F5_Commercial_Warehouse_New_Space Heating_Natural Gas_Unit Heater_E4 | F5 | Commercial | Warehouse | New | Space Heating | Natural Gas | Unit Heater | E4 | Utility - Cost of Operation | 0 | 0 | 0 | 0 | 0 | 0 | 0 | 0 | 0 | 0 | 0 | 0 | 0 | 0 | 0 | 0 | 0 | 0 | 0 | 0 | 0 | 0 | 0 | 0 | 0 | 0 | 0 | 0 | 0 | 0
F5_Commercial_Warehouse_New_Space Heating_Natural Gas_Unit Heater_E5 | F5 | Commercial | Warehouse | New | Space Heating | Natural Gas | Unit Heater | E5 | Utility - Cost of Operation | 0 | 0 | 0 | 0 | 0 | 0 | 0 | 0 | 0 | 0 | 0 | 0 | 0 | 0 | 0 | 0 | 0 | 0 | 0 | 0 | 0 | 0 | 0 | 0 | 0 | 0 | 0 | 0 | 0 | 0
F5_Commercial_Warehouse_New_Space Heating_Natural Gas_Unit Heater_E6 | F5 | Commercial | Warehouse | New | Space Heating | Natural Gas | Unit Heater | E6 | Utility - Cost of Operation | 0 | 0 | 0 | 0 | 0 | 0 | 0 | 0 | 0 | 0 | 0 | 0 | 0 | 0 | 0 | 0 | 0 | 0 | 0 | 0 | 0 | 0 | 0 | 0 | 0 | 0 | 0 | 0 | 0 | 0
F5_Commercial_Warehouse_New_Space Heating_Natural Gas_Unit Heater_E7 | F5 | Commercial | Warehouse | New | Space Heating | Natural Gas | Unit Heater | E7 | Utility - Cost of Operation | 0 | 0 | 0 | 0 | 0 | 0 | 0 | 0 | 0 | 0 | 0 | 0 | 0 | 0 | 0 | 0 | 0 | 0 | 0 | 0 | 0 | 0 | 0 | 0 | 0 | 0 | 0 | 0 | 0 | 0
F5_Commercial_Warehouse_New_Space Heating_Natural Gas_Unit Heater_E8 | F5 | Commercial | Warehouse | New | Space Heating | Natural Gas | Unit Heater | E8 | Utility - Cost of Operation | 0 | 0 | 0 | 0 | 0 | 0 | 0 | 0 | 0 | 0 | 0 | 0 | 0 | 0 | 0 | 0 | 0 | 0 | 0 | 0 | 0 | 0 | 0 | 0 | 0 | 0 | 0 | 0 | 0 | 0
F5_Commercial_Warehouse_New_Space Heating_Natural Gas_Unit Heater_E9 | F5 | Commercial | Warehouse | New | Space Heating | Natural Gas | Unit Heater | E9 | Utility - Cost of Operation | 0 | 0 | 0 | 0 | 0 | 0 | 0 | 0 | 0 | 0 | 0 | 0 | 0 | 0 | 0 | 0 | 0 | 0 | 0 | 0 | 0 | 0 | 0 | 0 | 0 | 0 | 0 | 0 | 0 | 0
F5_Commercial_Warehouse_New_Space Heating_Natural Gas_Unit Heater_E10 | F5 | Commercial | Warehouse | New | Space Heating | Natural Gas | Unit Heater | E10 | Utility - Cost of Operation | 0 | 0 | 0 | 0 | 0 | 0 | 0 | 0 | 0 | 0 | 0 | 0 | 0 | 0 | 0 | 0 | 0 | 0 | 0 | 0 | 0 | 0 | 0 | 0 | 0 | 0 | 0 | 0 | 0 | 0
F6_Commercial_Warehouse_New_Space Heating_Natural Gas_Unit Heater_E1 | F6 | Commercial | Warehouse | New | Space Heating | Natural Gas | Unit Heater | E1 | Utility - Value of Sales | 0.15505 | 0.15638 | 0.15797 | 0.1606 | 0.1641 | 0.16823 | 0.17203 | 0.17541 | 0.17869 | 0.18187 | 0.18508 | 0.1882 | 0.19114 | 0.19408 | 0.19689 | 0.19977 | 0.20285 | 0.20595 | 0.20908 | 0.21222 | 0.21533 | 0.21839 | 0 | 0 | 0 | 0 | 0 | 0 | 0 | 0
F6_Commercial_Warehouse_New_Space Heating_Natural Gas_Unit Heater_E2 | F6 | Commercial | Warehouse | New | Space Heating | Natural Gas | Unit Heater | E2 | Utility - Value of Sales | 0.14767 | 0.14894 | 0.15045 | 0.15295 | 0.15629 | 0.16023 | 0.16384 | 0.16706 | 0.17019 | 0.17322 | 0.17627 | 0.17924 | 0.18204 | 0.18484 | 0.18751 | 0.19026 | 0.1932 | 0.19615 | 0.19913 | 0.20212 | 0.20508 | 0.208 | 0 | 0 | 0 | 0 | 0 | 0 | 0 | 0
F6_Commercial_Warehouse_New_Space Heating_Natural Gas_Unit Heater_E3 | F6 | Commercial | Warehouse | New | Space Heating | Natural Gas | Unit Heater | E3 | Utility - Value of Sales | 0.13468 | 0.13607 | 0.13767 | 0.14004 | 0.14299 | 0.14635 | 0.14944 | 0.15217 | 0.15475 | 0.15731 | 0.15992 | 0.16253 | 0.16506 | 0.16773 | 0.17032 | 0.17298 | 0.17579 | 0.17862 | 0.18149 | 0.18438 | 0.18726 | 0.19011 | 0 | 0 | 0 | 0 | 0 | 0 | 0 | 0
F6_Commercial_Warehouse_New_Space Heating_Natural Gas_Unit Heater_E4 | F6 | Commercial | Warehouse | New | Space Heating | Natural Gas | Unit Heater | E4 | Utility - Value of Sales | 0 | 0 | 0 | 0 | 0 | 0 | 0 | 0 | 0 | 0 | 0 | 0 | 0 | 0 | 0 | 0 | 0 | 0 | 0 | 0 | 0 | 0 | 0 | 0 | 0 | 0 | 0 | 0 | 0 | 0
F6_Commercial_Warehouse_New_Space Heating_Natural Gas_Unit Heater_E5 | F6 | Commercial | Warehouse | New | Space Heating | Natural Gas | Unit Heater | E5 | Utility - Value of Sales | 0 | 0 | 0 | 0 | 0 | 0 | 0 | 0 | 0 | 0 | 0 | 0 | 0 | 0 | 0 | 0 | 0 | 0 | 0 | 0 | 0 | 0 | 0 | 0 | 0 | 0 | 0 | 0 | 0 | 0
F6_Commercial_Warehouse_New_Space Heating_Natural Gas_Unit Heater_E6 | F6 | Commercial | Warehouse | New | Space Heating | Natural Gas | Unit Heater | E6 | Utility - Value of Sales | 0 | 0 | 0 | 0 | 0 | 0 | 0 | 0 | 0 | 0 | 0 | 0 | 0 | 0 | 0 | 0 | 0 | 0 | 0 | 0 | 0 | 0 | 0 | 0 | 0 | 0 | 0 | 0 | 0 | 0
F6_Commercial_Warehouse_New_Space Heating_Natural Gas_Unit Heater_E7 | F6 | Commercial | Warehouse | New | Space Heating | Natural Gas | Unit Heater | E7 | Utility - Value of Sales | 0 | 0 | 0 | 0 | 0 | 0 | 0 | 0 | 0 | 0 | 0 | 0 | 0 | 0 | 0 | 0 | 0 | 0 | 0 | 0 | 0 | 0 | 0 | 0 | 0 | 0 | 0 | 0 | 0 | 0
F6_Commercial_Warehouse_New_Space Heating_Natural Gas_Unit Heater_E8 | F6 | Commercial | Warehouse | New | Space Heating | Natural Gas | Unit Heater | E8 | Utility - Value of Sales | 0 | 0 | 0 | 0 | 0 | 0 | 0 | 0 | 0 | 0 | 0 | 0 | 0 | 0 | 0 | 0 | 0 | 0 | 0 | 0 | 0 | 0 | 0 | 0 | 0 | 0 | 0 | 0 | 0 | 0
F6_Commercial_Warehouse_New_Space Heating_Natural Gas_Unit Heater_E9 | F6 | Commercial | Warehouse | New | Space Heating | Natural Gas | Unit Heater | E9 | Utility - Value of Sales | 0 | 0 | 0 | 0 | 0 | 0 | 0 | 0 | 0 | 0 | 0 | 0 | 0 | 0 | 0 | 0 | 0 | 0 | 0 | 0 | 0 | 0 | 0 | 0 | 0 | 0 | 0 | 0 | 0 | 0
F6_Commercial_Warehouse_New_Space Heating_Natural Gas_Unit Heater_E10 | F6 | Commercial | Warehouse | New | Space Heating | Natural Gas | Unit Heater | E10 | Utility - Value of Sales | 0 | 0 | 0 | 0 | 0 | 0 | 0 | 0 | 0 | 0 | 0 | 0 | 0 | 0 | 0 | 0 | 0 | 0 | 0 | 0 | 0 | 0 | 0 | 0 | 0 | 0 | 0 | 0 | 0 | 0
F1_Commercial_Warehouse_New_Water Heating_Natural Gas_Water Heater_E1 | F1 | Commercial | Warehouse | New | Water Heating | Natural Gas | Water Heater | E1 | Participant - Cost of Equipment | 0.0080068 | 0.0080068 | 0.0080068 | 0.0080068 | 0.0080068 | 0.0080068 | 0.0080068 | 0.0080068 | 0.0080068 | 0.0080068 | 0.0080068 | 0.0080068 | 0.0080068 | 0.0080068 | 0.0080068 | 0.0080068 | 0.0080068 | 0.0080068 | 0.0080068 | 0.0080068 | 0.0080068 | 0.0080068 | 0 | 0 | 0 | 0 | 0 | 0 | 0 | 0
F1_Commercial_Warehouse_New_Water Heating_Natural Gas_Water Heater_E2 | F1 | Commercial | Warehouse | New | Water Heating | Natural Gas | Water Heater | E2 | Participant - Cost of Equipment | 0.0079296 | 0.0079296 | 0.0079296 | 0.0079296 | 0.0079296 | 0.0079296 | 0.0079296 | 0.0079296 | 0.0079296 | 0.0079296 | 0.0079296 | 0.0079296 | 0.0079296 | 0.0079296 | 0.0079296 | 0.0079296 | 0.0079296 | 0.0079296 | 0.0079296 | 0.0079296 | 0.0079296 | 0.0079296 | 0 | 0 | 0 | 0 | 0 | 0 | 0 | 0
F1_Commercial_Warehouse_New_Water Heating_Natural Gas_Water Heater_E3 | F1 | Commercial | Warehouse | New | Water Heating | Natural Gas | Water Heater | E3 | Participant - Cost of Equipment | 0.0080948 | 0.0080948 | 0.0080948 | 0.0080948 | 0.0080948 | 0.0080948 | 0.0080948 | 0.0080948 | 0.0080948 | 0.0080948 | 0.0080948 | 0.0080948 | 0.0080948 | 0.0080948 | 0.0080948 | 0.0080948 | 0.0080948 | 0.0080948 | 0.0080948 | 0.0080948 | 0.0080948 | 0.0080948 | 0 | 0 | 0 | 0 | 0 | 0 | 0 | 0
F1_Commercial_Warehouse_New_Water Heating_Natural Gas_Water Heater_E4 | F1 | Commercial | Warehouse | New | Water Heating | Natural Gas | Water Heater | E4 | Participant - Cost of Equipment | 0.0064623 | 0.0064623 | 0.0064623 | 0.0064623 | 0.0064623 | 0.0064623 | 0.0064623 | 0.0064623 | 0.0064623 | 0.0064623 | 0.0064623 | 0.0064623 | 0.0064623 | 0.0064623 | 0.0064623 | 0.0064623 | 0.0064623 | 0.0064623 | 0.0064623 | 0.0064623 | 0.0064623 | 0.0064623 | 0 | 0 | 0 | 0 | 0 | 0 | 0 | 0
F1_Commercial_Warehouse_New_Water Heating_Natural Gas_Water Heater_E5 | F1 | Commercial | Warehouse | New | Water Heating | Natural Gas | Water Heater | E5 | Participant - Cost of Equipment | 0 | 0 | 0 | 0 | 0 | 0 | 0 | 0 | 0 | 0 | 0 | 0 | 0 | 0 | 0 | 0 | 0 | 0 | 0 | 0 | 0 | 0 | 0 | 0 | 0 | 0 | 0 | 0 | 0 | 0
F1_Commercial_Warehouse_New_Water Heating_Natural Gas_Water Heater_E6 | F1 | Commercial | Warehouse | New | Water Heating | Natural Gas | Water Heater | E6 | Participant - Cost of Equipment | 0 | 0 | 0 | 0 | 0 | 0 | 0 | 0 | 0 | 0 | 0 | 0 | 0 | 0 | 0 | 0 | 0 | 0 | 0 | 0 | 0 | 0 | 0 | 0 | 0 | 0 | 0 | 0 | 0 | 0
F1_Commercial_Warehouse_New_Water Heating_Natural Gas_Water Heater_E7 | F1 | Commercial | Warehouse | New | Water Heating | Natural Gas | Water Heater | E7 | Participant - Cost of Equipment | 0 | 0 | 0 | 0 | 0 | 0 | 0 | 0 | 0 | 0 | 0 | 0 | 0 | 0 | 0 | 0 | 0 | 0 | 0 | 0 | 0 | 0 | 0 | 0 | 0 | 0 | 0 | 0 | 0 | 0
F1_Commercial_Warehouse_New_Water Heating_Natural Gas_Water Heater_E8 | F1 | Commercial | Warehouse | New | Water Heating | Natural Gas | Water Heater | E8 | Participant - Cost of Equipment | 0 | 0 | 0 | 0 | 0 | 0 | 0 | 0 | 0 | 0 | 0 | 0 | 0 | 0 | 0 | 0 | 0 | 0 | 0 | 0 | 0 | 0 | 0 | 0 | 0 | 0 | 0 | 0 | 0 | 0
F1_Commercial_Warehouse_New_Water Heating_Natural Gas_Water Heater_E9 | F1 | Commercial | Warehouse | New | Water Heating | Natural Gas | Water Heater | E9 | Participant - Cost of Equipment | 0 | 0 | 0 | 0 | 0 | 0 | 0 | 0 | 0 | 0 | 0 | 0 | 0 | 0 | 0 | 0 | 0 | 0 | 0 | 0 | 0 | 0 | 0 | 0 | 0 | 0 | 0 | 0 | 0 | 0
F1_Commercial_Warehouse_New_Water Heating_Natural Gas_Water Heater_E10 | F1 | Commercial | Warehouse | New | Water Heating | Natural Gas | Water Heater | E10 | Participant - Cost of Equipment | 0 | 0 | 0 | 0 | 0 | 0 | 0 | 0 | 0 | 0 | 0 | 0 | 0 | 0 | 0 | 0 | 0 | 0 | 0 | 0 | 0 | 0 | 0 | 0 | 0 | 0 | 0 | 0 | 0 | 0
F2_Commercial_Warehouse_New_Water Heating_Natural Gas_Water Heater_E1 | F2 | Commercial | Warehouse | New | Water Heating | Natural Gas | Water Heater | E1 | Participant - Cost of Operation | 0.076755 | 0.077266 | 0.077929 | 0.079209 | 0.080985 | 0.083123 | 0.085064 | 0.086727 | 0.088305 | 0.089917 | 0.091643 | 0.093327 | 0.094919 | 0.096522 | 0.097939 | 0.09928 | 0.10073 | 0.10219 | 0.10365 | 0.10512 | 0.10655 | 0.10796 | 0 | 0 | 0 | 0 | 0 | 0 | 0 | 0
F2_Commercial_Warehouse_New_Water Heating_Natural Gas_Water Heater_E2 | F2 | Commercial | Warehouse | New | Water Heating | Natural Gas | Water Heater | E2 | Participant - Cost of Operation | 0.070359 | 0.070828 | 0.071435 | 0.072608 | 0.074236 | 0.076196 | 0.077975 | 0.079499 | 0.080946 | 0.082424 | 0.084006 | 0.085549 | 0.087009 | 0.088478 | 0.089777 | 0.091006 | 0.092337 | 0.093672 | 0.095015 | 0.096357 | 0.097675 | 0.098961 | 0 | 0 | 0 | 0 | 0 | 0 | 0 | 0
F2_Commercial_Warehouse_New_Water Heating_Natural Gas_Water Heater_E3 | F2 | Commercial | Warehouse | New | Water Heating | Natural Gas | Water Heater | E3 | Participant - Cost of Operation | 0.068923 | 0.069382 | 0.069977 | 0.071126 | 0.072721 | 0.074641 | 0.076384 | 0.077877 | 0.079294 | 0.080742 | 0.082292 | 0.083804 | 0.085233 | 0.086673 | 0.087945 | 0.089149 | 0.090453 | 0.091761 | 0.093076 | 0.094391 | 0.095682 | 0.096941 | 0 | 0 | 0 | 0 | 0 | 0 | 0 | 0
F2_Commercial_Warehouse_New_Water Heating_Natural Gas_Water Heater_E4 | F2 | Commercial | Warehouse | New | Water Heating | Natural Gas | Water Heater | E4 | Participant - Cost of Operation | 0.046069 | 0.046491 | 0.046989 | 0.047778 | 0.048812 | 0.050027 | 0.051153 | 0.052134 | 0.053053 | 0.053955 | 0.054876 | 0.055784 | 0.056657 | 0.057546 | 0.0584 | 0.059276 | 0.060209 | 0.061149 | 0.062099 | 0.063053 | 0.063999 | 0.064935 | 0 | 0 | 0 | 0 | 0 | 0 | 0 | 0
F2_Commercial_Warehouse_New_Water Heating_Natural Gas_Water Heater_E5 | F2 | Commercial | Warehouse | New | Water Heating | Natural Gas | Water Heater | E5 | Participant - Cost of Operation | 0 | 0 | 0 | 0 | 0 | 0 | 0 | 0 | 0 | 0 | 0 | 0 | 0 | 0 | 0 | 0 | 0 | 0 | 0 | 0 | 0 | 0 | 0 | 0 | 0 | 0 | 0 | 0 | 0 | 0
F2_Commercial_Warehouse_New_Water Heating_Natural Gas_Water Heater_E6 | F2 | Commercial | Warehouse | New | Water Heating | Natural Gas | Water Heater | E6 | Participant - Cost of Operation | 0 | 0 | 0 | 0 | 0 | 0 | 0 | 0 | 0 | 0 | 0 | 0 | 0 | 0 | 0 | 0 | 0 | 0 | 0 | 0 | 0 | 0 | 0 | 0 | 0 | 0 | 0 | 0 | 0 | 0
F2_Commercial_Warehouse_New_Water Heating_Natural Gas_Water Heater_E7 | F2 | Commercial | Warehouse | New | Water Heating | Natural Gas | Water Heater | E7 | Participant - Cost of Operation | 0 | 0 | 0 | 0 | 0 | 0 | 0 | 0 | 0 | 0 | 0 | 0 | 0 | 0 | 0 | 0 | 0 | 0 | 0 | 0 | 0 | 0 | 0 | 0 | 0 | 0 | 0 | 0 | 0 | 0
F2_Commercial_Warehouse_New_Water Heating_Natural Gas_Water Heater_E8 | F2 | Commercial | Warehouse | New | Water Heating | Natural Gas | Water Heater | E8 | Participant - Cost of Operation | 0 | 0 | 0 | 0 | 0 | 0 | 0 | 0 | 0 | 0 | 0 | 0 | 0 | 0 | 0 | 0 | 0 | 0 | 0 | 0 | 0 | 0 | 0 | 0 | 0 | 0 | 0 | 0 | 0 | 0
F2_Commercial_Warehouse_New_Water Heating_Natural Gas_Water Heater_E9 | F2 | Commercial | Warehouse | New | Water Heating | Natural Gas | Water Heater | E9 | Participant - Cost of Operation | 0 | 0 | 0 | 0 | 0 | 0 | 0 | 0 | 0 | 0 | 0 | 0 | 0 | 0 | 0 | 0 | 0 | 0 | 0 | 0 | 0 | 0 | 0 | 0 | 0 | 0 | 0 | 0 | 0 | 0
F2_Commercial_Warehouse_New_Water Heating_Natural Gas_Water Heater_E10 | F2 | Commercial | Warehouse | New | Water Heating | Natural Gas | Water Heater | E10 | Participant - Cost of Operation | 0 | 0 | 0 | 0 | 0 | 0 | 0 | 0 | 0 | 0 | 0 | 0 | 0 | 0 | 0 | 0 | 0 | 0 | 0 | 0 | 0 | 0 | 0 | 0 | 0 | 0 | 0 | 0 | 0 | 0
F3_Commercial_Warehouse_New_Water Heating_Natural Gas_Water Heater_E1 | F3 | Commercial | Warehouse | New | Water Heating | Natural Gas | Water Heater | E1 | System - kBTUs of Conusmption | 7.2725 | 7.292 | 7.3157 | 7.3771 | 7.4306 | 7.4759 | 7.5103 | 7.5442 | 7.5753 | 7.6037 | 7.6273 | 7.6417 | 7.6448 | 7.6365 | 7.6138 | 7.5827 | 7.5492 | 7.5134 | 7.4725 | 7.4331 | 7.3923 | 7.3503 | 0 | 0 | 0 | 0 | 0 | 0 | 0 | 0
F3_Commercial_Warehouse_New_Water Heating_Natural Gas_Water Heater_E2 | F3 | Commercial | Warehouse | New | Water Heating | Natural Gas | Water Heater | E2 | System - kBTUs of Conusmption | 6.6664 | 6.6843 | 6.706 | 6.7623 | 6.8113 | 6.8529 | 6.8845 | 6.9155 | 6.9441 | 6.9701 | 6.9917 | 7.0049 | 7.0077 | 7.0001 | 6.9793 | 6.9508 | 6.9201 | 6.8873 | 6.8498 | 6.8137 | 6.7762 | 6.7377 | 0 | 0 | 0 | 0 | 0 | 0 | 0 | 0
F3_Commercial_Warehouse_New_Water Heating_Natural Gas_Water Heater_E3 | F3 | Commercial | Warehouse | New | Water Heating | Natural Gas | Water Heater | E3 | System - kBTUs of Conusmption | 6.5304 | 6.5479 | 6.5692 | 6.6243 | 6.6723 | 6.713 | 6.744 | 6.7744 | 6.8024 | 6.8278 | 6.849 | 6.8619 | 6.8647 | 6.8573 | 6.8369 | 6.8089 | 6.7789 | 6.7467 | 6.71 | 6.6747 | 6.638 | 6.6002 | 0 | 0 | 0 | 0 | 0 | 0 | 0 | 0
F3_Commercial_Warehouse_New_Water Heating_Natural Gas_Water Heater_E4 | F3 | Commercial | Warehouse | New | Water Heating | Natural Gas | Water Heater | E4 | System - kBTUs of Conusmption | 4.3034 | 4.3163 | 4.3307 | 4.3619 | 4.3893 | 4.4124 | 4.4303 | 4.4451 | 4.4555 | 4.4612 | 4.4613 | 4.4582 | 4.4509 | 4.4392 | 4.4248 | 4.4108 | 4.3956 | 4.3795 | 4.361 | 4.3433 | 4.3248 | 4.3059 | 0 | 0 | 0 | 0 | 0 | 0 | 0 | 0
F3_Commercial_Warehouse_New_Water Heating_Natural Gas_Water Heater_E5 | F3 | Commercial | Warehouse | New | Water Heating | Natural Gas | Water Heater | E5 | System - kBTUs of Conusmption | 0 | 0 | 0 | 0 | 0 | 0 | 0 | 0 | 0 | 0 | 0 | 0 | 0 | 0 | 0 | 0 | 0 | 0 | 0 | 0 | 0 | 0 | 0 | 0 | 0 | 0 | 0 | 0 | 0 | 0
F3_Commercial_Warehouse_New_Water Heating_Natural Gas_Water Heater_E6 | F3 | Commercial | Warehouse | New | Water Heating | Natural Gas | Water Heater | E6 | System - kBTUs of Conusmption | 0 | 0 | 0 | 0 | 0 | 0 | 0 | 0 | 0 | 0 | 0 | 0 | 0 | 0 | 0 | 0 | 0 | 0 | 0 | 0 | 0 | 0 | 0 | 0 | 0 | 0 | 0 | 0 | 0 | 0
F3_Commercial_Warehouse_New_Water Heating_Natural Gas_Water Heater_E7 | F3 | Commercial | Warehouse | New | Water Heating | Natural Gas | Water Heater | E7 | System - kBTUs of Conusmption | 0 | 0 | 0 | 0 | 0 | 0 | 0 | 0 | 0 | 0 | 0 | 0 | 0 | 0 | 0 | 0 | 0 | 0 | 0 | 0 | 0 | 0 | 0 | 0 | 0 | 0 | 0 | 0 | 0 | 0
F3_Commercial_Warehouse_New_Water Heating_Natural Gas_Water Heater_E8 | F3 | Commercial | Warehouse | New | Water Heating | Natural Gas | Water Heater | E8 | System - kBTUs of Conusmption | 0 | 0 | 0 | 0 | 0 | 0 | 0 | 0 | 0 | 0 | 0 | 0 | 0 | 0 | 0 | 0 | 0 | 0 | 0 | 0 | 0 | 0 | 0 | 0 | 0 | 0 | 0 | 0 | 0 | 0
F3_Commercial_Warehouse_New_Water Heating_Natural Gas_Water Heater_E9 | F3 | Commercial | Warehouse | New | Water Heating | Natural Gas | Water Heater | E9 | System - kBTUs of Conusmption | 0 | 0 | 0 | 0 | 0 | 0 | 0 | 0 | 0 | 0 | 0 | 0 | 0 | 0 | 0 | 0 | 0 | 0 | 0 | 0 | 0 | 0 | 0 | 0 | 0 | 0 | 0 | 0 | 0 | 0
F3_Commercial_Warehouse_New_Water Heating_Natural Gas_Water Heater_E10 | F3 | Commercial | Warehouse | New | Water Heating | Natural Gas | Water Heater | E10 | System - kBTUs of Conusmption | 0 | 0 | 0 | 0 | 0 | 0 | 0 | 0 | 0 | 0 | 0 | 0 | 0 | 0 | 0 | 0 | 0 | 0 | 0 | 0 | 0 | 0 | 0 | 0 | 0 | 0 | 0 | 0 | 0 | 0
F4_Commercial_Warehouse_New_Water Heating_Natural Gas_Water Heater_E1 | F4 | Commercial | Warehouse | New | Water Heating | Natural Gas | Water Heater | E1 | Utility - Cost of Equipment | 0.0080068 | 0.0080068 | 0.0080068 | 0.0080068 | 0.0080068 | 0.0080068 | 0.0080068 | 0.0080068 | 0.0080068 | 0.0080068 | 0.0080068 | 0.0080068 | 0.0080068 | 0.0080068 | 0.0080068 | 0.0080068 | 0.0080068 | 0.0080068 | 0.0080068 | 0.0080068 | 0.0080068 | 0.0080068 | 0 | 0 | 0 | 0 | 0 | 0 | 0 | 0
F4_Commercial_Warehouse_New_Water Heating_Natural Gas_Water Heater_E2 | F4 | Commercial | Warehouse | New | Water Heating | Natural Gas | Water Heater | E2 | Utility - Cost of Equipment | 0.0079296 | 0.0079296 | 0.0079296 | 0.0079296 | 0.0079296 | 0.0079296 | 0.0079296 | 0.0079296 | 0.0079296 | 0.0079296 | 0.0079296 | 0.0079296 | 0.0079296 | 0.0079296 | 0.0079296 | 0.0079296 | 0.0079296 | 0.0079296 | 0.0079296 | 0.0079296 | 0.0079296 | 0.0079296 | 0 | 0 | 0 | 0 | 0 | 0 | 0 | 0
F4_Commercial_Warehouse_New_Water Heating_Natural Gas_Water Heater_E3 | F4 | Commercial | Warehouse | New | Water Heating | Natural Gas | Water Heater | E3 | Utility - Cost of Equipment | 0.0080948 | 0.0080948 | 0.0080948 | 0.0080948 | 0.0080948 | 0.0080948 | 0.0080948 | 0.0080948 | 0.0080948 | 0.0080948 | 0.0080948 | 0.0080948 | 0.0080948 | 0.0080948 | 0.0080948 | 0.0080948 | 0.0080948 | 0.0080948 | 0.0080948 | 0.0080948 | 0.0080948 | 0.0080948 | 0 | 0 | 0 | 0 | 0 | 0 | 0 | 0
F4_Commercial_Warehouse_New_Water Heating_Natural Gas_Water Heater_E4 | F4 | Commercial | Warehouse | New | Water Heating | Natural Gas | Water Heater | E4 | Utility - Cost of Equipment | 0.0064623 | 0.0064623 | 0.0064623 | 0.0064623 | 0.0064623 | 0.0064623 | 0.0064623 | 0.0064623 | 0.0064623 | 0.0064623 | 0.0064623 | 0.0064623 | 0.0064623 | 0.0064623 | 0.0064623 | 0.0064623 | 0.0064623 | 0.0064623 | 0.0064623 | 0.0064623 | 0.0064623 | 0.0064623 | 0 | 0 | 0 | 0 | 0 | 0 | 0 | 0
F4_Commercial_Warehouse_New_Water Heating_Natural Gas_Water Heater_E5 | F4 | Commercial | Warehouse | New | Water Heating | Natural Gas | Water Heater | E5 | Utility - Cost of Equipment | 0 | 0 | 0 | 0 | 0 | 0 | 0 | 0 | 0 | 0 | 0 | 0 | 0 | 0 | 0 | 0 | 0 | 0 | 0 | 0 | 0 | 0 | 0 | 0 | 0 | 0 | 0 | 0 | 0 | 0
F4_Commercial_Warehouse_New_Water Heating_Natural Gas_Water Heater_E6 | F4 | Commercial | Warehouse | New | Water Heating | Natural Gas | Water Heater | E6 | Utility - Cost of Equipment | 0 | 0 | 0 | 0 | 0 | 0 | 0 | 0 | 0 | 0 | 0 | 0 | 0 | 0 | 0 | 0 | 0 | 0 | 0 | 0 | 0 | 0 | 0 | 0 | 0 | 0 | 0 | 0 | 0 | 0
F4_Commercial_Warehouse_New_Water Heating_Natural Gas_Water Heater_E7 | F4 | Commercial | Warehouse | New | Water Heating | Natural Gas | Water Heater | E7 | Utility - Cost of Equipment | 0 | 0 | 0 | 0 | 0 | 0 | 0 | 0 | 0 | 0 | 0 | 0 | 0 | 0 | 0 | 0 | 0 | 0 | 0 | 0 | 0 | 0 | 0 | 0 | 0 | 0 | 0 | 0 | 0 | 0
F4_Commercial_Warehouse_New_Water Heating_Natural Gas_Water Heater_E8 | F4 | Commercial | Warehouse | New | Water Heating | Natural Gas | Water Heater | E8 | Utility - Cost of Equipment | 0 | 0 | 0 | 0 | 0 | 0 | 0 | 0 | 0 | 0 | 0 | 0 | 0 | 0 | 0 | 0 | 0 | 0 | 0 | 0 | 0 | 0 | 0 | 0 | 0 | 0 | 0 | 0 | 0 | 0
F4_Commercial_Warehouse_New_Water Heating_Natural Gas_Water Heater_E9 | F4 | Commercial | Warehouse | New | Water Heating | Natural Gas | Water Heater | E9 | Utility - Cost of Equipment | 0 | 0 | 0 | 0 | 0 | 0 | 0 | 0 | 0 | 0 | 0 | 0 | 0 | 0 | 0 | 0 | 0 | 0 | 0 | 0 | 0 | 0 | 0 | 0 | 0 | 0 | 0 | 0 | 0 | 0
F4_Commercial_Warehouse_New_Water Heating_Natural Gas_Water Heater_E10 | F4 | Commercial | Warehouse | New | Water Heating | Natural Gas | Water Heater | E10 | Utility - Cost of Equipment | 0 | 0 | 0 | 0 | 0 | 0 | 0 | 0 | 0 | 0 | 0 | 0 | 0 | 0 | 0 | 0 | 0 | 0 | 0 | 0 | 0 | 0 | 0 | 0 | 0 | 0 | 0 | 0 | 0 | 0
F5_Commercial_Warehouse_New_Water Heating_Natural Gas_Water Heater_E1 | F5 | Commercial | Warehouse | New | Water Heating | Natural Gas | Water Heater | E1 | Utility - Cost of Operation | 0.064066 | 0.064493 | 0.065046 | 0.066114 | 0.067597 | 0.069381 | 0.071001 | 0.072389 | 0.073706 | 0.075052 | 0.076493 | 0.077898 | 0.079227 | 0.080565 | 0.081747 | 0.082867 | 0.084078 | 0.085294 | 0.086517 | 0.087739 | 0.088939 | 0.09011 | 0 | 0 | 0 | 0 | 0 | 0 | 0 | 0
F5_Commercial_Warehouse_New_Water Heating_Natural Gas_Water Heater_E2 | F5 | Commercial | Warehouse | New | Water Heating | Natural Gas | Water Heater | E2 | Utility - Cost of Operation | 0.058727 | 0.059118 | 0.059625 | 0.060605 | 0.061964 | 0.063599 | 0.065084 | 0.066357 | 0.067564 | 0.068798 | 0.070118 | 0.071406 | 0.072624 | 0.073851 | 0.074935 | 0.075961 | 0.077072 | 0.078186 | 0.079307 | 0.080428 | 0.081527 | 0.082601 | 0 | 0 | 0 | 0 | 0 | 0 | 0 | 0
F5_Commercial_Warehouse_New_Water Heating_Natural Gas_Water Heater_E3 | F5 | Commercial | Warehouse | New | Water Heating | Natural Gas | Water Heater | E3 | Utility - Cost of Operation | 0.057528 | 0.057912 | 0.058409 | 0.059368 | 0.060699 | 0.062301 | 0.063756 | 0.065002 | 0.066185 | 0.067394 | 0.068687 | 0.069949 | 0.071142 | 0.072344 | 0.073406 | 0.074411 | 0.075499 | 0.076591 | 0.077688 | 0.078786 | 0.079863 | 0.080915 | 0 | 0 | 0 | 0 | 0 | 0 | 0 | 0
F5_Commercial_Warehouse_New_Water Heating_Natural Gas_Water Heater_E4 | F5 | Commercial | Warehouse | New | Water Heating | Natural Gas | Water Heater | E4 | Utility - Cost of Operation | 0.038453 | 0.038805 | 0.039221 | 0.039879 | 0.040742 | 0.041757 | 0.042697 | 0.043515 | 0.044282 | 0.045035 | 0.045804 | 0.046562 | 0.04729 | 0.048032 | 0.048746 | 0.049477 | 0.050255 | 0.05104 | 0.051832 | 0.052629 | 0.053419 | 0.0542 | 0 | 0 | 0 | 0 | 0 | 0 | 0 | 0
F5_Commercial_Warehouse_New_Water Heating_Natural Gas_Water Heater_E5 | F5 | Commercial | Warehouse | New | Water Heating | Natural Gas | Water Heater | E5 | Utility - Cost of Operation | 0 | 0 | 0 | 0 | 0 | 0 | 0 | 0 | 0 | 0 | 0 | 0 | 0 | 0 | 0 | 0 | 0 | 0 | 0 | 0 | 0 | 0 | 0 | 0 | 0 | 0 | 0 | 0 | 0 | 0
F5_Commercial_Warehouse_New_Water Heating_Natural Gas_Water Heater_E6 | F5 | Commercial | Warehouse | New | Water Heating | Natural Gas | Water Heater | E6 | Utility - Cost of Operation | 0 | 0 | 0 | 0 | 0 | 0 | 0 | 0 | 0 | 0 | 0 | 0 | 0 | 0 | 0 | 0 | 0 | 0 | 0 | 0 | 0 | 0 | 0 | 0 | 0 | 0 | 0 | 0 | 0 | 0
F5_Commercial_Warehouse_New_Water Heating_Natural Gas_Water Heater_E7 | F5 | Commercial | Warehouse | New | Water Heating | Natural Gas | Water Heater | E7 | Utility - Cost of Operation | 0 | 0 | 0 | 0 | 0 | 0 | 0 | 0 | 0 | 0 | 0 | 0 | 0 | 0 | 0 | 0 | 0 | 0 | 0 | 0 | 0 | 0 | 0 | 0 | 0 | 0 | 0 | 0 | 0 | 0
F5_Commercial_Warehouse_New_Water Heating_Natural Gas_Water Heater_E8 | F5 | Commercial | Warehouse | New | Water Heating | Natural Gas | Water Heater | E8 | Utility - Cost of Operation | 0 | 0 | 0 | 0 | 0 | 0 | 0 | 0 | 0 | 0 | 0 | 0 | 0 | 0 | 0 | 0 | 0 | 0 | 0 | 0 | 0 | 0 | 0 | 0 | 0 | 0 | 0 | 0 | 0 | 0
F5_Commercial_Warehouse_New_Water Heating_Natural Gas_Water Heater_E9 | F5 | Commercial | Warehouse | New | Water Heating | Natural Gas | Water Heater | E9 | Utility - Cost of Operation | 0 | 0 | 0 | 0 | 0 | 0 | 0 | 0 | 0 | 0 | 0 | 0 | 0 | 0 | 0 | 0 | 0 | 0 | 0 | 0 | 0 | 0 | 0 | 0 | 0 | 0 | 0 | 0 | 0 | 0
F5_Commercial_Warehouse_New_Water Heating_Natural Gas_Water Heater_E10 | F5 | Commercial | Warehouse | New | Water Heating | Natural Gas | Water Heater | E10 | Utility - Cost of Operation | 0 | 0 | 0 | 0 | 0 | 0 | 0 | 0 | 0 | 0 | 0 | 0 | 0 | 0 | 0 | 0 | 0 | 0 | 0 | 0 | 0 | 0 | 0 | 0 | 0 | 0 | 0 | 0 | 0 | 0
F6_Commercial_Warehouse_New_Water Heating_Natural Gas_Water Heater_E1 | F6 | Commercial | Warehouse | New | Water Heating | Natural Gas | Water Heater | E1 | Utility - Value of Sales | 0.076755 | 0.077266 | 0.077929 | 0.079209 | 0.080985 | 0.083123 | 0.085064 | 0.086727 | 0.088305 | 0.089917 | 0.091643 | 0.093327 | 0.094919 | 0.096522 | 0.097939 | 0.09928 | 0.10073 | 0.10219 | 0.10365 | 0.10512 | 0.10655 | 0.10796 | 0 | 0 | 0 | 0 | 0 | 0 | 0 | 0
F6_Commercial_Warehouse_New_Water Heating_Natural Gas_Water Heater_E2 | F6 | Commercial | Warehouse | New | Water Heating | Natural Gas | Water Heater | E2 | Utility - Value of Sales | 0.070359 | 0.070828 | 0.071435 | 0.072608 | 0.074236 | 0.076196 | 0.077975 | 0.079499 | 0.080946 | 0.082424 | 0.084006 | 0.085549 | 0.087009 | 0.088478 | 0.089777 | 0.091006 | 0.092337 | 0.093672 | 0.095015 | 0.096357 | 0.097675 | 0.098961 | 0 | 0 | 0 | 0 | 0 | 0 | 0 | 0
F6_Commercial_Warehouse_New_Water Heating_Natural Gas_Water Heater_E3 | F6 | Commercial | Warehouse | New | Water Heating | Natural Gas | Water Heater | E3 | Utility - Value of Sales | 0.068923 | 0.069382 | 0.069977 | 0.071126 | 0.072721 | 0.074641 | 0.076384 | 0.077877 | 0.079294 | 0.080742 | 0.082292 | 0.083804 | 0.085233 | 0.086673 | 0.087945 | 0.089149 | 0.090453 | 0.091761 | 0.093076 | 0.094391 | 0.095682 | 0.096941 | 0 | 0 | 0 | 0 | 0 | 0 | 0 | 0
F6_Commercial_Warehouse_New_Water Heating_Natural Gas_Water Heater_E4 | F6 | Commercial | Warehouse | New | Water Heating | Natural Gas | Water Heater | E4 | Utility - Value of Sales | 0.046069 | 0.046491 | 0.046989 | 0.047778 | 0.048812 | 0.050027 | 0.051153 | 0.052134 | 0.053053 | 0.053955 | 0.054876 | 0.055784 | 0.056657 | 0.057546 | 0.0584 | 0.059276 | 0.060209 | 0.061149 | 0.062099 | 0.063053 | 0.063999 | 0.064935 | 0 | 0 | 0 | 0 | 0 | 0 | 0 | 0
F6_Commercial_Warehouse_New_Water Heating_Natural Gas_Water Heater_E5 | F6 | Commercial | Warehouse | New | Water Heating | Natural Gas | Water Heater | E5 | Utility - Value of Sales | 0 | 0 | 0 | 0 | 0 | 0 | 0 | 0 | 0 | 0 | 0 | 0 | 0 | 0 | 0 | 0 | 0 | 0 | 0 | 0 | 0 | 0 | 0 | 0 | 0 | 0 | 0 | 0 | 0 | 0
F6_Commercial_Warehouse_New_Water Heating_Natural Gas_Water Heater_E6 | F6 | Commercial | Warehouse | New | Water Heating | Natural Gas | Water Heater | E6 | Utility - Value of Sales | 0 | 0 | 0 | 0 | 0 | 0 | 0 | 0 | 0 | 0 | 0 | 0 | 0 | 0 | 0 | 0 | 0 | 0 | 0 | 0 | 0 | 0 | 0 | 0 | 0 | 0 | 0 | 0 | 0 | 0
F6_Commercial_Warehouse_New_Water Heating_Natural Gas_Water Heater_E7 | F6 | Commercial | Warehouse | New | Water Heating | Natural Gas | Water Heater | E7 | Utility - Value of Sales | 0 | 0 | 0 | 0 | 0 | 0 | 0 | 0 | 0 | 0 | 0 | 0 | 0 | 0 | 0 | 0 | 0 | 0 | 0 | 0 | 0 | 0 | 0 | 0 | 0 | 0 | 0 | 0 | 0 | 0
F6_Commercial_Warehouse_New_Water Heating_Natural Gas_Water Heater_E8 | F6 | Commercial | Warehouse | New | Water Heating | Natural Gas | Water Heater | E8 | Utility - Value of Sales | 0 | 0 | 0 | 0 | 0 | 0 | 0 | 0 | 0 | 0 | 0 | 0 | 0 | 0 | 0 | 0 | 0 | 0 | 0 | 0 | 0 | 0 | 0 | 0 | 0 | 0 | 0 | 0 | 0 | 0
F6_Commercial_Warehouse_New_Water Heating_Natural Gas_Water Heater_E9 | F6 | Commercial | Warehouse | New | Water Heating | Natural Gas | Water Heater | E9 | Utility - Value of Sales | 0 | 0 | 0 | 0 | 0 | 0 | 0 | 0 | 0 | 0 | 0 | 0 | 0 | 0 | 0 | 0 | 0 | 0 | 0 | 0 | 0 | 0 | 0 | 0 | 0 | 0 | 0 | 0 | 0 | 0
F6_Commercial_Warehouse_New_Water Heating_Natural Gas_Water Heater_E10 | F6 | Commercial | Warehouse | New | Water Heating | Natural Gas | Water Heater | E10 | Utility - Value of Sales | 0 | 0 | 0 | 0 | 0 | 0 | 0 | 0 | 0 | 0 | 0 | 0 | 0 | 0 | 0 | 0 | 0 | 0 | 0 | 0 | 0 | 0 | 0 | 0 | 0 | 0 | 0 | 0 | 0 | 0
F1_Commercial_Warehouse_New_Food Preparation_Natural Gas_Oven_E1 | F1 | Commercial | Warehouse | New | Food Preparation | Natural Gas | Oven | E1 | Participant - Cost of Equipment | 0.12348 | 0.12348 | 0.12348 | 0.12348 | 0.12348 | 0.12348 | 0.12348 | 0.12348 | 0.12348 | 0.12348 | 0.12348 | 0.12348 | 0.12348 | 0.12348 | 0.12348 | 0.12348 | 0.12348 | 0.12348 | 0.12348 | 0.12348 | 0.12348 | 0.12348 | 0 | 0 | 0 | 0 | 0 | 0 | 0 | 0
F1_Commercial_Warehouse_New_Food Preparation_Natural Gas_Oven_E2 | F1 | Commercial | Warehouse | New | Food Preparation | Natural Gas | Oven | E2 | Participant - Cost of Equipment | 0.12429 | 0.12429 | 0.12429 | 0.12429 | 0.12429 | 0.12429 | 0.12429 | 0.12429 | 0.12429 | 0.12429 | 0.12429 | 0.12429 | 0.12429 | 0.12429 | 0.12429 | 0.12429 | 0.12429 | 0.12429 | 0.12429 | 0.12429 | 0.12429 | 0.12429 | 0 | 0 | 0 | 0 | 0 | 0 | 0 | 0
F1_Commercial_Warehouse_New_Food Preparation_Natural Gas_Oven_E3 | F1 | Commercial | Warehouse | New | Food Preparation | Natural Gas | Oven | E3 | Participant - Cost of Equipment | 0 | 0 | 0 | 0 | 0 | 0 | 0 | 0 | 0 | 0 | 0 | 0 | 0 | 0 | 0 | 0 | 0 | 0 | 0 | 0 | 0 | 0 | 0 | 0 | 0 | 0 | 0 | 0 | 0 | 0
F1_Commercial_Warehouse_New_Food Preparation_Natural Gas_Oven_E4 | F1 | Commercial | Warehouse | New | Food Preparation | Natural Gas | Oven | E4 | Participant - Cost of Equipment | 0 | 0 | 0 | 0 | 0 | 0 | 0 | 0 | 0 | 0 | 0 | 0 | 0 | 0 | 0 | 0 | 0 | 0 | 0 | 0 | 0 | 0 | 0 | 0 | 0 | 0 | 0 | 0 | 0 | 0
F1_Commercial_Warehouse_New_Food Preparation_Natural Gas_Oven_E5 | F1 | Commercial | Warehouse | New | Food Preparation | Natural Gas | Oven | E5 | Participant - Cost of Equipment | 0 | 0 | 0 | 0 | 0 | 0 | 0 | 0 | 0 | 0 | 0 | 0 | 0 | 0 | 0 | 0 | 0 | 0 | 0 | 0 | 0 | 0 | 0 | 0 | 0 | 0 | 0 | 0 | 0 | 0
F1_Commercial_Warehouse_New_Food Preparation_Natural Gas_Oven_E6 | F1 | Commercial | Warehouse | New | Food Preparation | Natural Gas | Oven | E6 | Participant - Cost of Equipment | 0 | 0 | 0 | 0 | 0 | 0 | 0 | 0 | 0 | 0 | 0 | 0 | 0 | 0 | 0 | 0 | 0 | 0 | 0 | 0 | 0 | 0 | 0 | 0 | 0 | 0 | 0 | 0 | 0 | 0
F1_Commercial_Warehouse_New_Food Preparation_Natural Gas_Oven_E7 | F1 | Commercial | Warehouse | New | Food Preparation | Natural Gas | Oven | E7 | Participant - Cost of Equipment | 0 | 0 | 0 | 0 | 0 | 0 | 0 | 0 | 0 | 0 | 0 | 0 | 0 | 0 | 0 | 0 | 0 | 0 | 0 | 0 | 0 | 0 | 0 | 0 | 0 | 0 | 0 | 0 | 0 | 0
F1_Commercial_Warehouse_New_Food Preparation_Natural Gas_Oven_E8 | F1 | Commercial | Warehouse | New | Food Preparation | Natural Gas | Oven | E8 | Participant - Cost of Equipment | 0 | 0 | 0 | 0 | 0 | 0 | 0 | 0 | 0 | 0 | 0 | 0 | 0 | 0 | 0 | 0 | 0 | 0 | 0 | 0 | 0 | 0 | 0 | 0 | 0 | 0 | 0 | 0 | 0 | 0
F1_Commercial_Warehouse_New_Food Preparation_Natural Gas_Oven_E9 | F1 | Commercial | Warehouse | New | Food Preparation | Natural Gas | Oven | E9 | Participant - Cost of Equipment | 0 | 0 | 0 | 0 | 0 | 0 | 0 | 0 | 0 | 0 | 0 | 0 | 0 | 0 | 0 | 0 | 0 | 0 | 0 | 0 | 0 | 0 | 0 | 0 | 0 | 0 | 0 | 0 | 0 | 0
F1_Commercial_Warehouse_New_Food Preparation_Natural Gas_Oven_E10 | F1 | Commercial | Warehouse | New | Food Preparation | Natural Gas | Oven | E10 | Participant - Cost of Equipment | 0 | 0 | 0 | 0 | 0 | 0 | 0 | 0 | 0 | 0 | 0 | 0 | 0 | 0 | 0 | 0 | 0 | 0 | 0 | 0 | 0 | 0 | 0 | 0 | 0 | 0 | 0 | 0 | 0 | 0
F2_Commercial_Warehouse_New_Food Preparation_Natural Gas_Oven_E1 | F2 | Commercial | Warehouse | New | Food Preparation | Natural Gas | Oven | E1 | Participant - Cost of Operation | 0.12605 | 0.12713 | 0.12842 | 0.13056 | 0.13341 | 0.13677 | 0.13985 | 0.1426 | 0.14527 | 0.14786 | 0.15046 | 0.153 | 0.15539 | 0.15778 | 0.16006 | 0.1624 | 0.16491 | 0.16743 | 0.16998 | 0.17253 | 0.17506 | 0.17755 | 0 | 0 | 0 | 0 | 0 | 0 | 0 | 0
F2_Commercial_Warehouse_New_Food Preparation_Natural Gas_Oven_E2 | F2 | Commercial | Warehouse | New | Food Preparation | Natural Gas | Oven | E2 | Participant - Cost of Operation | 0.086431 | 0.087171 | 0.088056 | 0.089521 | 0.091474 | 0.093777 | 0.095894 | 0.097779 | 0.099607 | 0.10138 | 0.10317 | 0.10491 | 0.10654 | 0.10818 | 0.10975 | 0.11136 | 0.11307 | 0.1148 | 0.11655 | 0.1183 | 0.12003 | 0.12174 | 0 | 0 | 0 | 0 | 0 | 0 | 0 | 0
F2_Commercial_Warehouse_New_Food Preparation_Natural Gas_Oven_E3 | F2 | Commercial | Warehouse | New | Food Preparation | Natural Gas | Oven | E3 | Participant - Cost of Operation | 0 | 0 | 0 | 0 | 0 | 0 | 0 | 0 | 0 | 0 | 0 | 0 | 0 | 0 | 0 | 0 | 0 | 0 | 0 | 0 | 0 | 0 | 0 | 0 | 0 | 0 | 0 | 0 | 0 | 0
F2_Commercial_Warehouse_New_Food Preparation_Natural Gas_Oven_E4 | F2 | Commercial | Warehouse | New | Food Preparation | Natural Gas | Oven | E4 | Participant - Cost of Operation | 0 | 0 | 0 | 0 | 0 | 0 | 0 | 0 | 0 | 0 | 0 | 0 | 0 | 0 | 0 | 0 | 0 | 0 | 0 | 0 | 0 | 0 | 0 | 0 | 0 | 0 | 0 | 0 | 0 | 0
F2_Commercial_Warehouse_New_Food Preparation_Natural Gas_Oven_E5 | F2 | Commercial | Warehouse | New | Food Preparation | Natural Gas | Oven | E5 | Participant - Cost of Operation | 0 | 0 | 0 | 0 | 0 | 0 | 0 | 0 | 0 | 0 | 0 | 0 | 0 | 0 | 0 | 0 | 0 | 0 | 0 | 0 | 0 | 0 | 0 | 0 | 0 | 0 | 0 | 0 | 0 | 0
F2_Commercial_Warehouse_New_Food Preparation_Natural Gas_Oven_E6 | F2 | Commercial | Warehouse | New | Food Preparation | Natural Gas | Oven | E6 | Participant - Cost of Operation | 0 | 0 | 0 | 0 | 0 | 0 | 0 | 0 | 0 | 0 | 0 | 0 | 0 | 0 | 0 | 0 | 0 | 0 | 0 | 0 | 0 | 0 | 0 | 0 | 0 | 0 | 0 | 0 | 0 | 0
F2_Commercial_Warehouse_New_Food Preparation_Natural Gas_Oven_E7 | F2 | Commercial | Warehouse | New | Food Preparation | Natural Gas | Oven | E7 | Participant - Cost of Operation | 0 | 0 | 0 | 0 | 0 | 0 | 0 | 0 | 0 | 0 | 0 | 0 | 0 | 0 | 0 | 0 | 0 | 0 | 0 | 0 | 0 | 0 | 0 | 0 | 0 | 0 | 0 | 0 | 0 | 0
F2_Commercial_Warehouse_New_Food Preparation_Natural Gas_Oven_E8 | F2 | Commercial | Warehouse | New | Food Preparation | Natural Gas | Oven | E8 | Participant - Cost of Operation | 0 | 0 | 0 | 0 | 0 | 0 | 0 | 0 | 0 | 0 | 0 | 0 | 0 | 0 | 0 | 0 | 0 | 0 | 0 | 0 | 0 | 0 | 0 | 0 | 0 | 0 | 0 | 0 | 0 | 0
F2_Commercial_Warehouse_New_Food Preparation_Natural Gas_Oven_E9 | F2 | Commercial | Warehouse | New | Food Preparation | Natural Gas | Oven | E9 | Participant - Cost of Operation | 0 | 0 | 0 | 0 | 0 | 0 | 0 | 0 | 0 | 0 | 0 | 0 | 0 | 0 | 0 | 0 | 0 | 0 | 0 | 0 | 0 | 0 | 0 | 0 | 0 | 0 | 0 | 0 | 0 | 0
F2_Commercial_Warehouse_New_Food Preparation_Natural Gas_Oven_E10 | F2 | Commercial | Warehouse | New | Food Preparation | Natural Gas | Oven | E10 | Participant - Cost of Operation | 0 | 0 | 0 | 0 | 0 | 0 | 0 | 0 | 0 | 0 | 0 | 0 | 0 | 0 | 0 | 0 | 0 | 0 | 0 | 0 | 0 | 0 | 0 | 0 | 0 | 0 | 0 | 0 | 0 | 0
F3_Commercial_Warehouse_New_Food Preparation_Natural Gas_Oven_E1 | F3 | Commercial | Warehouse | New | Food Preparation | Natural Gas | Oven | E1 | System - kBTUs of Conusmption | 11.822 | 11.8574 | 11.8965 | 11.9865 | 12.0661 | 12.1332 | 12.1842 | 12.2348 | 12.2818 | 12.3119 | 12.3221 | 12.3198 | 12.3016 | 12.2667 | 12.2236 | 12.1817 | 12.1366 | 12.0884 | 12.0333 | 11.9802 | 11.9252 | 11.8686 | 0 | 0 | 0 | 0 | 0 | 0 | 0 | 0
F3_Commercial_Warehouse_New_Food Preparation_Natural Gas_Oven_E2 | F3 | Commercial | Warehouse | New | Food Preparation | Natural Gas | Oven | E2 | System - kBTUs of Conusmption | 8.106 | 8.1302 | 8.157 | 8.2188 | 8.2733 | 8.3193 | 8.3543 | 8.389 | 8.4212 | 8.4418 | 8.4488 | 8.4473 | 8.4348 | 8.4108 | 8.3813 | 8.3526 | 8.3216 | 8.2886 | 8.2508 | 8.2145 | 8.1767 | 8.1379 | 0 | 0 | 0 | 0 | 0 | 0 | 0 | 0
F3_Commercial_Warehouse_New_Food Preparation_Natural Gas_Oven_E3 | F3 | Commercial | Warehouse | New | Food Preparation | Natural Gas | Oven | E3 | System - kBTUs of Conusmption | 0 | 0 | 0 | 0 | 0 | 0 | 0 | 0 | 0 | 0 | 0 | 0 | 0 | 0 | 0 | 0 | 0 | 0 | 0 | 0 | 0 | 0 | 0 | 0 | 0 | 0 | 0 | 0 | 0 | 0
F3_Commercial_Warehouse_New_Food Preparation_Natural Gas_Oven_E4 | F3 | Commercial | Warehouse | New | Food Preparation | Natural Gas | Oven | E4 | System - kBTUs of Conusmption | 0 | 0 | 0 | 0 | 0 | 0 | 0 | 0 | 0 | 0 | 0 | 0 | 0 | 0 | 0 | 0 | 0 | 0 | 0 | 0 | 0 | 0 | 0 | 0 | 0 | 0 | 0 | 0 | 0 | 0
F3_Commercial_Warehouse_New_Food Preparation_Natural Gas_Oven_E5 | F3 | Commercial | Warehouse | New | Food Preparation | Natural Gas | Oven | E5 | System - kBTUs of Conusmption | 0 | 0 | 0 | 0 | 0 | 0 | 0 | 0 | 0 | 0 | 0 | 0 | 0 | 0 | 0 | 0 | 0 | 0 | 0 | 0 | 0 | 0 | 0 | 0 | 0 | 0 | 0 | 0 | 0 | 0
F3_Commercial_Warehouse_New_Food Preparation_Natural Gas_Oven_E6 | F3 | Commercial | Warehouse | New | Food Preparation | Natural Gas | Oven | E6 | System - kBTUs of Conusmption | 0 | 0 | 0 | 0 | 0 | 0 | 0 | 0 | 0 | 0 | 0 | 0 | 0 | 0 | 0 | 0 | 0 | 0 | 0 | 0 | 0 | 0 | 0 | 0 | 0 | 0 | 0 | 0 | 0 | 0
F3_Commercial_Warehouse_New_Food Preparation_Natural Gas_Oven_E7 | F3 | Commercial | Warehouse | New | Food Preparation | Natural Gas | Oven | E7 | System - kBTUs of Conusmption | 0 | 0 | 0 | 0 | 0 | 0 | 0 | 0 | 0 | 0 | 0 | 0 | 0 | 0 | 0 | 0 | 0 | 0 | 0 | 0 | 0 | 0 | 0 | 0 | 0 | 0 | 0 | 0 | 0 | 0
F3_Commercial_Warehouse_New_Food Preparation_Natural Gas_Oven_E8 | F3 | Commercial | Warehouse | New | Food Preparation | Natural Gas | Oven | E8 | System - kBTUs of Conusmption | 0 | 0 | 0 | 0 | 0 | 0 | 0 | 0 | 0 | 0 | 0 | 0 | 0 | 0 | 0 | 0 | 0 | 0 | 0 | 0 | 0 | 0 | 0 | 0 | 0 | 0 | 0 | 0 | 0 | 0
F3_Commercial_Warehouse_New_Food Preparation_Natural Gas_Oven_E9 | F3 | Commercial | Warehouse | New | Food Preparation | Natural Gas | Oven | E9 | System - kBTUs of Conusmption | 0 | 0 | 0 | 0 | 0 | 0 | 0 | 0 | 0 | 0 | 0 | 0 | 0 | 0 | 0 | 0 | 0 | 0 | 0 | 0 | 0 | 0 | 0 | 0 | 0 | 0 | 0 | 0 | 0 | 0
F3_Commercial_Warehouse_New_Food Preparation_Natural Gas_Oven_E10 | F3 | Commercial | Warehouse | New | Food Preparation | Natural Gas | Oven | E10 | System - kBTUs of Conusmption | 0 | 0 | 0 | 0 | 0 | 0 | 0 | 0 | 0 | 0 | 0 | 0 | 0 | 0 | 0 | 0 | 0 | 0 | 0 | 0 | 0 | 0 | 0 | 0 | 0 | 0 | 0 | 0 | 0 | 0
F4_Commercial_Warehouse_New_Food Preparation_Natural Gas_Oven_E1 | F4 | Commercial | Warehouse | New | Food Preparation | Natural Gas | Oven | E1 | Utility - Cost of Equipment | 0.12348 | 0.12348 | 0.12348 | 0.12348 | 0.12348 | 0.12348 | 0.12348 | 0.12348 | 0.12348 | 0.12348 | 0.12348 | 0.12348 | 0.12348 | 0.12348 | 0.12348 | 0.12348 | 0.12348 | 0.12348 | 0.12348 | 0.12348 | 0.12348 | 0.12348 | 0 | 0 | 0 | 0 | 0 | 0 | 0 | 0
F4_Commercial_Warehouse_New_Food Preparation_Natural Gas_Oven_E2 | F4 | Commercial | Warehouse | New | Food Preparation | Natural Gas | Oven | E2 | Utility - Cost of Equipment | 0.12429 | 0.12429 | 0.12429 | 0.12429 | 0.12429 | 0.12429 | 0.12429 | 0.12429 | 0.12429 | 0.12429 | 0.12429 | 0.12429 | 0.12429 | 0.12429 | 0.12429 | 0.12429 | 0.12429 | 0.12429 | 0.12429 | 0.12429 | 0.12429 | 0.12429 | 0 | 0 | 0 | 0 | 0 | 0 | 0 | 0
F4_Commercial_Warehouse_New_Food Preparation_Natural Gas_Oven_E3 | F4 | Commercial | Warehouse | New | Food Preparation | Natural Gas | Oven | E3 | Utility - Cost of Equipment | 0 | 0 | 0 | 0 | 0 | 0 | 0 | 0 | 0 | 0 | 0 | 0 | 0 | 0 | 0 | 0 | 0 | 0 | 0 | 0 | 0 | 0 | 0 | 0 | 0 | 0 | 0 | 0 | 0 | 0
F4_Commercial_Warehouse_New_Food Preparation_Natural Gas_Oven_E4 | F4 | Commercial | Warehouse | New | Food Preparation | Natural Gas | Oven | E4 | Utility - Cost of Equipment | 0 | 0 | 0 | 0 | 0 | 0 | 0 | 0 | 0 | 0 | 0 | 0 | 0 | 0 | 0 | 0 | 0 | 0 | 0 | 0 | 0 | 0 | 0 | 0 | 0 | 0 | 0 | 0 | 0 | 0
F4_Commercial_Warehouse_New_Food Preparation_Natural Gas_Oven_E5 | F4 | Commercial | Warehouse | New | Food Preparation | Natural Gas | Oven | E5 | Utility - Cost of Equipment | 0 | 0 | 0 | 0 | 0 | 0 | 0 | 0 | 0 | 0 | 0 | 0 | 0 | 0 | 0 | 0 | 0 | 0 | 0 | 0 | 0 | 0 | 0 | 0 | 0 | 0 | 0 | 0 | 0 | 0
F4_Commercial_Warehouse_New_Food Preparation_Natural Gas_Oven_E6 | F4 | Commercial | Warehouse | New | Food Preparation | Natural Gas | Oven | E6 | Utility - Cost of Equipment | 0 | 0 | 0 | 0 | 0 | 0 | 0 | 0 | 0 | 0 | 0 | 0 | 0 | 0 | 0 | 0 | 0 | 0 | 0 | 0 | 0 | 0 | 0 | 0 | 0 | 0 | 0 | 0 | 0 | 0
F4_Commercial_Warehouse_New_Food Preparation_Natural Gas_Oven_E7 | F4 | Commercial | Warehouse | New | Food Preparation | Natural Gas | Oven | E7 | Utility - Cost of Equipment | 0 | 0 | 0 | 0 | 0 | 0 | 0 | 0 | 0 | 0 | 0 | 0 | 0 | 0 | 0 | 0 | 0 | 0 | 0 | 0 | 0 | 0 | 0 | 0 | 0 | 0 | 0 | 0 | 0 | 0
F4_Commercial_Warehouse_New_Food Preparation_Natural Gas_Oven_E8 | F4 | Commercial | Warehouse | New | Food Preparation | Natural Gas | Oven | E8 | Utility - Cost of Equipment | 0 | 0 | 0 | 0 | 0 | 0 | 0 | 0 | 0 | 0 | 0 | 0 | 0 | 0 | 0 | 0 | 0 | 0 | 0 | 0 | 0 | 0 | 0 | 0 | 0 | 0 | 0 | 0 | 0 | 0
F4_Commercial_Warehouse_New_Food Preparation_Natural Gas_Oven_E9 | F4 | Commercial | Warehouse | New | Food Preparation | Natural Gas | Oven | E9 | Utility - Cost of Equipment | 0 | 0 | 0 | 0 | 0 | 0 | 0 | 0 | 0 | 0 | 0 | 0 | 0 | 0 | 0 | 0 | 0 | 0 | 0 | 0 | 0 | 0 | 0 | 0 | 0 | 0 | 0 | 0 | 0 | 0
F4_Commercial_Warehouse_New_Food Preparation_Natural Gas_Oven_E10 | F4 | Commercial | Warehouse | New | Food Preparation | Natural Gas | Oven | E10 | Utility - Cost of Equipment | 0 | 0 | 0 | 0 | 0 | 0 | 0 | 0 | 0 | 0 | 0 | 0 | 0 | 0 | 0 | 0 | 0 | 0 | 0 | 0 | 0 | 0 | 0 | 0 | 0 | 0 | 0 | 0 | 0 | 0
F5_Commercial_Warehouse_New_Food Preparation_Natural Gas_Oven_E1 | F5 | Commercial | Warehouse | New | Food Preparation | Natural Gas | Oven | E1 | Utility - Cost of Operation | 0.10522 | 0.10612 | 0.10719 | 0.10898 | 0.11135 | 0.11416 | 0.11673 | 0.11903 | 0.12125 | 0.12341 | 0.12559 | 0.12771 | 0.1297 | 0.13169 | 0.1336 | 0.13556 | 0.13765 | 0.13975 | 0.14188 | 0.14401 | 0.14612 | 0.14819 | 0 | 0 | 0 | 0 | 0 | 0 | 0 | 0
F5_Commercial_Warehouse_New_Food Preparation_Natural Gas_Oven_E2 | F5 | Commercial | Warehouse | New | Food Preparation | Natural Gas | Oven | E2 | Utility - Cost of Operation | 0.072143 | 0.07276 | 0.073499 | 0.074721 | 0.076351 | 0.078274 | 0.080041 | 0.081614 | 0.08314 | 0.08462 | 0.086113 | 0.087564 | 0.08893 | 0.090298 | 0.091605 | 0.092946 | 0.09438 | 0.095824 | 0.09728 | 0.098742 | 0.10019 | 0.10161 | 0 | 0 | 0 | 0 | 0 | 0 | 0 | 0
F5_Commercial_Warehouse_New_Food Preparation_Natural Gas_Oven_E3 | F5 | Commercial | Warehouse | New | Food Preparation | Natural Gas | Oven | E3 | Utility - Cost of Operation | 0 | 0 | 0 | 0 | 0 | 0 | 0 | 0 | 0 | 0 | 0 | 0 | 0 | 0 | 0 | 0 | 0 | 0 | 0 | 0 | 0 | 0 | 0 | 0 | 0 | 0 | 0 | 0 | 0 | 0
F5_Commercial_Warehouse_New_Food Preparation_Natural Gas_Oven_E4 | F5 | Commercial | Warehouse | New | Food Preparation | Natural Gas | Oven | E4 | Utility - Cost of Operation | 0 | 0 | 0 | 0 | 0 | 0 | 0 | 0 | 0 | 0 | 0 | 0 | 0 | 0 | 0 | 0 | 0 | 0 | 0 | 0 | 0 | 0 | 0 | 0 | 0 | 0 | 0 | 0 | 0 | 0
F5_Commercial_Warehouse_New_Food Preparation_Natural Gas_Oven_E5 | F5 | Commercial | Warehouse | New | Food Preparation | Natural Gas | Oven | E5 | Utility - Cost of Operation | 0 | 0 | 0 | 0 | 0 | 0 | 0 | 0 | 0 | 0 | 0 | 0 | 0 | 0 | 0 | 0 | 0 | 0 | 0 | 0 | 0 | 0 | 0 | 0 | 0 | 0 | 0 | 0 | 0 | 0
F5_Commercial_Warehouse_New_Food Preparation_Natural Gas_Oven_E6 | F5 | Commercial | Warehouse | New | Food Preparation | Natural Gas | Oven | E6 | Utility - Cost of Operation | 0 | 0 | 0 | 0 | 0 | 0 | 0 | 0 | 0 | 0 | 0 | 0 | 0 | 0 | 0 | 0 | 0 | 0 | 0 | 0 | 0 | 0 | 0 | 0 | 0 | 0 | 0 | 0 | 0 | 0
F5_Commercial_Warehouse_New_Food Preparation_Natural Gas_Oven_E7 | F5 | Commercial | Warehouse | New | Food Preparation | Natural Gas | Oven | E7 | Utility - Cost of Operation | 0 | 0 | 0 | 0 | 0 | 0 | 0 | 0 | 0 | 0 | 0 | 0 | 0 | 0 | 0 | 0 | 0 | 0 | 0 | 0 | 0 | 0 | 0 | 0 | 0 | 0 | 0 | 0 | 0 | 0
F5_Commercial_Warehouse_New_Food Preparation_Natural Gas_Oven_E8 | F5 | Commercial | Warehouse | New | Food Preparation | Natural Gas | Oven | E8 | Utility - Cost of Operation | 0 | 0 | 0 | 0 | 0 | 0 | 0 | 0 | 0 | 0 | 0 | 0 | 0 | 0 | 0 | 0 | 0 | 0 | 0 | 0 | 0 | 0 | 0 | 0 | 0 | 0 | 0 | 0 | 0 | 0
F5_Commercial_Warehouse_New_Food Preparation_Natural Gas_Oven_E9 | F5 | Commercial | Warehouse | New | Food Preparation | Natural Gas | Oven | E9 | Utility - Cost of Operation | 0 | 0 | 0 | 0 | 0 | 0 | 0 | 0 | 0 | 0 | 0 | 0 | 0 | 0 | 0 | 0 | 0 | 0 | 0 | 0 | 0 | 0 | 0 | 0 | 0 | 0 | 0 | 0 | 0 | 0
F5_Commercial_Warehouse_New_Food Preparation_Natural Gas_Oven_E10 | F5 | Commercial | Warehouse | New | Food Preparation | Natural Gas | Oven | E10 | Utility - Cost of Operation | 0 | 0 | 0 | 0 | 0 | 0 | 0 | 0 | 0 | 0 | 0 | 0 | 0 | 0 | 0 | 0 | 0 | 0 | 0 | 0 | 0 | 0 | 0 | 0 | 0 | 0 | 0 | 0 | 0 | 0
F6_Commercial_Warehouse_New_Food Preparation_Natural Gas_Oven_E1 | F6 | Commercial | Warehouse | New | Food Preparation | Natural Gas | Oven | E1 | Utility - Value of Sales | 0.12605 | 0.12713 | 0.12842 | 0.13056 | 0.13341 | 0.13677 | 0.13985 | 0.1426 | 0.14527 | 0.14786 | 0.15046 | 0.153 | 0.15539 | 0.15778 | 0.16006 | 0.1624 | 0.16491 | 0.16743 | 0.16998 | 0.17253 | 0.17506 | 0.17755 | 0 | 0 | 0 | 0 | 0 | 0 | 0 | 0
F6_Commercial_Warehouse_New_Food Preparation_Natural Gas_Oven_E2 | F6 | Commercial | Warehouse | New | Food Preparation | Natural Gas | Oven | E2 | Utility - Value of Sales | 0.086431 | 0.087171 | 0.088056 | 0.089521 | 0.091474 | 0.093777 | 0.095894 | 0.097779 | 0.099607 | 0.10138 | 0.10317 | 0.10491 | 0.10654 | 0.10818 | 0.10975 | 0.11136 | 0.11307 | 0.1148 | 0.11655 | 0.1183 | 0.12003 | 0.12174 | 0 | 0 | 0 | 0 | 0 | 0 | 0 | 0
F6_Commercial_Warehouse_New_Food Preparation_Natural Gas_Oven_E3 | F6 | Commercial | Warehouse | New | Food Preparation | Natural Gas | Oven | E3 | Utility - Value of Sales | 0 | 0 | 0 | 0 | 0 | 0 | 0 | 0 | 0 | 0 | 0 | 0 | 0 | 0 | 0 | 0 | 0 | 0 | 0 | 0 | 0 | 0 | 0 | 0 | 0 | 0 | 0 | 0 | 0 | 0
F6_Commercial_Warehouse_New_Food Preparation_Natural Gas_Oven_E4 | F6 | Commercial | Warehouse | New | Food Preparation | Natural Gas | Oven | E4 | Utility - Value of Sales | 0 | 0 | 0 | 0 | 0 | 0 | 0 | 0 | 0 | 0 | 0 | 0 | 0 | 0 | 0 | 0 | 0 | 0 | 0 | 0 | 0 | 0 | 0 | 0 | 0 | 0 | 0 | 0 | 0 | 0
F6_Commercial_Warehouse_New_Food Preparation_Natural Gas_Oven_E5 | F6 | Commercial | Warehouse | New | Food Preparation | Natural Gas | Oven | E5 | Utility - Value of Sales | 0 | 0 | 0 | 0 | 0 | 0 | 0 | 0 | 0 | 0 | 0 | 0 | 0 | 0 | 0 | 0 | 0 | 0 | 0 | 0 | 0 | 0 | 0 | 0 | 0 | 0 | 0 | 0 | 0 | 0
F6_Commercial_Warehouse_New_Food Preparation_Natural Gas_Oven_E6 | F6 | Commercial | Warehouse | New | Food Preparation | Natural Gas | Oven | E6 | Utility - Value of Sales | 0 | 0 | 0 | 0 | 0 | 0 | 0 | 0 | 0 | 0 | 0 | 0 | 0 | 0 | 0 | 0 | 0 | 0 | 0 | 0 | 0 | 0 | 0 | 0 | 0 | 0 | 0 | 0 | 0 | 0
F6_Commercial_Warehouse_New_Food Preparation_Natural Gas_Oven_E7 | F6 | Commercial | Warehouse | New | Food Preparation | Natural Gas | Oven | E7 | Utility - Value of Sales | 0 | 0 | 0 | 0 | 0 | 0 | 0 | 0 | 0 | 0 | 0 | 0 | 0 | 0 | 0 | 0 | 0 | 0 | 0 | 0 | 0 | 0 | 0 | 0 | 0 | 0 | 0 | 0 | 0 | 0
F6_Commercial_Warehouse_New_Food Preparation_Natural Gas_Oven_E8 | F6 | Commercial | Warehouse | New | Food Preparation | Natural Gas | Oven | E8 | Utility - Value of Sales | 0 | 0 | 0 | 0 | 0 | 0 | 0 | 0 | 0 | 0 | 0 | 0 | 0 | 0 | 0 | 0 | 0 | 0 | 0 | 0 | 0 | 0 | 0 | 0 | 0 | 0 | 0 | 0 | 0 | 0
F6_Commercial_Warehouse_New_Food Preparation_Natural Gas_Oven_E9 | F6 | Commercial | Warehouse | New | Food Preparation | Natural Gas | Oven | E9 | Utility - Value of Sales | 0 | 0 | 0 | 0 | 0 | 0 | 0 | 0 | 0 | 0 | 0 | 0 | 0 | 0 | 0 | 0 | 0 | 0 | 0 | 0 | 0 | 0 | 0 | 0 | 0 | 0 | 0 | 0 | 0 | 0
F6_Commercial_Warehouse_New_Food Preparation_Natural Gas_Oven_E10 | F6 | Commercial | Warehouse | New | Food Preparation | Natural Gas | Oven | E10 | Utility - Value of Sales | 0 | 0 | 0 | 0 | 0 | 0 | 0 | 0 | 0 | 0 | 0 | 0 | 0 | 0 | 0 | 0 | 0 | 0 | 0 | 0 | 0 | 0 | 0 | 0 | 0 | 0 | 0 | 0 | 0 | 0
F1_Commercial_Warehouse_New_Food Preparation_Natural Gas_Conveyor Oven_E1 | F1 | Commercial | Warehouse | New | Food Preparation | Natural Gas | Conveyor Oven | E1 | Participant - Cost of Equipment | 0.055738 | 0.055738 | 0.055738 | 0.055738 | 0.055738 | 0.055738 | 0.055738 | 0.055738 | 0.055738 | 0.055738 | 0.055738 | 0.055738 | 0.055738 | 0.055738 | 0.055738 | 0.055738 | 0.055738 | 0.055738 | 0.055738 | 0.055738 | 0.055738 | 0.055738 | 0 | 0 | 0 | 0 | 0 | 0 | 0 | 0
F1_Commercial_Warehouse_New_Food Preparation_Natural Gas_Conveyor Oven_E2 | F1 | Commercial | Warehouse | New | Food Preparation | Natural Gas | Conveyor Oven | E2 | Participant - Cost of Equipment | 0.067951 | 0.067951 | 0.067951 | 0.067951 | 0.067951 | 0.067951 | 0.067951 | 0.067951 | 0.067951 | 0.067951 | 0.067951 | 0.067951 | 0.067951 | 0.067951 | 0.067951 | 0.067951 | 0.067951 | 0.067951 | 0.067951 | 0.067951 | 0.067951 | 0.067951 | 0 | 0 | 0 | 0 | 0 | 0 | 0 | 0
F1_Commercial_Warehouse_New_Food Preparation_Natural Gas_Conveyor Oven_E3 | F1 | Commercial | Warehouse | New | Food Preparation | Natural Gas | Conveyor Oven | E3 | Participant - Cost of Equipment | 0 | 0 | 0 | 0 | 0 | 0 | 0 | 0 | 0 | 0 | 0 | 0 | 0 | 0 | 0 | 0 | 0 | 0 | 0 | 0 | 0 | 0 | 0 | 0 | 0 | 0 | 0 | 0 | 0 | 0
F1_Commercial_Warehouse_New_Food Preparation_Natural Gas_Conveyor Oven_E4 | F1 | Commercial | Warehouse | New | Food Preparation | Natural Gas | Conveyor Oven | E4 | Participant - Cost of Equipment | 0 | 0 | 0 | 0 | 0 | 0 | 0 | 0 | 0 | 0 | 0 | 0 | 0 | 0 | 0 | 0 | 0 | 0 | 0 | 0 | 0 | 0 | 0 | 0 | 0 | 0 | 0 | 0 | 0 | 0
F1_Commercial_Warehouse_New_Food Preparation_Natural Gas_Conveyor Oven_E5 | F1 | Commercial | Warehouse | New | Food Preparation | Natural Gas | Conveyor Oven | E5 | Participant - Cost of Equipment | 0 | 0 | 0 | 0 | 0 | 0 | 0 | 0 | 0 | 0 | 0 | 0 | 0 | 0 | 0 | 0 | 0 | 0 | 0 | 0 | 0 | 0 | 0 | 0 | 0 | 0 | 0 | 0 | 0 | 0
F1_Commercial_Warehouse_New_Food Preparation_Natural Gas_Conveyor Oven_E6 | F1 | Commercial | Warehouse | New | Food Preparation | Natural Gas | Conveyor Oven | E6 | Participant - Cost of Equipment | 0 | 0 | 0 | 0 | 0 | 0 | 0 | 0 | 0 | 0 | 0 | 0 | 0 | 0 | 0 | 0 | 0 | 0 | 0 | 0 | 0 | 0 | 0 | 0 | 0 | 0 | 0 | 0 | 0 | 0
F1_Commercial_Warehouse_New_Food Preparation_Natural Gas_Conveyor Oven_E7 | F1 | Commercial | Warehouse | New | Food Preparation | Natural Gas | Conveyor Oven | E7 | Participant - Cost of Equipment | 0 | 0 | 0 | 0 | 0 | 0 | 0 | 0 | 0 | 0 | 0 | 0 | 0 | 0 | 0 | 0 | 0 | 0 | 0 | 0 | 0 | 0 | 0 | 0 | 0 | 0 | 0 | 0 | 0 | 0
F1_Commercial_Warehouse_New_Food Preparation_Natural Gas_Conveyor Oven_E8 | F1 | Commercial | Warehouse | New | Food Preparation | Natural Gas | Conveyor Oven | E8 | Participant - Cost of Equipment | 0 | 0 | 0 | 0 | 0 | 0 | 0 | 0 | 0 | 0 | 0 | 0 | 0 | 0 | 0 | 0 | 0 | 0 | 0 | 0 | 0 | 0 | 0 | 0 | 0 | 0 | 0 | 0 | 0 | 0
F1_Commercial_Warehouse_New_Food Preparation_Natural Gas_Conveyor Oven_E9 | F1 | Commercial | Warehouse | New | Food Preparation | Natural Gas | Conveyor Oven | E9 | Participant - Cost of Equipment | 0 | 0 | 0 | 0 | 0 | 0 | 0 | 0 | 0 | 0 | 0 | 0 | 0 | 0 | 0 | 0 | 0 | 0 | 0 | 0 | 0 | 0 | 0 | 0 | 0 | 0 | 0 | 0 | 0 | 0
F1_Commercial_Warehouse_New_Food Preparation_Natural Gas_Conveyor Oven_E10 | F1 | Commercial | Warehouse | New | Food Preparation | Natural Gas | Conveyor Oven | E10 | Participant - Cost of Equipment | 0 | 0 | 0 | 0 | 0 | 0 | 0 | 0 | 0 | 0 | 0 | 0 | 0 | 0 | 0 | 0 | 0 | 0 | 0 | 0 | 0 | 0 | 0 | 0 | 0 | 0 | 0 | 0 | 0 | 0
F2_Commercial_Warehouse_New_Food Preparation_Natural Gas_Conveyor Oven_E1 | F2 | Commercial | Warehouse | New | Food Preparation | Natural Gas | Conveyor Oven | E1 | Participant - Cost of Operation | 0.21286 | 0.21523 | 0.21793 | 0.22175 | 0.22634 | 0.23149 | 0.23617 | 0.24027 | 0.24409 | 0.24793 | 0.25195 | 0.25605 | 0.26015 | 0.26447 | 0.26868 | 0.27299 | 0.27753 | 0.28213 | 0.28677 | 0.29146 | 0.29615 | 0.30082 | 0 | 0 | 0 | 0 | 0 | 0 | 0 | 0
F2_Commercial_Warehouse_New_Food Preparation_Natural Gas_Conveyor Oven_E2 | F2 | Commercial | Warehouse | New | Food Preparation | Natural Gas | Conveyor Oven | E2 | Participant - Cost of Operation | 0.1618 | 0.16361 | 0.16566 | 0.16856 | 0.17205 | 0.17597 | 0.17953 | 0.18264 | 0.18554 | 0.18847 | 0.19152 | 0.19464 | 0.19776 | 0.20104 | 0.20424 | 0.20752 | 0.21097 | 0.21446 | 0.21799 | 0.22156 | 0.22512 | 0.22867 | 0 | 0 | 0 | 0 | 0 | 0 | 0 | 0
F2_Commercial_Warehouse_New_Food Preparation_Natural Gas_Conveyor Oven_E3 | F2 | Commercial | Warehouse | New | Food Preparation | Natural Gas | Conveyor Oven | E3 | Participant - Cost of Operation | 0 | 0 | 0 | 0 | 0 | 0 | 0 | 0 | 0 | 0 | 0 | 0 | 0 | 0 | 0 | 0 | 0 | 0 | 0 | 0 | 0 | 0 | 0 | 0 | 0 | 0 | 0 | 0 | 0 | 0
F2_Commercial_Warehouse_New_Food Preparation_Natural Gas_Conveyor Oven_E4 | F2 | Commercial | Warehouse | New | Food Preparation | Natural Gas | Conveyor Oven | E4 | Participant - Cost of Operation | 0 | 0 | 0 | 0 | 0 | 0 | 0 | 0 | 0 | 0 | 0 | 0 | 0 | 0 | 0 | 0 | 0 | 0 | 0 | 0 | 0 | 0 | 0 | 0 | 0 | 0 | 0 | 0 | 0 | 0
F2_Commercial_Warehouse_New_Food Preparation_Natural Gas_Conveyor Oven_E5 | F2 | Commercial | Warehouse | New | Food Preparation | Natural Gas | Conveyor Oven | E5 | Participant - Cost of Operation | 0 | 0 | 0 | 0 | 0 | 0 | 0 | 0 | 0 | 0 | 0 | 0 | 0 | 0 | 0 | 0 | 0 | 0 | 0 | 0 | 0 | 0 | 0 | 0 | 0 | 0 | 0 | 0 | 0 | 0
F2_Commercial_Warehouse_New_Food Preparation_Natural Gas_Conveyor Oven_E6 | F2 | Commercial | Warehouse | New | Food Preparation | Natural Gas | Conveyor Oven | E6 | Participant - Cost of Operation | 0 | 0 | 0 | 0 | 0 | 0 | 0 | 0 | 0 | 0 | 0 | 0 | 0 | 0 | 0 | 0 | 0 | 0 | 0 | 0 | 0 | 0 | 0 | 0 | 0 | 0 | 0 | 0 | 0 | 0
F2_Commercial_Warehouse_New_Food Preparation_Natural Gas_Conveyor Oven_E7 | F2 | Commercial | Warehouse | New | Food Preparation | Natural Gas | Conveyor Oven | E7 | Participant - Cost of Operation | 0 | 0 | 0 | 0 | 0 | 0 | 0 | 0 | 0 | 0 | 0 | 0 | 0 | 0 | 0 | 0 | 0 | 0 | 0 | 0 | 0 | 0 | 0 | 0 | 0 | 0 | 0 | 0 | 0 | 0
F2_Commercial_Warehouse_New_Food Preparation_Natural Gas_Conveyor Oven_E8 | F2 | Commercial | Warehouse | New | Food Preparation | Natural Gas | Conveyor Oven | E8 | Participant - Cost of Operation | 0 | 0 | 0 | 0 | 0 | 0 | 0 | 0 | 0 | 0 | 0 | 0 | 0 | 0 | 0 | 0 | 0 | 0 | 0 | 0 | 0 | 0 | 0 | 0 | 0 | 0 | 0 | 0 | 0 | 0
F2_Commercial_Warehouse_New_Food Preparation_Natural Gas_Conveyor Oven_E9 | F2 | Commercial | Warehouse | New | Food Preparation | Natural Gas | Conveyor Oven | E9 | Participant - Cost of Operation | 0 | 0 | 0 | 0 | 0 | 0 | 0 | 0 | 0 | 0 | 0 | 0 | 0 | 0 | 0 | 0 | 0 | 0 | 0 | 0 | 0 | 0 | 0 | 0 | 0 | 0 | 0 | 0 | 0 | 0
F2_Commercial_Warehouse_New_Food Preparation_Natural Gas_Conveyor Oven_E10 | F2 | Commercial | Warehouse | New | Food Preparation | Natural Gas | Conveyor Oven | E10 | Participant - Cost of Operation | 0 | 0 | 0 | 0 | 0 | 0 | 0 | 0 | 0 | 0 | 0 | 0 | 0 | 0 | 0 | 0 | 0 | 0 | 0 | 0 | 0 | 0 | 0 | 0 | 0 | 0 | 0 | 0 | 0 | 0
F3_Commercial_Warehouse_New_Food Preparation_Natural Gas_Conveyor Oven_E1 | F3 | Commercial | Warehouse | New | Food Preparation | Natural Gas | Conveyor Oven | E1 | System - kBTUs of Conusmption | 19.4287 | 19.4875 | 19.5489 | 19.6678 | 19.7576 | 19.8186 | 19.8455 | 19.8564 | 19.8457 | 19.828 | 19.7998 | 19.77 | 19.7348 | 19.6947 | 19.6454 | 19.5973 | 19.5456 | 19.4904 | 19.4273 | 19.3665 | 19.3034 | 19.2386 | 0 | 0 | 0 | 0 | 0 | 0 | 0 | 0
F3_Commercial_Warehouse_New_Food Preparation_Natural Gas_Conveyor Oven_E2 | F3 | Commercial | Warehouse | New | Food Preparation | Natural Gas | Conveyor Oven | E2 | System - kBTUs of Conusmption | 14.7688 | 14.8135 | 14.8602 | 14.9506 | 15.0188 | 15.0652 | 15.0857 | 15.094 | 15.0858 | 15.0724 | 15.0509 | 15.0282 | 15.0015 | 14.9711 | 14.9336 | 14.897 | 14.8577 | 14.8157 | 14.7678 | 14.7216 | 14.6736 | 14.6243 | 0 | 0 | 0 | 0 | 0 | 0 | 0 | 0
F3_Commercial_Warehouse_New_Food Preparation_Natural Gas_Conveyor Oven_E3 | F3 | Commercial | Warehouse | New | Food Preparation | Natural Gas | Conveyor Oven | E3 | System - kBTUs of Conusmption | 0 | 0 | 0 | 0 | 0 | 0 | 0 | 0 | 0 | 0 | 0 | 0 | 0 | 0 | 0 | 0 | 0 | 0 | 0 | 0 | 0 | 0 | 0 | 0 | 0 | 0 | 0 | 0 | 0 | 0
F3_Commercial_Warehouse_New_Food Preparation_Natural Gas_Conveyor Oven_E4 | F3 | Commercial | Warehouse | New | Food Preparation | Natural Gas | Conveyor Oven | E4 | System - kBTUs of Conusmption | 0 | 0 | 0 | 0 | 0 | 0 | 0 | 0 | 0 | 0 | 0 | 0 | 0 | 0 | 0 | 0 | 0 | 0 | 0 | 0 | 0 | 0 | 0 | 0 | 0 | 0 | 0 | 0 | 0 | 0
F3_Commercial_Warehouse_New_Food Preparation_Natural Gas_Conveyor Oven_E5 | F3 | Commercial | Warehouse | New | Food Preparation | Natural Gas | Conveyor Oven | E5 | System - kBTUs of Conusmption | 0 | 0 | 0 | 0 | 0 | 0 | 0 | 0 | 0 | 0 | 0 | 0 | 0 | 0 | 0 | 0 | 0 | 0 | 0 | 0 | 0 | 0 | 0 | 0 | 0 | 0 | 0 | 0 | 0 | 0
F3_Commercial_Warehouse_New_Food Preparation_Natural Gas_Conveyor Oven_E6 | F3 | Commercial | Warehouse | New | Food Preparation | Natural Gas | Conveyor Oven | E6 | System - kBTUs of Conusmption | 0 | 0 | 0 | 0 | 0 | 0 | 0 | 0 | 0 | 0 | 0 | 0 | 0 | 0 | 0 | 0 | 0 | 0 | 0 | 0 | 0 | 0 | 0 | 0 | 0 | 0 | 0 | 0 | 0 | 0
F3_Commercial_Warehouse_New_Food Preparation_Natural Gas_Conveyor Oven_E7 | F3 | Commercial | Warehouse | New | Food Preparation | Natural Gas | Conveyor Oven | E7 | System - kBTUs of Conusmption | 0 | 0 | 0 | 0 | 0 | 0 | 0 | 0 | 0 | 0 | 0 | 0 | 0 | 0 | 0 | 0 | 0 | 0 | 0 | 0 | 0 | 0 | 0 | 0 | 0 | 0 | 0 | 0 | 0 | 0
F3_Commercial_Warehouse_New_Food Preparation_Natural Gas_Conveyor Oven_E8 | F3 | Commercial | Warehouse | New | Food Preparation | Natural Gas | Conveyor Oven | E8 | System - kBTUs of Conusmption | 0 | 0 | 0 | 0 | 0 | 0 | 0 | 0 | 0 | 0 | 0 | 0 | 0 | 0 | 0 | 0 | 0 | 0 | 0 | 0 | 0 | 0 | 0 | 0 | 0 | 0 | 0 | 0 | 0 | 0
F3_Commercial_Warehouse_New_Food Preparation_Natural Gas_Conveyor Oven_E9 | F3 | Commercial | Warehouse | New | Food Preparation | Natural Gas | Conveyor Oven | E9 | System - kBTUs of Conusmption | 0 | 0 | 0 | 0 | 0 | 0 | 0 | 0 | 0 | 0 | 0 | 0 | 0 | 0 | 0 | 0 | 0 | 0 | 0 | 0 | 0 | 0 | 0 | 0 | 0 | 0 | 0 | 0 | 0 | 0
F3_Commercial_Warehouse_New_Food Preparation_Natural Gas_Conveyor Oven_E10 | F3 | Commercial | Warehouse | New | Food Preparation | Natural Gas | Conveyor Oven | E10 | System - kBTUs of Conusmption | 0 | 0 | 0 | 0 | 0 | 0 | 0 | 0 | 0 | 0 | 0 | 0 | 0 | 0 | 0 | 0 | 0 | 0 | 0 | 0 | 0 | 0 | 0 | 0 | 0 | 0 | 0 | 0 | 0 | 0
F4_Commercial_Warehouse_New_Food Preparation_Natural Gas_Conveyor Oven_E1 | F4 | Commercial | Warehouse | New | Food Preparation | Natural Gas | Conveyor Oven | E1 | Utility - Cost of Equipment | 0.055738 | 0.055738 | 0.055738 | 0.055738 | 0.055738 | 0.055738 | 0.055738 | 0.055738 | 0.055738 | 0.055738 | 0.055738 | 0.055738 | 0.055738 | 0.055738 | 0.055738 | 0.055738 | 0.055738 | 0.055738 | 0.055738 | 0.055738 | 0.055738 | 0.055738 | 0 | 0 | 0 | 0 | 0 | 0 | 0 | 0
F4_Commercial_Warehouse_New_Food Preparation_Natural Gas_Conveyor Oven_E2 | F4 | Commercial | Warehouse | New | Food Preparation | Natural Gas | Conveyor Oven | E2 | Utility - Cost of Equipment | 0.067951 | 0.067951 | 0.067951 | 0.067951 | 0.067951 | 0.067951 | 0.067951 | 0.067951 | 0.067951 | 0.067951 | 0.067951 | 0.067951 | 0.067951 | 0.067951 | 0.067951 | 0.067951 | 0.067951 | 0.067951 | 0.067951 | 0.067951 | 0.067951 | 0.067951 | 0 | 0 | 0 | 0 | 0 | 0 | 0 | 0
F4_Commercial_Warehouse_New_Food Preparation_Natural Gas_Conveyor Oven_E3 | F4 | Commercial | Warehouse | New | Food Preparation | Natural Gas | Conveyor Oven | E3 | Utility - Cost of Equipment | 0 | 0 | 0 | 0 | 0 | 0 | 0 | 0 | 0 | 0 | 0 | 0 | 0 | 0 | 0 | 0 | 0 | 0 | 0 | 0 | 0 | 0 | 0 | 0 | 0 | 0 | 0 | 0 | 0 | 0
F4_Commercial_Warehouse_New_Food Preparation_Natural Gas_Conveyor Oven_E4 | F4 | Commercial | Warehouse | New | Food Preparation | Natural Gas | Conveyor Oven | E4 | Utility - Cost of Equipment | 0 | 0 | 0 | 0 | 0 | 0 | 0 | 0 | 0 | 0 | 0 | 0 | 0 | 0 | 0 | 0 | 0 | 0 | 0 | 0 | 0 | 0 | 0 | 0 | 0 | 0 | 0 | 0 | 0 | 0
F4_Commercial_Warehouse_New_Food Preparation_Natural Gas_Conveyor Oven_E5 | F4 | Commercial | Warehouse | New | Food Preparation | Natural Gas | Conveyor Oven | E5 | Utility - Cost of Equipment | 0 | 0 | 0 | 0 | 0 | 0 | 0 | 0 | 0 | 0 | 0 | 0 | 0 | 0 | 0 | 0 | 0 | 0 | 0 | 0 | 0 | 0 | 0 | 0 | 0 | 0 | 0 | 0 | 0 | 0
F4_Commercial_Warehouse_New_Food Preparation_Natural Gas_Conveyor Oven_E6 | F4 | Commercial | Warehouse | New | Food Preparation | Natural Gas | Conveyor Oven | E6 | Utility - Cost of Equipment | 0 | 0 | 0 | 0 | 0 | 0 | 0 | 0 | 0 | 0 | 0 | 0 | 0 | 0 | 0 | 0 | 0 | 0 | 0 | 0 | 0 | 0 | 0 | 0 | 0 | 0 | 0 | 0 | 0 | 0
F4_Commercial_Warehouse_New_Food Preparation_Natural Gas_Conveyor Oven_E7 | F4 | Commercial | Warehouse | New | Food Preparation | Natural Gas | Conveyor Oven | E7 | Utility - Cost of Equipment | 0 | 0 | 0 | 0 | 0 | 0 | 0 | 0 | 0 | 0 | 0 | 0 | 0 | 0 | 0 | 0 | 0 | 0 | 0 | 0 | 0 | 0 | 0 | 0 | 0 | 0 | 0 | 0 | 0 | 0
F4_Commercial_Warehouse_New_Food Preparation_Natural Gas_Conveyor Oven_E8 | F4 | Commercial | Warehouse | New | Food Preparation | Natural Gas | Conveyor Oven | E8 | Utility - Cost of Equipment | 0 | 0 | 0 | 0 | 0 | 0 | 0 | 0 | 0 | 0 | 0 | 0 | 0 | 0 | 0 | 0 | 0 | 0 | 0 | 0 | 0 | 0 | 0 | 0 | 0 | 0 | 0 | 0 | 0 | 0
F4_Commercial_Warehouse_New_Food Preparation_Natural Gas_Conveyor Oven_E9 | F4 | Commercial | Warehouse | New | Food Preparation | Natural Gas | Conveyor Oven | E9 | Utility - Cost of Equipment | 0 | 0 | 0 | 0 | 0 | 0 | 0 | 0 | 0 | 0 | 0 | 0 | 0 | 0 | 0 | 0 | 0 | 0 | 0 | 0 | 0 | 0 | 0 | 0 | 0 | 0 | 0 | 0 | 0 | 0
F4_Commercial_Warehouse_New_Food Preparation_Natural Gas_Conveyor Oven_E10 | F4 | Commercial | Warehouse | New | Food Preparation | Natural Gas | Conveyor Oven | E10 | Utility - Cost of Equipment | 0 | 0 | 0 | 0 | 0 | 0 | 0 | 0 | 0 | 0 | 0 | 0 | 0 | 0 | 0 | 0 | 0 | 0 | 0 | 0 | 0 | 0 | 0 | 0 | 0 | 0 | 0 | 0 | 0 | 0
F5_Commercial_Warehouse_New_Food Preparation_Natural Gas_Conveyor Oven_E1 | F5 | Commercial | Warehouse | New | Food Preparation | Natural Gas | Conveyor Oven | E1 | Utility - Cost of Operation | 0.17767 | 0.17965 | 0.18191 | 0.18509 | 0.18892 | 0.19322 | 0.19713 | 0.20055 | 0.20373 | 0.20694 | 0.2103 | 0.21372 | 0.21715 | 0.22075 | 0.22426 | 0.22786 | 0.23165 | 0.23548 | 0.23936 | 0.24328 | 0.24719 | 0.25108 | 0 | 0 | 0 | 0 | 0 | 0 | 0 | 0
F5_Commercial_Warehouse_New_Food Preparation_Natural Gas_Conveyor Oven_E2 | F5 | Commercial | Warehouse | New | Food Preparation | Natural Gas | Conveyor Oven | E2 | Utility - Cost of Operation | 0.13505 | 0.13656 | 0.13828 | 0.14069 | 0.14361 | 0.14687 | 0.14985 | 0.15245 | 0.15487 | 0.15731 | 0.15986 | 0.16246 | 0.16506 | 0.1678 | 0.17047 | 0.17321 | 0.17609 | 0.179 | 0.18195 | 0.18493 | 0.1879 | 0.19086 | 0 | 0 | 0 | 0 | 0 | 0 | 0 | 0
F5_Commercial_Warehouse_New_Food Preparation_Natural Gas_Conveyor Oven_E3 | F5 | Commercial | Warehouse | New | Food Preparation | Natural Gas | Conveyor Oven | E3 | Utility - Cost of Operation | 0 | 0 | 0 | 0 | 0 | 0 | 0 | 0 | 0 | 0 | 0 | 0 | 0 | 0 | 0 | 0 | 0 | 0 | 0 | 0 | 0 | 0 | 0 | 0 | 0 | 0 | 0 | 0 | 0 | 0
F5_Commercial_Warehouse_New_Food Preparation_Natural Gas_Conveyor Oven_E4 | F5 | Commercial | Warehouse | New | Food Preparation | Natural Gas | Conveyor Oven | E4 | Utility - Cost of Operation | 0 | 0 | 0 | 0 | 0 | 0 | 0 | 0 | 0 | 0 | 0 | 0 | 0 | 0 | 0 | 0 | 0 | 0 | 0 | 0 | 0 | 0 | 0 | 0 | 0 | 0 | 0 | 0 | 0 | 0
F5_Commercial_Warehouse_New_Food Preparation_Natural Gas_Conveyor Oven_E5 | F5 | Commercial | Warehouse | New | Food Preparation | Natural Gas | Conveyor Oven | E5 | Utility - Cost of Operation | 0 | 0 | 0 | 0 | 0 | 0 | 0 | 0 | 0 | 0 | 0 | 0 | 0 | 0 | 0 | 0 | 0 | 0 | 0 | 0 | 0 | 0 | 0 | 0 | 0 | 0 | 0 | 0 | 0 | 0
F5_Commercial_Warehouse_New_Food Preparation_Natural Gas_Conveyor Oven_E6 | F5 | Commercial | Warehouse | New | Food Preparation | Natural Gas | Conveyor Oven | E6 | Utility - Cost of Operation | 0 | 0 | 0 | 0 | 0 | 0 | 0 | 0 | 0 | 0 | 0 | 0 | 0 | 0 | 0 | 0 | 0 | 0 | 0 | 0 | 0 | 0 | 0 | 0 | 0 | 0 | 0 | 0 | 0 | 0
F5_Commercial_Warehouse_New_Food Preparation_Natural Gas_Conveyor Oven_E7 | F5 | Commercial | Warehouse | New | Food Preparation | Natural Gas | Conveyor Oven | E7 | Utility - Cost of Operation | 0 | 0 | 0 | 0 | 0 | 0 | 0 | 0 | 0 | 0 | 0 | 0 | 0 | 0 | 0 | 0 | 0 | 0 | 0 | 0 | 0 | 0 | 0 | 0 | 0 | 0 | 0 | 0 | 0 | 0
F5_Commercial_Warehouse_New_Food Preparation_Natural Gas_Conveyor Oven_E8 | F5 | Commercial | Warehouse | New | Food Preparation | Natural Gas | Conveyor Oven | E8 | Utility - Cost of Operation | 0 | 0 | 0 | 0 | 0 | 0 | 0 | 0 | 0 | 0 | 0 | 0 | 0 | 0 | 0 | 0 | 0 | 0 | 0 | 0 | 0 | 0 | 0 | 0 | 0 | 0 | 0 | 0 | 0 | 0
F5_Commercial_Warehouse_New_Food Preparation_Natural Gas_Conveyor Oven_E9 | F5 | Commercial | Warehouse | New | Food Preparation | Natural Gas | Conveyor Oven | E9 | Utility - Cost of Operation | 0 | 0 | 0 | 0 | 0 | 0 | 0 | 0 | 0 | 0 | 0 | 0 | 0 | 0 | 0 | 0 | 0 | 0 | 0 | 0 | 0 | 0 | 0 | 0 | 0 | 0 | 0 | 0 | 0 | 0
F5_Commercial_Warehouse_New_Food Preparation_Natural Gas_Conveyor Oven_E10 | F5 | Commercial | Warehouse | New | Food Preparation | Natural Gas | Conveyor Oven | E10 | Utility - Cost of Operation | 0 | 0 | 0 | 0 | 0 | 0 | 0 | 0 | 0 | 0 | 0 | 0 | 0 | 0 | 0 | 0 | 0 | 0 | 0 | 0 | 0 | 0 | 0 | 0 | 0 | 0 | 0 | 0 | 0 | 0
F6_Commercial_Warehouse_New_Food Preparation_Natural Gas_Conveyor Oven_E1 | F6 | Commercial | Warehouse | New | Food Preparation | Natural Gas | Conveyor Oven | E1 | Utility - Value of Sales | 0.21286 | 0.21523 | 0.21793 | 0.22175 | 0.22634 | 0.23149 | 0.23617 | 0.24027 | 0.24409 | 0.24793 | 0.25195 | 0.25605 | 0.26015 | 0.26447 | 0.26868 | 0.27299 | 0.27753 | 0.28213 | 0.28677 | 0.29146 | 0.29615 | 0.30082 | 0 | 0 | 0 | 0 | 0 | 0 | 0 | 0
F6_Commercial_Warehouse_New_Food Preparation_Natural Gas_Conveyor Oven_E2 | F6 | Commercial | Warehouse | New | Food Preparation | Natural Gas | Conveyor Oven | E2 | Utility - Value of Sales | 0.1618 | 0.16361 | 0.16566 | 0.16856 | 0.17205 | 0.17597 | 0.17953 | 0.18264 | 0.18554 | 0.18847 | 0.19152 | 0.19464 | 0.19776 | 0.20104 | 0.20424 | 0.20752 | 0.21097 | 0.21446 | 0.21799 | 0.22156 | 0.22512 | 0.22867 | 0 | 0 | 0 | 0 | 0 | 0 | 0 | 0
F6_Commercial_Warehouse_New_Food Preparation_Natural Gas_Conveyor Oven_E3 | F6 | Commercial | Warehouse | New | Food Preparation | Natural Gas | Conveyor Oven | E3 | Utility - Value of Sales | 0 | 0 | 0 | 0 | 0 | 0 | 0 | 0 | 0 | 0 | 0 | 0 | 0 | 0 | 0 | 0 | 0 | 0 | 0 | 0 | 0 | 0 | 0 | 0 | 0 | 0 | 0 | 0 | 0 | 0
F6_Commercial_Warehouse_New_Food Preparation_Natural Gas_Conveyor Oven_E4 | F6 | Commercial | Warehouse | New | Food Preparation | Natural Gas | Conveyor Oven | E4 | Utility - Value of Sales | 0 | 0 | 0 | 0 | 0 | 0 | 0 | 0 | 0 | 0 | 0 | 0 | 0 | 0 | 0 | 0 | 0 | 0 | 0 | 0 | 0 | 0 | 0 | 0 | 0 | 0 | 0 | 0 | 0 | 0
F6_Commercial_Warehouse_New_Food Preparation_Natural Gas_Conveyor Oven_E5 | F6 | Commercial | Warehouse | New | Food Preparation | Natural Gas | Conveyor Oven | E5 | Utility - Value of Sales | 0 | 0 | 0 | 0 | 0 | 0 | 0 | 0 | 0 | 0 | 0 | 0 | 0 | 0 | 0 | 0 | 0 | 0 | 0 | 0 | 0 | 0 | 0 | 0 | 0 | 0 | 0 | 0 | 0 | 0
F6_Commercial_Warehouse_New_Food Preparation_Natural Gas_Conveyor Oven_E6 | F6 | Commercial | Warehouse | New | Food Preparation | Natural Gas | Conveyor Oven | E6 | Utility - Value of Sales | 0 | 0 | 0 | 0 | 0 | 0 | 0 | 0 | 0 | 0 | 0 | 0 | 0 | 0 | 0 | 0 | 0 | 0 | 0 | 0 | 0 | 0 | 0 | 0 | 0 | 0 | 0 | 0 | 0 | 0
F6_Commercial_Warehouse_New_Food Preparation_Natural Gas_Conveyor Oven_E7 | F6 | Commercial | Warehouse | New | Food Preparation | Natural Gas | Conveyor Oven | E7 | Utility - Value of Sales | 0 | 0 | 0 | 0 | 0 | 0 | 0 | 0 | 0 | 0 | 0 | 0 | 0 | 0 | 0 | 0 | 0 | 0 | 0 | 0 | 0 | 0 | 0 | 0 | 0 | 0 | 0 | 0 | 0 | 0
F6_Commercial_Warehouse_New_Food Preparation_Natural Gas_Conveyor Oven_E8 | F6 | Commercial | Warehouse | New | Food Preparation | Natural Gas | Conveyor Oven | E8 | Utility - Value of Sales | 0 | 0 | 0 | 0 | 0 | 0 | 0 | 0 | 0 | 0 | 0 | 0 | 0 | 0 | 0 | 0 | 0 | 0 | 0 | 0 | 0 | 0 | 0 | 0 | 0 | 0 | 0 | 0 | 0 | 0
F6_Commercial_Warehouse_New_Food Preparation_Natural Gas_Conveyor Oven_E9 | F6 | Commercial | Warehouse | New | Food Preparation | Natural Gas | Conveyor Oven | E9 | Utility - Value of Sales | 0 | 0 | 0 | 0 | 0 | 0 | 0 | 0 | 0 | 0 | 0 | 0 | 0 | 0 | 0 | 0 | 0 | 0 | 0 | 0 | 0 | 0 | 0 | 0 | 0 | 0 | 0 | 0 | 0 | 0
F6_Commercial_Warehouse_New_Food Preparation_Natural Gas_Conveyor Oven_E10 | F6 | Commercial | Warehouse | New | Food Preparation | Natural Gas | Conveyor Oven | E10 | Utility - Value of Sales | 0 | 0 | 0 | 0 | 0 | 0 | 0 | 0 | 0 | 0 | 0 | 0 | 0 | 0 | 0 | 0 | 0 | 0 | 0 | 0 | 0 | 0 | 0 | 0 | 0 | 0 | 0 | 0 | 0 | 0
F1_Commercial_Warehouse_New_Food Preparation_Natural Gas_Double Rack Oven_E1 | F1 | Commercial | Warehouse | New | Food Preparation | Natural Gas | Double Rack Oven | E1 | Participant - Cost of Equipment | 0.10753 | 0.10753 | 0.10753 | 0.10753 | 0.10753 | 0.10753 | 0.10753 | 0.10753 | 0.10753 | 0.10753 | 0.10753 | 0.10753 | 0.10753 | 0.10753 | 0.10753 | 0.10753 | 0.10753 | 0.10753 | 0.10753 | 0.10753 | 0.10753 | 0.10753 | 0 | 0 | 0 | 0 | 0 | 0 | 0 | 0
F1_Commercial_Warehouse_New_Food Preparation_Natural Gas_Double Rack Oven_E2 | F1 | Commercial | Warehouse | New | Food Preparation | Natural Gas | Double Rack Oven | E2 | Participant - Cost of Equipment | 0.14301 | 0.14301 | 0.14301 | 0.14301 | 0.14301 | 0.14301 | 0.14301 | 0.14301 | 0.14301 | 0.14301 | 0.14301 | 0.14301 | 0.14301 | 0.14301 | 0.14301 | 0.14301 | 0.14301 | 0.14301 | 0.14301 | 0.14301 | 0.14301 | 0.14301 | 0 | 0 | 0 | 0 | 0 | 0 | 0 | 0
F1_Commercial_Warehouse_New_Food Preparation_Natural Gas_Double Rack Oven_E3 | F1 | Commercial | Warehouse | New | Food Preparation | Natural Gas | Double Rack Oven | E3 | Participant - Cost of Equipment | 0 | 0 | 0 | 0 | 0 | 0 | 0 | 0 | 0 | 0 | 0 | 0 | 0 | 0 | 0 | 0 | 0 | 0 | 0 | 0 | 0 | 0 | 0 | 0 | 0 | 0 | 0 | 0 | 0 | 0
F1_Commercial_Warehouse_New_Food Preparation_Natural Gas_Double Rack Oven_E4 | F1 | Commercial | Warehouse | New | Food Preparation | Natural Gas | Double Rack Oven | E4 | Participant - Cost of Equipment | 0 | 0 | 0 | 0 | 0 | 0 | 0 | 0 | 0 | 0 | 0 | 0 | 0 | 0 | 0 | 0 | 0 | 0 | 0 | 0 | 0 | 0 | 0 | 0 | 0 | 0 | 0 | 0 | 0 | 0
F1_Commercial_Warehouse_New_Food Preparation_Natural Gas_Double Rack Oven_E5 | F1 | Commercial | Warehouse | New | Food Preparation | Natural Gas | Double Rack Oven | E5 | Participant - Cost of Equipment | 0 | 0 | 0 | 0 | 0 | 0 | 0 | 0 | 0 | 0 | 0 | 0 | 0 | 0 | 0 | 0 | 0 | 0 | 0 | 0 | 0 | 0 | 0 | 0 | 0 | 0 | 0 | 0 | 0 | 0
F1_Commercial_Warehouse_New_Food Preparation_Natural Gas_Double Rack Oven_E6 | F1 | Commercial | Warehouse | New | Food Preparation | Natural Gas | Double Rack Oven | E6 | Participant - Cost of Equipment | 0 | 0 | 0 | 0 | 0 | 0 | 0 | 0 | 0 | 0 | 0 | 0 | 0 | 0 | 0 | 0 | 0 | 0 | 0 | 0 | 0 | 0 | 0 | 0 | 0 | 0 | 0 | 0 | 0 | 0
F1_Commercial_Warehouse_New_Food Preparation_Natural Gas_Double Rack Oven_E7 | F1 | Commercial | Warehouse | New | Food Preparation | Natural Gas | Double Rack Oven | E7 | Participant - Cost of Equipment | 0 | 0 | 0 | 0 | 0 | 0 | 0 | 0 | 0 | 0 | 0 | 0 | 0 | 0 | 0 | 0 | 0 | 0 | 0 | 0 | 0 | 0 | 0 | 0 | 0 | 0 | 0 | 0 | 0 | 0
F1_Commercial_Warehouse_New_Food Preparation_Natural Gas_Double Rack Oven_E8 | F1 | Commercial | Warehouse | New | Food Preparation | Natural Gas | Double Rack Oven | E8 | Participant - Cost of Equipment | 0 | 0 | 0 | 0 | 0 | 0 | 0 | 0 | 0 | 0 | 0 | 0 | 0 | 0 | 0 | 0 | 0 | 0 | 0 | 0 | 0 | 0 | 0 | 0 | 0 | 0 | 0 | 0 | 0 | 0
F1_Commercial_Warehouse_New_Food Preparation_Natural Gas_Double Rack Oven_E9 | F1 | Commercial | Warehouse | New | Food Preparation | Natural Gas | Double Rack Oven | E9 | Participant - Cost of Equipment | 0 | 0 | 0 | 0 | 0 | 0 | 0 | 0 | 0 | 0 | 0 | 0 | 0 | 0 | 0 | 0 | 0 | 0 | 0 | 0 | 0 | 0 | 0 | 0 | 0 | 0 | 0 | 0 | 0 | 0
F1_Commercial_Warehouse_New_Food Preparation_Natural Gas_Double Rack Oven_E10 | F1 | Commercial | Warehouse | New | Food Preparation | Natural Gas | Double Rack Oven | E10 | Participant - Cost of Equipment | 0 | 0 | 0 | 0 | 0 | 0 | 0 | 0 | 0 | 0 | 0 | 0 | 0 | 0 | 0 | 0 | 0 | 0 | 0 | 0 | 0 | 0 | 0 | 0 | 0 | 0 | 0 | 0 | 0 | 0
F2_Commercial_Warehouse_New_Food Preparation_Natural Gas_Double Rack Oven_E1 | F2 | Commercial | Warehouse | New | Food Preparation | Natural Gas | Double Rack Oven | E1 | Participant - Cost of Operation | 0.36471 | 0.36783 | 0.37156 | 0.37775 | 0.38599 | 0.39571 | 0.40464 | 0.41259 | 0.42031 | 0.42779 | 0.43533 | 0.44267 | 0.44958 | 0.45649 | 0.4631 | 0.46988 | 0.47713 | 0.48443 | 0.49179 | 0.49918 | 0.50649 | 0.51369 | 0 | 0 | 0 | 0 | 0 | 0 | 0 | 0
F2_Commercial_Warehouse_New_Food Preparation_Natural Gas_Double Rack Oven_E2 | F2 | Commercial | Warehouse | New | Food Preparation | Natural Gas | Double Rack Oven | E2 | Participant - Cost of Operation | 0.19893 | 0.20063 | 0.20267 | 0.20604 | 0.21054 | 0.21584 | 0.22071 | 0.22505 | 0.22926 | 0.23334 | 0.23745 | 0.24146 | 0.24522 | 0.249 | 0.2526 | 0.2563 | 0.26025 | 0.26423 | 0.26825 | 0.27228 | 0.27627 | 0.28019 | 0 | 0 | 0 | 0 | 0 | 0 | 0 | 0
F2_Commercial_Warehouse_New_Food Preparation_Natural Gas_Double Rack Oven_E3 | F2 | Commercial | Warehouse | New | Food Preparation | Natural Gas | Double Rack Oven | E3 | Participant - Cost of Operation | 0 | 0 | 0 | 0 | 0 | 0 | 0 | 0 | 0 | 0 | 0 | 0 | 0 | 0 | 0 | 0 | 0 | 0 | 0 | 0 | 0 | 0 | 0 | 0 | 0 | 0 | 0 | 0 | 0 | 0
F2_Commercial_Warehouse_New_Food Preparation_Natural Gas_Double Rack Oven_E4 | F2 | Commercial | Warehouse | New | Food Preparation | Natural Gas | Double Rack Oven | E4 | Participant - Cost of Operation | 0 | 0 | 0 | 0 | 0 | 0 | 0 | 0 | 0 | 0 | 0 | 0 | 0 | 0 | 0 | 0 | 0 | 0 | 0 | 0 | 0 | 0 | 0 | 0 | 0 | 0 | 0 | 0 | 0 | 0
F2_Commercial_Warehouse_New_Food Preparation_Natural Gas_Double Rack Oven_E5 | F2 | Commercial | Warehouse | New | Food Preparation | Natural Gas | Double Rack Oven | E5 | Participant - Cost of Operation | 0 | 0 | 0 | 0 | 0 | 0 | 0 | 0 | 0 | 0 | 0 | 0 | 0 | 0 | 0 | 0 | 0 | 0 | 0 | 0 | 0 | 0 | 0 | 0 | 0 | 0 | 0 | 0 | 0 | 0
F2_Commercial_Warehouse_New_Food Preparation_Natural Gas_Double Rack Oven_E6 | F2 | Commercial | Warehouse | New | Food Preparation | Natural Gas | Double Rack Oven | E6 | Participant - Cost of Operation | 0 | 0 | 0 | 0 | 0 | 0 | 0 | 0 | 0 | 0 | 0 | 0 | 0 | 0 | 0 | 0 | 0 | 0 | 0 | 0 | 0 | 0 | 0 | 0 | 0 | 0 | 0 | 0 | 0 | 0
F2_Commercial_Warehouse_New_Food Preparation_Natural Gas_Double Rack Oven_E7 | F2 | Commercial | Warehouse | New | Food Preparation | Natural Gas | Double Rack Oven | E7 | Participant - Cost of Operation | 0 | 0 | 0 | 0 | 0 | 0 | 0 | 0 | 0 | 0 | 0 | 0 | 0 | 0 | 0 | 0 | 0 | 0 | 0 | 0 | 0 | 0 | 0 | 0 | 0 | 0 | 0 | 0 | 0 | 0
F2_Commercial_Warehouse_New_Food Preparation_Natural Gas_Double Rack Oven_E8 | F2 | Commercial | Warehouse | New | Food Preparation | Natural Gas | Double Rack Oven | E8 | Participant - Cost of Operation | 0 | 0 | 0 | 0 | 0 | 0 | 0 | 0 | 0 | 0 | 0 | 0 | 0 | 0 | 0 | 0 | 0 | 0 | 0 | 0 | 0 | 0 | 0 | 0 | 0 | 0 | 0 | 0 | 0 | 0
F2_Commercial_Warehouse_New_Food Preparation_Natural Gas_Double Rack Oven_E9 | F2 | Commercial | Warehouse | New | Food Preparation | Natural Gas | Double Rack Oven | E9 | Participant - Cost of Operation | 0 | 0 | 0 | 0 | 0 | 0 | 0 | 0 | 0 | 0 | 0 | 0 | 0 | 0 | 0 | 0 | 0 | 0 | 0 | 0 | 0 | 0 | 0 | 0 | 0 | 0 | 0 | 0 | 0 | 0
F2_Commercial_Warehouse_New_Food Preparation_Natural Gas_Double Rack Oven_E10 | F2 | Commercial | Warehouse | New | Food Preparation | Natural Gas | Double Rack Oven | E10 | Participant - Cost of Operation | 0 | 0 | 0 | 0 | 0 | 0 | 0 | 0 | 0 | 0 | 0 | 0 | 0 | 0 | 0 | 0 | 0 | 0 | 0 | 0 | 0 | 0 | 0 | 0 | 0 | 0 | 0 | 0 | 0 | 0
F3_Commercial_Warehouse_New_Food Preparation_Natural Gas_Double Rack Oven_E1 | F3 | Commercial | Warehouse | New | Food Preparation | Natural Gas | Double Rack Oven | E1 | System - kBTUs of Conusmption | 34.2043 | 34.3065 | 34.4198 | 34.6802 | 34.9104 | 35.1045 | 35.2521 | 35.3985 | 35.5346 | 35.6215 | 35.651 | 35.6445 | 35.5918 | 35.4907 | 35.3662 | 35.2448 | 35.1143 | 34.9748 | 34.8155 | 34.662 | 34.5027 | 34.339 | 0 | 0 | 0 | 0 | 0 | 0 | 0 | 0
F3_Commercial_Warehouse_New_Food Preparation_Natural Gas_Double Rack Oven_E2 | F3 | Commercial | Warehouse | New | Food Preparation | Natural Gas | Double Rack Oven | E2 | System - kBTUs of Conusmption | 18.6569 | 18.7126 | 18.7744 | 18.9165 | 19.042 | 19.1479 | 19.2284 | 19.3083 | 19.3825 | 19.4299 | 19.446 | 19.4425 | 19.4137 | 19.3586 | 19.2907 | 19.2244 | 19.1533 | 19.0772 | 18.9903 | 18.9066 | 18.8197 | 18.7304 | 0 | 0 | 0 | 0 | 0 | 0 | 0 | 0
F3_Commercial_Warehouse_New_Food Preparation_Natural Gas_Double Rack Oven_E3 | F3 | Commercial | Warehouse | New | Food Preparation | Natural Gas | Double Rack Oven | E3 | System - kBTUs of Conusmption | 0 | 0 | 0 | 0 | 0 | 0 | 0 | 0 | 0 | 0 | 0 | 0 | 0 | 0 | 0 | 0 | 0 | 0 | 0 | 0 | 0 | 0 | 0 | 0 | 0 | 0 | 0 | 0 | 0 | 0
F3_Commercial_Warehouse_New_Food Preparation_Natural Gas_Double Rack Oven_E4 | F3 | Commercial | Warehouse | New | Food Preparation | Natural Gas | Double Rack Oven | E4 | System - kBTUs of Conusmption | 0 | 0 | 0 | 0 | 0 | 0 | 0 | 0 | 0 | 0 | 0 | 0 | 0 | 0 | 0 | 0 | 0 | 0 | 0 | 0 | 0 | 0 | 0 | 0 | 0 | 0 | 0 | 0 | 0 | 0
F3_Commercial_Warehouse_New_Food Preparation_Natural Gas_Double Rack Oven_E5 | F3 | Commercial | Warehouse | New | Food Preparation | Natural Gas | Double Rack Oven | E5 | System - kBTUs of Conusmption | 0 | 0 | 0 | 0 | 0 | 0 | 0 | 0 | 0 | 0 | 0 | 0 | 0 | 0 | 0 | 0 | 0 | 0 | 0 | 0 | 0 | 0 | 0 | 0 | 0 | 0 | 0 | 0 | 0 | 0
F3_Commercial_Warehouse_New_Food Preparation_Natural Gas_Double Rack Oven_E6 | F3 | Commercial | Warehouse | New | Food Preparation | Natural Gas | Double Rack Oven | E6 | System - kBTUs of Conusmption | 0 | 0 | 0 | 0 | 0 | 0 | 0 | 0 | 0 | 0 | 0 | 0 | 0 | 0 | 0 | 0 | 0 | 0 | 0 | 0 | 0 | 0 | 0 | 0 | 0 | 0 | 0 | 0 | 0 | 0
F3_Commercial_Warehouse_New_Food Preparation_Natural Gas_Double Rack Oven_E7 | F3 | Commercial | Warehouse | New | Food Preparation | Natural Gas | Double Rack Oven | E7 | System - kBTUs of Conusmption | 0 | 0 | 0 | 0 | 0 | 0 | 0 | 0 | 0 | 0 | 0 | 0 | 0 | 0 | 0 | 0 | 0 | 0 | 0 | 0 | 0 | 0 | 0 | 0 | 0 | 0 | 0 | 0 | 0 | 0
F3_Commercial_Warehouse_New_Food Preparation_Natural Gas_Double Rack Oven_E8 | F3 | Commercial | Warehouse | New | Food Preparation | Natural Gas | Double Rack Oven | E8 | System - kBTUs of Conusmption | 0 | 0 | 0 | 0 | 0 | 0 | 0 | 0 | 0 | 0 | 0 | 0 | 0 | 0 | 0 | 0 | 0 | 0 | 0 | 0 | 0 | 0 | 0 | 0 | 0 | 0 | 0 | 0 | 0 | 0
F3_Commercial_Warehouse_New_Food Preparation_Natural Gas_Double Rack Oven_E9 | F3 | Commercial | Warehouse | New | Food Preparation | Natural Gas | Double Rack Oven | E9 | System - kBTUs of Conusmption | 0 | 0 | 0 | 0 | 0 | 0 | 0 | 0 | 0 | 0 | 0 | 0 | 0 | 0 | 0 | 0 | 0 | 0 | 0 | 0 | 0 | 0 | 0 | 0 | 0 | 0 | 0 | 0 | 0 | 0
F3_Commercial_Warehouse_New_Food Preparation_Natural Gas_Double Rack Oven_E10 | F3 | Commercial | Warehouse | New | Food Preparation | Natural Gas | Double Rack Oven | E10 | System - kBTUs of Conusmption | 0 | 0 | 0 | 0 | 0 | 0 | 0 | 0 | 0 | 0 | 0 | 0 | 0 | 0 | 0 | 0 | 0 | 0 | 0 | 0 | 0 | 0 | 0 | 0 | 0 | 0 | 0 | 0 | 0 | 0
F4_Commercial_Warehouse_New_Food Preparation_Natural Gas_Double Rack Oven_E1 | F4 | Commercial | Warehouse | New | Food Preparation | Natural Gas | Double Rack Oven | E1 | Utility - Cost of Equipment | 0.10753 | 0.10753 | 0.10753 | 0.10753 | 0.10753 | 0.10753 | 0.10753 | 0.10753 | 0.10753 | 0.10753 | 0.10753 | 0.10753 | 0.10753 | 0.10753 | 0.10753 | 0.10753 | 0.10753 | 0.10753 | 0.10753 | 0.10753 | 0.10753 | 0.10753 | 0 | 0 | 0 | 0 | 0 | 0 | 0 | 0
F4_Commercial_Warehouse_New_Food Preparation_Natural Gas_Double Rack Oven_E2 | F4 | Commercial | Warehouse | New | Food Preparation | Natural Gas | Double Rack Oven | E2 | Utility - Cost of Equipment | 0.14301 | 0.14301 | 0.14301 | 0.14301 | 0.14301 | 0.14301 | 0.14301 | 0.14301 | 0.14301 | 0.14301 | 0.14301 | 0.14301 | 0.14301 | 0.14301 | 0.14301 | 0.14301 | 0.14301 | 0.14301 | 0.14301 | 0.14301 | 0.14301 | 0.14301 | 0 | 0 | 0 | 0 | 0 | 0 | 0 | 0
F4_Commercial_Warehouse_New_Food Preparation_Natural Gas_Double Rack Oven_E3 | F4 | Commercial | Warehouse | New | Food Preparation | Natural Gas | Double Rack Oven | E3 | Utility - Cost of Equipment | 0 | 0 | 0 | 0 | 0 | 0 | 0 | 0 | 0 | 0 | 0 | 0 | 0 | 0 | 0 | 0 | 0 | 0 | 0 | 0 | 0 | 0 | 0 | 0 | 0 | 0 | 0 | 0 | 0 | 0
F4_Commercial_Warehouse_New_Food Preparation_Natural Gas_Double Rack Oven_E4 | F4 | Commercial | Warehouse | New | Food Preparation | Natural Gas | Double Rack Oven | E4 | Utility - Cost of Equipment | 0 | 0 | 0 | 0 | 0 | 0 | 0 | 0 | 0 | 0 | 0 | 0 | 0 | 0 | 0 | 0 | 0 | 0 | 0 | 0 | 0 | 0 | 0 | 0 | 0 | 0 | 0 | 0 | 0 | 0
F4_Commercial_Warehouse_New_Food Preparation_Natural Gas_Double Rack Oven_E5 | F4 | Commercial | Warehouse | New | Food Preparation | Natural Gas | Double Rack Oven | E5 | Utility - Cost of Equipment | 0 | 0 | 0 | 0 | 0 | 0 | 0 | 0 | 0 | 0 | 0 | 0 | 0 | 0 | 0 | 0 | 0 | 0 | 0 | 0 | 0 | 0 | 0 | 0 | 0 | 0 | 0 | 0 | 0 | 0
F4_Commercial_Warehouse_New_Food Preparation_Natural Gas_Double Rack Oven_E6 | F4 | Commercial | Warehouse | New | Food Preparation | Natural Gas | Double Rack Oven | E6 | Utility - Cost of Equipment | 0 | 0 | 0 | 0 | 0 | 0 | 0 | 0 | 0 | 0 | 0 | 0 | 0 | 0 | 0 | 0 | 0 | 0 | 0 | 0 | 0 | 0 | 0 | 0 | 0 | 0 | 0 | 0 | 0 | 0
F4_Commercial_Warehouse_New_Food Preparation_Natural Gas_Double Rack Oven_E7 | F4 | Commercial | Warehouse | New | Food Preparation | Natural Gas | Double Rack Oven | E7 | Utility - Cost of Equipment | 0 | 0 | 0 | 0 | 0 | 0 | 0 | 0 | 0 | 0 | 0 | 0 | 0 | 0 | 0 | 0 | 0 | 0 | 0 | 0 | 0 | 0 | 0 | 0 | 0 | 0 | 0 | 0 | 0 | 0
F4_Commercial_Warehouse_New_Food Preparation_Natural Gas_Double Rack Oven_E8 | F4 | Commercial | Warehouse | New | Food Preparation | Natural Gas | Double Rack Oven | E8 | Utility - Cost of Equipment | 0 | 0 | 0 | 0 | 0 | 0 | 0 | 0 | 0 | 0 | 0 | 0 | 0 | 0 | 0 | 0 | 0 | 0 | 0 | 0 | 0 | 0 | 0 | 0 | 0 | 0 | 0 | 0 | 0 | 0
F4_Commercial_Warehouse_New_Food Preparation_Natural Gas_Double Rack Oven_E9 | F4 | Commercial | Warehouse | New | Food Preparation | Natural Gas | Double Rack Oven | E9 | Utility - Cost of Equipment | 0 | 0 | 0 | 0 | 0 | 0 | 0 | 0 | 0 | 0 | 0 | 0 | 0 | 0 | 0 | 0 | 0 | 0 | 0 | 0 | 0 | 0 | 0 | 0 | 0 | 0 | 0 | 0 | 0 | 0
F4_Commercial_Warehouse_New_Food Preparation_Natural Gas_Double Rack Oven_E10 | F4 | Commercial | Warehouse | New | Food Preparation | Natural Gas | Double Rack Oven | E10 | Utility - Cost of Equipment | 0 | 0 | 0 | 0 | 0 | 0 | 0 | 0 | 0 | 0 | 0 | 0 | 0 | 0 | 0 | 0 | 0 | 0 | 0 | 0 | 0 | 0 | 0 | 0 | 0 | 0 | 0 | 0 | 0 | 0
F5_Commercial_Warehouse_New_Food Preparation_Natural Gas_Double Rack Oven_E1 | F5 | Commercial | Warehouse | New | Food Preparation | Natural Gas | Double Rack Oven | E1 | Utility - Cost of Operation | 0.30442 | 0.30702 | 0.31014 | 0.3153 | 0.32217 | 0.33029 | 0.33774 | 0.34438 | 0.35082 | 0.35707 | 0.36336 | 0.36949 | 0.37525 | 0.38102 | 0.38654 | 0.3922 | 0.39825 | 0.40434 | 0.41049 | 0.41665 | 0.42275 | 0.42876 | 0 | 0 | 0 | 0 | 0 | 0 | 0 | 0
F5_Commercial_Warehouse_New_Food Preparation_Natural Gas_Double Rack Oven_E2 | F5 | Commercial | Warehouse | New | Food Preparation | Natural Gas | Double Rack Oven | E2 | Utility - Cost of Operation | 0.16604 | 0.16746 | 0.16917 | 0.17198 | 0.17573 | 0.18016 | 0.18422 | 0.18784 | 0.19136 | 0.19476 | 0.1982 | 0.20154 | 0.20468 | 0.20783 | 0.21084 | 0.21393 | 0.21723 | 0.22055 | 0.2239 | 0.22727 | 0.23059 | 0.23387 | 0 | 0 | 0 | 0 | 0 | 0 | 0 | 0
F5_Commercial_Warehouse_New_Food Preparation_Natural Gas_Double Rack Oven_E3 | F5 | Commercial | Warehouse | New | Food Preparation | Natural Gas | Double Rack Oven | E3 | Utility - Cost of Operation | 0 | 0 | 0 | 0 | 0 | 0 | 0 | 0 | 0 | 0 | 0 | 0 | 0 | 0 | 0 | 0 | 0 | 0 | 0 | 0 | 0 | 0 | 0 | 0 | 0 | 0 | 0 | 0 | 0 | 0
F5_Commercial_Warehouse_New_Food Preparation_Natural Gas_Double Rack Oven_E4 | F5 | Commercial | Warehouse | New | Food Preparation | Natural Gas | Double Rack Oven | E4 | Utility - Cost of Operation | 0 | 0 | 0 | 0 | 0 | 0 | 0 | 0 | 0 | 0 | 0 | 0 | 0 | 0 | 0 | 0 | 0 | 0 | 0 | 0 | 0 | 0 | 0 | 0 | 0 | 0 | 0 | 0 | 0 | 0
F5_Commercial_Warehouse_New_Food Preparation_Natural Gas_Double Rack Oven_E5 | F5 | Commercial | Warehouse | New | Food Preparation | Natural Gas | Double Rack Oven | E5 | Utility - Cost of Operation | 0 | 0 | 0 | 0 | 0 | 0 | 0 | 0 | 0 | 0 | 0 | 0 | 0 | 0 | 0 | 0 | 0 | 0 | 0 | 0 | 0 | 0 | 0 | 0 | 0 | 0 | 0 | 0 | 0 | 0
F5_Commercial_Warehouse_New_Food Preparation_Natural Gas_Double Rack Oven_E6 | F5 | Commercial | Warehouse | New | Food Preparation | Natural Gas | Double Rack Oven | E6 | Utility - Cost of Operation | 0 | 0 | 0 | 0 | 0 | 0 | 0 | 0 | 0 | 0 | 0 | 0 | 0 | 0 | 0 | 0 | 0 | 0 | 0 | 0 | 0 | 0 | 0 | 0 | 0 | 0 | 0 | 0 | 0 | 0
F5_Commercial_Warehouse_New_Food Preparation_Natural Gas_Double Rack Oven_E7 | F5 | Commercial | Warehouse | New | Food Preparation | Natural Gas | Double Rack Oven | E7 | Utility - Cost of Operation | 0 | 0 | 0 | 0 | 0 | 0 | 0 | 0 | 0 | 0 | 0 | 0 | 0 | 0 | 0 | 0 | 0 | 0 | 0 | 0 | 0 | 0 | 0 | 0 | 0 | 0 | 0 | 0 | 0 | 0
F5_Commercial_Warehouse_New_Food Preparation_Natural Gas_Double Rack Oven_E8 | F5 | Commercial | Warehouse | New | Food Preparation | Natural Gas | Double Rack Oven | E8 | Utility - Cost of Operation | 0 | 0 | 0 | 0 | 0 | 0 | 0 | 0 | 0 | 0 | 0 | 0 | 0 | 0 | 0 | 0 | 0 | 0 | 0 | 0 | 0 | 0 | 0 | 0 | 0 | 0 | 0 | 0 | 0 | 0
F5_Commercial_Warehouse_New_Food Preparation_Natural Gas_Double Rack Oven_E9 | F5 | Commercial | Warehouse | New | Food Preparation | Natural Gas | Double Rack Oven | E9 | Utility - Cost of Operation | 0 | 0 | 0 | 0 | 0 | 0 | 0 | 0 | 0 | 0 | 0 | 0 | 0 | 0 | 0 | 0 | 0 | 0 | 0 | 0 | 0 | 0 | 0 | 0 | 0 | 0 | 0 | 0 | 0 | 0
F5_Commercial_Warehouse_New_Food Preparation_Natural Gas_Double Rack Oven_E10 | F5 | Commercial | Warehouse | New | Food Preparation | Natural Gas | Double Rack Oven | E10 | Utility - Cost of Operation | 0 | 0 | 0 | 0 | 0 | 0 | 0 | 0 | 0 | 0 | 0 | 0 | 0 | 0 | 0 | 0 | 0 | 0 | 0 | 0 | 0 | 0 | 0 | 0 | 0 | 0 | 0 | 0 | 0 | 0
F6_Commercial_Warehouse_New_Food Preparation_Natural Gas_Double Rack Oven_E1 | F6 | Commercial | Warehouse | New | Food Preparation | Natural Gas | Double Rack Oven | E1 | Utility - Value of Sales | 0.36471 | 0.36783 | 0.37156 | 0.37775 | 0.38599 | 0.39571 | 0.40464 | 0.41259 | 0.42031 | 0.42779 | 0.43533 | 0.44267 | 0.44958 | 0.45649 | 0.4631 | 0.46988 | 0.47713 | 0.48443 | 0.49179 | 0.49918 | 0.50649 | 0.51369 | 0 | 0 | 0 | 0 | 0 | 0 | 0 | 0
F6_Commercial_Warehouse_New_Food Preparation_Natural Gas_Double Rack Oven_E2 | F6 | Commercial | Warehouse | New | Food Preparation | Natural Gas | Double Rack Oven | E2 | Utility - Value of Sales | 0.19893 | 0.20063 | 0.20267 | 0.20604 | 0.21054 | 0.21584 | 0.22071 | 0.22505 | 0.22926 | 0.23334 | 0.23745 | 0.24146 | 0.24522 | 0.249 | 0.2526 | 0.2563 | 0.26025 | 0.26423 | 0.26825 | 0.27228 | 0.27627 | 0.28019 | 0 | 0 | 0 | 0 | 0 | 0 | 0 | 0
F6_Commercial_Warehouse_New_Food Preparation_Natural Gas_Double Rack Oven_E3 | F6 | Commercial | Warehouse | New | Food Preparation | Natural Gas | Double Rack Oven | E3 | Utility - Value of Sales | 0 | 0 | 0 | 0 | 0 | 0 | 0 | 0 | 0 | 0 | 0 | 0 | 0 | 0 | 0 | 0 | 0 | 0 | 0 | 0 | 0 | 0 | 0 | 0 | 0 | 0 | 0 | 0 | 0 | 0
F6_Commercial_Warehouse_New_Food Preparation_Natural Gas_Double Rack Oven_E4 | F6 | Commercial | Warehouse | New | Food Preparation | Natural Gas | Double Rack Oven | E4 | Utility - Value of Sales | 0 | 0 | 0 | 0 | 0 | 0 | 0 | 0 | 0 | 0 | 0 | 0 | 0 | 0 | 0 | 0 | 0 | 0 | 0 | 0 | 0 | 0 | 0 | 0 | 0 | 0 | 0 | 0 | 0 | 0
F6_Commercial_Warehouse_New_Food Preparation_Natural Gas_Double Rack Oven_E5 | F6 | Commercial | Warehouse | New | Food Preparation | Natural Gas | Double Rack Oven | E5 | Utility - Value of Sales | 0 | 0 | 0 | 0 | 0 | 0 | 0 | 0 | 0 | 0 | 0 | 0 | 0 | 0 | 0 | 0 | 0 | 0 | 0 | 0 | 0 | 0 | 0 | 0 | 0 | 0 | 0 | 0 | 0 | 0
F6_Commercial_Warehouse_New_Food Preparation_Natural Gas_Double Rack Oven_E6 | F6 | Commercial | Warehouse | New | Food Preparation | Natural Gas | Double Rack Oven | E6 | Utility - Value of Sales | 0 | 0 | 0 | 0 | 0 | 0 | 0 | 0 | 0 | 0 | 0 | 0 | 0 | 0 | 0 | 0 | 0 | 0 | 0 | 0 | 0 | 0 | 0 | 0 | 0 | 0 | 0 | 0 | 0 | 0
F6_Commercial_Warehouse_New_Food Preparation_Natural Gas_Double Rack Oven_E7 | F6 | Commercial | Warehouse | New | Food Preparation | Natural Gas | Double Rack Oven | E7 | Utility - Value of Sales | 0 | 0 | 0 | 0 | 0 | 0 | 0 | 0 | 0 | 0 | 0 | 0 | 0 | 0 | 0 | 0 | 0 | 0 | 0 | 0 | 0 | 0 | 0 | 0 | 0 | 0 | 0 | 0 | 0 | 0
F6_Commercial_Warehouse_New_Food Preparation_Natural Gas_Double Rack Oven_E8 | F6 | Commercial | Warehouse | New | Food Preparation | Natural Gas | Double Rack Oven | E8 | Utility - Value of Sales | 0 | 0 | 0 | 0 | 0 | 0 | 0 | 0 | 0 | 0 | 0 | 0 | 0 | 0 | 0 | 0 | 0 | 0 | 0 | 0 | 0 | 0 | 0 | 0 | 0 | 0 | 0 | 0 | 0 | 0
F6_Commercial_Warehouse_New_Food Preparation_Natural Gas_Double Rack Oven_E9 | F6 | Commercial | Warehouse | New | Food Preparation | Natural Gas | Double Rack Oven | E9 | Utility - Value of Sales | 0 | 0 | 0 | 0 | 0 | 0 | 0 | 0 | 0 | 0 | 0 | 0 | 0 | 0 | 0 | 0 | 0 | 0 | 0 | 0 | 0 | 0 | 0 | 0 | 0 | 0 | 0 | 0 | 0 | 0
F6_Commercial_Warehouse_New_Food Preparation_Natural Gas_Double Rack Oven_E10 | F6 | Commercial | Warehouse | New | Food Preparation | Natural Gas | Double Rack Oven | E10 | Utility - Value of Sales | 0 | 0 | 0 | 0 | 0 | 0 | 0 | 0 | 0 | 0 | 0 | 0 | 0 | 0 | 0 | 0 | 0 | 0 | 0 | 0 | 0 | 0 | 0 | 0 | 0 | 0 | 0 | 0 | 0 | 0
F1_Commercial_Warehouse_New_Food Preparation_Natural Gas_Fryer_E1 | F1 | Commercial | Warehouse | New | Food Preparation | Natural Gas | Fryer | E1 | Participant - Cost of Equipment | 0.10854 | 0.10854 | 0.10854 | 0.10854 | 0.10854 | 0.10854 | 0.10854 | 0.10854 | 0.10854 | 0.10854 | 0.10854 | 0.10854 | 0.10854 | 0.10854 | 0.10854 | 0.10854 | 0.10854 | 0.10854 | 0.10854 | 0.10854 | 0.10854 | 0.10854 | 0 | 0 | 0 | 0 | 0 | 0 | 0 | 0
F1_Commercial_Warehouse_New_Food Preparation_Natural Gas_Fryer_E2 | F1 | Commercial | Warehouse | New | Food Preparation | Natural Gas | Fryer | E2 | Participant - Cost of Equipment | 0.13643 | 0.13643 | 0.13643 | 0.13643 | 0.13643 | 0.13643 | 0.13643 | 0.13643 | 0.13643 | 0.13643 | 0.13643 | 0.13643 | 0.13643 | 0.13643 | 0.13643 | 0.13643 | 0.13643 | 0.13643 | 0.13643 | 0.13643 | 0.13643 | 0.13643 | 0 | 0 | 0 | 0 | 0 | 0 | 0 | 0
F1_Commercial_Warehouse_New_Food Preparation_Natural Gas_Fryer_E3 | F1 | Commercial | Warehouse | New | Food Preparation | Natural Gas | Fryer | E3 | Participant - Cost of Equipment | 0 | 0 | 0 | 0 | 0 | 0 | 0 | 0 | 0 | 0 | 0 | 0 | 0 | 0 | 0 | 0 | 0 | 0 | 0 | 0 | 0 | 0 | 0 | 0 | 0 | 0 | 0 | 0 | 0 | 0
F1_Commercial_Warehouse_New_Food Preparation_Natural Gas_Fryer_E4 | F1 | Commercial | Warehouse | New | Food Preparation | Natural Gas | Fryer | E4 | Participant - Cost of Equipment | 0 | 0 | 0 | 0 | 0 | 0 | 0 | 0 | 0 | 0 | 0 | 0 | 0 | 0 | 0 | 0 | 0 | 0 | 0 | 0 | 0 | 0 | 0 | 0 | 0 | 0 | 0 | 0 | 0 | 0
F1_Commercial_Warehouse_New_Food Preparation_Natural Gas_Fryer_E5 | F1 | Commercial | Warehouse | New | Food Preparation | Natural Gas | Fryer | E5 | Participant - Cost of Equipment | 0 | 0 | 0 | 0 | 0 | 0 | 0 | 0 | 0 | 0 | 0 | 0 | 0 | 0 | 0 | 0 | 0 | 0 | 0 | 0 | 0 | 0 | 0 | 0 | 0 | 0 | 0 | 0 | 0 | 0
F1_Commercial_Warehouse_New_Food Preparation_Natural Gas_Fryer_E6 | F1 | Commercial | Warehouse | New | Food Preparation | Natural Gas | Fryer | E6 | Participant - Cost of Equipment | 0 | 0 | 0 | 0 | 0 | 0 | 0 | 0 | 0 | 0 | 0 | 0 | 0 | 0 | 0 | 0 | 0 | 0 | 0 | 0 | 0 | 0 | 0 | 0 | 0 | 0 | 0 | 0 | 0 | 0
F1_Commercial_Warehouse_New_Food Preparation_Natural Gas_Fryer_E7 | F1 | Commercial | Warehouse | New | Food Preparation | Natural Gas | Fryer | E7 | Participant - Cost of Equipment | 0 | 0 | 0 | 0 | 0 | 0 | 0 | 0 | 0 | 0 | 0 | 0 | 0 | 0 | 0 | 0 | 0 | 0 | 0 | 0 | 0 | 0 | 0 | 0 | 0 | 0 | 0 | 0 | 0 | 0
F1_Commercial_Warehouse_New_Food Preparation_Natural Gas_Fryer_E8 | F1 | Commercial | Warehouse | New | Food Preparation | Natural Gas | Fryer | E8 | Participant - Cost of Equipment | 0 | 0 | 0 | 0 | 0 | 0 | 0 | 0 | 0 | 0 | 0 | 0 | 0 | 0 | 0 | 0 | 0 | 0 | 0 | 0 | 0 | 0 | 0 | 0 | 0 | 0 | 0 | 0 | 0 | 0
F1_Commercial_Warehouse_New_Food Preparation_Natural Gas_Fryer_E9 | F1 | Commercial | Warehouse | New | Food Preparation | Natural Gas | Fryer | E9 | Participant - Cost of Equipment | 0 | 0 | 0 | 0 | 0 | 0 | 0 | 0 | 0 | 0 | 0 | 0 | 0 | 0 | 0 | 0 | 0 | 0 | 0 | 0 | 0 | 0 | 0 | 0 | 0 | 0 | 0 | 0 | 0 | 0
F1_Commercial_Warehouse_New_Food Preparation_Natural Gas_Fryer_E10 | F1 | Commercial | Warehouse | New | Food Preparation | Natural Gas | Fryer | E10 | Participant - Cost of Equipment | 0 | 0 | 0 | 0 | 0 | 0 | 0 | 0 | 0 | 0 | 0 | 0 | 0 | 0 | 0 | 0 | 0 | 0 | 0 | 0 | 0 | 0 | 0 | 0 | 0 | 0 | 0 | 0 | 0 | 0
F2_Commercial_Warehouse_New_Food Preparation_Natural Gas_Fryer_E1 | F2 | Commercial | Warehouse | New | Food Preparation | Natural Gas | Fryer | E1 | Participant - Cost of Operation | 0.17701 | 0.17569 | 0.1755 | 0.17804 | 0.18262 | 0.18861 | 0.19366 | 0.19761 | 0.20121 | 0.20474 | 0.2086 | 0.21249 | 0.21627 | 0.22053 | 0.22458 | 0.22887 | 0.23312 | 0.23681 | 0.23987 | 0.24223 | 0.24441 | 0.24638 | 0 | 0 | 0 | 0 | 0 | 0 | 0 | 0
F2_Commercial_Warehouse_New_Food Preparation_Natural Gas_Fryer_E2 | F2 | Commercial | Warehouse | New | Food Preparation | Natural Gas | Fryer | E2 | Participant - Cost of Operation | 0.10849 | 0.10768 | 0.10756 | 0.10912 | 0.11193 | 0.1156 | 0.11869 | 0.12112 | 0.12332 | 0.12548 | 0.12785 | 0.13023 | 0.13255 | 0.13517 | 0.13764 | 0.14028 | 0.14288 | 0.14514 | 0.14702 | 0.14846 | 0.1498 | 0.15101 | 0 | 0 | 0 | 0 | 0 | 0 | 0 | 0
F2_Commercial_Warehouse_New_Food Preparation_Natural Gas_Fryer_E3 | F2 | Commercial | Warehouse | New | Food Preparation | Natural Gas | Fryer | E3 | Participant - Cost of Operation | 0 | 0 | 0 | 0 | 0 | 0 | 0 | 0 | 0 | 0 | 0 | 0 | 0 | 0 | 0 | 0 | 0 | 0 | 0 | 0 | 0 | 0 | 0 | 0 | 0 | 0 | 0 | 0 | 0 | 0
F2_Commercial_Warehouse_New_Food Preparation_Natural Gas_Fryer_E4 | F2 | Commercial | Warehouse | New | Food Preparation | Natural Gas | Fryer | E4 | Participant - Cost of Operation | 0 | 0 | 0 | 0 | 0 | 0 | 0 | 0 | 0 | 0 | 0 | 0 | 0 | 0 | 0 | 0 | 0 | 0 | 0 | 0 | 0 | 0 | 0 | 0 | 0 | 0 | 0 | 0 | 0 | 0
F2_Commercial_Warehouse_New_Food Preparation_Natural Gas_Fryer_E5 | F2 | Commercial | Warehouse | New | Food Preparation | Natural Gas | Fryer | E5 | Participant - Cost of Operation | 0 | 0 | 0 | 0 | 0 | 0 | 0 | 0 | 0 | 0 | 0 | 0 | 0 | 0 | 0 | 0 | 0 | 0 | 0 | 0 | 0 | 0 | 0 | 0 | 0 | 0 | 0 | 0 | 0 | 0
F2_Commercial_Warehouse_New_Food Preparation_Natural Gas_Fryer_E6 | F2 | Commercial | Warehouse | New | Food Preparation | Natural Gas | Fryer | E6 | Participant - Cost of Operation | 0 | 0 | 0 | 0 | 0 | 0 | 0 | 0 | 0 | 0 | 0 | 0 | 0 | 0 | 0 | 0 | 0 | 0 | 0 | 0 | 0 | 0 | 0 | 0 | 0 | 0 | 0 | 0 | 0 | 0
F2_Commercial_Warehouse_New_Food Preparation_Natural Gas_Fryer_E7 | F2 | Commercial | Warehouse | New | Food Preparation | Natural Gas | Fryer | E7 | Participant - Cost of Operation | 0 | 0 | 0 | 0 | 0 | 0 | 0 | 0 | 0 | 0 | 0 | 0 | 0 | 0 | 0 | 0 | 0 | 0 | 0 | 0 | 0 | 0 | 0 | 0 | 0 | 0 | 0 | 0 | 0 | 0
F2_Commercial_Warehouse_New_Food Preparation_Natural Gas_Fryer_E8 | F2 | Commercial | Warehouse | New | Food Preparation | Natural Gas | Fryer | E8 | Participant - Cost of Operation | 0 | 0 | 0 | 0 | 0 | 0 | 0 | 0 | 0 | 0 | 0 | 0 | 0 | 0 | 0 | 0 | 0 | 0 | 0 | 0 | 0 | 0 | 0 | 0 | 0 | 0 | 0 | 0 | 0 | 0
F2_Commercial_Warehouse_New_Food Preparation_Natural Gas_Fryer_E9 | F2 | Commercial | Warehouse | New | Food Preparation | Natural Gas | Fryer | E9 | Participant - Cost of Operation | 0 | 0 | 0 | 0 | 0 | 0 | 0 | 0 | 0 | 0 | 0 | 0 | 0 | 0 | 0 | 0 | 0 | 0 | 0 | 0 | 0 | 0 | 0 | 0 | 0 | 0 | 0 | 0 | 0 | 0
F2_Commercial_Warehouse_New_Food Preparation_Natural Gas_Fryer_E10 | F2 | Commercial | Warehouse | New | Food Preparation | Natural Gas | Fryer | E10 | Participant - Cost of Operation | 0 | 0 | 0 | 0 | 0 | 0 | 0 | 0 | 0 | 0 | 0 | 0 | 0 | 0 | 0 | 0 | 0 | 0 | 0 | 0 | 0 | 0 | 0 | 0 | 0 | 0 | 0 | 0 | 0 | 0
F3_Commercial_Warehouse_New_Food Preparation_Natural Gas_Fryer_E1 | F3 | Commercial | Warehouse | New | Food Preparation | Natural Gas | Fryer | E1 | System - kBTUs of Conusmption | 16.9987 | 16.9941 | 17.0166 | 17.2098 | 17.3753 | 17.5115 | 17.6035 | 17.7016 | 17.792 | 17.8746 | 17.9384 | 18.0072 | 18.07 | 18.1273 | 18.1653 | 18.2127 | 18.2077 | 18.1487 | 18.0226 | 17.853 | 17.677 | 17.4961 | 0 | 0 | 0 | 0 | 0 | 0 | 0 | 0
F3_Commercial_Warehouse_New_Food Preparation_Natural Gas_Fryer_E2 | F3 | Commercial | Warehouse | New | Food Preparation | Natural Gas | Fryer | E2 | System - kBTUs of Conusmption | 10.4186 | 10.4158 | 10.4295 | 10.548 | 10.6494 | 10.7329 | 10.7892 | 10.8494 | 10.9048 | 10.9554 | 10.9945 | 11.0367 | 11.0752 | 11.1103 | 11.1336 | 11.1626 | 11.1595 | 11.1234 | 11.0461 | 10.9422 | 10.8343 | 10.7234 | 0 | 0 | 0 | 0 | 0 | 0 | 0 | 0
F3_Commercial_Warehouse_New_Food Preparation_Natural Gas_Fryer_E3 | F3 | Commercial | Warehouse | New | Food Preparation | Natural Gas | Fryer | E3 | System - kBTUs of Conusmption | 0 | 0 | 0 | 0 | 0 | 0 | 0 | 0 | 0 | 0 | 0 | 0 | 0 | 0 | 0 | 0 | 0 | 0 | 0 | 0 | 0 | 0 | 0 | 0 | 0 | 0 | 0 | 0 | 0 | 0
F3_Commercial_Warehouse_New_Food Preparation_Natural Gas_Fryer_E4 | F3 | Commercial | Warehouse | New | Food Preparation | Natural Gas | Fryer | E4 | System - kBTUs of Conusmption | 0 | 0 | 0 | 0 | 0 | 0 | 0 | 0 | 0 | 0 | 0 | 0 | 0 | 0 | 0 | 0 | 0 | 0 | 0 | 0 | 0 | 0 | 0 | 0 | 0 | 0 | 0 | 0 | 0 | 0
F3_Commercial_Warehouse_New_Food Preparation_Natural Gas_Fryer_E5 | F3 | Commercial | Warehouse | New | Food Preparation | Natural Gas | Fryer | E5 | System - kBTUs of Conusmption | 0 | 0 | 0 | 0 | 0 | 0 | 0 | 0 | 0 | 0 | 0 | 0 | 0 | 0 | 0 | 0 | 0 | 0 | 0 | 0 | 0 | 0 | 0 | 0 | 0 | 0 | 0 | 0 | 0 | 0
F3_Commercial_Warehouse_New_Food Preparation_Natural Gas_Fryer_E6 | F3 | Commercial | Warehouse | New | Food Preparation | Natural Gas | Fryer | E6 | System - kBTUs of Conusmption | 0 | 0 | 0 | 0 | 0 | 0 | 0 | 0 | 0 | 0 | 0 | 0 | 0 | 0 | 0 | 0 | 0 | 0 | 0 | 0 | 0 | 0 | 0 | 0 | 0 | 0 | 0 | 0 | 0 | 0
F3_Commercial_Warehouse_New_Food Preparation_Natural Gas_Fryer_E7 | F3 | Commercial | Warehouse | New | Food Preparation | Natural Gas | Fryer | E7 | System - kBTUs of Conusmption | 0 | 0 | 0 | 0 | 0 | 0 | 0 | 0 | 0 | 0 | 0 | 0 | 0 | 0 | 0 | 0 | 0 | 0 | 0 | 0 | 0 | 0 | 0 | 0 | 0 | 0 | 0 | 0 | 0 | 0
F3_Commercial_Warehouse_New_Food Preparation_Natural Gas_Fryer_E8 | F3 | Commercial | Warehouse | New | Food Preparation | Natural Gas | Fryer | E8 | System - kBTUs of Conusmption | 0 | 0 | 0 | 0 | 0 | 0 | 0 | 0 | 0 | 0 | 0 | 0 | 0 | 0 | 0 | 0 | 0 | 0 | 0 | 0 | 0 | 0 | 0 | 0 | 0 | 0 | 0 | 0 | 0 | 0
F3_Commercial_Warehouse_New_Food Preparation_Natural Gas_Fryer_E9 | F3 | Commercial | Warehouse | New | Food Preparation | Natural Gas | Fryer | E9 | System - kBTUs of Conusmption | 0 | 0 | 0 | 0 | 0 | 0 | 0 | 0 | 0 | 0 | 0 | 0 | 0 | 0 | 0 | 0 | 0 | 0 | 0 | 0 | 0 | 0 | 0 | 0 | 0 | 0 | 0 | 0 | 0 | 0
F3_Commercial_Warehouse_New_Food Preparation_Natural Gas_Fryer_E10 | F3 | Commercial | Warehouse | New | Food Preparation | Natural Gas | Fryer | E10 | System - kBTUs of Conusmption | 0 | 0 | 0 | 0 | 0 | 0 | 0 | 0 | 0 | 0 | 0 | 0 | 0 | 0 | 0 | 0 | 0 | 0 | 0 | 0 | 0 | 0 | 0 | 0 | 0 | 0 | 0 | 0 | 0 | 0
F4_Commercial_Warehouse_New_Food Preparation_Natural Gas_Fryer_E1 | F4 | Commercial | Warehouse | New | Food Preparation | Natural Gas | Fryer | E1 | Utility - Cost of Equipment | 0.10854 | 0.10854 | 0.10854 | 0.10854 | 0.10854 | 0.10854 | 0.10854 | 0.10854 | 0.10854 | 0.10854 | 0.10854 | 0.10854 | 0.10854 | 0.10854 | 0.10854 | 0.10854 | 0.10854 | 0.10854 | 0.10854 | 0.10854 | 0.10854 | 0.10854 | 0 | 0 | 0 | 0 | 0 | 0 | 0 | 0
F4_Commercial_Warehouse_New_Food Preparation_Natural Gas_Fryer_E2 | F4 | Commercial | Warehouse | New | Food Preparation | Natural Gas | Fryer | E2 | Utility - Cost of Equipment | 0.13643 | 0.13643 | 0.13643 | 0.13643 | 0.13643 | 0.13643 | 0.13643 | 0.13643 | 0.13643 | 0.13643 | 0.13643 | 0.13643 | 0.13643 | 0.13643 | 0.13643 | 0.13643 | 0.13643 | 0.13643 | 0.13643 | 0.13643 | 0.13643 | 0.13643 | 0 | 0 | 0 | 0 | 0 | 0 | 0 | 0
F4_Commercial_Warehouse_New_Food Preparation_Natural Gas_Fryer_E3 | F4 | Commercial | Warehouse | New | Food Preparation | Natural Gas | Fryer | E3 | Utility - Cost of Equipment | 0 | 0 | 0 | 0 | 0 | 0 | 0 | 0 | 0 | 0 | 0 | 0 | 0 | 0 | 0 | 0 | 0 | 0 | 0 | 0 | 0 | 0 | 0 | 0 | 0 | 0 | 0 | 0 | 0 | 0
F4_Commercial_Warehouse_New_Food Preparation_Natural Gas_Fryer_E4 | F4 | Commercial | Warehouse | New | Food Preparation | Natural Gas | Fryer | E4 | Utility - Cost of Equipment | 0 | 0 | 0 | 0 | 0 | 0 | 0 | 0 | 0 | 0 | 0 | 0 | 0 | 0 | 0 | 0 | 0 | 0 | 0 | 0 | 0 | 0 | 0 | 0 | 0 | 0 | 0 | 0 | 0 | 0
F4_Commercial_Warehouse_New_Food Preparation_Natural Gas_Fryer_E5 | F4 | Commercial | Warehouse | New | Food Preparation | Natural Gas | Fryer | E5 | Utility - Cost of Equipment | 0 | 0 | 0 | 0 | 0 | 0 | 0 | 0 | 0 | 0 | 0 | 0 | 0 | 0 | 0 | 0 | 0 | 0 | 0 | 0 | 0 | 0 | 0 | 0 | 0 | 0 | 0 | 0 | 0 | 0
F4_Commercial_Warehouse_New_Food Preparation_Natural Gas_Fryer_E6 | F4 | Commercial | Warehouse | New | Food Preparation | Natural Gas | Fryer | E6 | Utility - Cost of Equipment | 0 | 0 | 0 | 0 | 0 | 0 | 0 | 0 | 0 | 0 | 0 | 0 | 0 | 0 | 0 | 0 | 0 | 0 | 0 | 0 | 0 | 0 | 0 | 0 | 0 | 0 | 0 | 0 | 0 | 0
F4_Commercial_Warehouse_New_Food Preparation_Natural Gas_Fryer_E7 | F4 | Commercial | Warehouse | New | Food Preparation | Natural Gas | Fryer | E7 | Utility - Cost of Equipment | 0 | 0 | 0 | 0 | 0 | 0 | 0 | 0 | 0 | 0 | 0 | 0 | 0 | 0 | 0 | 0 | 0 | 0 | 0 | 0 | 0 | 0 | 0 | 0 | 0 | 0 | 0 | 0 | 0 | 0
F4_Commercial_Warehouse_New_Food Preparation_Natural Gas_Fryer_E8 | F4 | Commercial | Warehouse | New | Food Preparation | Natural Gas | Fryer | E8 | Utility - Cost of Equipment | 0 | 0 | 0 | 0 | 0 | 0 | 0 | 0 | 0 | 0 | 0 | 0 | 0 | 0 | 0 | 0 | 0 | 0 | 0 | 0 | 0 | 0 | 0 | 0 | 0 | 0 | 0 | 0 | 0 | 0
F4_Commercial_Warehouse_New_Food Preparation_Natural Gas_Fryer_E9 | F4 | Commercial | Warehouse | New | Food Preparation | Natural Gas | Fryer | E9 | Utility - Cost of Equipment | 0 | 0 | 0 | 0 | 0 | 0 | 0 | 0 | 0 | 0 | 0 | 0 | 0 | 0 | 0 | 0 | 0 | 0 | 0 | 0 | 0 | 0 | 0 | 0 | 0 | 0 | 0 | 0 | 0 | 0
F4_Commercial_Warehouse_New_Food Preparation_Natural Gas_Fryer_E10 | F4 | Commercial | Warehouse | New | Food Preparation | Natural Gas | Fryer | E10 | Utility - Cost of Equipment | 0 | 0 | 0 | 0 | 0 | 0 | 0 | 0 | 0 | 0 | 0 | 0 | 0 | 0 | 0 | 0 | 0 | 0 | 0 | 0 | 0 | 0 | 0 | 0 | 0 | 0 | 0 | 0 | 0 | 0
F5_Commercial_Warehouse_New_Food Preparation_Natural Gas_Fryer_E1 | F5 | Commercial | Warehouse | New | Food Preparation | Natural Gas | Fryer | E1 | Utility - Cost of Operation | 0.14774 | 0.14664 | 0.14649 | 0.14861 | 0.15243 | 0.15743 | 0.16164 | 0.16494 | 0.16795 | 0.17089 | 0.17411 | 0.17736 | 0.18052 | 0.18407 | 0.18745 | 0.19104 | 0.19458 | 0.19766 | 0.20022 | 0.20218 | 0.204 | 0.20565 | 0 | 0 | 0 | 0 | 0 | 0 | 0 | 0
F5_Commercial_Warehouse_New_Food Preparation_Natural Gas_Fryer_E2 | F5 | Commercial | Warehouse | New | Food Preparation | Natural Gas | Fryer | E2 | Utility - Cost of Operation | 0.090552 | 0.089877 | 0.089782 | 0.091084 | 0.093422 | 0.09649 | 0.099071 | 0.10109 | 0.10294 | 0.10474 | 0.10671 | 0.1087 | 0.11064 | 0.11282 | 0.11489 | 0.11709 | 0.11926 | 0.12115 | 0.12271 | 0.12392 | 0.12503 | 0.12604 | 0 | 0 | 0 | 0 | 0 | 0 | 0 | 0
F5_Commercial_Warehouse_New_Food Preparation_Natural Gas_Fryer_E3 | F5 | Commercial | Warehouse | New | Food Preparation | Natural Gas | Fryer | E3 | Utility - Cost of Operation | 0 | 0 | 0 | 0 | 0 | 0 | 0 | 0 | 0 | 0 | 0 | 0 | 0 | 0 | 0 | 0 | 0 | 0 | 0 | 0 | 0 | 0 | 0 | 0 | 0 | 0 | 0 | 0 | 0 | 0
F5_Commercial_Warehouse_New_Food Preparation_Natural Gas_Fryer_E4 | F5 | Commercial | Warehouse | New | Food Preparation | Natural Gas | Fryer | E4 | Utility - Cost of Operation | 0 | 0 | 0 | 0 | 0 | 0 | 0 | 0 | 0 | 0 | 0 | 0 | 0 | 0 | 0 | 0 | 0 | 0 | 0 | 0 | 0 | 0 | 0 | 0 | 0 | 0 | 0 | 0 | 0 | 0
F5_Commercial_Warehouse_New_Food Preparation_Natural Gas_Fryer_E5 | F5 | Commercial | Warehouse | New | Food Preparation | Natural Gas | Fryer | E5 | Utility - Cost of Operation | 0 | 0 | 0 | 0 | 0 | 0 | 0 | 0 | 0 | 0 | 0 | 0 | 0 | 0 | 0 | 0 | 0 | 0 | 0 | 0 | 0 | 0 | 0 | 0 | 0 | 0 | 0 | 0 | 0 | 0
F5_Commercial_Warehouse_New_Food Preparation_Natural Gas_Fryer_E6 | F5 | Commercial | Warehouse | New | Food Preparation | Natural Gas | Fryer | E6 | Utility - Cost of Operation | 0 | 0 | 0 | 0 | 0 | 0 | 0 | 0 | 0 | 0 | 0 | 0 | 0 | 0 | 0 | 0 | 0 | 0 | 0 | 0 | 0 | 0 | 0 | 0 | 0 | 0 | 0 | 0 | 0 | 0
F5_Commercial_Warehouse_New_Food Preparation_Natural Gas_Fryer_E7 | F5 | Commercial | Warehouse | New | Food Preparation | Natural Gas | Fryer | E7 | Utility - Cost of Operation | 0 | 0 | 0 | 0 | 0 | 0 | 0 | 0 | 0 | 0 | 0 | 0 | 0 | 0 | 0 | 0 | 0 | 0 | 0 | 0 | 0 | 0 | 0 | 0 | 0 | 0 | 0 | 0 | 0 | 0
F5_Commercial_Warehouse_New_Food Preparation_Natural Gas_Fryer_E8 | F5 | Commercial | Warehouse | New | Food Preparation | Natural Gas | Fryer | E8 | Utility - Cost of Operation | 0 | 0 | 0 | 0 | 0 | 0 | 0 | 0 | 0 | 0 | 0 | 0 | 0 | 0 | 0 | 0 | 0 | 0 | 0 | 0 | 0 | 0 | 0 | 0 | 0 | 0 | 0 | 0 | 0 | 0
F5_Commercial_Warehouse_New_Food Preparation_Natural Gas_Fryer_E9 | F5 | Commercial | Warehouse | New | Food Preparation | Natural Gas | Fryer | E9 | Utility - Cost of Operation | 0 | 0 | 0 | 0 | 0 | 0 | 0 | 0 | 0 | 0 | 0 | 0 | 0 | 0 | 0 | 0 | 0 | 0 | 0 | 0 | 0 | 0 | 0 | 0 | 0 | 0 | 0 | 0 | 0 | 0
F5_Commercial_Warehouse_New_Food Preparation_Natural Gas_Fryer_E10 | F5 | Commercial | Warehouse | New | Food Preparation | Natural Gas | Fryer | E10 | Utility - Cost of Operation | 0 | 0 | 0 | 0 | 0 | 0 | 0 | 0 | 0 | 0 | 0 | 0 | 0 | 0 | 0 | 0 | 0 | 0 | 0 | 0 | 0 | 0 | 0 | 0 | 0 | 0 | 0 | 0 | 0 | 0
F6_Commercial_Warehouse_New_Food Preparation_Natural Gas_Fryer_E1 | F6 | Commercial | Warehouse | New | Food Preparation | Natural Gas | Fryer | E1 | Utility - Value of Sales | 0.17701 | 0.17569 | 0.1755 | 0.17804 | 0.18262 | 0.18861 | 0.19366 | 0.19761 | 0.20121 | 0.20474 | 0.2086 | 0.21249 | 0.21627 | 0.22053 | 0.22458 | 0.22887 | 0.23312 | 0.23681 | 0.23987 | 0.24223 | 0.24441 | 0.24638 | 0 | 0 | 0 | 0 | 0 | 0 | 0 | 0
F6_Commercial_Warehouse_New_Food Preparation_Natural Gas_Fryer_E2 | F6 | Commercial | Warehouse | New | Food Preparation | Natural Gas | Fryer | E2 | Utility - Value of Sales | 0.10849 | 0.10768 | 0.10756 | 0.10912 | 0.11193 | 0.1156 | 0.11869 | 0.12112 | 0.12332 | 0.12548 | 0.12785 | 0.13023 | 0.13255 | 0.13517 | 0.13764 | 0.14028 | 0.14288 | 0.14514 | 0.14702 | 0.14846 | 0.1498 | 0.15101 | 0 | 0 | 0 | 0 | 0 | 0 | 0 | 0
F6_Commercial_Warehouse_New_Food Preparation_Natural Gas_Fryer_E3 | F6 | Commercial | Warehouse | New | Food Preparation | Natural Gas | Fryer | E3 | Utility - Value of Sales | 0 | 0 | 0 | 0 | 0 | 0 | 0 | 0 | 0 | 0 | 0 | 0 | 0 | 0 | 0 | 0 | 0 | 0 | 0 | 0 | 0 | 0 | 0 | 0 | 0 | 0 | 0 | 0 | 0 | 0
F6_Commercial_Warehouse_New_Food Preparation_Natural Gas_Fryer_E4 | F6 | Commercial | Warehouse | New | Food Preparation | Natural Gas | Fryer | E4 | Utility - Value of Sales | 0 | 0 | 0 | 0 | 0 | 0 | 0 | 0 | 0 | 0 | 0 | 0 | 0 | 0 | 0 | 0 | 0 | 0 | 0 | 0 | 0 | 0 | 0 | 0 | 0 | 0 | 0 | 0 | 0 | 0
F6_Commercial_Warehouse_New_Food Preparation_Natural Gas_Fryer_E5 | F6 | Commercial | Warehouse | New | Food Preparation | Natural Gas | Fryer | E5 | Utility - Value of Sales | 0 | 0 | 0 | 0 | 0 | 0 | 0 | 0 | 0 | 0 | 0 | 0 | 0 | 0 | 0 | 0 | 0 | 0 | 0 | 0 | 0 | 0 | 0 | 0 | 0 | 0 | 0 | 0 | 0 | 0
F6_Commercial_Warehouse_New_Food Preparation_Natural Gas_Fryer_E6 | F6 | Commercial | Warehouse | New | Food Preparation | Natural Gas | Fryer | E6 | Utility - Value of Sales | 0 | 0 | 0 | 0 | 0 | 0 | 0 | 0 | 0 | 0 | 0 | 0 | 0 | 0 | 0 | 0 | 0 | 0 | 0 | 0 | 0 | 0 | 0 | 0 | 0 | 0 | 0 | 0 | 0 | 0
F6_Commercial_Warehouse_New_Food Preparation_Natural Gas_Fryer_E7 | F6 | Commercial | Warehouse | New | Food Preparation | Natural Gas | Fryer | E7 | Utility - Value of Sales | 0 | 0 | 0 | 0 | 0 | 0 | 0 | 0 | 0 | 0 | 0 | 0 | 0 | 0 | 0 | 0 | 0 | 0 | 0 | 0 | 0 | 0 | 0 | 0 | 0 | 0 | 0 | 0 | 0 | 0
F6_Commercial_Warehouse_New_Food Preparation_Natural Gas_Fryer_E8 | F6 | Commercial | Warehouse | New | Food Preparation | Natural Gas | Fryer | E8 | Utility - Value of Sales | 0 | 0 | 0 | 0 | 0 | 0 | 0 | 0 | 0 | 0 | 0 | 0 | 0 | 0 | 0 | 0 | 0 | 0 | 0 | 0 | 0 | 0 | 0 | 0 | 0 | 0 | 0 | 0 | 0 | 0
F6_Commercial_Warehouse_New_Food Preparation_Natural Gas_Fryer_E9 | F6 | Commercial | Warehouse | New | Food Preparation | Natural Gas | Fryer | E9 | Utility - Value of Sales | 0 | 0 | 0 | 0 | 0 | 0 | 0 | 0 | 0 | 0 | 0 | 0 | 0 | 0 | 0 | 0 | 0 | 0 | 0 | 0 | 0 | 0 | 0 | 0 | 0 | 0 | 0 | 0 | 0 | 0
F6_Commercial_Warehouse_New_Food Preparation_Natural Gas_Fryer_E10 | F6 | Commercial | Warehouse | New | Food Preparation | Natural Gas | Fryer | E10 | Utility - Value of Sales | 0 | 0 | 0 | 0 | 0 | 0 | 0 | 0 | 0 | 0 | 0 | 0 | 0 | 0 | 0 | 0 | 0 | 0 | 0 | 0 | 0 | 0 | 0 | 0 | 0 | 0 | 0 | 0 | 0 | 0
F1_Commercial_Warehouse_New_Food Preparation_Natural Gas_Broiler_E1 | F1 | Commercial | Warehouse | New | Food Preparation | Natural Gas | Broiler | E1 | Participant - Cost of Equipment | 0.076073 | 0.076073 | 0.076073 | 0.076073 | 0.076073 | 0.076073 | 0.076073 | 0.076073 | 0.076073 | 0.076073 | 0.076073 | 0.076073 | 0.076073 | 0.076073 | 0.076073 | 0.076073 | 0.076073 | 0.076073 | 0.076073 | 0.076073 | 0.076073 | 0.076073 | 0 | 0 | 0 | 0 | 0 | 0 | 0 | 0
F1_Commercial_Warehouse_New_Food Preparation_Natural Gas_Broiler_E2 | F1 | Commercial | Warehouse | New | Food Preparation | Natural Gas | Broiler | E2 | Participant - Cost of Equipment | 0.1065 | 0.1065 | 0.1065 | 0.1065 | 0.1065 | 0.1065 | 0.1065 | 0.1065 | 0.1065 | 0.1065 | 0.1065 | 0.1065 | 0.1065 | 0.1065 | 0.1065 | 0.1065 | 0.1065 | 0.1065 | 0.1065 | 0.1065 | 0.1065 | 0.1065 | 0 | 0 | 0 | 0 | 0 | 0 | 0 | 0
F1_Commercial_Warehouse_New_Food Preparation_Natural Gas_Broiler_E3 | F1 | Commercial | Warehouse | New | Food Preparation | Natural Gas | Broiler | E3 | Participant - Cost of Equipment | 0 | 0 | 0 | 0 | 0 | 0 | 0 | 0 | 0 | 0 | 0 | 0 | 0 | 0 | 0 | 0 | 0 | 0 | 0 | 0 | 0 | 0 | 0 | 0 | 0 | 0 | 0 | 0 | 0 | 0
F1_Commercial_Warehouse_New_Food Preparation_Natural Gas_Broiler_E4 | F1 | Commercial | Warehouse | New | Food Preparation | Natural Gas | Broiler | E4 | Participant - Cost of Equipment | 0 | 0 | 0 | 0 | 0 | 0 | 0 | 0 | 0 | 0 | 0 | 0 | 0 | 0 | 0 | 0 | 0 | 0 | 0 | 0 | 0 | 0 | 0 | 0 | 0 | 0 | 0 | 0 | 0 | 0
F1_Commercial_Warehouse_New_Food Preparation_Natural Gas_Broiler_E5 | F1 | Commercial | Warehouse | New | Food Preparation | Natural Gas | Broiler | E5 | Participant - Cost of Equipment | 0 | 0 | 0 | 0 | 0 | 0 | 0 | 0 | 0 | 0 | 0 | 0 | 0 | 0 | 0 | 0 | 0 | 0 | 0 | 0 | 0 | 0 | 0 | 0 | 0 | 0 | 0 | 0 | 0 | 0
F1_Commercial_Warehouse_New_Food Preparation_Natural Gas_Broiler_E6 | F1 | Commercial | Warehouse | New | Food Preparation | Natural Gas | Broiler | E6 | Participant - Cost of Equipment | 0 | 0 | 0 | 0 | 0 | 0 | 0 | 0 | 0 | 0 | 0 | 0 | 0 | 0 | 0 | 0 | 0 | 0 | 0 | 0 | 0 | 0 | 0 | 0 | 0 | 0 | 0 | 0 | 0 | 0
F1_Commercial_Warehouse_New_Food Preparation_Natural Gas_Broiler_E7 | F1 | Commercial | Warehouse | New | Food Preparation | Natural Gas | Broiler | E7 | Participant - Cost of Equipment | 0 | 0 | 0 | 0 | 0 | 0 | 0 | 0 | 0 | 0 | 0 | 0 | 0 | 0 | 0 | 0 | 0 | 0 | 0 | 0 | 0 | 0 | 0 | 0 | 0 | 0 | 0 | 0 | 0 | 0
F1_Commercial_Warehouse_New_Food Preparation_Natural Gas_Broiler_E8 | F1 | Commercial | Warehouse | New | Food Preparation | Natural Gas | Broiler | E8 | Participant - Cost of Equipment | 0 | 0 | 0 | 0 | 0 | 0 | 0 | 0 | 0 | 0 | 0 | 0 | 0 | 0 | 0 | 0 | 0 | 0 | 0 | 0 | 0 | 0 | 0 | 0 | 0 | 0 | 0 | 0 | 0 | 0
F1_Commercial_Warehouse_New_Food Preparation_Natural Gas_Broiler_E9 | F1 | Commercial | Warehouse | New | Food Preparation | Natural Gas | Broiler | E9 | Participant - Cost of Equipment | 0 | 0 | 0 | 0 | 0 | 0 | 0 | 0 | 0 | 0 | 0 | 0 | 0 | 0 | 0 | 0 | 0 | 0 | 0 | 0 | 0 | 0 | 0 | 0 | 0 | 0 | 0 | 0 | 0 | 0
F1_Commercial_Warehouse_New_Food Preparation_Natural Gas_Broiler_E10 | F1 | Commercial | Warehouse | New | Food Preparation | Natural Gas | Broiler | E10 | Participant - Cost of Equipment | 0 | 0 | 0 | 0 | 0 | 0 | 0 | 0 | 0 | 0 | 0 | 0 | 0 | 0 | 0 | 0 | 0 | 0 | 0 | 0 | 0 | 0 | 0 | 0 | 0 | 0 | 0 | 0 | 0 | 0
F2_Commercial_Warehouse_New_Food Preparation_Natural Gas_Broiler_E1 | F2 | Commercial | Warehouse | New | Food Preparation | Natural Gas | Broiler | E1 | Participant - Cost of Operation | 0.18807 | 0.18968 | 0.1916 | 0.19479 | 0.19904 | 0.20405 | 0.20866 | 0.21276 | 0.21674 | 0.22059 | 0.22448 | 0.22827 | 0.23183 | 0.2354 | 0.2388 | 0.2423 | 0.24604 | 0.2498 | 0.2536 | 0.25741 | 0.26118 | 0.26489 | 0 | 0 | 0 | 0 | 0 | 0 | 0 | 0
F2_Commercial_Warehouse_New_Food Preparation_Natural Gas_Broiler_E2 | F2 | Commercial | Warehouse | New | Food Preparation | Natural Gas | Broiler | E2 | Participant - Cost of Operation | 0.1209 | 0.12193 | 0.12317 | 0.12522 | 0.12795 | 0.13118 | 0.13414 | 0.13677 | 0.13933 | 0.14181 | 0.14431 | 0.14674 | 0.14903 | 0.15133 | 0.15352 | 0.15576 | 0.15817 | 0.16059 | 0.16303 | 0.16548 | 0.1679 | 0.17029 | 0 | 0 | 0 | 0 | 0 | 0 | 0 | 0
F2_Commercial_Warehouse_New_Food Preparation_Natural Gas_Broiler_E3 | F2 | Commercial | Warehouse | New | Food Preparation | Natural Gas | Broiler | E3 | Participant - Cost of Operation | 0 | 0 | 0 | 0 | 0 | 0 | 0 | 0 | 0 | 0 | 0 | 0 | 0 | 0 | 0 | 0 | 0 | 0 | 0 | 0 | 0 | 0 | 0 | 0 | 0 | 0 | 0 | 0 | 0 | 0
F2_Commercial_Warehouse_New_Food Preparation_Natural Gas_Broiler_E4 | F2 | Commercial | Warehouse | New | Food Preparation | Natural Gas | Broiler | E4 | Participant - Cost of Operation | 0 | 0 | 0 | 0 | 0 | 0 | 0 | 0 | 0 | 0 | 0 | 0 | 0 | 0 | 0 | 0 | 0 | 0 | 0 | 0 | 0 | 0 | 0 | 0 | 0 | 0 | 0 | 0 | 0 | 0
F2_Commercial_Warehouse_New_Food Preparation_Natural Gas_Broiler_E5 | F2 | Commercial | Warehouse | New | Food Preparation | Natural Gas | Broiler | E5 | Participant - Cost of Operation | 0 | 0 | 0 | 0 | 0 | 0 | 0 | 0 | 0 | 0 | 0 | 0 | 0 | 0 | 0 | 0 | 0 | 0 | 0 | 0 | 0 | 0 | 0 | 0 | 0 | 0 | 0 | 0 | 0 | 0
F2_Commercial_Warehouse_New_Food Preparation_Natural Gas_Broiler_E6 | F2 | Commercial | Warehouse | New | Food Preparation | Natural Gas | Broiler | E6 | Participant - Cost of Operation | 0 | 0 | 0 | 0 | 0 | 0 | 0 | 0 | 0 | 0 | 0 | 0 | 0 | 0 | 0 | 0 | 0 | 0 | 0 | 0 | 0 | 0 | 0 | 0 | 0 | 0 | 0 | 0 | 0 | 0
F2_Commercial_Warehouse_New_Food Preparation_Natural Gas_Broiler_E7 | F2 | Commercial | Warehouse | New | Food Preparation | Natural Gas | Broiler | E7 | Participant - Cost of Operation | 0 | 0 | 0 | 0 | 0 | 0 | 0 | 0 | 0 | 0 | 0 | 0 | 0 | 0 | 0 | 0 | 0 | 0 | 0 | 0 | 0 | 0 | 0 | 0 | 0 | 0 | 0 | 0 | 0 | 0
F2_Commercial_Warehouse_New_Food Preparation_Natural Gas_Broiler_E8 | F2 | Commercial | Warehouse | New | Food Preparation | Natural Gas | Broiler | E8 | Participant - Cost of Operation | 0 | 0 | 0 | 0 | 0 | 0 | 0 | 0 | 0 | 0 | 0 | 0 | 0 | 0 | 0 | 0 | 0 | 0 | 0 | 0 | 0 | 0 | 0 | 0 | 0 | 0 | 0 | 0 | 0 | 0
F2_Commercial_Warehouse_New_Food Preparation_Natural Gas_Broiler_E9 | F2 | Commercial | Warehouse | New | Food Preparation | Natural Gas | Broiler | E9 | Participant - Cost of Operation | 0 | 0 | 0 | 0 | 0 | 0 | 0 | 0 | 0 | 0 | 0 | 0 | 0 | 0 | 0 | 0 | 0 | 0 | 0 | 0 | 0 | 0 | 0 | 0 | 0 | 0 | 0 | 0 | 0 | 0
F2_Commercial_Warehouse_New_Food Preparation_Natural Gas_Broiler_E10 | F2 | Commercial | Warehouse | New | Food Preparation | Natural Gas | Broiler | E10 | Participant - Cost of Operation | 0 | 0 | 0 | 0 | 0 | 0 | 0 | 0 | 0 | 0 | 0 | 0 | 0 | 0 | 0 | 0 | 0 | 0 | 0 | 0 | 0 | 0 | 0 | 0 | 0 | 0 | 0 | 0 | 0 | 0
F3_Commercial_Warehouse_New_Food Preparation_Natural Gas_Broiler_E1 | F3 | Commercial | Warehouse | New | Food Preparation | Natural Gas | Broiler | E1 | System - kBTUs of Conusmption | 17.6378 | 17.6905 | 17.749 | 17.8832 | 18.002 | 18.1021 | 18.1781 | 18.2536 | 18.3238 | 18.3686 | 18.3839 | 18.3805 | 18.3533 | 18.3012 | 18.237 | 18.1744 | 18.1071 | 18.0352 | 17.953 | 17.8739 | 17.7917 | 17.7073 | 0 | 0 | 0 | 0 | 0 | 0 | 0 | 0
F3_Commercial_Warehouse_New_Food Preparation_Natural Gas_Broiler_E2 | F3 | Commercial | Warehouse | New | Food Preparation | Natural Gas | Broiler | E2 | System - kBTUs of Conusmption | 11.3386 | 11.3725 | 11.41 | 11.4964 | 11.5727 | 11.637 | 11.6859 | 11.7345 | 11.7796 | 11.8084 | 11.8182 | 11.816 | 11.7985 | 11.7651 | 11.7238 | 11.6835 | 11.6403 | 11.594 | 11.5412 | 11.4904 | 11.4375 | 11.3833 | 0 | 0 | 0 | 0 | 0 | 0 | 0 | 0
F3_Commercial_Warehouse_New_Food Preparation_Natural Gas_Broiler_E3 | F3 | Commercial | Warehouse | New | Food Preparation | Natural Gas | Broiler | E3 | System - kBTUs of Conusmption | 0 | 0 | 0 | 0 | 0 | 0 | 0 | 0 | 0 | 0 | 0 | 0 | 0 | 0 | 0 | 0 | 0 | 0 | 0 | 0 | 0 | 0 | 0 | 0 | 0 | 0 | 0 | 0 | 0 | 0
F3_Commercial_Warehouse_New_Food Preparation_Natural Gas_Broiler_E4 | F3 | Commercial | Warehouse | New | Food Preparation | Natural Gas | Broiler | E4 | System - kBTUs of Conusmption | 0 | 0 | 0 | 0 | 0 | 0 | 0 | 0 | 0 | 0 | 0 | 0 | 0 | 0 | 0 | 0 | 0 | 0 | 0 | 0 | 0 | 0 | 0 | 0 | 0 | 0 | 0 | 0 | 0 | 0
F3_Commercial_Warehouse_New_Food Preparation_Natural Gas_Broiler_E5 | F3 | Commercial | Warehouse | New | Food Preparation | Natural Gas | Broiler | E5 | System - kBTUs of Conusmption | 0 | 0 | 0 | 0 | 0 | 0 | 0 | 0 | 0 | 0 | 0 | 0 | 0 | 0 | 0 | 0 | 0 | 0 | 0 | 0 | 0 | 0 | 0 | 0 | 0 | 0 | 0 | 0 | 0 | 0
F3_Commercial_Warehouse_New_Food Preparation_Natural Gas_Broiler_E6 | F3 | Commercial | Warehouse | New | Food Preparation | Natural Gas | Broiler | E6 | System - kBTUs of Conusmption | 0 | 0 | 0 | 0 | 0 | 0 | 0 | 0 | 0 | 0 | 0 | 0 | 0 | 0 | 0 | 0 | 0 | 0 | 0 | 0 | 0 | 0 | 0 | 0 | 0 | 0 | 0 | 0 | 0 | 0
F3_Commercial_Warehouse_New_Food Preparation_Natural Gas_Broiler_E7 | F3 | Commercial | Warehouse | New | Food Preparation | Natural Gas | Broiler | E7 | System - kBTUs of Conusmption | 0 | 0 | 0 | 0 | 0 | 0 | 0 | 0 | 0 | 0 | 0 | 0 | 0 | 0 | 0 | 0 | 0 | 0 | 0 | 0 | 0 | 0 | 0 | 0 | 0 | 0 | 0 | 0 | 0 | 0
F3_Commercial_Warehouse_New_Food Preparation_Natural Gas_Broiler_E8 | F3 | Commercial | Warehouse | New | Food Preparation | Natural Gas | Broiler | E8 | System - kBTUs of Conusmption | 0 | 0 | 0 | 0 | 0 | 0 | 0 | 0 | 0 | 0 | 0 | 0 | 0 | 0 | 0 | 0 | 0 | 0 | 0 | 0 | 0 | 0 | 0 | 0 | 0 | 0 | 0 | 0 | 0 | 0
F3_Commercial_Warehouse_New_Food Preparation_Natural Gas_Broiler_E9 | F3 | Commercial | Warehouse | New | Food Preparation | Natural Gas | Broiler | E9 | System - kBTUs of Conusmption | 0 | 0 | 0 | 0 | 0 | 0 | 0 | 0 | 0 | 0 | 0 | 0 | 0 | 0 | 0 | 0 | 0 | 0 | 0 | 0 | 0 | 0 | 0 | 0 | 0 | 0 | 0 | 0 | 0 | 0
F3_Commercial_Warehouse_New_Food Preparation_Natural Gas_Broiler_E10 | F3 | Commercial | Warehouse | New | Food Preparation | Natural Gas | Broiler | E10 | System - kBTUs of Conusmption | 0 | 0 | 0 | 0 | 0 | 0 | 0 | 0 | 0 | 0 | 0 | 0 | 0 | 0 | 0 | 0 | 0 | 0 | 0 | 0 | 0 | 0 | 0 | 0 | 0 | 0 | 0 | 0 | 0 | 0
F4_Commercial_Warehouse_New_Food Preparation_Natural Gas_Broiler_E1 | F4 | Commercial | Warehouse | New | Food Preparation | Natural Gas | Broiler | E1 | Utility - Cost of Equipment | 0.076073 | 0.076073 | 0.076073 | 0.076073 | 0.076073 | 0.076073 | 0.076073 | 0.076073 | 0.076073 | 0.076073 | 0.076073 | 0.076073 | 0.076073 | 0.076073 | 0.076073 | 0.076073 | 0.076073 | 0.076073 | 0.076073 | 0.076073 | 0.076073 | 0.076073 | 0 | 0 | 0 | 0 | 0 | 0 | 0 | 0
F4_Commercial_Warehouse_New_Food Preparation_Natural Gas_Broiler_E2 | F4 | Commercial | Warehouse | New | Food Preparation | Natural Gas | Broiler | E2 | Utility - Cost of Equipment | 0.1065 | 0.1065 | 0.1065 | 0.1065 | 0.1065 | 0.1065 | 0.1065 | 0.1065 | 0.1065 | 0.1065 | 0.1065 | 0.1065 | 0.1065 | 0.1065 | 0.1065 | 0.1065 | 0.1065 | 0.1065 | 0.1065 | 0.1065 | 0.1065 | 0.1065 | 0 | 0 | 0 | 0 | 0 | 0 | 0 | 0
F4_Commercial_Warehouse_New_Food Preparation_Natural Gas_Broiler_E3 | F4 | Commercial | Warehouse | New | Food Preparation | Natural Gas | Broiler | E3 | Utility - Cost of Equipment | 0 | 0 | 0 | 0 | 0 | 0 | 0 | 0 | 0 | 0 | 0 | 0 | 0 | 0 | 0 | 0 | 0 | 0 | 0 | 0 | 0 | 0 | 0 | 0 | 0 | 0 | 0 | 0 | 0 | 0
F4_Commercial_Warehouse_New_Food Preparation_Natural Gas_Broiler_E4 | F4 | Commercial | Warehouse | New | Food Preparation | Natural Gas | Broiler | E4 | Utility - Cost of Equipment | 0 | 0 | 0 | 0 | 0 | 0 | 0 | 0 | 0 | 0 | 0 | 0 | 0 | 0 | 0 | 0 | 0 | 0 | 0 | 0 | 0 | 0 | 0 | 0 | 0 | 0 | 0 | 0 | 0 | 0
F4_Commercial_Warehouse_New_Food Preparation_Natural Gas_Broiler_E5 | F4 | Commercial | Warehouse | New | Food Preparation | Natural Gas | Broiler | E5 | Utility - Cost of Equipment | 0 | 0 | 0 | 0 | 0 | 0 | 0 | 0 | 0 | 0 | 0 | 0 | 0 | 0 | 0 | 0 | 0 | 0 | 0 | 0 | 0 | 0 | 0 | 0 | 0 | 0 | 0 | 0 | 0 | 0
F4_Commercial_Warehouse_New_Food Preparation_Natural Gas_Broiler_E6 | F4 | Commercial | Warehouse | New | Food Preparation | Natural Gas | Broiler | E6 | Utility - Cost of Equipment | 0 | 0 | 0 | 0 | 0 | 0 | 0 | 0 | 0 | 0 | 0 | 0 | 0 | 0 | 0 | 0 | 0 | 0 | 0 | 0 | 0 | 0 | 0 | 0 | 0 | 0 | 0 | 0 | 0 | 0
F4_Commercial_Warehouse_New_Food Preparation_Natural Gas_Broiler_E7 | F4 | Commercial | Warehouse | New | Food Preparation | Natural Gas | Broiler | E7 | Utility - Cost of Equipment | 0 | 0 | 0 | 0 | 0 | 0 | 0 | 0 | 0 | 0 | 0 | 0 | 0 | 0 | 0 | 0 | 0 | 0 | 0 | 0 | 0 | 0 | 0 | 0 | 0 | 0 | 0 | 0 | 0 | 0
F4_Commercial_Warehouse_New_Food Preparation_Natural Gas_Broiler_E8 | F4 | Commercial | Warehouse | New | Food Preparation | Natural Gas | Broiler | E8 | Utility - Cost of Equipment | 0 | 0 | 0 | 0 | 0 | 0 | 0 | 0 | 0 | 0 | 0 | 0 | 0 | 0 | 0 | 0 | 0 | 0 | 0 | 0 | 0 | 0 | 0 | 0 | 0 | 0 | 0 | 0 | 0 | 0
F4_Commercial_Warehouse_New_Food Preparation_Natural Gas_Broiler_E9 | F4 | Commercial | Warehouse | New | Food Preparation | Natural Gas | Broiler | E9 | Utility - Cost of Equipment | 0 | 0 | 0 | 0 | 0 | 0 | 0 | 0 | 0 | 0 | 0 | 0 | 0 | 0 | 0 | 0 | 0 | 0 | 0 | 0 | 0 | 0 | 0 | 0 | 0 | 0 | 0 | 0 | 0 | 0
F4_Commercial_Warehouse_New_Food Preparation_Natural Gas_Broiler_E10 | F4 | Commercial | Warehouse | New | Food Preparation | Natural Gas | Broiler | E10 | Utility - Cost of Equipment | 0 | 0 | 0 | 0 | 0 | 0 | 0 | 0 | 0 | 0 | 0 | 0 | 0 | 0 | 0 | 0 | 0 | 0 | 0 | 0 | 0 | 0 | 0 | 0 | 0 | 0 | 0 | 0 | 0 | 0
F5_Commercial_Warehouse_New_Food Preparation_Natural Gas_Broiler_E1 | F5 | Commercial | Warehouse | New | Food Preparation | Natural Gas | Broiler | E1 | Utility - Cost of Operation | 0.15698 | 0.15832 | 0.15993 | 0.16259 | 0.16613 | 0.17032 | 0.17416 | 0.17758 | 0.1809 | 0.18413 | 0.18737 | 0.19053 | 0.1935 | 0.19648 | 0.19932 | 0.20224 | 0.20536 | 0.2085 | 0.21167 | 0.21485 | 0.218 | 0.2211 | 0 | 0 | 0 | 0 | 0 | 0 | 0 | 0
F5_Commercial_Warehouse_New_Food Preparation_Natural Gas_Broiler_E2 | F5 | Commercial | Warehouse | New | Food Preparation | Natural Gas | Broiler | E2 | Utility - Cost of Operation | 0.10091 | 0.10178 | 0.10281 | 0.10452 | 0.1068 | 0.10949 | 0.11196 | 0.11416 | 0.1163 | 0.11837 | 0.12045 | 0.12248 | 0.12439 | 0.12631 | 0.12814 | 0.13001 | 0.13202 | 0.13404 | 0.13607 | 0.13812 | 0.14014 | 0.14213 | 0 | 0 | 0 | 0 | 0 | 0 | 0 | 0
F5_Commercial_Warehouse_New_Food Preparation_Natural Gas_Broiler_E3 | F5 | Commercial | Warehouse | New | Food Preparation | Natural Gas | Broiler | E3 | Utility - Cost of Operation | 0 | 0 | 0 | 0 | 0 | 0 | 0 | 0 | 0 | 0 | 0 | 0 | 0 | 0 | 0 | 0 | 0 | 0 | 0 | 0 | 0 | 0 | 0 | 0 | 0 | 0 | 0 | 0 | 0 | 0
F5_Commercial_Warehouse_New_Food Preparation_Natural Gas_Broiler_E4 | F5 | Commercial | Warehouse | New | Food Preparation | Natural Gas | Broiler | E4 | Utility - Cost of Operation | 0 | 0 | 0 | 0 | 0 | 0 | 0 | 0 | 0 | 0 | 0 | 0 | 0 | 0 | 0 | 0 | 0 | 0 | 0 | 0 | 0 | 0 | 0 | 0 | 0 | 0 | 0 | 0 | 0 | 0
F5_Commercial_Warehouse_New_Food Preparation_Natural Gas_Broiler_E5 | F5 | Commercial | Warehouse | New | Food Preparation | Natural Gas | Broiler | E5 | Utility - Cost of Operation | 0 | 0 | 0 | 0 | 0 | 0 | 0 | 0 | 0 | 0 | 0 | 0 | 0 | 0 | 0 | 0 | 0 | 0 | 0 | 0 | 0 | 0 | 0 | 0 | 0 | 0 | 0 | 0 | 0 | 0
F5_Commercial_Warehouse_New_Food Preparation_Natural Gas_Broiler_E6 | F5 | Commercial | Warehouse | New | Food Preparation | Natural Gas | Broiler | E6 | Utility - Cost of Operation | 0 | 0 | 0 | 0 | 0 | 0 | 0 | 0 | 0 | 0 | 0 | 0 | 0 | 0 | 0 | 0 | 0 | 0 | 0 | 0 | 0 | 0 | 0 | 0 | 0 | 0 | 0 | 0 | 0 | 0
F5_Commercial_Warehouse_New_Food Preparation_Natural Gas_Broiler_E7 | F5 | Commercial | Warehouse | New | Food Preparation | Natural Gas | Broiler | E7 | Utility - Cost of Operation | 0 | 0 | 0 | 0 | 0 | 0 | 0 | 0 | 0 | 0 | 0 | 0 | 0 | 0 | 0 | 0 | 0 | 0 | 0 | 0 | 0 | 0 | 0 | 0 | 0 | 0 | 0 | 0 | 0 | 0
F5_Commercial_Warehouse_New_Food Preparation_Natural Gas_Broiler_E8 | F5 | Commercial | Warehouse | New | Food Preparation | Natural Gas | Broiler | E8 | Utility - Cost of Operation | 0 | 0 | 0 | 0 | 0 | 0 | 0 | 0 | 0 | 0 | 0 | 0 | 0 | 0 | 0 | 0 | 0 | 0 | 0 | 0 | 0 | 0 | 0 | 0 | 0 | 0 | 0 | 0 | 0 | 0
F5_Commercial_Warehouse_New_Food Preparation_Natural Gas_Broiler_E9 | F5 | Commercial | Warehouse | New | Food Preparation | Natural Gas | Broiler | E9 | Utility - Cost of Operation | 0 | 0 | 0 | 0 | 0 | 0 | 0 | 0 | 0 | 0 | 0 | 0 | 0 | 0 | 0 | 0 | 0 | 0 | 0 | 0 | 0 | 0 | 0 | 0 | 0 | 0 | 0 | 0 | 0 | 0
F5_Commercial_Warehouse_New_Food Preparation_Natural Gas_Broiler_E10 | F5 | Commercial | Warehouse | New | Food Preparation | Natural Gas | Broiler | E10 | Utility - Cost of Operation | 0 | 0 | 0 | 0 | 0 | 0 | 0 | 0 | 0 | 0 | 0 | 0 | 0 | 0 | 0 | 0 | 0 | 0 | 0 | 0 | 0 | 0 | 0 | 0 | 0 | 0 | 0 | 0 | 0 | 0
F6_Commercial_Warehouse_New_Food Preparation_Natural Gas_Broiler_E1 | F6 | Commercial | Warehouse | New | Food Preparation | Natural Gas | Broiler | E1 | Utility - Value of Sales | 0.18807 | 0.18968 | 0.1916 | 0.19479 | 0.19904 | 0.20405 | 0.20866 | 0.21276 | 0.21674 | 0.22059 | 0.22448 | 0.22827 | 0.23183 | 0.2354 | 0.2388 | 0.2423 | 0.24604 | 0.2498 | 0.2536 | 0.25741 | 0.26118 | 0.26489 | 0 | 0 | 0 | 0 | 0 | 0 | 0 | 0
F6_Commercial_Warehouse_New_Food Preparation_Natural Gas_Broiler_E2 | F6 | Commercial | Warehouse | New | Food Preparation | Natural Gas | Broiler | E2 | Utility - Value of Sales | 0.1209 | 0.12193 | 0.12317 | 0.12522 | 0.12795 | 0.13118 | 0.13414 | 0.13677 | 0.13933 | 0.14181 | 0.14431 | 0.14674 | 0.14903 | 0.15133 | 0.15352 | 0.15576 | 0.15817 | 0.16059 | 0.16303 | 0.16548 | 0.1679 | 0.17029 | 0 | 0 | 0 | 0 | 0 | 0 | 0 | 0
F6_Commercial_Warehouse_New_Food Preparation_Natural Gas_Broiler_E3 | F6 | Commercial | Warehouse | New | Food Preparation | Natural Gas | Broiler | E3 | Utility - Value of Sales | 0 | 0 | 0 | 0 | 0 | 0 | 0 | 0 | 0 | 0 | 0 | 0 | 0 | 0 | 0 | 0 | 0 | 0 | 0 | 0 | 0 | 0 | 0 | 0 | 0 | 0 | 0 | 0 | 0 | 0
F6_Commercial_Warehouse_New_Food Preparation_Natural Gas_Broiler_E4 | F6 | Commercial | Warehouse | New | Food Preparation | Natural Gas | Broiler | E4 | Utility - Value of Sales | 0 | 0 | 0 | 0 | 0 | 0 | 0 | 0 | 0 | 0 | 0 | 0 | 0 | 0 | 0 | 0 | 0 | 0 | 0 | 0 | 0 | 0 | 0 | 0 | 0 | 0 | 0 | 0 | 0 | 0
F6_Commercial_Warehouse_New_Food Preparation_Natural Gas_Broiler_E5 | F6 | Commercial | Warehouse | New | Food Preparation | Natural Gas | Broiler | E5 | Utility - Value of Sales | 0 | 0 | 0 | 0 | 0 | 0 | 0 | 0 | 0 | 0 | 0 | 0 | 0 | 0 | 0 | 0 | 0 | 0 | 0 | 0 | 0 | 0 | 0 | 0 | 0 | 0 | 0 | 0 | 0 | 0
F6_Commercial_Warehouse_New_Food Preparation_Natural Gas_Broiler_E6 | F6 | Commercial | Warehouse | New | Food Preparation | Natural Gas | Broiler | E6 | Utility - Value of Sales | 0 | 0 | 0 | 0 | 0 | 0 | 0 | 0 | 0 | 0 | 0 | 0 | 0 | 0 | 0 | 0 | 0 | 0 | 0 | 0 | 0 | 0 | 0 | 0 | 0 | 0 | 0 | 0 | 0 | 0
F6_Commercial_Warehouse_New_Food Preparation_Natural Gas_Broiler_E7 | F6 | Commercial | Warehouse | New | Food Preparation | Natural Gas | Broiler | E7 | Utility - Value of Sales | 0 | 0 | 0 | 0 | 0 | 0 | 0 | 0 | 0 | 0 | 0 | 0 | 0 | 0 | 0 | 0 | 0 | 0 | 0 | 0 | 0 | 0 | 0 | 0 | 0 | 0 | 0 | 0 | 0 | 0
F6_Commercial_Warehouse_New_Food Preparation_Natural Gas_Broiler_E8 | F6 | Commercial | Warehouse | New | Food Preparation | Natural Gas | Broiler | E8 | Utility - Value of Sales | 0 | 0 | 0 | 0 | 0 | 0 | 0 | 0 | 0 | 0 | 0 | 0 | 0 | 0 | 0 | 0 | 0 | 0 | 0 | 0 | 0 | 0 | 0 | 0 | 0 | 0 | 0 | 0 | 0 | 0
F6_Commercial_Warehouse_New_Food Preparation_Natural Gas_Broiler_E9 | F6 | Commercial | Warehouse | New | Food Preparation | Natural Gas | Broiler | E9 | Utility - Value of Sales | 0 | 0 | 0 | 0 | 0 | 0 | 0 | 0 | 0 | 0 | 0 | 0 | 0 | 0 | 0 | 0 | 0 | 0 | 0 | 0 | 0 | 0 | 0 | 0 | 0 | 0 | 0 | 0 | 0 | 0
F6_Commercial_Warehouse_New_Food Preparation_Natural Gas_Broiler_E10 | F6 | Commercial | Warehouse | New | Food Preparation | Natural Gas | Broiler | E10 | Utility - Value of Sales | 0 | 0 | 0 | 0 | 0 | 0 | 0 | 0 | 0 | 0 | 0 | 0 | 0 | 0 | 0 | 0 | 0 | 0 | 0 | 0 | 0 | 0 | 0 | 0 | 0 | 0 | 0 | 0 | 0 | 0
F1_Commercial_Warehouse_New_Food Preparation_Natural Gas_Griddle_E1 | F1 | Commercial | Warehouse | New | Food Preparation | Natural Gas | Griddle | E1 | Participant - Cost of Equipment | 0.055337 | 0.055337 | 0.055337 | 0.055337 | 0.055337 | 0.055337 | 0.055337 | 0.055337 | 0.055337 | 0.055337 | 0.055337 | 0.055337 | 0.055337 | 0.055337 | 0.055337 | 0.055337 | 0.055337 | 0.055337 | 0.055337 | 0.055337 | 0.055337 | 0.055337 | 0 | 0 | 0 | 0 | 0 | 0 | 0 | 0
F1_Commercial_Warehouse_New_Food Preparation_Natural Gas_Griddle_E2 | F1 | Commercial | Warehouse | New | Food Preparation | Natural Gas | Griddle | E2 | Participant - Cost of Equipment | 0.059205 | 0.059205 | 0.059205 | 0.059205 | 0.059205 | 0.059205 | 0.059205 | 0.059205 | 0.059205 | 0.059205 | 0.059205 | 0.059205 | 0.059205 | 0.059205 | 0.059205 | 0.059205 | 0.059205 | 0.059205 | 0.059205 | 0.059205 | 0.059205 | 0.059205 | 0 | 0 | 0 | 0 | 0 | 0 | 0 | 0
F1_Commercial_Warehouse_New_Food Preparation_Natural Gas_Griddle_E3 | F1 | Commercial | Warehouse | New | Food Preparation | Natural Gas | Griddle | E3 | Participant - Cost of Equipment | 0 | 0 | 0 | 0 | 0 | 0 | 0 | 0 | 0 | 0 | 0 | 0 | 0 | 0 | 0 | 0 | 0 | 0 | 0 | 0 | 0 | 0 | 0 | 0 | 0 | 0 | 0 | 0 | 0 | 0
F1_Commercial_Warehouse_New_Food Preparation_Natural Gas_Griddle_E4 | F1 | Commercial | Warehouse | New | Food Preparation | Natural Gas | Griddle | E4 | Participant - Cost of Equipment | 0 | 0 | 0 | 0 | 0 | 0 | 0 | 0 | 0 | 0 | 0 | 0 | 0 | 0 | 0 | 0 | 0 | 0 | 0 | 0 | 0 | 0 | 0 | 0 | 0 | 0 | 0 | 0 | 0 | 0
F1_Commercial_Warehouse_New_Food Preparation_Natural Gas_Griddle_E5 | F1 | Commercial | Warehouse | New | Food Preparation | Natural Gas | Griddle | E5 | Participant - Cost of Equipment | 0 | 0 | 0 | 0 | 0 | 0 | 0 | 0 | 0 | 0 | 0 | 0 | 0 | 0 | 0 | 0 | 0 | 0 | 0 | 0 | 0 | 0 | 0 | 0 | 0 | 0 | 0 | 0 | 0 | 0
F1_Commercial_Warehouse_New_Food Preparation_Natural Gas_Griddle_E6 | F1 | Commercial | Warehouse | New | Food Preparation | Natural Gas | Griddle | E6 | Participant - Cost of Equipment | 0 | 0 | 0 | 0 | 0 | 0 | 0 | 0 | 0 | 0 | 0 | 0 | 0 | 0 | 0 | 0 | 0 | 0 | 0 | 0 | 0 | 0 | 0 | 0 | 0 | 0 | 0 | 0 | 0 | 0
F1_Commercial_Warehouse_New_Food Preparation_Natural Gas_Griddle_E7 | F1 | Commercial | Warehouse | New | Food Preparation | Natural Gas | Griddle | E7 | Participant - Cost of Equipment | 0 | 0 | 0 | 0 | 0 | 0 | 0 | 0 | 0 | 0 | 0 | 0 | 0 | 0 | 0 | 0 | 0 | 0 | 0 | 0 | 0 | 0 | 0 | 0 | 0 | 0 | 0 | 0 | 0 | 0
F1_Commercial_Warehouse_New_Food Preparation_Natural Gas_Griddle_E8 | F1 | Commercial | Warehouse | New | Food Preparation | Natural Gas | Griddle | E8 | Participant - Cost of Equipment | 0 | 0 | 0 | 0 | 0 | 0 | 0 | 0 | 0 | 0 | 0 | 0 | 0 | 0 | 0 | 0 | 0 | 0 | 0 | 0 | 0 | 0 | 0 | 0 | 0 | 0 | 0 | 0 | 0 | 0
F1_Commercial_Warehouse_New_Food Preparation_Natural Gas_Griddle_E9 | F1 | Commercial | Warehouse | New | Food Preparation | Natural Gas | Griddle | E9 | Participant - Cost of Equipment | 0 | 0 | 0 | 0 | 0 | 0 | 0 | 0 | 0 | 0 | 0 | 0 | 0 | 0 | 0 | 0 | 0 | 0 | 0 | 0 | 0 | 0 | 0 | 0 | 0 | 0 | 0 | 0 | 0 | 0
F1_Commercial_Warehouse_New_Food Preparation_Natural Gas_Griddle_E10 | F1 | Commercial | Warehouse | New | Food Preparation | Natural Gas | Griddle | E10 | Participant - Cost of Equipment | 0 | 0 | 0 | 0 | 0 | 0 | 0 | 0 | 0 | 0 | 0 | 0 | 0 | 0 | 0 | 0 | 0 | 0 | 0 | 0 | 0 | 0 | 0 | 0 | 0 | 0 | 0 | 0 | 0 | 0
F2_Commercial_Warehouse_New_Food Preparation_Natural Gas_Griddle_E1 | F2 | Commercial | Warehouse | New | Food Preparation | Natural Gas | Griddle | E1 | Participant - Cost of Operation | 0.12625 | 0.12733 | 0.12862 | 0.13076 | 0.13362 | 0.13698 | 0.14007 | 0.14283 | 0.1455 | 0.14809 | 0.1507 | 0.15324 | 0.15563 | 0.15802 | 0.16031 | 0.16266 | 0.16517 | 0.16769 | 0.17024 | 0.1728 | 0.17533 | 0.17782 | 0 | 0 | 0 | 0 | 0 | 0 | 0 | 0
F2_Commercial_Warehouse_New_Food Preparation_Natural Gas_Griddle_E2 | F2 | Commercial | Warehouse | New | Food Preparation | Natural Gas | Griddle | E2 | Participant - Cost of Operation | 0.10904 | 0.10997 | 0.11109 | 0.11294 | 0.1154 | 0.11831 | 0.12098 | 0.12335 | 0.12566 | 0.1279 | 0.13015 | 0.13235 | 0.13441 | 0.13648 | 0.13846 | 0.14048 | 0.14265 | 0.14483 | 0.14703 | 0.14924 | 0.15143 | 0.15358 | 0 | 0 | 0 | 0 | 0 | 0 | 0 | 0
F2_Commercial_Warehouse_New_Food Preparation_Natural Gas_Griddle_E3 | F2 | Commercial | Warehouse | New | Food Preparation | Natural Gas | Griddle | E3 | Participant - Cost of Operation | 0 | 0 | 0 | 0 | 0 | 0 | 0 | 0 | 0 | 0 | 0 | 0 | 0 | 0 | 0 | 0 | 0 | 0 | 0 | 0 | 0 | 0 | 0 | 0 | 0 | 0 | 0 | 0 | 0 | 0
F2_Commercial_Warehouse_New_Food Preparation_Natural Gas_Griddle_E4 | F2 | Commercial | Warehouse | New | Food Preparation | Natural Gas | Griddle | E4 | Participant - Cost of Operation | 0 | 0 | 0 | 0 | 0 | 0 | 0 | 0 | 0 | 0 | 0 | 0 | 0 | 0 | 0 | 0 | 0 | 0 | 0 | 0 | 0 | 0 | 0 | 0 | 0 | 0 | 0 | 0 | 0 | 0
F2_Commercial_Warehouse_New_Food Preparation_Natural Gas_Griddle_E5 | F2 | Commercial | Warehouse | New | Food Preparation | Natural Gas | Griddle | E5 | Participant - Cost of Operation | 0 | 0 | 0 | 0 | 0 | 0 | 0 | 0 | 0 | 0 | 0 | 0 | 0 | 0 | 0 | 0 | 0 | 0 | 0 | 0 | 0 | 0 | 0 | 0 | 0 | 0 | 0 | 0 | 0 | 0
F2_Commercial_Warehouse_New_Food Preparation_Natural Gas_Griddle_E6 | F2 | Commercial | Warehouse | New | Food Preparation | Natural Gas | Griddle | E6 | Participant - Cost of Operation | 0 | 0 | 0 | 0 | 0 | 0 | 0 | 0 | 0 | 0 | 0 | 0 | 0 | 0 | 0 | 0 | 0 | 0 | 0 | 0 | 0 | 0 | 0 | 0 | 0 | 0 | 0 | 0 | 0 | 0
F2_Commercial_Warehouse_New_Food Preparation_Natural Gas_Griddle_E7 | F2 | Commercial | Warehouse | New | Food Preparation | Natural Gas | Griddle | E7 | Participant - Cost of Operation | 0 | 0 | 0 | 0 | 0 | 0 | 0 | 0 | 0 | 0 | 0 | 0 | 0 | 0 | 0 | 0 | 0 | 0 | 0 | 0 | 0 | 0 | 0 | 0 | 0 | 0 | 0 | 0 | 0 | 0
F2_Commercial_Warehouse_New_Food Preparation_Natural Gas_Griddle_E8 | F2 | Commercial | Warehouse | New | Food Preparation | Natural Gas | Griddle | E8 | Participant - Cost of Operation | 0 | 0 | 0 | 0 | 0 | 0 | 0 | 0 | 0 | 0 | 0 | 0 | 0 | 0 | 0 | 0 | 0 | 0 | 0 | 0 | 0 | 0 | 0 | 0 | 0 | 0 | 0 | 0 | 0 | 0
F2_Commercial_Warehouse_New_Food Preparation_Natural Gas_Griddle_E9 | F2 | Commercial | Warehouse | New | Food Preparation | Natural Gas | Griddle | E9 | Participant - Cost of Operation | 0 | 0 | 0 | 0 | 0 | 0 | 0 | 0 | 0 | 0 | 0 | 0 | 0 | 0 | 0 | 0 | 0 | 0 | 0 | 0 | 0 | 0 | 0 | 0 | 0 | 0 | 0 | 0 | 0 | 0
F2_Commercial_Warehouse_New_Food Preparation_Natural Gas_Griddle_E10 | F2 | Commercial | Warehouse | New | Food Preparation | Natural Gas | Griddle | E10 | Participant - Cost of Operation | 0 | 0 | 0 | 0 | 0 | 0 | 0 | 0 | 0 | 0 | 0 | 0 | 0 | 0 | 0 | 0 | 0 | 0 | 0 | 0 | 0 | 0 | 0 | 0 | 0 | 0 | 0 | 0 | 0 | 0
F3_Commercial_Warehouse_New_Food Preparation_Natural Gas_Griddle_E1 | F3 | Commercial | Warehouse | New | Food Preparation | Natural Gas | Griddle | E1 | System - kBTUs of Conusmption | 11.8405 | 11.8758 | 11.9151 | 12.0052 | 12.0849 | 12.1521 | 12.2032 | 12.2539 | 12.301 | 12.3311 | 12.3413 | 12.339 | 12.3208 | 12.2858 | 12.2427 | 12.2007 | 12.1555 | 12.1072 | 12.052 | 11.9989 | 11.9438 | 11.8871 | 0 | 0 | 0 | 0 | 0 | 0 | 0 | 0
F3_Commercial_Warehouse_New_Food Preparation_Natural Gas_Griddle_E2 | F3 | Commercial | Warehouse | New | Food Preparation | Natural Gas | Griddle | E2 | System - kBTUs of Conusmption | 10.2262 | 10.2568 | 10.2906 | 10.3685 | 10.4373 | 10.4954 | 10.5395 | 10.5833 | 10.624 | 10.6499 | 10.6588 | 10.6568 | 10.641 | 10.6108 | 10.5736 | 10.5373 | 10.4983 | 10.4566 | 10.409 | 10.3631 | 10.3155 | 10.2665 | 0 | 0 | 0 | 0 | 0 | 0 | 0 | 0
F3_Commercial_Warehouse_New_Food Preparation_Natural Gas_Griddle_E3 | F3 | Commercial | Warehouse | New | Food Preparation | Natural Gas | Griddle | E3 | System - kBTUs of Conusmption | 0 | 0 | 0 | 0 | 0 | 0 | 0 | 0 | 0 | 0 | 0 | 0 | 0 | 0 | 0 | 0 | 0 | 0 | 0 | 0 | 0 | 0 | 0 | 0 | 0 | 0 | 0 | 0 | 0 | 0
F3_Commercial_Warehouse_New_Food Preparation_Natural Gas_Griddle_E4 | F3 | Commercial | Warehouse | New | Food Preparation | Natural Gas | Griddle | E4 | System - kBTUs of Conusmption | 0 | 0 | 0 | 0 | 0 | 0 | 0 | 0 | 0 | 0 | 0 | 0 | 0 | 0 | 0 | 0 | 0 | 0 | 0 | 0 | 0 | 0 | 0 | 0 | 0 | 0 | 0 | 0 | 0 | 0
F3_Commercial_Warehouse_New_Food Preparation_Natural Gas_Griddle_E5 | F3 | Commercial | Warehouse | New | Food Preparation | Natural Gas | Griddle | E5 | System - kBTUs of Conusmption | 0 | 0 | 0 | 0 | 0 | 0 | 0 | 0 | 0 | 0 | 0 | 0 | 0 | 0 | 0 | 0 | 0 | 0 | 0 | 0 | 0 | 0 | 0 | 0 | 0 | 0 | 0 | 0 | 0 | 0
F3_Commercial_Warehouse_New_Food Preparation_Natural Gas_Griddle_E6 | F3 | Commercial | Warehouse | New | Food Preparation | Natural Gas | Griddle | E6 | System - kBTUs of Conusmption | 0 | 0 | 0 | 0 | 0 | 0 | 0 | 0 | 0 | 0 | 0 | 0 | 0 | 0 | 0 | 0 | 0 | 0 | 0 | 0 | 0 | 0 | 0 | 0 | 0 | 0 | 0 | 0 | 0 | 0
F3_Commercial_Warehouse_New_Food Preparation_Natural Gas_Griddle_E7 | F3 | Commercial | Warehouse | New | Food Preparation | Natural Gas | Griddle | E7 | System - kBTUs of Conusmption | 0 | 0 | 0 | 0 | 0 | 0 | 0 | 0 | 0 | 0 | 0 | 0 | 0 | 0 | 0 | 0 | 0 | 0 | 0 | 0 | 0 | 0 | 0 | 0 | 0 | 0 | 0 | 0 | 0 | 0
F3_Commercial_Warehouse_New_Food Preparation_Natural Gas_Griddle_E8 | F3 | Commercial | Warehouse | New | Food Preparation | Natural Gas | Griddle | E8 | System - kBTUs of Conusmption | 0 | 0 | 0 | 0 | 0 | 0 | 0 | 0 | 0 | 0 | 0 | 0 | 0 | 0 | 0 | 0 | 0 | 0 | 0 | 0 | 0 | 0 | 0 | 0 | 0 | 0 | 0 | 0 | 0 | 0
F3_Commercial_Warehouse_New_Food Preparation_Natural Gas_Griddle_E9 | F3 | Commercial | Warehouse | New | Food Preparation | Natural Gas | Griddle | E9 | System - kBTUs of Conusmption | 0 | 0 | 0 | 0 | 0 | 0 | 0 | 0 | 0 | 0 | 0 | 0 | 0 | 0 | 0 | 0 | 0 | 0 | 0 | 0 | 0 | 0 | 0 | 0 | 0 | 0 | 0 | 0 | 0 | 0
F3_Commercial_Warehouse_New_Food Preparation_Natural Gas_Griddle_E10 | F3 | Commercial | Warehouse | New | Food Preparation | Natural Gas | Griddle | E10 | System - kBTUs of Conusmption | 0 | 0 | 0 | 0 | 0 | 0 | 0 | 0 | 0 | 0 | 0 | 0 | 0 | 0 | 0 | 0 | 0 | 0 | 0 | 0 | 0 | 0 | 0 | 0 | 0 | 0 | 0 | 0 | 0 | 0
F4_Commercial_Warehouse_New_Food Preparation_Natural Gas_Griddle_E1 | F4 | Commercial | Warehouse | New | Food Preparation | Natural Gas | Griddle | E1 | Utility - Cost of Equipment | 0.055337 | 0.055337 | 0.055337 | 0.055337 | 0.055337 | 0.055337 | 0.055337 | 0.055337 | 0.055337 | 0.055337 | 0.055337 | 0.055337 | 0.055337 | 0.055337 | 0.055337 | 0.055337 | 0.055337 | 0.055337 | 0.055337 | 0.055337 | 0.055337 | 0.055337 | 0 | 0 | 0 | 0 | 0 | 0 | 0 | 0
F4_Commercial_Warehouse_New_Food Preparation_Natural Gas_Griddle_E2 | F4 | Commercial | Warehouse | New | Food Preparation | Natural Gas | Griddle | E2 | Utility - Cost of Equipment | 0.059205 | 0.059205 | 0.059205 | 0.059205 | 0.059205 | 0.059205 | 0.059205 | 0.059205 | 0.059205 | 0.059205 | 0.059205 | 0.059205 | 0.059205 | 0.059205 | 0.059205 | 0.059205 | 0.059205 | 0.059205 | 0.059205 | 0.059205 | 0.059205 | 0.059205 | 0 | 0 | 0 | 0 | 0 | 0 | 0 | 0
F4_Commercial_Warehouse_New_Food Preparation_Natural Gas_Griddle_E3 | F4 | Commercial | Warehouse | New | Food Preparation | Natural Gas | Griddle | E3 | Utility - Cost of Equipment | 0 | 0 | 0 | 0 | 0 | 0 | 0 | 0 | 0 | 0 | 0 | 0 | 0 | 0 | 0 | 0 | 0 | 0 | 0 | 0 | 0 | 0 | 0 | 0 | 0 | 0 | 0 | 0 | 0 | 0
F4_Commercial_Warehouse_New_Food Preparation_Natural Gas_Griddle_E4 | F4 | Commercial | Warehouse | New | Food Preparation | Natural Gas | Griddle | E4 | Utility - Cost of Equipment | 0 | 0 | 0 | 0 | 0 | 0 | 0 | 0 | 0 | 0 | 0 | 0 | 0 | 0 | 0 | 0 | 0 | 0 | 0 | 0 | 0 | 0 | 0 | 0 | 0 | 0 | 0 | 0 | 0 | 0
F4_Commercial_Warehouse_New_Food Preparation_Natural Gas_Griddle_E5 | F4 | Commercial | Warehouse | New | Food Preparation | Natural Gas | Griddle | E5 | Utility - Cost of Equipment | 0 | 0 | 0 | 0 | 0 | 0 | 0 | 0 | 0 | 0 | 0 | 0 | 0 | 0 | 0 | 0 | 0 | 0 | 0 | 0 | 0 | 0 | 0 | 0 | 0 | 0 | 0 | 0 | 0 | 0
F4_Commercial_Warehouse_New_Food Preparation_Natural Gas_Griddle_E6 | F4 | Commercial | Warehouse | New | Food Preparation | Natural Gas | Griddle | E6 | Utility - Cost of Equipment | 0 | 0 | 0 | 0 | 0 | 0 | 0 | 0 | 0 | 0 | 0 | 0 | 0 | 0 | 0 | 0 | 0 | 0 | 0 | 0 | 0 | 0 | 0 | 0 | 0 | 0 | 0 | 0 | 0 | 0
F4_Commercial_Warehouse_New_Food Preparation_Natural Gas_Griddle_E7 | F4 | Commercial | Warehouse | New | Food Preparation | Natural Gas | Griddle | E7 | Utility - Cost of Equipment | 0 | 0 | 0 | 0 | 0 | 0 | 0 | 0 | 0 | 0 | 0 | 0 | 0 | 0 | 0 | 0 | 0 | 0 | 0 | 0 | 0 | 0 | 0 | 0 | 0 | 0 | 0 | 0 | 0 | 0
F4_Commercial_Warehouse_New_Food Preparation_Natural Gas_Griddle_E8 | F4 | Commercial | Warehouse | New | Food Preparation | Natural Gas | Griddle | E8 | Utility - Cost of Equipment | 0 | 0 | 0 | 0 | 0 | 0 | 0 | 0 | 0 | 0 | 0 | 0 | 0 | 0 | 0 | 0 | 0 | 0 | 0 | 0 | 0 | 0 | 0 | 0 | 0 | 0 | 0 | 0 | 0 | 0
F4_Commercial_Warehouse_New_Food Preparation_Natural Gas_Griddle_E9 | F4 | Commercial | Warehouse | New | Food Preparation | Natural Gas | Griddle | E9 | Utility - Cost of Equipment | 0 | 0 | 0 | 0 | 0 | 0 | 0 | 0 | 0 | 0 | 0 | 0 | 0 | 0 | 0 | 0 | 0 | 0 | 0 | 0 | 0 | 0 | 0 | 0 | 0 | 0 | 0 | 0 | 0 | 0
F4_Commercial_Warehouse_New_Food Preparation_Natural Gas_Griddle_E10 | F4 | Commercial | Warehouse | New | Food Preparation | Natural Gas | Griddle | E10 | Utility - Cost of Equipment | 0 | 0 | 0 | 0 | 0 | 0 | 0 | 0 | 0 | 0 | 0 | 0 | 0 | 0 | 0 | 0 | 0 | 0 | 0 | 0 | 0 | 0 | 0 | 0 | 0 | 0 | 0 | 0 | 0 | 0
F5_Commercial_Warehouse_New_Food Preparation_Natural Gas_Griddle_E1 | F5 | Commercial | Warehouse | New | Food Preparation | Natural Gas | Griddle | E1 | Utility - Cost of Operation | 0.10538 | 0.10628 | 0.10736 | 0.10915 | 0.11153 | 0.11434 | 0.11692 | 0.11921 | 0.12144 | 0.12361 | 0.12579 | 0.12791 | 0.1299 | 0.1319 | 0.13381 | 0.13577 | 0.13786 | 0.13997 | 0.1421 | 0.14423 | 0.14634 | 0.14843 | 0 | 0 | 0 | 0 | 0 | 0 | 0 | 0
F5_Commercial_Warehouse_New_Food Preparation_Natural Gas_Griddle_E2 | F5 | Commercial | Warehouse | New | Food Preparation | Natural Gas | Griddle | E2 | Utility - Cost of Operation | 0.091013 | 0.091791 | 0.092723 | 0.094266 | 0.096322 | 0.098748 | 0.10098 | 0.10296 | 0.10489 | 0.10675 | 0.10864 | 0.11047 | 0.11219 | 0.11392 | 0.11557 | 0.11726 | 0.11907 | 0.12089 | 0.12273 | 0.12457 | 0.12639 | 0.12819 | 0 | 0 | 0 | 0 | 0 | 0 | 0 | 0
F5_Commercial_Warehouse_New_Food Preparation_Natural Gas_Griddle_E3 | F5 | Commercial | Warehouse | New | Food Preparation | Natural Gas | Griddle | E3 | Utility - Cost of Operation | 0 | 0 | 0 | 0 | 0 | 0 | 0 | 0 | 0 | 0 | 0 | 0 | 0 | 0 | 0 | 0 | 0 | 0 | 0 | 0 | 0 | 0 | 0 | 0 | 0 | 0 | 0 | 0 | 0 | 0
F5_Commercial_Warehouse_New_Food Preparation_Natural Gas_Griddle_E4 | F5 | Commercial | Warehouse | New | Food Preparation | Natural Gas | Griddle | E4 | Utility - Cost of Operation | 0 | 0 | 0 | 0 | 0 | 0 | 0 | 0 | 0 | 0 | 0 | 0 | 0 | 0 | 0 | 0 | 0 | 0 | 0 | 0 | 0 | 0 | 0 | 0 | 0 | 0 | 0 | 0 | 0 | 0
F5_Commercial_Warehouse_New_Food Preparation_Natural Gas_Griddle_E5 | F5 | Commercial | Warehouse | New | Food Preparation | Natural Gas | Griddle | E5 | Utility - Cost of Operation | 0 | 0 | 0 | 0 | 0 | 0 | 0 | 0 | 0 | 0 | 0 | 0 | 0 | 0 | 0 | 0 | 0 | 0 | 0 | 0 | 0 | 0 | 0 | 0 | 0 | 0 | 0 | 0 | 0 | 0
F5_Commercial_Warehouse_New_Food Preparation_Natural Gas_Griddle_E6 | F5 | Commercial | Warehouse | New | Food Preparation | Natural Gas | Griddle | E6 | Utility - Cost of Operation | 0 | 0 | 0 | 0 | 0 | 0 | 0 | 0 | 0 | 0 | 0 | 0 | 0 | 0 | 0 | 0 | 0 | 0 | 0 | 0 | 0 | 0 | 0 | 0 | 0 | 0 | 0 | 0 | 0 | 0
F5_Commercial_Warehouse_New_Food Preparation_Natural Gas_Griddle_E7 | F5 | Commercial | Warehouse | New | Food Preparation | Natural Gas | Griddle | E7 | Utility - Cost of Operation | 0 | 0 | 0 | 0 | 0 | 0 | 0 | 0 | 0 | 0 | 0 | 0 | 0 | 0 | 0 | 0 | 0 | 0 | 0 | 0 | 0 | 0 | 0 | 0 | 0 | 0 | 0 | 0 | 0 | 0
F5_Commercial_Warehouse_New_Food Preparation_Natural Gas_Griddle_E8 | F5 | Commercial | Warehouse | New | Food Preparation | Natural Gas | Griddle | E8 | Utility - Cost of Operation | 0 | 0 | 0 | 0 | 0 | 0 | 0 | 0 | 0 | 0 | 0 | 0 | 0 | 0 | 0 | 0 | 0 | 0 | 0 | 0 | 0 | 0 | 0 | 0 | 0 | 0 | 0 | 0 | 0 | 0
F5_Commercial_Warehouse_New_Food Preparation_Natural Gas_Griddle_E9 | F5 | Commercial | Warehouse | New | Food Preparation | Natural Gas | Griddle | E9 | Utility - Cost of Operation | 0 | 0 | 0 | 0 | 0 | 0 | 0 | 0 | 0 | 0 | 0 | 0 | 0 | 0 | 0 | 0 | 0 | 0 | 0 | 0 | 0 | 0 | 0 | 0 | 0 | 0 | 0 | 0 | 0 | 0
F5_Commercial_Warehouse_New_Food Preparation_Natural Gas_Griddle_E10 | F5 | Commercial | Warehouse | New | Food Preparation | Natural Gas | Griddle | E10 | Utility - Cost of Operation | 0 | 0 | 0 | 0 | 0 | 0 | 0 | 0 | 0 | 0 | 0 | 0 | 0 | 0 | 0 | 0 | 0 | 0 | 0 | 0 | 0 | 0 | 0 | 0 | 0 | 0 | 0 | 0 | 0 | 0
F6_Commercial_Warehouse_New_Food Preparation_Natural Gas_Griddle_E1 | F6 | Commercial | Warehouse | New | Food Preparation | Natural Gas | Griddle | E1 | Utility - Value of Sales | 0.12625 | 0.12733 | 0.12862 | 0.13076 | 0.13362 | 0.13698 | 0.14007 | 0.14283 | 0.1455 | 0.14809 | 0.1507 | 0.15324 | 0.15563 | 0.15802 | 0.16031 | 0.16266 | 0.16517 | 0.16769 | 0.17024 | 0.1728 | 0.17533 | 0.17782 | 0 | 0 | 0 | 0 | 0 | 0 | 0 | 0
F6_Commercial_Warehouse_New_Food Preparation_Natural Gas_Griddle_E2 | F6 | Commercial | Warehouse | New | Food Preparation | Natural Gas | Griddle | E2 | Utility - Value of Sales | 0.10904 | 0.10997 | 0.11109 | 0.11294 | 0.1154 | 0.11831 | 0.12098 | 0.12335 | 0.12566 | 0.1279 | 0.13015 | 0.13235 | 0.13441 | 0.13648 | 0.13846 | 0.14048 | 0.14265 | 0.14483 | 0.14703 | 0.14924 | 0.15143 | 0.15358 | 0 | 0 | 0 | 0 | 0 | 0 | 0 | 0
F6_Commercial_Warehouse_New_Food Preparation_Natural Gas_Griddle_E3 | F6 | Commercial | Warehouse | New | Food Preparation | Natural Gas | Griddle | E3 | Utility - Value of Sales | 0 | 0 | 0 | 0 | 0 | 0 | 0 | 0 | 0 | 0 | 0 | 0 | 0 | 0 | 0 | 0 | 0 | 0 | 0 | 0 | 0 | 0 | 0 | 0 | 0 | 0 | 0 | 0 | 0 | 0
F6_Commercial_Warehouse_New_Food Preparation_Natural Gas_Griddle_E4 | F6 | Commercial | Warehouse | New | Food Preparation | Natural Gas | Griddle | E4 | Utility - Value of Sales | 0 | 0 | 0 | 0 | 0 | 0 | 0 | 0 | 0 | 0 | 0 | 0 | 0 | 0 | 0 | 0 | 0 | 0 | 0 | 0 | 0 | 0 | 0 | 0 | 0 | 0 | 0 | 0 | 0 | 0
F6_Commercial_Warehouse_New_Food Preparation_Natural Gas_Griddle_E5 | F6 | Commercial | Warehouse | New | Food Preparation | Natural Gas | Griddle | E5 | Utility - Value of Sales | 0 | 0 | 0 | 0 | 0 | 0 | 0 | 0 | 0 | 0 | 0 | 0 | 0 | 0 | 0 | 0 | 0 | 0 | 0 | 0 | 0 | 0 | 0 | 0 | 0 | 0 | 0 | 0 | 0 | 0
F6_Commercial_Warehouse_New_Food Preparation_Natural Gas_Griddle_E6 | F6 | Commercial | Warehouse | New | Food Preparation | Natural Gas | Griddle | E6 | Utility - Value of Sales | 0 | 0 | 0 | 0 | 0 | 0 | 0 | 0 | 0 | 0 | 0 | 0 | 0 | 0 | 0 | 0 | 0 | 0 | 0 | 0 | 0 | 0 | 0 | 0 | 0 | 0 | 0 | 0 | 0 | 0
F6_Commercial_Warehouse_New_Food Preparation_Natural Gas_Griddle_E7 | F6 | Commercial | Warehouse | New | Food Preparation | Natural Gas | Griddle | E7 | Utility - Value of Sales | 0 | 0 | 0 | 0 | 0 | 0 | 0 | 0 | 0 | 0 | 0 | 0 | 0 | 0 | 0 | 0 | 0 | 0 | 0 | 0 | 0 | 0 | 0 | 0 | 0 | 0 | 0 | 0 | 0 | 0
F6_Commercial_Warehouse_New_Food Preparation_Natural Gas_Griddle_E8 | F6 | Commercial | Warehouse | New | Food Preparation | Natural Gas | Griddle | E8 | Utility - Value of Sales | 0 | 0 | 0 | 0 | 0 | 0 | 0 | 0 | 0 | 0 | 0 | 0 | 0 | 0 | 0 | 0 | 0 | 0 | 0 | 0 | 0 | 0 | 0 | 0 | 0 | 0 | 0 | 0 | 0 | 0
F6_Commercial_Warehouse_New_Food Preparation_Natural Gas_Griddle_E9 | F6 | Commercial | Warehouse | New | Food Preparation | Natural Gas | Griddle | E9 | Utility - Value of Sales | 0 | 0 | 0 | 0 | 0 | 0 | 0 | 0 | 0 | 0 | 0 | 0 | 0 | 0 | 0 | 0 | 0 | 0 | 0 | 0 | 0 | 0 | 0 | 0 | 0 | 0 | 0 | 0 | 0 | 0
F6_Commercial_Warehouse_New_Food Preparation_Natural Gas_Griddle_E10 | F6 | Commercial | Warehouse | New | Food Preparation | Natural Gas | Griddle | E10 | Utility - Value of Sales | 0 | 0 | 0 | 0 | 0 | 0 | 0 | 0 | 0 | 0 | 0 | 0 | 0 | 0 | 0 | 0 | 0 | 0 | 0 | 0 | 0 | 0 | 0 | 0 | 0 | 0 | 0 | 0 | 0 | 0
F1_Commercial_Warehouse_New_Food Preparation_Natural Gas_Range_E1 | F1 | Commercial | Warehouse | New | Food Preparation | Natural Gas | Range | E1 | Participant - Cost of Equipment | 0.10548 | 0.10548 | 0.10548 | 0.10548 | 0.10548 | 0.10548 | 0.10548 | 0.10548 | 0.10548 | 0.10548 | 0.10548 | 0.10548 | 0.10548 | 0.10548 | 0.10548 | 0.10548 | 0.10548 | 0.10548 | 0.10548 | 0.10548 | 0.10548 | 0.10548 | 0 | 0 | 0 | 0 | 0 | 0 | 0 | 0
F1_Commercial_Warehouse_New_Food Preparation_Natural Gas_Range_E2 | F1 | Commercial | Warehouse | New | Food Preparation | Natural Gas | Range | E2 | Participant - Cost of Equipment | 0.1055 | 0.1055 | 0.1055 | 0.1055 | 0.1055 | 0.1055 | 0.1055 | 0.1055 | 0.1055 | 0.1055 | 0.1055 | 0.1055 | 0.1055 | 0.1055 | 0.1055 | 0.1055 | 0.1055 | 0.1055 | 0.1055 | 0.1055 | 0.1055 | 0.1055 | 0 | 0 | 0 | 0 | 0 | 0 | 0 | 0
F1_Commercial_Warehouse_New_Food Preparation_Natural Gas_Range_E3 | F1 | Commercial | Warehouse | New | Food Preparation | Natural Gas | Range | E3 | Participant - Cost of Equipment | 0 | 0 | 0 | 0 | 0 | 0 | 0 | 0 | 0 | 0 | 0 | 0 | 0 | 0 | 0 | 0 | 0 | 0 | 0 | 0 | 0 | 0 | 0 | 0 | 0 | 0 | 0 | 0 | 0 | 0
F1_Commercial_Warehouse_New_Food Preparation_Natural Gas_Range_E4 | F1 | Commercial | Warehouse | New | Food Preparation | Natural Gas | Range | E4 | Participant - Cost of Equipment | 0 | 0 | 0 | 0 | 0 | 0 | 0 | 0 | 0 | 0 | 0 | 0 | 0 | 0 | 0 | 0 | 0 | 0 | 0 | 0 | 0 | 0 | 0 | 0 | 0 | 0 | 0 | 0 | 0 | 0
F1_Commercial_Warehouse_New_Food Preparation_Natural Gas_Range_E5 | F1 | Commercial | Warehouse | New | Food Preparation | Natural Gas | Range | E5 | Participant - Cost of Equipment | 0 | 0 | 0 | 0 | 0 | 0 | 0 | 0 | 0 | 0 | 0 | 0 | 0 | 0 | 0 | 0 | 0 | 0 | 0 | 0 | 0 | 0 | 0 | 0 | 0 | 0 | 0 | 0 | 0 | 0
F1_Commercial_Warehouse_New_Food Preparation_Natural Gas_Range_E6 | F1 | Commercial | Warehouse | New | Food Preparation | Natural Gas | Range | E6 | Participant - Cost of Equipment | 0 | 0 | 0 | 0 | 0 | 0 | 0 | 0 | 0 | 0 | 0 | 0 | 0 | 0 | 0 | 0 | 0 | 0 | 0 | 0 | 0 | 0 | 0 | 0 | 0 | 0 | 0 | 0 | 0 | 0
F1_Commercial_Warehouse_New_Food Preparation_Natural Gas_Range_E7 | F1 | Commercial | Warehouse | New | Food Preparation | Natural Gas | Range | E7 | Participant - Cost of Equipment | 0 | 0 | 0 | 0 | 0 | 0 | 0 | 0 | 0 | 0 | 0 | 0 | 0 | 0 | 0 | 0 | 0 | 0 | 0 | 0 | 0 | 0 | 0 | 0 | 0 | 0 | 0 | 0 | 0 | 0
F1_Commercial_Warehouse_New_Food Preparation_Natural Gas_Range_E8 | F1 | Commercial | Warehouse | New | Food Preparation | Natural Gas | Range | E8 | Participant - Cost of Equipment | 0 | 0 | 0 | 0 | 0 | 0 | 0 | 0 | 0 | 0 | 0 | 0 | 0 | 0 | 0 | 0 | 0 | 0 | 0 | 0 | 0 | 0 | 0 | 0 | 0 | 0 | 0 | 0 | 0 | 0
F1_Commercial_Warehouse_New_Food Preparation_Natural Gas_Range_E9 | F1 | Commercial | Warehouse | New | Food Preparation | Natural Gas | Range | E9 | Participant - Cost of Equipment | 0 | 0 | 0 | 0 | 0 | 0 | 0 | 0 | 0 | 0 | 0 | 0 | 0 | 0 | 0 | 0 | 0 | 0 | 0 | 0 | 0 | 0 | 0 | 0 | 0 | 0 | 0 | 0 | 0 | 0
F1_Commercial_Warehouse_New_Food Preparation_Natural Gas_Range_E10 | F1 | Commercial | Warehouse | New | Food Preparation | Natural Gas | Range | E10 | Participant - Cost of Equipment | 0 | 0 | 0 | 0 | 0 | 0 | 0 | 0 | 0 | 0 | 0 | 0 | 0 | 0 | 0 | 0 | 0 | 0 | 0 | 0 | 0 | 0 | 0 | 0 | 0 | 0 | 0 | 0 | 0 | 0
F2_Commercial_Warehouse_New_Food Preparation_Natural Gas_Range_E1 | F2 | Commercial | Warehouse | New | Food Preparation | Natural Gas | Range | E1 | Participant - Cost of Operation | 0.14522 | 0.14619 | 0.14744 | 0.14986 | 0.15322 | 0.15727 | 0.16094 | 0.16409 | 0.16707 | 0.17012 | 0.17339 | 0.17657 | 0.17959 | 0.18262 | 0.1853 | 0.18784 | 0.19058 | 0.19334 | 0.19611 | 0.19888 | 0.2016 | 0.20426 | 0 | 0 | 0 | 0 | 0 | 0 | 0 | 0
F2_Commercial_Warehouse_New_Food Preparation_Natural Gas_Range_E2 | F2 | Commercial | Warehouse | New | Food Preparation | Natural Gas | Range | E2 | Participant - Cost of Operation | 0.10892 | 0.10964 | 0.11058 | 0.1124 | 0.11492 | 0.11795 | 0.12071 | 0.12307 | 0.1253 | 0.12759 | 0.13004 | 0.13243 | 0.13469 | 0.13696 | 0.13897 | 0.14088 | 0.14294 | 0.145 | 0.14708 | 0.14916 | 0.1512 | 0.15319 | 0 | 0 | 0 | 0 | 0 | 0 | 0 | 0
F2_Commercial_Warehouse_New_Food Preparation_Natural Gas_Range_E3 | F2 | Commercial | Warehouse | New | Food Preparation | Natural Gas | Range | E3 | Participant - Cost of Operation | 0 | 0 | 0 | 0 | 0 | 0 | 0 | 0 | 0 | 0 | 0 | 0 | 0 | 0 | 0 | 0 | 0 | 0 | 0 | 0 | 0 | 0 | 0 | 0 | 0 | 0 | 0 | 0 | 0 | 0
F2_Commercial_Warehouse_New_Food Preparation_Natural Gas_Range_E4 | F2 | Commercial | Warehouse | New | Food Preparation | Natural Gas | Range | E4 | Participant - Cost of Operation | 0 | 0 | 0 | 0 | 0 | 0 | 0 | 0 | 0 | 0 | 0 | 0 | 0 | 0 | 0 | 0 | 0 | 0 | 0 | 0 | 0 | 0 | 0 | 0 | 0 | 0 | 0 | 0 | 0 | 0
F2_Commercial_Warehouse_New_Food Preparation_Natural Gas_Range_E5 | F2 | Commercial | Warehouse | New | Food Preparation | Natural Gas | Range | E5 | Participant - Cost of Operation | 0 | 0 | 0 | 0 | 0 | 0 | 0 | 0 | 0 | 0 | 0 | 0 | 0 | 0 | 0 | 0 | 0 | 0 | 0 | 0 | 0 | 0 | 0 | 0 | 0 | 0 | 0 | 0 | 0 | 0
F2_Commercial_Warehouse_New_Food Preparation_Natural Gas_Range_E6 | F2 | Commercial | Warehouse | New | Food Preparation | Natural Gas | Range | E6 | Participant - Cost of Operation | 0 | 0 | 0 | 0 | 0 | 0 | 0 | 0 | 0 | 0 | 0 | 0 | 0 | 0 | 0 | 0 | 0 | 0 | 0 | 0 | 0 | 0 | 0 | 0 | 0 | 0 | 0 | 0 | 0 | 0
F2_Commercial_Warehouse_New_Food Preparation_Natural Gas_Range_E7 | F2 | Commercial | Warehouse | New | Food Preparation | Natural Gas | Range | E7 | Participant - Cost of Operation | 0 | 0 | 0 | 0 | 0 | 0 | 0 | 0 | 0 | 0 | 0 | 0 | 0 | 0 | 0 | 0 | 0 | 0 | 0 | 0 | 0 | 0 | 0 | 0 | 0 | 0 | 0 | 0 | 0 | 0
F2_Commercial_Warehouse_New_Food Preparation_Natural Gas_Range_E8 | F2 | Commercial | Warehouse | New | Food Preparation | Natural Gas | Range | E8 | Participant - Cost of Operation | 0 | 0 | 0 | 0 | 0 | 0 | 0 | 0 | 0 | 0 | 0 | 0 | 0 | 0 | 0 | 0 | 0 | 0 | 0 | 0 | 0 | 0 | 0 | 0 | 0 | 0 | 0 | 0 | 0 | 0
F2_Commercial_Warehouse_New_Food Preparation_Natural Gas_Range_E9 | F2 | Commercial | Warehouse | New | Food Preparation | Natural Gas | Range | E9 | Participant - Cost of Operation | 0 | 0 | 0 | 0 | 0 | 0 | 0 | 0 | 0 | 0 | 0 | 0 | 0 | 0 | 0 | 0 | 0 | 0 | 0 | 0 | 0 | 0 | 0 | 0 | 0 | 0 | 0 | 0 | 0 | 0
F2_Commercial_Warehouse_New_Food Preparation_Natural Gas_Range_E10 | F2 | Commercial | Warehouse | New | Food Preparation | Natural Gas | Range | E10 | Participant - Cost of Operation | 0 | 0 | 0 | 0 | 0 | 0 | 0 | 0 | 0 | 0 | 0 | 0 | 0 | 0 | 0 | 0 | 0 | 0 | 0 | 0 | 0 | 0 | 0 | 0 | 0 | 0 | 0 | 0 | 0 | 0
F3_Commercial_Warehouse_New_Food Preparation_Natural Gas_Range_E1 | F3 | Commercial | Warehouse | New | Food Preparation | Natural Gas | Range | E1 | System - kBTUs of Conusmption | 13.7595 | 13.7965 | 13.8412 | 13.9574 | 14.0586 | 14.1444 | 14.2095 | 14.2737 | 14.3325 | 14.3862 | 14.4309 | 14.4581 | 14.4639 | 14.4482 | 14.4053 | 14.3464 | 14.283 | 14.2153 | 14.138 | 14.0635 | 13.9861 | 13.9067 | 0 | 0 | 0 | 0 | 0 | 0 | 0 | 0
F3_Commercial_Warehouse_New_Food Preparation_Natural Gas_Range_E2 | F3 | Commercial | Warehouse | New | Food Preparation | Natural Gas | Range | E2 | System - kBTUs of Conusmption | 10.3196 | 10.3474 | 10.3809 | 10.4681 | 10.544 | 10.6083 | 10.6571 | 10.7053 | 10.7494 | 10.7896 | 10.8232 | 10.8436 | 10.8479 | 10.8362 | 10.804 | 10.7598 | 10.7123 | 10.6615 | 10.6035 | 10.5476 | 10.4896 | 10.43 | 0 | 0 | 0 | 0 | 0 | 0 | 0 | 0
F3_Commercial_Warehouse_New_Food Preparation_Natural Gas_Range_E3 | F3 | Commercial | Warehouse | New | Food Preparation | Natural Gas | Range | E3 | System - kBTUs of Conusmption | 0 | 0 | 0 | 0 | 0 | 0 | 0 | 0 | 0 | 0 | 0 | 0 | 0 | 0 | 0 | 0 | 0 | 0 | 0 | 0 | 0 | 0 | 0 | 0 | 0 | 0 | 0 | 0 | 0 | 0
F3_Commercial_Warehouse_New_Food Preparation_Natural Gas_Range_E4 | F3 | Commercial | Warehouse | New | Food Preparation | Natural Gas | Range | E4 | System - kBTUs of Conusmption | 0 | 0 | 0 | 0 | 0 | 0 | 0 | 0 | 0 | 0 | 0 | 0 | 0 | 0 | 0 | 0 | 0 | 0 | 0 | 0 | 0 | 0 | 0 | 0 | 0 | 0 | 0 | 0 | 0 | 0
F3_Commercial_Warehouse_New_Food Preparation_Natural Gas_Range_E5 | F3 | Commercial | Warehouse | New | Food Preparation | Natural Gas | Range | E5 | System - kBTUs of Conusmption | 0 | 0 | 0 | 0 | 0 | 0 | 0 | 0 | 0 | 0 | 0 | 0 | 0 | 0 | 0 | 0 | 0 | 0 | 0 | 0 | 0 | 0 | 0 | 0 | 0 | 0 | 0 | 0 | 0 | 0
F3_Commercial_Warehouse_New_Food Preparation_Natural Gas_Range_E6 | F3 | Commercial | Warehouse | New | Food Preparation | Natural Gas | Range | E6 | System - kBTUs of Conusmption | 0 | 0 | 0 | 0 | 0 | 0 | 0 | 0 | 0 | 0 | 0 | 0 | 0 | 0 | 0 | 0 | 0 | 0 | 0 | 0 | 0 | 0 | 0 | 0 | 0 | 0 | 0 | 0 | 0 | 0
F3_Commercial_Warehouse_New_Food Preparation_Natural Gas_Range_E7 | F3 | Commercial | Warehouse | New | Food Preparation | Natural Gas | Range | E7 | System - kBTUs of Conusmption | 0 | 0 | 0 | 0 | 0 | 0 | 0 | 0 | 0 | 0 | 0 | 0 | 0 | 0 | 0 | 0 | 0 | 0 | 0 | 0 | 0 | 0 | 0 | 0 | 0 | 0 | 0 | 0 | 0 | 0
F3_Commercial_Warehouse_New_Food Preparation_Natural Gas_Range_E8 | F3 | Commercial | Warehouse | New | Food Preparation | Natural Gas | Range | E8 | System - kBTUs of Conusmption | 0 | 0 | 0 | 0 | 0 | 0 | 0 | 0 | 0 | 0 | 0 | 0 | 0 | 0 | 0 | 0 | 0 | 0 | 0 | 0 | 0 | 0 | 0 | 0 | 0 | 0 | 0 | 0 | 0 | 0
F3_Commercial_Warehouse_New_Food Preparation_Natural Gas_Range_E9 | F3 | Commercial | Warehouse | New | Food Preparation | Natural Gas | Range | E9 | System - kBTUs of Conusmption | 0 | 0 | 0 | 0 | 0 | 0 | 0 | 0 | 0 | 0 | 0 | 0 | 0 | 0 | 0 | 0 | 0 | 0 | 0 | 0 | 0 | 0 | 0 | 0 | 0 | 0 | 0 | 0 | 0 | 0
F3_Commercial_Warehouse_New_Food Preparation_Natural Gas_Range_E10 | F3 | Commercial | Warehouse | New | Food Preparation | Natural Gas | Range | E10 | System - kBTUs of Conusmption | 0 | 0 | 0 | 0 | 0 | 0 | 0 | 0 | 0 | 0 | 0 | 0 | 0 | 0 | 0 | 0 | 0 | 0 | 0 | 0 | 0 | 0 | 0 | 0 | 0 | 0 | 0 | 0 | 0 | 0
F4_Commercial_Warehouse_New_Food Preparation_Natural Gas_Range_E1 | F4 | Commercial | Warehouse | New | Food Preparation | Natural Gas | Range | E1 | Utility - Cost of Equipment | 0.10548 | 0.10548 | 0.10548 | 0.10548 | 0.10548 | 0.10548 | 0.10548 | 0.10548 | 0.10548 | 0.10548 | 0.10548 | 0.10548 | 0.10548 | 0.10548 | 0.10548 | 0.10548 | 0.10548 | 0.10548 | 0.10548 | 0.10548 | 0.10548 | 0.10548 | 0 | 0 | 0 | 0 | 0 | 0 | 0 | 0
F4_Commercial_Warehouse_New_Food Preparation_Natural Gas_Range_E2 | F4 | Commercial | Warehouse | New | Food Preparation | Natural Gas | Range | E2 | Utility - Cost of Equipment | 0.1055 | 0.1055 | 0.1055 | 0.1055 | 0.1055 | 0.1055 | 0.1055 | 0.1055 | 0.1055 | 0.1055 | 0.1055 | 0.1055 | 0.1055 | 0.1055 | 0.1055 | 0.1055 | 0.1055 | 0.1055 | 0.1055 | 0.1055 | 0.1055 | 0.1055 | 0 | 0 | 0 | 0 | 0 | 0 | 0 | 0
F4_Commercial_Warehouse_New_Food Preparation_Natural Gas_Range_E3 | F4 | Commercial | Warehouse | New | Food Preparation | Natural Gas | Range | E3 | Utility - Cost of Equipment | 0 | 0 | 0 | 0 | 0 | 0 | 0 | 0 | 0 | 0 | 0 | 0 | 0 | 0 | 0 | 0 | 0 | 0 | 0 | 0 | 0 | 0 | 0 | 0 | 0 | 0 | 0 | 0 | 0 | 0
F4_Commercial_Warehouse_New_Food Preparation_Natural Gas_Range_E4 | F4 | Commercial | Warehouse | New | Food Preparation | Natural Gas | Range | E4 | Utility - Cost of Equipment | 0 | 0 | 0 | 0 | 0 | 0 | 0 | 0 | 0 | 0 | 0 | 0 | 0 | 0 | 0 | 0 | 0 | 0 | 0 | 0 | 0 | 0 | 0 | 0 | 0 | 0 | 0 | 0 | 0 | 0
F4_Commercial_Warehouse_New_Food Preparation_Natural Gas_Range_E5 | F4 | Commercial | Warehouse | New | Food Preparation | Natural Gas | Range | E5 | Utility - Cost of Equipment | 0 | 0 | 0 | 0 | 0 | 0 | 0 | 0 | 0 | 0 | 0 | 0 | 0 | 0 | 0 | 0 | 0 | 0 | 0 | 0 | 0 | 0 | 0 | 0 | 0 | 0 | 0 | 0 | 0 | 0
F4_Commercial_Warehouse_New_Food Preparation_Natural Gas_Range_E6 | F4 | Commercial | Warehouse | New | Food Preparation | Natural Gas | Range | E6 | Utility - Cost of Equipment | 0 | 0 | 0 | 0 | 0 | 0 | 0 | 0 | 0 | 0 | 0 | 0 | 0 | 0 | 0 | 0 | 0 | 0 | 0 | 0 | 0 | 0 | 0 | 0 | 0 | 0 | 0 | 0 | 0 | 0
F4_Commercial_Warehouse_New_Food Preparation_Natural Gas_Range_E7 | F4 | Commercial | Warehouse | New | Food Preparation | Natural Gas | Range | E7 | Utility - Cost of Equipment | 0 | 0 | 0 | 0 | 0 | 0 | 0 | 0 | 0 | 0 | 0 | 0 | 0 | 0 | 0 | 0 | 0 | 0 | 0 | 0 | 0 | 0 | 0 | 0 | 0 | 0 | 0 | 0 | 0 | 0
F4_Commercial_Warehouse_New_Food Preparation_Natural Gas_Range_E8 | F4 | Commercial | Warehouse | New | Food Preparation | Natural Gas | Range | E8 | Utility - Cost of Equipment | 0 | 0 | 0 | 0 | 0 | 0 | 0 | 0 | 0 | 0 | 0 | 0 | 0 | 0 | 0 | 0 | 0 | 0 | 0 | 0 | 0 | 0 | 0 | 0 | 0 | 0 | 0 | 0 | 0 | 0
F4_Commercial_Warehouse_New_Food Preparation_Natural Gas_Range_E9 | F4 | Commercial | Warehouse | New | Food Preparation | Natural Gas | Range | E9 | Utility - Cost of Equipment | 0 | 0 | 0 | 0 | 0 | 0 | 0 | 0 | 0 | 0 | 0 | 0 | 0 | 0 | 0 | 0 | 0 | 0 | 0 | 0 | 0 | 0 | 0 | 0 | 0 | 0 | 0 | 0 | 0 | 0
F4_Commercial_Warehouse_New_Food Preparation_Natural Gas_Range_E10 | F4 | Commercial | Warehouse | New | Food Preparation | Natural Gas | Range | E10 | Utility - Cost of Equipment | 0 | 0 | 0 | 0 | 0 | 0 | 0 | 0 | 0 | 0 | 0 | 0 | 0 | 0 | 0 | 0 | 0 | 0 | 0 | 0 | 0 | 0 | 0 | 0 | 0 | 0 | 0 | 0 | 0 | 0
F5_Commercial_Warehouse_New_Food Preparation_Natural Gas_Range_E1 | F5 | Commercial | Warehouse | New | Food Preparation | Natural Gas | Range | E1 | Utility - Cost of Operation | 0.12121 | 0.12202 | 0.12307 | 0.12509 | 0.12789 | 0.13127 | 0.13433 | 0.13696 | 0.13945 | 0.142 | 0.14472 | 0.14738 | 0.1499 | 0.15243 | 0.15467 | 0.15678 | 0.15908 | 0.16138 | 0.16369 | 0.166 | 0.16827 | 0.17049 | 0 | 0 | 0 | 0 | 0 | 0 | 0 | 0
F5_Commercial_Warehouse_New_Food Preparation_Natural Gas_Range_E2 | F5 | Commercial | Warehouse | New | Food Preparation | Natural Gas | Range | E2 | Utility - Cost of Operation | 0.090909 | 0.091515 | 0.0923 | 0.093816 | 0.09592 | 0.098452 | 0.10075 | 0.10272 | 0.10459 | 0.1065 | 0.10854 | 0.11054 | 0.11242 | 0.11432 | 0.116 | 0.11759 | 0.11931 | 0.12103 | 0.12277 | 0.1245 | 0.1262 | 0.12787 | 0 | 0 | 0 | 0 | 0 | 0 | 0 | 0
F5_Commercial_Warehouse_New_Food Preparation_Natural Gas_Range_E3 | F5 | Commercial | Warehouse | New | Food Preparation | Natural Gas | Range | E3 | Utility - Cost of Operation | 0 | 0 | 0 | 0 | 0 | 0 | 0 | 0 | 0 | 0 | 0 | 0 | 0 | 0 | 0 | 0 | 0 | 0 | 0 | 0 | 0 | 0 | 0 | 0 | 0 | 0 | 0 | 0 | 0 | 0
F5_Commercial_Warehouse_New_Food Preparation_Natural Gas_Range_E4 | F5 | Commercial | Warehouse | New | Food Preparation | Natural Gas | Range | E4 | Utility - Cost of Operation | 0 | 0 | 0 | 0 | 0 | 0 | 0 | 0 | 0 | 0 | 0 | 0 | 0 | 0 | 0 | 0 | 0 | 0 | 0 | 0 | 0 | 0 | 0 | 0 | 0 | 0 | 0 | 0 | 0 | 0
F5_Commercial_Warehouse_New_Food Preparation_Natural Gas_Range_E5 | F5 | Commercial | Warehouse | New | Food Preparation | Natural Gas | Range | E5 | Utility - Cost of Operation | 0 | 0 | 0 | 0 | 0 | 0 | 0 | 0 | 0 | 0 | 0 | 0 | 0 | 0 | 0 | 0 | 0 | 0 | 0 | 0 | 0 | 0 | 0 | 0 | 0 | 0 | 0 | 0 | 0 | 0
F5_Commercial_Warehouse_New_Food Preparation_Natural Gas_Range_E6 | F5 | Commercial | Warehouse | New | Food Preparation | Natural Gas | Range | E6 | Utility - Cost of Operation | 0 | 0 | 0 | 0 | 0 | 0 | 0 | 0 | 0 | 0 | 0 | 0 | 0 | 0 | 0 | 0 | 0 | 0 | 0 | 0 | 0 | 0 | 0 | 0 | 0 | 0 | 0 | 0 | 0 | 0
F5_Commercial_Warehouse_New_Food Preparation_Natural Gas_Range_E7 | F5 | Commercial | Warehouse | New | Food Preparation | Natural Gas | Range | E7 | Utility - Cost of Operation | 0 | 0 | 0 | 0 | 0 | 0 | 0 | 0 | 0 | 0 | 0 | 0 | 0 | 0 | 0 | 0 | 0 | 0 | 0 | 0 | 0 | 0 | 0 | 0 | 0 | 0 | 0 | 0 | 0 | 0
F5_Commercial_Warehouse_New_Food Preparation_Natural Gas_Range_E8 | F5 | Commercial | Warehouse | New | Food Preparation | Natural Gas | Range | E8 | Utility - Cost of Operation | 0 | 0 | 0 | 0 | 0 | 0 | 0 | 0 | 0 | 0 | 0 | 0 | 0 | 0 | 0 | 0 | 0 | 0 | 0 | 0 | 0 | 0 | 0 | 0 | 0 | 0 | 0 | 0 | 0 | 0
F5_Commercial_Warehouse_New_Food Preparation_Natural Gas_Range_E9 | F5 | Commercial | Warehouse | New | Food Preparation | Natural Gas | Range | E9 | Utility - Cost of Operation | 0 | 0 | 0 | 0 | 0 | 0 | 0 | 0 | 0 | 0 | 0 | 0 | 0 | 0 | 0 | 0 | 0 | 0 | 0 | 0 | 0 | 0 | 0 | 0 | 0 | 0 | 0 | 0 | 0 | 0
F5_Commercial_Warehouse_New_Food Preparation_Natural Gas_Range_E10 | F5 | Commercial | Warehouse | New | Food Preparation | Natural Gas | Range | E10 | Utility - Cost of Operation | 0 | 0 | 0 | 0 | 0 | 0 | 0 | 0 | 0 | 0 | 0 | 0 | 0 | 0 | 0 | 0 | 0 | 0 | 0 | 0 | 0 | 0 | 0 | 0 | 0 | 0 | 0 | 0 | 0 | 0
F6_Commercial_Warehouse_New_Food Preparation_Natural Gas_Range_E1 | F6 | Commercial | Warehouse | New | Food Preparation | Natural Gas | Range | E1 | Utility - Value of Sales | 0.14522 | 0.14619 | 0.14744 | 0.14986 | 0.15322 | 0.15727 | 0.16094 | 0.16409 | 0.16707 | 0.17012 | 0.17339 | 0.17657 | 0.17959 | 0.18262 | 0.1853 | 0.18784 | 0.19058 | 0.19334 | 0.19611 | 0.19888 | 0.2016 | 0.20426 | 0 | 0 | 0 | 0 | 0 | 0 | 0 | 0
F6_Commercial_Warehouse_New_Food Preparation_Natural Gas_Range_E2 | F6 | Commercial | Warehouse | New | Food Preparation | Natural Gas | Range | E2 | Utility - Value of Sales | 0.10892 | 0.10964 | 0.11058 | 0.1124 | 0.11492 | 0.11795 | 0.12071 | 0.12307 | 0.1253 | 0.12759 | 0.13004 | 0.13243 | 0.13469 | 0.13696 | 0.13897 | 0.14088 | 0.14294 | 0.145 | 0.14708 | 0.14916 | 0.1512 | 0.15319 | 0 | 0 | 0 | 0 | 0 | 0 | 0 | 0
F6_Commercial_Warehouse_New_Food Preparation_Natural Gas_Range_E3 | F6 | Commercial | Warehouse | New | Food Preparation | Natural Gas | Range | E3 | Utility - Value of Sales | 0 | 0 | 0 | 0 | 0 | 0 | 0 | 0 | 0 | 0 | 0 | 0 | 0 | 0 | 0 | 0 | 0 | 0 | 0 | 0 | 0 | 0 | 0 | 0 | 0 | 0 | 0 | 0 | 0 | 0
F6_Commercial_Warehouse_New_Food Preparation_Natural Gas_Range_E4 | F6 | Commercial | Warehouse | New | Food Preparation | Natural Gas | Range | E4 | Utility - Value of Sales | 0 | 0 | 0 | 0 | 0 | 0 | 0 | 0 | 0 | 0 | 0 | 0 | 0 | 0 | 0 | 0 | 0 | 0 | 0 | 0 | 0 | 0 | 0 | 0 | 0 | 0 | 0 | 0 | 0 | 0
F6_Commercial_Warehouse_New_Food Preparation_Natural Gas_Range_E5 | F6 | Commercial | Warehouse | New | Food Preparation | Natural Gas | Range | E5 | Utility - Value of Sales | 0 | 0 | 0 | 0 | 0 | 0 | 0 | 0 | 0 | 0 | 0 | 0 | 0 | 0 | 0 | 0 | 0 | 0 | 0 | 0 | 0 | 0 | 0 | 0 | 0 | 0 | 0 | 0 | 0 | 0
F6_Commercial_Warehouse_New_Food Preparation_Natural Gas_Range_E6 | F6 | Commercial | Warehouse | New | Food Preparation | Natural Gas | Range | E6 | Utility - Value of Sales | 0 | 0 | 0 | 0 | 0 | 0 | 0 | 0 | 0 | 0 | 0 | 0 | 0 | 0 | 0 | 0 | 0 | 0 | 0 | 0 | 0 | 0 | 0 | 0 | 0 | 0 | 0 | 0 | 0 | 0
F6_Commercial_Warehouse_New_Food Preparation_Natural Gas_Range_E7 | F6 | Commercial | Warehouse | New | Food Preparation | Natural Gas | Range | E7 | Utility - Value of Sales | 0 | 0 | 0 | 0 | 0 | 0 | 0 | 0 | 0 | 0 | 0 | 0 | 0 | 0 | 0 | 0 | 0 | 0 | 0 | 0 | 0 | 0 | 0 | 0 | 0 | 0 | 0 | 0 | 0 | 0
F6_Commercial_Warehouse_New_Food Preparation_Natural Gas_Range_E8 | F6 | Commercial | Warehouse | New | Food Preparation | Natural Gas | Range | E8 | Utility - Value of Sales | 0 | 0 | 0 | 0 | 0 | 0 | 0 | 0 | 0 | 0 | 0 | 0 | 0 | 0 | 0 | 0 | 0 | 0 | 0 | 0 | 0 | 0 | 0 | 0 | 0 | 0 | 0 | 0 | 0 | 0
F6_Commercial_Warehouse_New_Food Preparation_Natural Gas_Range_E9 | F6 | Commercial | Warehouse | New | Food Preparation | Natural Gas | Range | E9 | Utility - Value of Sales | 0 | 0 | 0 | 0 | 0 | 0 | 0 | 0 | 0 | 0 | 0 | 0 | 0 | 0 | 0 | 0 | 0 | 0 | 0 | 0 | 0 | 0 | 0 | 0 | 0 | 0 | 0 | 0 | 0 | 0
F6_Commercial_Warehouse_New_Food Preparation_Natural Gas_Range_E10 | F6 | Commercial | Warehouse | New | Food Preparation | Natural Gas | Range | E10 | Utility - Value of Sales | 0 | 0 | 0 | 0 | 0 | 0 | 0 | 0 | 0 | 0 | 0 | 0 | 0 | 0 | 0 | 0 | 0 | 0 | 0 | 0 | 0 | 0 | 0 | 0 | 0 | 0 | 0 | 0 | 0 | 0
F1_Commercial_Warehouse_New_Food Preparation_Natural Gas_Steamer_E1 | F1 | Commercial | Warehouse | New | Food Preparation | Natural Gas | Steamer | E1 | Participant - Cost of Equipment | 0.31883 | 0.31883 | 0.31883 | 0.31883 | 0.31883 | 0.31883 | 0.31883 | 0.31883 | 0.31883 | 0.31883 | 0.31883 | 0.31883 | 0.31883 | 0.31883 | 0.31883 | 0.31883 | 0.31883 | 0.31883 | 0.31883 | 0.31883 | 0.31883 | 0.31883 | 0 | 0 | 0 | 0 | 0 | 0 | 0 | 0
F1_Commercial_Warehouse_New_Food Preparation_Natural Gas_Steamer_E2 | F1 | Commercial | Warehouse | New | Food Preparation | Natural Gas | Steamer | E2 | Participant - Cost of Equipment | 0.34248 | 0.34248 | 0.34248 | 0.34248 | 0.34248 | 0.34248 | 0.34248 | 0.34248 | 0.34248 | 0.34248 | 0.34248 | 0.34248 | 0.34248 | 0.34248 | 0.34248 | 0.34248 | 0.34248 | 0.34248 | 0.34248 | 0.34248 | 0.34248 | 0.34248 | 0 | 0 | 0 | 0 | 0 | 0 | 0 | 0
F1_Commercial_Warehouse_New_Food Preparation_Natural Gas_Steamer_E3 | F1 | Commercial | Warehouse | New | Food Preparation | Natural Gas | Steamer | E3 | Participant - Cost of Equipment | 0 | 0 | 0 | 0 | 0 | 0 | 0 | 0 | 0 | 0 | 0 | 0 | 0 | 0 | 0 | 0 | 0 | 0 | 0 | 0 | 0 | 0 | 0 | 0 | 0 | 0 | 0 | 0 | 0 | 0
F1_Commercial_Warehouse_New_Food Preparation_Natural Gas_Steamer_E4 | F1 | Commercial | Warehouse | New | Food Preparation | Natural Gas | Steamer | E4 | Participant - Cost of Equipment | 0 | 0 | 0 | 0 | 0 | 0 | 0 | 0 | 0 | 0 | 0 | 0 | 0 | 0 | 0 | 0 | 0 | 0 | 0 | 0 | 0 | 0 | 0 | 0 | 0 | 0 | 0 | 0 | 0 | 0
F1_Commercial_Warehouse_New_Food Preparation_Natural Gas_Steamer_E5 | F1 | Commercial | Warehouse | New | Food Preparation | Natural Gas | Steamer | E5 | Participant - Cost of Equipment | 0 | 0 | 0 | 0 | 0 | 0 | 0 | 0 | 0 | 0 | 0 | 0 | 0 | 0 | 0 | 0 | 0 | 0 | 0 | 0 | 0 | 0 | 0 | 0 | 0 | 0 | 0 | 0 | 0 | 0
F1_Commercial_Warehouse_New_Food Preparation_Natural Gas_Steamer_E6 | F1 | Commercial | Warehouse | New | Food Preparation | Natural Gas | Steamer | E6 | Participant - Cost of Equipment | 0 | 0 | 0 | 0 | 0 | 0 | 0 | 0 | 0 | 0 | 0 | 0 | 0 | 0 | 0 | 0 | 0 | 0 | 0 | 0 | 0 | 0 | 0 | 0 | 0 | 0 | 0 | 0 | 0 | 0
F1_Commercial_Warehouse_New_Food Preparation_Natural Gas_Steamer_E7 | F1 | Commercial | Warehouse | New | Food Preparation | Natural Gas | Steamer | E7 | Participant - Cost of Equipment | 0 | 0 | 0 | 0 | 0 | 0 | 0 | 0 | 0 | 0 | 0 | 0 | 0 | 0 | 0 | 0 | 0 | 0 | 0 | 0 | 0 | 0 | 0 | 0 | 0 | 0 | 0 | 0 | 0 | 0
F1_Commercial_Warehouse_New_Food Preparation_Natural Gas_Steamer_E8 | F1 | Commercial | Warehouse | New | Food Preparation | Natural Gas | Steamer | E8 | Participant - Cost of Equipment | 0 | 0 | 0 | 0 | 0 | 0 | 0 | 0 | 0 | 0 | 0 | 0 | 0 | 0 | 0 | 0 | 0 | 0 | 0 | 0 | 0 | 0 | 0 | 0 | 0 | 0 | 0 | 0 | 0 | 0
F1_Commercial_Warehouse_New_Food Preparation_Natural Gas_Steamer_E9 | F1 | Commercial | Warehouse | New | Food Preparation | Natural Gas | Steamer | E9 | Participant - Cost of Equipment | 0 | 0 | 0 | 0 | 0 | 0 | 0 | 0 | 0 | 0 | 0 | 0 | 0 | 0 | 0 | 0 | 0 | 0 | 0 | 0 | 0 | 0 | 0 | 0 | 0 | 0 | 0 | 0 | 0 | 0
F1_Commercial_Warehouse_New_Food Preparation_Natural Gas_Steamer_E10 | F1 | Commercial | Warehouse | New | Food Preparation | Natural Gas | Steamer | E10 | Participant - Cost of Equipment | 0 | 0 | 0 | 0 | 0 | 0 | 0 | 0 | 0 | 0 | 0 | 0 | 0 | 0 | 0 | 0 | 0 | 0 | 0 | 0 | 0 | 0 | 0 | 0 | 0 | 0 | 0 | 0 | 0 | 0
F2_Commercial_Warehouse_New_Food Preparation_Natural Gas_Steamer_E1 | F2 | Commercial | Warehouse | New | Food Preparation | Natural Gas | Steamer | E1 | Participant - Cost of Operation | 0.34673 | 0.34967 | 0.35319 | 0.35908 | 0.36692 | 0.37623 | 0.38482 | 0.39223 | 0.39916 | 0.40599 | 0.41303 | 0.42004 | 0.42685 | 0.43388 | 0.44039 | 0.44684 | 0.45372 | 0.46066 | 0.46765 | 0.47467 | 0.48162 | 0.48846 | 0 | 0 | 0 | 0 | 0 | 0 | 0 | 0
F2_Commercial_Warehouse_New_Food Preparation_Natural Gas_Steamer_E2 | F2 | Commercial | Warehouse | New | Food Preparation | Natural Gas | Steamer | E2 | Participant - Cost of Operation | 0.072325 | 0.072938 | 0.073673 | 0.0749 | 0.076537 | 0.078477 | 0.08027 | 0.081816 | 0.083261 | 0.084686 | 0.086154 | 0.087616 | 0.089037 | 0.090503 | 0.091862 | 0.093206 | 0.094643 | 0.09609 | 0.097548 | 0.099013 | 0.10046 | 0.10189 | 0 | 0 | 0 | 0 | 0 | 0 | 0 | 0
F2_Commercial_Warehouse_New_Food Preparation_Natural Gas_Steamer_E3 | F2 | Commercial | Warehouse | New | Food Preparation | Natural Gas | Steamer | E3 | Participant - Cost of Operation | 0 | 0 | 0 | 0 | 0 | 0 | 0 | 0 | 0 | 0 | 0 | 0 | 0 | 0 | 0 | 0 | 0 | 0 | 0 | 0 | 0 | 0 | 0 | 0 | 0 | 0 | 0 | 0 | 0 | 0
F2_Commercial_Warehouse_New_Food Preparation_Natural Gas_Steamer_E4 | F2 | Commercial | Warehouse | New | Food Preparation | Natural Gas | Steamer | E4 | Participant - Cost of Operation | 0 | 0 | 0 | 0 | 0 | 0 | 0 | 0 | 0 | 0 | 0 | 0 | 0 | 0 | 0 | 0 | 0 | 0 | 0 | 0 | 0 | 0 | 0 | 0 | 0 | 0 | 0 | 0 | 0 | 0
F2_Commercial_Warehouse_New_Food Preparation_Natural Gas_Steamer_E5 | F2 | Commercial | Warehouse | New | Food Preparation | Natural Gas | Steamer | E5 | Participant - Cost of Operation | 0 | 0 | 0 | 0 | 0 | 0 | 0 | 0 | 0 | 0 | 0 | 0 | 0 | 0 | 0 | 0 | 0 | 0 | 0 | 0 | 0 | 0 | 0 | 0 | 0 | 0 | 0 | 0 | 0 | 0
F2_Commercial_Warehouse_New_Food Preparation_Natural Gas_Steamer_E6 | F2 | Commercial | Warehouse | New | Food Preparation | Natural Gas | Steamer | E6 | Participant - Cost of Operation | 0 | 0 | 0 | 0 | 0 | 0 | 0 | 0 | 0 | 0 | 0 | 0 | 0 | 0 | 0 | 0 | 0 | 0 | 0 | 0 | 0 | 0 | 0 | 0 | 0 | 0 | 0 | 0 | 0 | 0
F2_Commercial_Warehouse_New_Food Preparation_Natural Gas_Steamer_E7 | F2 | Commercial | Warehouse | New | Food Preparation | Natural Gas | Steamer | E7 | Participant - Cost of Operation | 0 | 0 | 0 | 0 | 0 | 0 | 0 | 0 | 0 | 0 | 0 | 0 | 0 | 0 | 0 | 0 | 0 | 0 | 0 | 0 | 0 | 0 | 0 | 0 | 0 | 0 | 0 | 0 | 0 | 0
F2_Commercial_Warehouse_New_Food Preparation_Natural Gas_Steamer_E8 | F2 | Commercial | Warehouse | New | Food Preparation | Natural Gas | Steamer | E8 | Participant - Cost of Operation | 0 | 0 | 0 | 0 | 0 | 0 | 0 | 0 | 0 | 0 | 0 | 0 | 0 | 0 | 0 | 0 | 0 | 0 | 0 | 0 | 0 | 0 | 0 | 0 | 0 | 0 | 0 | 0 | 0 | 0
F2_Commercial_Warehouse_New_Food Preparation_Natural Gas_Steamer_E9 | F2 | Commercial | Warehouse | New | Food Preparation | Natural Gas | Steamer | E9 | Participant - Cost of Operation | 0 | 0 | 0 | 0 | 0 | 0 | 0 | 0 | 0 | 0 | 0 | 0 | 0 | 0 | 0 | 0 | 0 | 0 | 0 | 0 | 0 | 0 | 0 | 0 | 0 | 0 | 0 | 0 | 0 | 0
F2_Commercial_Warehouse_New_Food Preparation_Natural Gas_Steamer_E10 | F2 | Commercial | Warehouse | New | Food Preparation | Natural Gas | Steamer | E10 | Participant - Cost of Operation | 0 | 0 | 0 | 0 | 0 | 0 | 0 | 0 | 0 | 0 | 0 | 0 | 0 | 0 | 0 | 0 | 0 | 0 | 0 | 0 | 0 | 0 | 0 | 0 | 0 | 0 | 0 | 0 | 0 | 0
F3_Commercial_Warehouse_New_Food Preparation_Natural Gas_Steamer_E1 | F3 | Commercial | Warehouse | New | Food Preparation | Natural Gas | Steamer | E1 | System - kBTUs of Conusmption | 32.63 | 32.725 | 32.8322 | 33.0787 | 33.2942 | 33.4776 | 33.6179 | 33.7376 | 33.8268 | 33.8856 | 33.9041 | 33.9019 | 33.8705 | 33.8107 | 33.7111 | 33.5954 | 33.471 | 33.3381 | 33.1862 | 33.0399 | 32.8881 | 32.732 | 0 | 0 | 0 | 0 | 0 | 0 | 0 | 0
F3_Commercial_Warehouse_New_Food Preparation_Natural Gas_Steamer_E2 | F3 | Commercial | Warehouse | New | Food Preparation | Natural Gas | Steamer | E2 | System - kBTUs of Conusmption | 6.8063 | 6.8262 | 6.8485 | 6.8999 | 6.9449 | 6.9831 | 7.0124 | 7.0374 | 7.056 | 7.0682 | 7.0721 | 7.0716 | 7.0651 | 7.0526 | 7.0318 | 7.0077 | 6.9818 | 6.954 | 6.9223 | 6.8918 | 6.8602 | 6.8276 | 0 | 0 | 0 | 0 | 0 | 0 | 0 | 0
F3_Commercial_Warehouse_New_Food Preparation_Natural Gas_Steamer_E3 | F3 | Commercial | Warehouse | New | Food Preparation | Natural Gas | Steamer | E3 | System - kBTUs of Conusmption | 0 | 0 | 0 | 0 | 0 | 0 | 0 | 0 | 0 | 0 | 0 | 0 | 0 | 0 | 0 | 0 | 0 | 0 | 0 | 0 | 0 | 0 | 0 | 0 | 0 | 0 | 0 | 0 | 0 | 0
F3_Commercial_Warehouse_New_Food Preparation_Natural Gas_Steamer_E4 | F3 | Commercial | Warehouse | New | Food Preparation | Natural Gas | Steamer | E4 | System - kBTUs of Conusmption | 0 | 0 | 0 | 0 | 0 | 0 | 0 | 0 | 0 | 0 | 0 | 0 | 0 | 0 | 0 | 0 | 0 | 0 | 0 | 0 | 0 | 0 | 0 | 0 | 0 | 0 | 0 | 0 | 0 | 0
F3_Commercial_Warehouse_New_Food Preparation_Natural Gas_Steamer_E5 | F3 | Commercial | Warehouse | New | Food Preparation | Natural Gas | Steamer | E5 | System - kBTUs of Conusmption | 0 | 0 | 0 | 0 | 0 | 0 | 0 | 0 | 0 | 0 | 0 | 0 | 0 | 0 | 0 | 0 | 0 | 0 | 0 | 0 | 0 | 0 | 0 | 0 | 0 | 0 | 0 | 0 | 0 | 0
F3_Commercial_Warehouse_New_Food Preparation_Natural Gas_Steamer_E6 | F3 | Commercial | Warehouse | New | Food Preparation | Natural Gas | Steamer | E6 | System - kBTUs of Conusmption | 0 | 0 | 0 | 0 | 0 | 0 | 0 | 0 | 0 | 0 | 0 | 0 | 0 | 0 | 0 | 0 | 0 | 0 | 0 | 0 | 0 | 0 | 0 | 0 | 0 | 0 | 0 | 0 | 0 | 0
F3_Commercial_Warehouse_New_Food Preparation_Natural Gas_Steamer_E7 | F3 | Commercial | Warehouse | New | Food Preparation | Natural Gas | Steamer | E7 | System - kBTUs of Conusmption | 0 | 0 | 0 | 0 | 0 | 0 | 0 | 0 | 0 | 0 | 0 | 0 | 0 | 0 | 0 | 0 | 0 | 0 | 0 | 0 | 0 | 0 | 0 | 0 | 0 | 0 | 0 | 0 | 0 | 0
F3_Commercial_Warehouse_New_Food Preparation_Natural Gas_Steamer_E8 | F3 | Commercial | Warehouse | New | Food Preparation | Natural Gas | Steamer | E8 | System - kBTUs of Conusmption | 0 | 0 | 0 | 0 | 0 | 0 | 0 | 0 | 0 | 0 | 0 | 0 | 0 | 0 | 0 | 0 | 0 | 0 | 0 | 0 | 0 | 0 | 0 | 0 | 0 | 0 | 0 | 0 | 0 | 0
F3_Commercial_Warehouse_New_Food Preparation_Natural Gas_Steamer_E9 | F3 | Commercial | Warehouse | New | Food Preparation | Natural Gas | Steamer | E9 | System - kBTUs of Conusmption | 0 | 0 | 0 | 0 | 0 | 0 | 0 | 0 | 0 | 0 | 0 | 0 | 0 | 0 | 0 | 0 | 0 | 0 | 0 | 0 | 0 | 0 | 0 | 0 | 0 | 0 | 0 | 0 | 0 | 0
F3_Commercial_Warehouse_New_Food Preparation_Natural Gas_Steamer_E10 | F3 | Commercial | Warehouse | New | Food Preparation | Natural Gas | Steamer | E10 | System - kBTUs of Conusmption | 0 | 0 | 0 | 0 | 0 | 0 | 0 | 0 | 0 | 0 | 0 | 0 | 0 | 0 | 0 | 0 | 0 | 0 | 0 | 0 | 0 | 0 | 0 | 0 | 0 | 0 | 0 | 0 | 0 | 0
F4_Commercial_Warehouse_New_Food Preparation_Natural Gas_Steamer_E1 | F4 | Commercial | Warehouse | New | Food Preparation | Natural Gas | Steamer | E1 | Utility - Cost of Equipment | 0.31883 | 0.31883 | 0.31883 | 0.31883 | 0.31883 | 0.31883 | 0.31883 | 0.31883 | 0.31883 | 0.31883 | 0.31883 | 0.31883 | 0.31883 | 0.31883 | 0.31883 | 0.31883 | 0.31883 | 0.31883 | 0.31883 | 0.31883 | 0.31883 | 0.31883 | 0 | 0 | 0 | 0 | 0 | 0 | 0 | 0
F4_Commercial_Warehouse_New_Food Preparation_Natural Gas_Steamer_E2 | F4 | Commercial | Warehouse | New | Food Preparation | Natural Gas | Steamer | E2 | Utility - Cost of Equipment | 0.34248 | 0.34248 | 0.34248 | 0.34248 | 0.34248 | 0.34248 | 0.34248 | 0.34248 | 0.34248 | 0.34248 | 0.34248 | 0.34248 | 0.34248 | 0.34248 | 0.34248 | 0.34248 | 0.34248 | 0.34248 | 0.34248 | 0.34248 | 0.34248 | 0.34248 | 0 | 0 | 0 | 0 | 0 | 0 | 0 | 0
F4_Commercial_Warehouse_New_Food Preparation_Natural Gas_Steamer_E3 | F4 | Commercial | Warehouse | New | Food Preparation | Natural Gas | Steamer | E3 | Utility - Cost of Equipment | 0 | 0 | 0 | 0 | 0 | 0 | 0 | 0 | 0 | 0 | 0 | 0 | 0 | 0 | 0 | 0 | 0 | 0 | 0 | 0 | 0 | 0 | 0 | 0 | 0 | 0 | 0 | 0 | 0 | 0
F4_Commercial_Warehouse_New_Food Preparation_Natural Gas_Steamer_E4 | F4 | Commercial | Warehouse | New | Food Preparation | Natural Gas | Steamer | E4 | Utility - Cost of Equipment | 0 | 0 | 0 | 0 | 0 | 0 | 0 | 0 | 0 | 0 | 0 | 0 | 0 | 0 | 0 | 0 | 0 | 0 | 0 | 0 | 0 | 0 | 0 | 0 | 0 | 0 | 0 | 0 | 0 | 0
F4_Commercial_Warehouse_New_Food Preparation_Natural Gas_Steamer_E5 | F4 | Commercial | Warehouse | New | Food Preparation | Natural Gas | Steamer | E5 | Utility - Cost of Equipment | 0 | 0 | 0 | 0 | 0 | 0 | 0 | 0 | 0 | 0 | 0 | 0 | 0 | 0 | 0 | 0 | 0 | 0 | 0 | 0 | 0 | 0 | 0 | 0 | 0 | 0 | 0 | 0 | 0 | 0
F4_Commercial_Warehouse_New_Food Preparation_Natural Gas_Steamer_E6 | F4 | Commercial | Warehouse | New | Food Preparation | Natural Gas | Steamer | E6 | Utility - Cost of Equipment | 0 | 0 | 0 | 0 | 0 | 0 | 0 | 0 | 0 | 0 | 0 | 0 | 0 | 0 | 0 | 0 | 0 | 0 | 0 | 0 | 0 | 0 | 0 | 0 | 0 | 0 | 0 | 0 | 0 | 0
F4_Commercial_Warehouse_New_Food Preparation_Natural Gas_Steamer_E7 | F4 | Commercial | Warehouse | New | Food Preparation | Natural Gas | Steamer | E7 | Utility - Cost of Equipment | 0 | 0 | 0 | 0 | 0 | 0 | 0 | 0 | 0 | 0 | 0 | 0 | 0 | 0 | 0 | 0 | 0 | 0 | 0 | 0 | 0 | 0 | 0 | 0 | 0 | 0 | 0 | 0 | 0 | 0
F4_Commercial_Warehouse_New_Food Preparation_Natural Gas_Steamer_E8 | F4 | Commercial | Warehouse | New | Food Preparation | Natural Gas | Steamer | E8 | Utility - Cost of Equipment | 0 | 0 | 0 | 0 | 0 | 0 | 0 | 0 | 0 | 0 | 0 | 0 | 0 | 0 | 0 | 0 | 0 | 0 | 0 | 0 | 0 | 0 | 0 | 0 | 0 | 0 | 0 | 0 | 0 | 0
F4_Commercial_Warehouse_New_Food Preparation_Natural Gas_Steamer_E9 | F4 | Commercial | Warehouse | New | Food Preparation | Natural Gas | Steamer | E9 | Utility - Cost of Equipment | 0 | 0 | 0 | 0 | 0 | 0 | 0 | 0 | 0 | 0 | 0 | 0 | 0 | 0 | 0 | 0 | 0 | 0 | 0 | 0 | 0 | 0 | 0 | 0 | 0 | 0 | 0 | 0 | 0 | 0
F4_Commercial_Warehouse_New_Food Preparation_Natural Gas_Steamer_E10 | F4 | Commercial | Warehouse | New | Food Preparation | Natural Gas | Steamer | E10 | Utility - Cost of Equipment | 0 | 0 | 0 | 0 | 0 | 0 | 0 | 0 | 0 | 0 | 0 | 0 | 0 | 0 | 0 | 0 | 0 | 0 | 0 | 0 | 0 | 0 | 0 | 0 | 0 | 0 | 0 | 0 | 0 | 0
F5_Commercial_Warehouse_New_Food Preparation_Natural Gas_Steamer_E1 | F5 | Commercial | Warehouse | New | Food Preparation | Natural Gas | Steamer | E1 | Utility - Cost of Operation | 0.28941 | 0.29186 | 0.2948 | 0.29971 | 0.30626 | 0.31403 | 0.3212 | 0.32739 | 0.33317 | 0.33887 | 0.34475 | 0.3506 | 0.35628 | 0.36215 | 0.36759 | 0.37296 | 0.37871 | 0.3845 | 0.39034 | 0.3962 | 0.402 | 0.40771 | 0 | 0 | 0 | 0 | 0 | 0 | 0 | 0
F5_Commercial_Warehouse_New_Food Preparation_Natural Gas_Steamer_E2 | F5 | Commercial | Warehouse | New | Food Preparation | Natural Gas | Steamer | E2 | Utility - Cost of Operation | 0.060368 | 0.06088 | 0.061493 | 0.062518 | 0.063884 | 0.065503 | 0.067 | 0.06829 | 0.069496 | 0.070686 | 0.071911 | 0.073131 | 0.074317 | 0.075541 | 0.076676 | 0.077797 | 0.078996 | 0.080204 | 0.081422 | 0.082644 | 0.083853 | 0.085044 | 0 | 0 | 0 | 0 | 0 | 0 | 0 | 0
F5_Commercial_Warehouse_New_Food Preparation_Natural Gas_Steamer_E3 | F5 | Commercial | Warehouse | New | Food Preparation | Natural Gas | Steamer | E3 | Utility - Cost of Operation | 0 | 0 | 0 | 0 | 0 | 0 | 0 | 0 | 0 | 0 | 0 | 0 | 0 | 0 | 0 | 0 | 0 | 0 | 0 | 0 | 0 | 0 | 0 | 0 | 0 | 0 | 0 | 0 | 0 | 0
F5_Commercial_Warehouse_New_Food Preparation_Natural Gas_Steamer_E4 | F5 | Commercial | Warehouse | New | Food Preparation | Natural Gas | Steamer | E4 | Utility - Cost of Operation | 0 | 0 | 0 | 0 | 0 | 0 | 0 | 0 | 0 | 0 | 0 | 0 | 0 | 0 | 0 | 0 | 0 | 0 | 0 | 0 | 0 | 0 | 0 | 0 | 0 | 0 | 0 | 0 | 0 | 0
F5_Commercial_Warehouse_New_Food Preparation_Natural Gas_Steamer_E5 | F5 | Commercial | Warehouse | New | Food Preparation | Natural Gas | Steamer | E5 | Utility - Cost of Operation | 0 | 0 | 0 | 0 | 0 | 0 | 0 | 0 | 0 | 0 | 0 | 0 | 0 | 0 | 0 | 0 | 0 | 0 | 0 | 0 | 0 | 0 | 0 | 0 | 0 | 0 | 0 | 0 | 0 | 0
F5_Commercial_Warehouse_New_Food Preparation_Natural Gas_Steamer_E6 | F5 | Commercial | Warehouse | New | Food Preparation | Natural Gas | Steamer | E6 | Utility - Cost of Operation | 0 | 0 | 0 | 0 | 0 | 0 | 0 | 0 | 0 | 0 | 0 | 0 | 0 | 0 | 0 | 0 | 0 | 0 | 0 | 0 | 0 | 0 | 0 | 0 | 0 | 0 | 0 | 0 | 0 | 0
F5_Commercial_Warehouse_New_Food Preparation_Natural Gas_Steamer_E7 | F5 | Commercial | Warehouse | New | Food Preparation | Natural Gas | Steamer | E7 | Utility - Cost of Operation | 0 | 0 | 0 | 0 | 0 | 0 | 0 | 0 | 0 | 0 | 0 | 0 | 0 | 0 | 0 | 0 | 0 | 0 | 0 | 0 | 0 | 0 | 0 | 0 | 0 | 0 | 0 | 0 | 0 | 0
F5_Commercial_Warehouse_New_Food Preparation_Natural Gas_Steamer_E8 | F5 | Commercial | Warehouse | New | Food Preparation | Natural Gas | Steamer | E8 | Utility - Cost of Operation | 0 | 0 | 0 | 0 | 0 | 0 | 0 | 0 | 0 | 0 | 0 | 0 | 0 | 0 | 0 | 0 | 0 | 0 | 0 | 0 | 0 | 0 | 0 | 0 | 0 | 0 | 0 | 0 | 0 | 0
F5_Commercial_Warehouse_New_Food Preparation_Natural Gas_Steamer_E9 | F5 | Commercial | Warehouse | New | Food Preparation | Natural Gas | Steamer | E9 | Utility - Cost of Operation | 0 | 0 | 0 | 0 | 0 | 0 | 0 | 0 | 0 | 0 | 0 | 0 | 0 | 0 | 0 | 0 | 0 | 0 | 0 | 0 | 0 | 0 | 0 | 0 | 0 | 0 | 0 | 0 | 0 | 0
F5_Commercial_Warehouse_New_Food Preparation_Natural Gas_Steamer_E10 | F5 | Commercial | Warehouse | New | Food Preparation | Natural Gas | Steamer | E10 | Utility - Cost of Operation | 0 | 0 | 0 | 0 | 0 | 0 | 0 | 0 | 0 | 0 | 0 | 0 | 0 | 0 | 0 | 0 | 0 | 0 | 0 | 0 | 0 | 0 | 0 | 0 | 0 | 0 | 0 | 0 | 0 | 0
F6_Commercial_Warehouse_New_Food Preparation_Natural Gas_Steamer_E1 | F6 | Commercial | Warehouse | New | Food Preparation | Natural Gas | Steamer | E1 | Utility - Value of Sales | 0.34673 | 0.34967 | 0.35319 | 0.35908 | 0.36692 | 0.37623 | 0.38482 | 0.39223 | 0.39916 | 0.40599 | 0.41303 | 0.42004 | 0.42685 | 0.43388 | 0.44039 | 0.44684 | 0.45372 | 0.46066 | 0.46765 | 0.47467 | 0.48162 | 0.48846 | 0 | 0 | 0 | 0 | 0 | 0 | 0 | 0
F6_Commercial_Warehouse_New_Food Preparation_Natural Gas_Steamer_E2 | F6 | Commercial | Warehouse | New | Food Preparation | Natural Gas | Steamer | E2 | Utility - Value of Sales | 0.072325 | 0.072938 | 0.073673 | 0.0749 | 0.076537 | 0.078477 | 0.08027 | 0.081816 | 0.083261 | 0.084686 | 0.086154 | 0.087616 | 0.089037 | 0.090503 | 0.091862 | 0.093206 | 0.094643 | 0.09609 | 0.097548 | 0.099013 | 0.10046 | 0.10189 | 0 | 0 | 0 | 0 | 0 | 0 | 0 | 0
F6_Commercial_Warehouse_New_Food Preparation_Natural Gas_Steamer_E3 | F6 | Commercial | Warehouse | New | Food Preparation | Natural Gas | Steamer | E3 | Utility - Value of Sales | 0 | 0 | 0 | 0 | 0 | 0 | 0 | 0 | 0 | 0 | 0 | 0 | 0 | 0 | 0 | 0 | 0 | 0 | 0 | 0 | 0 | 0 | 0 | 0 | 0 | 0 | 0 | 0 | 0 | 0
F6_Commercial_Warehouse_New_Food Preparation_Natural Gas_Steamer_E4 | F6 | Commercial | Warehouse | New | Food Preparation | Natural Gas | Steamer | E4 | Utility - Value of Sales | 0 | 0 | 0 | 0 | 0 | 0 | 0 | 0 | 0 | 0 | 0 | 0 | 0 | 0 | 0 | 0 | 0 | 0 | 0 | 0 | 0 | 0 | 0 | 0 | 0 | 0 | 0 | 0 | 0 | 0
F6_Commercial_Warehouse_New_Food Preparation_Natural Gas_Steamer_E5 | F6 | Commercial | Warehouse | New | Food Preparation | Natural Gas | Steamer | E5 | Utility - Value of Sales | 0 | 0 | 0 | 0 | 0 | 0 | 0 | 0 | 0 | 0 | 0 | 0 | 0 | 0 | 0 | 0 | 0 | 0 | 0 | 0 | 0 | 0 | 0 | 0 | 0 | 0 | 0 | 0 | 0 | 0
F6_Commercial_Warehouse_New_Food Preparation_Natural Gas_Steamer_E6 | F6 | Commercial | Warehouse | New | Food Preparation | Natural Gas | Steamer | E6 | Utility - Value of Sales | 0 | 0 | 0 | 0 | 0 | 0 | 0 | 0 | 0 | 0 | 0 | 0 | 0 | 0 | 0 | 0 | 0 | 0 | 0 | 0 | 0 | 0 | 0 | 0 | 0 | 0 | 0 | 0 | 0 | 0
F6_Commercial_Warehouse_New_Food Preparation_Natural Gas_Steamer_E7 | F6 | Commercial | Warehouse | New | Food Preparation | Natural Gas | Steamer | E7 | Utility - Value of Sales | 0 | 0 | 0 | 0 | 0 | 0 | 0 | 0 | 0 | 0 | 0 | 0 | 0 | 0 | 0 | 0 | 0 | 0 | 0 | 0 | 0 | 0 | 0 | 0 | 0 | 0 | 0 | 0 | 0 | 0
F6_Commercial_Warehouse_New_Food Preparation_Natural Gas_Steamer_E8 | F6 | Commercial | Warehouse | New | Food Preparation | Natural Gas | Steamer | E8 | Utility - Value of Sales | 0 | 0 | 0 | 0 | 0 | 0 | 0 | 0 | 0 | 0 | 0 | 0 | 0 | 0 | 0 | 0 | 0 | 0 | 0 | 0 | 0 | 0 | 0 | 0 | 0 | 0 | 0 | 0 | 0 | 0
F6_Commercial_Warehouse_New_Food Preparation_Natural Gas_Steamer_E9 | F6 | Commercial | Warehouse | New | Food Preparation | Natural Gas | Steamer | E9 | Utility - Value of Sales | 0 | 0 | 0 | 0 | 0 | 0 | 0 | 0 | 0 | 0 | 0 | 0 | 0 | 0 | 0 | 0 | 0 | 0 | 0 | 0 | 0 | 0 | 0 | 0 | 0 | 0 | 0 | 0 | 0 | 0
F6_Commercial_Warehouse_New_Food Preparation_Natural Gas_Steamer_E10 | F6 | Commercial | Warehouse | New | Food Preparation | Natural Gas | Steamer | E10 | Utility - Value of Sales | 0 | 0 | 0 | 0 | 0 | 0 | 0 | 0 | 0 | 0 | 0 | 0 | 0 | 0 | 0 | 0 | 0 | 0 | 0 | 0 | 0 | 0 | 0 | 0 | 0 | 0 | 0 | 0 | 0 | 0
F1_Commercial_Warehouse_New_Food Preparation_Natural Gas_Food Prep Other_E1 | F1 | Commercial | Warehouse | New | Food Preparation | Natural Gas | Food Prep Other | E1 | Participant - Cost of Equipment | 0.013508 | 0.013508 | 0.013508 | 0.013508 | 0.013508 | 0.013508 | 0.013508 | 0.013508 | 0.013508 | 0.013508 | 0.013508 | 0.013508 | 0.013508 | 0.013508 | 0.013508 | 0.013508 | 0.013508 | 0.013508 | 0.013508 | 0.013508 | 0.013508 | 0.013508 | 0 | 0 | 0 | 0 | 0 | 0 | 0 | 0
F1_Commercial_Warehouse_New_Food Preparation_Natural Gas_Food Prep Other_E2 | F1 | Commercial | Warehouse | New | Food Preparation | Natural Gas | Food Prep Other | E2 | Participant - Cost of Equipment | 0.013522 | 0.013522 | 0.013522 | 0.013522 | 0.013522 | 0.013522 | 0.013522 | 0.013522 | 0.013522 | 0.013522 | 0.013522 | 0.013522 | 0.013522 | 0.013522 | 0.013522 | 0.013522 | 0.013522 | 0.013522 | 0.013522 | 0.013522 | 0.013522 | 0.013522 | 0 | 0 | 0 | 0 | 0 | 0 | 0 | 0
F1_Commercial_Warehouse_New_Food Preparation_Natural Gas_Food Prep Other_E3 | F1 | Commercial | Warehouse | New | Food Preparation | Natural Gas | Food Prep Other | E3 | Participant - Cost of Equipment | 0 | 0 | 0 | 0 | 0 | 0 | 0 | 0 | 0 | 0 | 0 | 0 | 0 | 0 | 0 | 0 | 0 | 0 | 0 | 0 | 0 | 0 | 0 | 0 | 0 | 0 | 0 | 0 | 0 | 0
F1_Commercial_Warehouse_New_Food Preparation_Natural Gas_Food Prep Other_E4 | F1 | Commercial | Warehouse | New | Food Preparation | Natural Gas | Food Prep Other | E4 | Participant - Cost of Equipment | 0 | 0 | 0 | 0 | 0 | 0 | 0 | 0 | 0 | 0 | 0 | 0 | 0 | 0 | 0 | 0 | 0 | 0 | 0 | 0 | 0 | 0 | 0 | 0 | 0 | 0 | 0 | 0 | 0 | 0
F1_Commercial_Warehouse_New_Food Preparation_Natural Gas_Food Prep Other_E5 | F1 | Commercial | Warehouse | New | Food Preparation | Natural Gas | Food Prep Other | E5 | Participant - Cost of Equipment | 0 | 0 | 0 | 0 | 0 | 0 | 0 | 0 | 0 | 0 | 0 | 0 | 0 | 0 | 0 | 0 | 0 | 0 | 0 | 0 | 0 | 0 | 0 | 0 | 0 | 0 | 0 | 0 | 0 | 0
F1_Commercial_Warehouse_New_Food Preparation_Natural Gas_Food Prep Other_E6 | F1 | Commercial | Warehouse | New | Food Preparation | Natural Gas | Food Prep Other | E6 | Participant - Cost of Equipment | 0 | 0 | 0 | 0 | 0 | 0 | 0 | 0 | 0 | 0 | 0 | 0 | 0 | 0 | 0 | 0 | 0 | 0 | 0 | 0 | 0 | 0 | 0 | 0 | 0 | 0 | 0 | 0 | 0 | 0
F1_Commercial_Warehouse_New_Food Preparation_Natural Gas_Food Prep Other_E7 | F1 | Commercial | Warehouse | New | Food Preparation | Natural Gas | Food Prep Other | E7 | Participant - Cost of Equipment | 0 | 0 | 0 | 0 | 0 | 0 | 0 | 0 | 0 | 0 | 0 | 0 | 0 | 0 | 0 | 0 | 0 | 0 | 0 | 0 | 0 | 0 | 0 | 0 | 0 | 0 | 0 | 0 | 0 | 0
F1_Commercial_Warehouse_New_Food Preparation_Natural Gas_Food Prep Other_E8 | F1 | Commercial | Warehouse | New | Food Preparation | Natural Gas | Food Prep Other | E8 | Participant - Cost of Equipment | 0 | 0 | 0 | 0 | 0 | 0 | 0 | 0 | 0 | 0 | 0 | 0 | 0 | 0 | 0 | 0 | 0 | 0 | 0 | 0 | 0 | 0 | 0 | 0 | 0 | 0 | 0 | 0 | 0 | 0
F1_Commercial_Warehouse_New_Food Preparation_Natural Gas_Food Prep Other_E9 | F1 | Commercial | Warehouse | New | Food Preparation | Natural Gas | Food Prep Other | E9 | Participant - Cost of Equipment | 0 | 0 | 0 | 0 | 0 | 0 | 0 | 0 | 0 | 0 | 0 | 0 | 0 | 0 | 0 | 0 | 0 | 0 | 0 | 0 | 0 | 0 | 0 | 0 | 0 | 0 | 0 | 0 | 0 | 0
F1_Commercial_Warehouse_New_Food Preparation_Natural Gas_Food Prep Other_E10 | F1 | Commercial | Warehouse | New | Food Preparation | Natural Gas | Food Prep Other | E10 | Participant - Cost of Equipment | 0 | 0 | 0 | 0 | 0 | 0 | 0 | 0 | 0 | 0 | 0 | 0 | 0 | 0 | 0 | 0 | 0 | 0 | 0 | 0 | 0 | 0 | 0 | 0 | 0 | 0 | 0 | 0 | 0 | 0
F2_Commercial_Warehouse_New_Food Preparation_Natural Gas_Food Prep Other_E1 | F2 | Commercial | Warehouse | New | Food Preparation | Natural Gas | Food Prep Other | E1 | Participant - Cost of Operation | 0.14706 | 0.14804 | 0.14931 | 0.15176 | 0.15517 | 0.15926 | 0.16298 | 0.16617 | 0.16919 | 0.17228 | 0.17559 | 0.17881 | 0.18186 | 0.18493 | 0.18765 | 0.19022 | 0.193 | 0.19579 | 0.1986 | 0.2014 | 0.20416 | 0.20684 | 0 | 0 | 0 | 0 | 0 | 0 | 0 | 0
F2_Commercial_Warehouse_New_Food Preparation_Natural Gas_Food Prep Other_E2 | F2 | Commercial | Warehouse | New | Food Preparation | Natural Gas | Food Prep Other | E2 | Participant - Cost of Operation | 0.14706 | 0.14804 | 0.14931 | 0.15176 | 0.15516 | 0.15926 | 0.16298 | 0.16617 | 0.16919 | 0.17228 | 0.17558 | 0.17881 | 0.18186 | 0.18493 | 0.18765 | 0.19022 | 0.193 | 0.19579 | 0.19859 | 0.2014 | 0.20415 | 0.20684 | 0 | 0 | 0 | 0 | 0 | 0 | 0 | 0
F2_Commercial_Warehouse_New_Food Preparation_Natural Gas_Food Prep Other_E3 | F2 | Commercial | Warehouse | New | Food Preparation | Natural Gas | Food Prep Other | E3 | Participant - Cost of Operation | 0 | 0 | 0 | 0 | 0 | 0 | 0 | 0 | 0 | 0 | 0 | 0 | 0 | 0 | 0 | 0 | 0 | 0 | 0 | 0 | 0 | 0 | 0 | 0 | 0 | 0 | 0 | 0 | 0 | 0
F2_Commercial_Warehouse_New_Food Preparation_Natural Gas_Food Prep Other_E4 | F2 | Commercial | Warehouse | New | Food Preparation | Natural Gas | Food Prep Other | E4 | Participant - Cost of Operation | 0 | 0 | 0 | 0 | 0 | 0 | 0 | 0 | 0 | 0 | 0 | 0 | 0 | 0 | 0 | 0 | 0 | 0 | 0 | 0 | 0 | 0 | 0 | 0 | 0 | 0 | 0 | 0 | 0 | 0
F2_Commercial_Warehouse_New_Food Preparation_Natural Gas_Food Prep Other_E5 | F2 | Commercial | Warehouse | New | Food Preparation | Natural Gas | Food Prep Other | E5 | Participant - Cost of Operation | 0 | 0 | 0 | 0 | 0 | 0 | 0 | 0 | 0 | 0 | 0 | 0 | 0 | 0 | 0 | 0 | 0 | 0 | 0 | 0 | 0 | 0 | 0 | 0 | 0 | 0 | 0 | 0 | 0 | 0
F2_Commercial_Warehouse_New_Food Preparation_Natural Gas_Food Prep Other_E6 | F2 | Commercial | Warehouse | New | Food Preparation | Natural Gas | Food Prep Other | E6 | Participant - Cost of Operation | 0 | 0 | 0 | 0 | 0 | 0 | 0 | 0 | 0 | 0 | 0 | 0 | 0 | 0 | 0 | 0 | 0 | 0 | 0 | 0 | 0 | 0 | 0 | 0 | 0 | 0 | 0 | 0 | 0 | 0
F2_Commercial_Warehouse_New_Food Preparation_Natural Gas_Food Prep Other_E7 | F2 | Commercial | Warehouse | New | Food Preparation | Natural Gas | Food Prep Other | E7 | Participant - Cost of Operation | 0 | 0 | 0 | 0 | 0 | 0 | 0 | 0 | 0 | 0 | 0 | 0 | 0 | 0 | 0 | 0 | 0 | 0 | 0 | 0 | 0 | 0 | 0 | 0 | 0 | 0 | 0 | 0 | 0 | 0
F2_Commercial_Warehouse_New_Food Preparation_Natural Gas_Food Prep Other_E8 | F2 | Commercial | Warehouse | New | Food Preparation | Natural Gas | Food Prep Other | E8 | Participant - Cost of Operation | 0 | 0 | 0 | 0 | 0 | 0 | 0 | 0 | 0 | 0 | 0 | 0 | 0 | 0 | 0 | 0 | 0 | 0 | 0 | 0 | 0 | 0 | 0 | 0 | 0 | 0 | 0 | 0 | 0 | 0
F2_Commercial_Warehouse_New_Food Preparation_Natural Gas_Food Prep Other_E9 | F2 | Commercial | Warehouse | New | Food Preparation | Natural Gas | Food Prep Other | E9 | Participant - Cost of Operation | 0 | 0 | 0 | 0 | 0 | 0 | 0 | 0 | 0 | 0 | 0 | 0 | 0 | 0 | 0 | 0 | 0 | 0 | 0 | 0 | 0 | 0 | 0 | 0 | 0 | 0 | 0 | 0 | 0 | 0
F2_Commercial_Warehouse_New_Food Preparation_Natural Gas_Food Prep Other_E10 | F2 | Commercial | Warehouse | New | Food Preparation | Natural Gas | Food Prep Other | E10 | Participant - Cost of Operation | 0 | 0 | 0 | 0 | 0 | 0 | 0 | 0 | 0 | 0 | 0 | 0 | 0 | 0 | 0 | 0 | 0 | 0 | 0 | 0 | 0 | 0 | 0 | 0 | 0 | 0 | 0 | 0 | 0 | 0
F3_Commercial_Warehouse_New_Food Preparation_Natural Gas_Food Prep Other_E1 | F3 | Commercial | Warehouse | New | Food Preparation | Natural Gas | Food Prep Other | E1 | System - kBTUs of Conusmption | 13.9339 | 13.9713 | 14.0167 | 14.1343 | 14.2368 | 14.3236 | 14.3896 | 14.4546 | 14.5142 | 14.5685 | 14.6138 | 14.6413 | 14.6472 | 14.6313 | 14.5879 | 14.5282 | 14.4641 | 14.3955 | 14.3172 | 14.2417 | 14.1634 | 14.0829 | 0 | 0 | 0 | 0 | 0 | 0 | 0 | 0
F3_Commercial_Warehouse_New_Food Preparation_Natural Gas_Food Prep Other_E2 | F3 | Commercial | Warehouse | New | Food Preparation | Natural Gas | Food Prep Other | E2 | System - kBTUs of Conusmption | 13.9338 | 13.9712 | 14.0166 | 14.1342 | 14.2367 | 14.3235 | 14.3895 | 14.4545 | 14.5141 | 14.5684 | 14.6137 | 14.6412 | 14.647 | 14.6312 | 14.5878 | 14.5281 | 14.464 | 14.3954 | 14.3171 | 14.2416 | 14.1633 | 14.0828 | 0 | 0 | 0 | 0 | 0 | 0 | 0 | 0
F3_Commercial_Warehouse_New_Food Preparation_Natural Gas_Food Prep Other_E3 | F3 | Commercial | Warehouse | New | Food Preparation | Natural Gas | Food Prep Other | E3 | System - kBTUs of Conusmption | 0 | 0 | 0 | 0 | 0 | 0 | 0 | 0 | 0 | 0 | 0 | 0 | 0 | 0 | 0 | 0 | 0 | 0 | 0 | 0 | 0 | 0 | 0 | 0 | 0 | 0 | 0 | 0 | 0 | 0
F3_Commercial_Warehouse_New_Food Preparation_Natural Gas_Food Prep Other_E4 | F3 | Commercial | Warehouse | New | Food Preparation | Natural Gas | Food Prep Other | E4 | System - kBTUs of Conusmption | 0 | 0 | 0 | 0 | 0 | 0 | 0 | 0 | 0 | 0 | 0 | 0 | 0 | 0 | 0 | 0 | 0 | 0 | 0 | 0 | 0 | 0 | 0 | 0 | 0 | 0 | 0 | 0 | 0 | 0
F3_Commercial_Warehouse_New_Food Preparation_Natural Gas_Food Prep Other_E5 | F3 | Commercial | Warehouse | New | Food Preparation | Natural Gas | Food Prep Other | E5 | System - kBTUs of Conusmption | 0 | 0 | 0 | 0 | 0 | 0 | 0 | 0 | 0 | 0 | 0 | 0 | 0 | 0 | 0 | 0 | 0 | 0 | 0 | 0 | 0 | 0 | 0 | 0 | 0 | 0 | 0 | 0 | 0 | 0
F3_Commercial_Warehouse_New_Food Preparation_Natural Gas_Food Prep Other_E6 | F3 | Commercial | Warehouse | New | Food Preparation | Natural Gas | Food Prep Other | E6 | System - kBTUs of Conusmption | 0 | 0 | 0 | 0 | 0 | 0 | 0 | 0 | 0 | 0 | 0 | 0 | 0 | 0 | 0 | 0 | 0 | 0 | 0 | 0 | 0 | 0 | 0 | 0 | 0 | 0 | 0 | 0 | 0 | 0
F3_Commercial_Warehouse_New_Food Preparation_Natural Gas_Food Prep Other_E7 | F3 | Commercial | Warehouse | New | Food Preparation | Natural Gas | Food Prep Other | E7 | System - kBTUs of Conusmption | 0 | 0 | 0 | 0 | 0 | 0 | 0 | 0 | 0 | 0 | 0 | 0 | 0 | 0 | 0 | 0 | 0 | 0 | 0 | 0 | 0 | 0 | 0 | 0 | 0 | 0 | 0 | 0 | 0 | 0
F3_Commercial_Warehouse_New_Food Preparation_Natural Gas_Food Prep Other_E8 | F3 | Commercial | Warehouse | New | Food Preparation | Natural Gas | Food Prep Other | E8 | System - kBTUs of Conusmption | 0 | 0 | 0 | 0 | 0 | 0 | 0 | 0 | 0 | 0 | 0 | 0 | 0 | 0 | 0 | 0 | 0 | 0 | 0 | 0 | 0 | 0 | 0 | 0 | 0 | 0 | 0 | 0 | 0 | 0
F3_Commercial_Warehouse_New_Food Preparation_Natural Gas_Food Prep Other_E9 | F3 | Commercial | Warehouse | New | Food Preparation | Natural Gas | Food Prep Other | E9 | System - kBTUs of Conusmption | 0 | 0 | 0 | 0 | 0 | 0 | 0 | 0 | 0 | 0 | 0 | 0 | 0 | 0 | 0 | 0 | 0 | 0 | 0 | 0 | 0 | 0 | 0 | 0 | 0 | 0 | 0 | 0 | 0 | 0
F3_Commercial_Warehouse_New_Food Preparation_Natural Gas_Food Prep Other_E10 | F3 | Commercial | Warehouse | New | Food Preparation | Natural Gas | Food Prep Other | E10 | System - kBTUs of Conusmption | 0 | 0 | 0 | 0 | 0 | 0 | 0 | 0 | 0 | 0 | 0 | 0 | 0 | 0 | 0 | 0 | 0 | 0 | 0 | 0 | 0 | 0 | 0 | 0 | 0 | 0 | 0 | 0 | 0 | 0
F4_Commercial_Warehouse_New_Food Preparation_Natural Gas_Food Prep Other_E1 | F4 | Commercial | Warehouse | New | Food Preparation | Natural Gas | Food Prep Other | E1 | Utility - Cost of Equipment | 0.013508 | 0.013508 | 0.013508 | 0.013508 | 0.013508 | 0.013508 | 0.013508 | 0.013508 | 0.013508 | 0.013508 | 0.013508 | 0.013508 | 0.013508 | 0.013508 | 0.013508 | 0.013508 | 0.013508 | 0.013508 | 0.013508 | 0.013508 | 0.013508 | 0.013508 | 0 | 0 | 0 | 0 | 0 | 0 | 0 | 0
F4_Commercial_Warehouse_New_Food Preparation_Natural Gas_Food Prep Other_E2 | F4 | Commercial | Warehouse | New | Food Preparation | Natural Gas | Food Prep Other | E2 | Utility - Cost of Equipment | 0.013522 | 0.013522 | 0.013522 | 0.013522 | 0.013522 | 0.013522 | 0.013522 | 0.013522 | 0.013522 | 0.013522 | 0.013522 | 0.013522 | 0.013522 | 0.013522 | 0.013522 | 0.013522 | 0.013522 | 0.013522 | 0.013522 | 0.013522 | 0.013522 | 0.013522 | 0 | 0 | 0 | 0 | 0 | 0 | 0 | 0
F4_Commercial_Warehouse_New_Food Preparation_Natural Gas_Food Prep Other_E3 | F4 | Commercial | Warehouse | New | Food Preparation | Natural Gas | Food Prep Other | E3 | Utility - Cost of Equipment | 0 | 0 | 0 | 0 | 0 | 0 | 0 | 0 | 0 | 0 | 0 | 0 | 0 | 0 | 0 | 0 | 0 | 0 | 0 | 0 | 0 | 0 | 0 | 0 | 0 | 0 | 0 | 0 | 0 | 0
F4_Commercial_Warehouse_New_Food Preparation_Natural Gas_Food Prep Other_E4 | F4 | Commercial | Warehouse | New | Food Preparation | Natural Gas | Food Prep Other | E4 | Utility - Cost of Equipment | 0 | 0 | 0 | 0 | 0 | 0 | 0 | 0 | 0 | 0 | 0 | 0 | 0 | 0 | 0 | 0 | 0 | 0 | 0 | 0 | 0 | 0 | 0 | 0 | 0 | 0 | 0 | 0 | 0 | 0
F4_Commercial_Warehouse_New_Food Preparation_Natural Gas_Food Prep Other_E5 | F4 | Commercial | Warehouse | New | Food Preparation | Natural Gas | Food Prep Other | E5 | Utility - Cost of Equipment | 0 | 0 | 0 | 0 | 0 | 0 | 0 | 0 | 0 | 0 | 0 | 0 | 0 | 0 | 0 | 0 | 0 | 0 | 0 | 0 | 0 | 0 | 0 | 0 | 0 | 0 | 0 | 0 | 0 | 0
F4_Commercial_Warehouse_New_Food Preparation_Natural Gas_Food Prep Other_E6 | F4 | Commercial | Warehouse | New | Food Preparation | Natural Gas | Food Prep Other | E6 | Utility - Cost of Equipment | 0 | 0 | 0 | 0 | 0 | 0 | 0 | 0 | 0 | 0 | 0 | 0 | 0 | 0 | 0 | 0 | 0 | 0 | 0 | 0 | 0 | 0 | 0 | 0 | 0 | 0 | 0 | 0 | 0 | 0
F4_Commercial_Warehouse_New_Food Preparation_Natural Gas_Food Prep Other_E7 | F4 | Commercial | Warehouse | New | Food Preparation | Natural Gas | Food Prep Other | E7 | Utility - Cost of Equipment | 0 | 0 | 0 | 0 | 0 | 0 | 0 | 0 | 0 | 0 | 0 | 0 | 0 | 0 | 0 | 0 | 0 | 0 | 0 | 0 | 0 | 0 | 0 | 0 | 0 | 0 | 0 | 0 | 0 | 0
F4_Commercial_Warehouse_New_Food Preparation_Natural Gas_Food Prep Other_E8 | F4 | Commercial | Warehouse | New | Food Preparation | Natural Gas | Food Prep Other | E8 | Utility - Cost of Equipment | 0 | 0 | 0 | 0 | 0 | 0 | 0 | 0 | 0 | 0 | 0 | 0 | 0 | 0 | 0 | 0 | 0 | 0 | 0 | 0 | 0 | 0 | 0 | 0 | 0 | 0 | 0 | 0 | 0 | 0
F4_Commercial_Warehouse_New_Food Preparation_Natural Gas_Food Prep Other_E9 | F4 | Commercial | Warehouse | New | Food Preparation | Natural Gas | Food Prep Other | E9 | Utility - Cost of Equipment | 0 | 0 | 0 | 0 | 0 | 0 | 0 | 0 | 0 | 0 | 0 | 0 | 0 | 0 | 0 | 0 | 0 | 0 | 0 | 0 | 0 | 0 | 0 | 0 | 0 | 0 | 0 | 0 | 0 | 0
F4_Commercial_Warehouse_New_Food Preparation_Natural Gas_Food Prep Other_E10 | F4 | Commercial | Warehouse | New | Food Preparation | Natural Gas | Food Prep Other | E10 | Utility - Cost of Equipment | 0 | 0 | 0 | 0 | 0 | 0 | 0 | 0 | 0 | 0 | 0 | 0 | 0 | 0 | 0 | 0 | 0 | 0 | 0 | 0 | 0 | 0 | 0 | 0 | 0 | 0 | 0 | 0 | 0 | 0
F5_Commercial_Warehouse_New_Food Preparation_Natural Gas_Food Prep Other_E1 | F5 | Commercial | Warehouse | New | Food Preparation | Natural Gas | Food Prep Other | E1 | Utility - Cost of Operation | 0.12275 | 0.12357 | 0.12463 | 0.12667 | 0.12951 | 0.13293 | 0.13604 | 0.1387 | 0.14122 | 0.1438 | 0.14656 | 0.14925 | 0.1518 | 0.15436 | 0.15663 | 0.15877 | 0.16109 | 0.16342 | 0.16576 | 0.16811 | 0.1704 | 0.17265 | 0 | 0 | 0 | 0 | 0 | 0 | 0 | 0
F5_Commercial_Warehouse_New_Food Preparation_Natural Gas_Food Prep Other_E2 | F5 | Commercial | Warehouse | New | Food Preparation | Natural Gas | Food Prep Other | E2 | Utility - Cost of Operation | 0.12275 | 0.12357 | 0.12463 | 0.12667 | 0.12951 | 0.13293 | 0.13604 | 0.13869 | 0.14122 | 0.1438 | 0.14656 | 0.14925 | 0.1518 | 0.15436 | 0.15662 | 0.15877 | 0.16109 | 0.16342 | 0.16576 | 0.1681 | 0.1704 | 0.17265 | 0 | 0 | 0 | 0 | 0 | 0 | 0 | 0
F5_Commercial_Warehouse_New_Food Preparation_Natural Gas_Food Prep Other_E3 | F5 | Commercial | Warehouse | New | Food Preparation | Natural Gas | Food Prep Other | E3 | Utility - Cost of Operation | 0 | 0 | 0 | 0 | 0 | 0 | 0 | 0 | 0 | 0 | 0 | 0 | 0 | 0 | 0 | 0 | 0 | 0 | 0 | 0 | 0 | 0 | 0 | 0 | 0 | 0 | 0 | 0 | 0 | 0
F5_Commercial_Warehouse_New_Food Preparation_Natural Gas_Food Prep Other_E4 | F5 | Commercial | Warehouse | New | Food Preparation | Natural Gas | Food Prep Other | E4 | Utility - Cost of Operation | 0 | 0 | 0 | 0 | 0 | 0 | 0 | 0 | 0 | 0 | 0 | 0 | 0 | 0 | 0 | 0 | 0 | 0 | 0 | 0 | 0 | 0 | 0 | 0 | 0 | 0 | 0 | 0 | 0 | 0
F5_Commercial_Warehouse_New_Food Preparation_Natural Gas_Food Prep Other_E5 | F5 | Commercial | Warehouse | New | Food Preparation | Natural Gas | Food Prep Other | E5 | Utility - Cost of Operation | 0 | 0 | 0 | 0 | 0 | 0 | 0 | 0 | 0 | 0 | 0 | 0 | 0 | 0 | 0 | 0 | 0 | 0 | 0 | 0 | 0 | 0 | 0 | 0 | 0 | 0 | 0 | 0 | 0 | 0
F5_Commercial_Warehouse_New_Food Preparation_Natural Gas_Food Prep Other_E6 | F5 | Commercial | Warehouse | New | Food Preparation | Natural Gas | Food Prep Other | E6 | Utility - Cost of Operation | 0 | 0 | 0 | 0 | 0 | 0 | 0 | 0 | 0 | 0 | 0 | 0 | 0 | 0 | 0 | 0 | 0 | 0 | 0 | 0 | 0 | 0 | 0 | 0 | 0 | 0 | 0 | 0 | 0 | 0
F5_Commercial_Warehouse_New_Food Preparation_Natural Gas_Food Prep Other_E7 | F5 | Commercial | Warehouse | New | Food Preparation | Natural Gas | Food Prep Other | E7 | Utility - Cost of Operation | 0 | 0 | 0 | 0 | 0 | 0 | 0 | 0 | 0 | 0 | 0 | 0 | 0 | 0 | 0 | 0 | 0 | 0 | 0 | 0 | 0 | 0 | 0 | 0 | 0 | 0 | 0 | 0 | 0 | 0
F5_Commercial_Warehouse_New_Food Preparation_Natural Gas_Food Prep Other_E8 | F5 | Commercial | Warehouse | New | Food Preparation | Natural Gas | Food Prep Other | E8 | Utility - Cost of Operation | 0 | 0 | 0 | 0 | 0 | 0 | 0 | 0 | 0 | 0 | 0 | 0 | 0 | 0 | 0 | 0 | 0 | 0 | 0 | 0 | 0 | 0 | 0 | 0 | 0 | 0 | 0 | 0 | 0 | 0
F5_Commercial_Warehouse_New_Food Preparation_Natural Gas_Food Prep Other_E9 | F5 | Commercial | Warehouse | New | Food Preparation | Natural Gas | Food Prep Other | E9 | Utility - Cost of Operation | 0 | 0 | 0 | 0 | 0 | 0 | 0 | 0 | 0 | 0 | 0 | 0 | 0 | 0 | 0 | 0 | 0 | 0 | 0 | 0 | 0 | 0 | 0 | 0 | 0 | 0 | 0 | 0 | 0 | 0
F5_Commercial_Warehouse_New_Food Preparation_Natural Gas_Food Prep Other_E10 | F5 | Commercial | Warehouse | New | Food Preparation | Natural Gas | Food Prep Other | E10 | Utility - Cost of Operation | 0 | 0 | 0 | 0 | 0 | 0 | 0 | 0 | 0 | 0 | 0 | 0 | 0 | 0 | 0 | 0 | 0 | 0 | 0 | 0 | 0 | 0 | 0 | 0 | 0 | 0 | 0 | 0 | 0 | 0
F6_Commercial_Warehouse_New_Food Preparation_Natural Gas_Food Prep Other_E1 | F6 | Commercial | Warehouse | New | Food Preparation | Natural Gas | Food Prep Other | E1 | Utility - Value of Sales | 0.14706 | 0.14804 | 0.14931 | 0.15176 | 0.15517 | 0.15926 | 0.16298 | 0.16617 | 0.16919 | 0.17228 | 0.17559 | 0.17881 | 0.18186 | 0.18493 | 0.18765 | 0.19022 | 0.193 | 0.19579 | 0.1986 | 0.2014 | 0.20416 | 0.20684 | 0 | 0 | 0 | 0 | 0 | 0 | 0 | 0
F6_Commercial_Warehouse_New_Food Preparation_Natural Gas_Food Prep Other_E2 | F6 | Commercial | Warehouse | New | Food Preparation | Natural Gas | Food Prep Other | E2 | Utility - Value of Sales | 0.14706 | 0.14804 | 0.14931 | 0.15176 | 0.15516 | 0.15926 | 0.16298 | 0.16617 | 0.16919 | 0.17228 | 0.17558 | 0.17881 | 0.18186 | 0.18493 | 0.18765 | 0.19022 | 0.193 | 0.19579 | 0.19859 | 0.2014 | 0.20415 | 0.20684 | 0 | 0 | 0 | 0 | 0 | 0 | 0 | 0
F6_Commercial_Warehouse_New_Food Preparation_Natural Gas_Food Prep Other_E3 | F6 | Commercial | Warehouse | New | Food Preparation | Natural Gas | Food Prep Other | E3 | Utility - Value of Sales | 0 | 0 | 0 | 0 | 0 | 0 | 0 | 0 | 0 | 0 | 0 | 0 | 0 | 0 | 0 | 0 | 0 | 0 | 0 | 0 | 0 | 0 | 0 | 0 | 0 | 0 | 0 | 0 | 0 | 0
F6_Commercial_Warehouse_New_Food Preparation_Natural Gas_Food Prep Other_E4 | F6 | Commercial | Warehouse | New | Food Preparation | Natural Gas | Food Prep Other | E4 | Utility - Value of Sales | 0 | 0 | 0 | 0 | 0 | 0 | 0 | 0 | 0 | 0 | 0 | 0 | 0 | 0 | 0 | 0 | 0 | 0 | 0 | 0 | 0 | 0 | 0 | 0 | 0 | 0 | 0 | 0 | 0 | 0
F6_Commercial_Warehouse_New_Food Preparation_Natural Gas_Food Prep Other_E5 | F6 | Commercial | Warehouse | New | Food Preparation | Natural Gas | Food Prep Other | E5 | Utility - Value of Sales | 0 | 0 | 0 | 0 | 0 | 0 | 0 | 0 | 0 | 0 | 0 | 0 | 0 | 0 | 0 | 0 | 0 | 0 | 0 | 0 | 0 | 0 | 0 | 0 | 0 | 0 | 0 | 0 | 0 | 0
F6_Commercial_Warehouse_New_Food Preparation_Natural Gas_Food Prep Other_E6 | F6 | Commercial | Warehouse | New | Food Preparation | Natural Gas | Food Prep Other | E6 | Utility - Value of Sales | 0 | 0 | 0 | 0 | 0 | 0 | 0 | 0 | 0 | 0 | 0 | 0 | 0 | 0 | 0 | 0 | 0 | 0 | 0 | 0 | 0 | 0 | 0 | 0 | 0 | 0 | 0 | 0 | 0 | 0
F6_Commercial_Warehouse_New_Food Preparation_Natural Gas_Food Prep Other_E7 | F6 | Commercial | Warehouse | New | Food Preparation | Natural Gas | Food Prep Other | E7 | Utility - Value of Sales | 0 | 0 | 0 | 0 | 0 | 0 | 0 | 0 | 0 | 0 | 0 | 0 | 0 | 0 | 0 | 0 | 0 | 0 | 0 | 0 | 0 | 0 | 0 | 0 | 0 | 0 | 0 | 0 | 0 | 0
F6_Commercial_Warehouse_New_Food Preparation_Natural Gas_Food Prep Other_E8 | F6 | Commercial | Warehouse | New | Food Preparation | Natural Gas | Food Prep Other | E8 | Utility - Value of Sales | 0 | 0 | 0 | 0 | 0 | 0 | 0 | 0 | 0 | 0 | 0 | 0 | 0 | 0 | 0 | 0 | 0 | 0 | 0 | 0 | 0 | 0 | 0 | 0 | 0 | 0 | 0 | 0 | 0 | 0
F6_Commercial_Warehouse_New_Food Preparation_Natural Gas_Food Prep Other_E9 | F6 | Commercial | Warehouse | New | Food Preparation | Natural Gas | Food Prep Other | E9 | Utility - Value of Sales | 0 | 0 | 0 | 0 | 0 | 0 | 0 | 0 | 0 | 0 | 0 | 0 | 0 | 0 | 0 | 0 | 0 | 0 | 0 | 0 | 0 | 0 | 0 | 0 | 0 | 0 | 0 | 0 | 0 | 0
F6_Commercial_Warehouse_New_Food Preparation_Natural Gas_Food Prep Other_E10 | F6 | Commercial | Warehouse | New | Food Preparation | Natural Gas | Food Prep Other | E10 | Utility - Value of Sales | 0 | 0 | 0 | 0 | 0 | 0 | 0 | 0 | 0 | 0 | 0 | 0 | 0 | 0 | 0 | 0 | 0 | 0 | 0 | 0 | 0 | 0 | 0 | 0 | 0 | 0 | 0 | 0 | 0 | 0
F1_Commercial_Warehouse_New_Miscellaneous_Natural Gas_Pool Heater_E1 | F1 | Commercial | Warehouse | New | Miscellaneous | Natural Gas | Pool Heater | E1 | Participant - Cost of Equipment | 0.0024461 | 0.0024461 | 0.0024461 | 0.0024461 | 0.0024461 | 0.0024461 | 0.0024461 | 0.0024461 | 0.0024461 | 0.0024461 | 0.0024461 | 0.0024461 | 0.0024461 | 0.0024461 | 0.0024461 | 0.0024461 | 0.0024461 | 0.0024461 | 0.0024461 | 0.0024461 | 0.0024461 | 0.0024461 | 0 | 0 | 0 | 0 | 0 | 0 | 0 | 0
F1_Commercial_Warehouse_New_Miscellaneous_Natural Gas_Pool Heater_E2 | F1 | Commercial | Warehouse | New | Miscellaneous | Natural Gas | Pool Heater | E2 | Participant - Cost of Equipment | 0.0040051 | 0.0040051 | 0.0040051 | 0.0040051 | 0.0040051 | 0.0040051 | 0.0040051 | 0.0040051 | 0.0040051 | 0.0040051 | 0.0040051 | 0.0040051 | 0.0040051 | 0.0040051 | 0.0040051 | 0.0040051 | 0.0040051 | 0.0040051 | 0.0040051 | 0.0040051 | 0.0040051 | 0.0040051 | 0 | 0 | 0 | 0 | 0 | 0 | 0 | 0
F1_Commercial_Warehouse_New_Miscellaneous_Natural Gas_Pool Heater_E3 | F1 | Commercial | Warehouse | New | Miscellaneous | Natural Gas | Pool Heater | E3 | Participant - Cost of Equipment | 0 | 0 | 0 | 0 | 0 | 0 | 0 | 0 | 0 | 0 | 0 | 0 | 0 | 0 | 0 | 0 | 0 | 0 | 0 | 0 | 0 | 0 | 0 | 0 | 0 | 0 | 0 | 0 | 0 | 0
F1_Commercial_Warehouse_New_Miscellaneous_Natural Gas_Pool Heater_E4 | F1 | Commercial | Warehouse | New | Miscellaneous | Natural Gas | Pool Heater | E4 | Participant - Cost of Equipment | 0 | 0 | 0 | 0 | 0 | 0 | 0 | 0 | 0 | 0 | 0 | 0 | 0 | 0 | 0 | 0 | 0 | 0 | 0 | 0 | 0 | 0 | 0 | 0 | 0 | 0 | 0 | 0 | 0 | 0
F1_Commercial_Warehouse_New_Miscellaneous_Natural Gas_Pool Heater_E5 | F1 | Commercial | Warehouse | New | Miscellaneous | Natural Gas | Pool Heater | E5 | Participant - Cost of Equipment | 0 | 0 | 0 | 0 | 0 | 0 | 0 | 0 | 0 | 0 | 0 | 0 | 0 | 0 | 0 | 0 | 0 | 0 | 0 | 0 | 0 | 0 | 0 | 0 | 0 | 0 | 0 | 0 | 0 | 0
F1_Commercial_Warehouse_New_Miscellaneous_Natural Gas_Pool Heater_E6 | F1 | Commercial | Warehouse | New | Miscellaneous | Natural Gas | Pool Heater | E6 | Participant - Cost of Equipment | 0 | 0 | 0 | 0 | 0 | 0 | 0 | 0 | 0 | 0 | 0 | 0 | 0 | 0 | 0 | 0 | 0 | 0 | 0 | 0 | 0 | 0 | 0 | 0 | 0 | 0 | 0 | 0 | 0 | 0
F1_Commercial_Warehouse_New_Miscellaneous_Natural Gas_Pool Heater_E7 | F1 | Commercial | Warehouse | New | Miscellaneous | Natural Gas | Pool Heater | E7 | Participant - Cost of Equipment | 0 | 0 | 0 | 0 | 0 | 0 | 0 | 0 | 0 | 0 | 0 | 0 | 0 | 0 | 0 | 0 | 0 | 0 | 0 | 0 | 0 | 0 | 0 | 0 | 0 | 0 | 0 | 0 | 0 | 0
F1_Commercial_Warehouse_New_Miscellaneous_Natural Gas_Pool Heater_E8 | F1 | Commercial | Warehouse | New | Miscellaneous | Natural Gas | Pool Heater | E8 | Participant - Cost of Equipment | 0 | 0 | 0 | 0 | 0 | 0 | 0 | 0 | 0 | 0 | 0 | 0 | 0 | 0 | 0 | 0 | 0 | 0 | 0 | 0 | 0 | 0 | 0 | 0 | 0 | 0 | 0 | 0 | 0 | 0
F1_Commercial_Warehouse_New_Miscellaneous_Natural Gas_Pool Heater_E9 | F1 | Commercial | Warehouse | New | Miscellaneous | Natural Gas | Pool Heater | E9 | Participant - Cost of Equipment | 0 | 0 | 0 | 0 | 0 | 0 | 0 | 0 | 0 | 0 | 0 | 0 | 0 | 0 | 0 | 0 | 0 | 0 | 0 | 0 | 0 | 0 | 0 | 0 | 0 | 0 | 0 | 0 | 0 | 0
F1_Commercial_Warehouse_New_Miscellaneous_Natural Gas_Pool Heater_E10 | F1 | Commercial | Warehouse | New | Miscellaneous | Natural Gas | Pool Heater | E10 | Participant - Cost of Equipment | 0 | 0 | 0 | 0 | 0 | 0 | 0 | 0 | 0 | 0 | 0 | 0 | 0 | 0 | 0 | 0 | 0 | 0 | 0 | 0 | 0 | 0 | 0 | 0 | 0 | 0 | 0 | 0 | 0 | 0
F2_Commercial_Warehouse_New_Miscellaneous_Natural Gas_Pool Heater_E1 | F2 | Commercial | Warehouse | New | Miscellaneous | Natural Gas | Pool Heater | E1 | Participant - Cost of Operation | 0.010397 | 0.010352 | 0.01036 | 0.010514 | 0.010778 | 0.011117 | 0.011409 | 0.011642 | 0.011852 | 0.01206 | 0.012286 | 0.012516 | 0.012743 | 0.012997 | 0.013238 | 0.013468 | 0.013699 | 0.013907 | 0.014087 | 0.014237 | 0.014377 | 0.014506 | 0 | 0 | 0 | 0 | 0 | 0 | 0 | 0
F2_Commercial_Warehouse_New_Miscellaneous_Natural Gas_Pool Heater_E2 | F2 | Commercial | Warehouse | New | Miscellaneous | Natural Gas | Pool Heater | E2 | Participant - Cost of Operation | 0.0088371 | 0.0087989 | 0.0088063 | 0.0089367 | 0.0091612 | 0.0094495 | 0.009698 | 0.0098956 | 0.010074 | 0.010251 | 0.010443 | 0.010639 | 0.010832 | 0.011047 | 0.011253 | 0.011448 | 0.011645 | 0.011821 | 0.011974 | 0.012101 | 0.01222 | 0.01233 | 0 | 0 | 0 | 0 | 0 | 0 | 0 | 0
F2_Commercial_Warehouse_New_Miscellaneous_Natural Gas_Pool Heater_E3 | F2 | Commercial | Warehouse | New | Miscellaneous | Natural Gas | Pool Heater | E3 | Participant - Cost of Operation | 0 | 0 | 0 | 0 | 0 | 0 | 0 | 0 | 0 | 0 | 0 | 0 | 0 | 0 | 0 | 0 | 0 | 0 | 0 | 0 | 0 | 0 | 0 | 0 | 0 | 0 | 0 | 0 | 0 | 0
F2_Commercial_Warehouse_New_Miscellaneous_Natural Gas_Pool Heater_E4 | F2 | Commercial | Warehouse | New | Miscellaneous | Natural Gas | Pool Heater | E4 | Participant - Cost of Operation | 0 | 0 | 0 | 0 | 0 | 0 | 0 | 0 | 0 | 0 | 0 | 0 | 0 | 0 | 0 | 0 | 0 | 0 | 0 | 0 | 0 | 0 | 0 | 0 | 0 | 0 | 0 | 0 | 0 | 0
F2_Commercial_Warehouse_New_Miscellaneous_Natural Gas_Pool Heater_E5 | F2 | Commercial | Warehouse | New | Miscellaneous | Natural Gas | Pool Heater | E5 | Participant - Cost of Operation | 0 | 0 | 0 | 0 | 0 | 0 | 0 | 0 | 0 | 0 | 0 | 0 | 0 | 0 | 0 | 0 | 0 | 0 | 0 | 0 | 0 | 0 | 0 | 0 | 0 | 0 | 0 | 0 | 0 | 0
F2_Commercial_Warehouse_New_Miscellaneous_Natural Gas_Pool Heater_E6 | F2 | Commercial | Warehouse | New | Miscellaneous | Natural Gas | Pool Heater | E6 | Participant - Cost of Operation | 0 | 0 | 0 | 0 | 0 | 0 | 0 | 0 | 0 | 0 | 0 | 0 | 0 | 0 | 0 | 0 | 0 | 0 | 0 | 0 | 0 | 0 | 0 | 0 | 0 | 0 | 0 | 0 | 0 | 0
F2_Commercial_Warehouse_New_Miscellaneous_Natural Gas_Pool Heater_E7 | F2 | Commercial | Warehouse | New | Miscellaneous | Natural Gas | Pool Heater | E7 | Participant - Cost of Operation | 0 | 0 | 0 | 0 | 0 | 0 | 0 | 0 | 0 | 0 | 0 | 0 | 0 | 0 | 0 | 0 | 0 | 0 | 0 | 0 | 0 | 0 | 0 | 0 | 0 | 0 | 0 | 0 | 0 | 0
F2_Commercial_Warehouse_New_Miscellaneous_Natural Gas_Pool Heater_E8 | F2 | Commercial | Warehouse | New | Miscellaneous | Natural Gas | Pool Heater | E8 | Participant - Cost of Operation | 0 | 0 | 0 | 0 | 0 | 0 | 0 | 0 | 0 | 0 | 0 | 0 | 0 | 0 | 0 | 0 | 0 | 0 | 0 | 0 | 0 | 0 | 0 | 0 | 0 | 0 | 0 | 0 | 0 | 0
F2_Commercial_Warehouse_New_Miscellaneous_Natural Gas_Pool Heater_E9 | F2 | Commercial | Warehouse | New | Miscellaneous | Natural Gas | Pool Heater | E9 | Participant - Cost of Operation | 0 | 0 | 0 | 0 | 0 | 0 | 0 | 0 | 0 | 0 | 0 | 0 | 0 | 0 | 0 | 0 | 0 | 0 | 0 | 0 | 0 | 0 | 0 | 0 | 0 | 0 | 0 | 0 | 0 | 0
F2_Commercial_Warehouse_New_Miscellaneous_Natural Gas_Pool Heater_E10 | F2 | Commercial | Warehouse | New | Miscellaneous | Natural Gas | Pool Heater | E10 | Participant - Cost of Operation | 0 | 0 | 0 | 0 | 0 | 0 | 0 | 0 | 0 | 0 | 0 | 0 | 0 | 0 | 0 | 0 | 0 | 0 | 0 | 0 | 0 | 0 | 0 | 0 | 0 | 0 | 0 | 0 | 0 | 0
F3_Commercial_Warehouse_New_Miscellaneous_Natural Gas_Pool Heater_E1 | F3 | Commercial | Warehouse | New | Miscellaneous | Natural Gas | Pool Heater | E1 | System - kBTUs of Conusmption | 0.99945 | 0.99978 | 1.0016 | 1.0124 | 1.0217 | 1.0294 | 1.0349 | 1.0404 | 1.0456 | 1.0502 | 1.054 | 1.0579 | 1.0615 | 1.0647 | 1.067 | 1.0676 | 1.0658 | 1.0616 | 1.0543 | 1.0452 | 1.0357 | 1.026 | 0 | 0 | 0 | 0 | 0 | 0 | 0 | 0
F3_Commercial_Warehouse_New_Miscellaneous_Natural Gas_Pool Heater_E2 | F3 | Commercial | Warehouse | New | Miscellaneous | Natural Gas | Pool Heater | E2 | System - kBTUs of Conusmption | 0.84953 | 0.84982 | 0.85136 | 0.86057 | 0.86849 | 0.87503 | 0.87964 | 0.88437 | 0.88872 | 0.89271 | 0.89593 | 0.89924 | 0.90225 | 0.90498 | 0.90694 | 0.90744 | 0.90594 | 0.90237 | 0.89615 | 0.88839 | 0.88034 | 0.87207 | 0 | 0 | 0 | 0 | 0 | 0 | 0 | 0
F3_Commercial_Warehouse_New_Miscellaneous_Natural Gas_Pool Heater_E3 | F3 | Commercial | Warehouse | New | Miscellaneous | Natural Gas | Pool Heater | E3 | System - kBTUs of Conusmption | 0 | 0 | 0 | 0 | 0 | 0 | 0 | 0 | 0 | 0 | 0 | 0 | 0 | 0 | 0 | 0 | 0 | 0 | 0 | 0 | 0 | 0 | 0 | 0 | 0 | 0 | 0 | 0 | 0 | 0
F3_Commercial_Warehouse_New_Miscellaneous_Natural Gas_Pool Heater_E4 | F3 | Commercial | Warehouse | New | Miscellaneous | Natural Gas | Pool Heater | E4 | System - kBTUs of Conusmption | 0 | 0 | 0 | 0 | 0 | 0 | 0 | 0 | 0 | 0 | 0 | 0 | 0 | 0 | 0 | 0 | 0 | 0 | 0 | 0 | 0 | 0 | 0 | 0 | 0 | 0 | 0 | 0 | 0 | 0
F3_Commercial_Warehouse_New_Miscellaneous_Natural Gas_Pool Heater_E5 | F3 | Commercial | Warehouse | New | Miscellaneous | Natural Gas | Pool Heater | E5 | System - kBTUs of Conusmption | 0 | 0 | 0 | 0 | 0 | 0 | 0 | 0 | 0 | 0 | 0 | 0 | 0 | 0 | 0 | 0 | 0 | 0 | 0 | 0 | 0 | 0 | 0 | 0 | 0 | 0 | 0 | 0 | 0 | 0
F3_Commercial_Warehouse_New_Miscellaneous_Natural Gas_Pool Heater_E6 | F3 | Commercial | Warehouse | New | Miscellaneous | Natural Gas | Pool Heater | E6 | System - kBTUs of Conusmption | 0 | 0 | 0 | 0 | 0 | 0 | 0 | 0 | 0 | 0 | 0 | 0 | 0 | 0 | 0 | 0 | 0 | 0 | 0 | 0 | 0 | 0 | 0 | 0 | 0 | 0 | 0 | 0 | 0 | 0
F3_Commercial_Warehouse_New_Miscellaneous_Natural Gas_Pool Heater_E7 | F3 | Commercial | Warehouse | New | Miscellaneous | Natural Gas | Pool Heater | E7 | System - kBTUs of Conusmption | 0 | 0 | 0 | 0 | 0 | 0 | 0 | 0 | 0 | 0 | 0 | 0 | 0 | 0 | 0 | 0 | 0 | 0 | 0 | 0 | 0 | 0 | 0 | 0 | 0 | 0 | 0 | 0 | 0 | 0
F3_Commercial_Warehouse_New_Miscellaneous_Natural Gas_Pool Heater_E8 | F3 | Commercial | Warehouse | New | Miscellaneous | Natural Gas | Pool Heater | E8 | System - kBTUs of Conusmption | 0 | 0 | 0 | 0 | 0 | 0 | 0 | 0 | 0 | 0 | 0 | 0 | 0 | 0 | 0 | 0 | 0 | 0 | 0 | 0 | 0 | 0 | 0 | 0 | 0 | 0 | 0 | 0 | 0 | 0
F3_Commercial_Warehouse_New_Miscellaneous_Natural Gas_Pool Heater_E9 | F3 | Commercial | Warehouse | New | Miscellaneous | Natural Gas | Pool Heater | E9 | System - kBTUs of Conusmption | 0 | 0 | 0 | 0 | 0 | 0 | 0 | 0 | 0 | 0 | 0 | 0 | 0 | 0 | 0 | 0 | 0 | 0 | 0 | 0 | 0 | 0 | 0 | 0 | 0 | 0 | 0 | 0 | 0 | 0
F3_Commercial_Warehouse_New_Miscellaneous_Natural Gas_Pool Heater_E10 | F3 | Commercial | Warehouse | New | Miscellaneous | Natural Gas | Pool Heater | E10 | System - kBTUs of Conusmption | 0 | 0 | 0 | 0 | 0 | 0 | 0 | 0 | 0 | 0 | 0 | 0 | 0 | 0 | 0 | 0 | 0 | 0 | 0 | 0 | 0 | 0 | 0 | 0 | 0 | 0 | 0 | 0 | 0 | 0
F4_Commercial_Warehouse_New_Miscellaneous_Natural Gas_Pool Heater_E1 | F4 | Commercial | Warehouse | New | Miscellaneous | Natural Gas | Pool Heater | E1 | Utility - Cost of Equipment | 0.0024461 | 0.0024461 | 0.0024461 | 0.0024461 | 0.0024461 | 0.0024461 | 0.0024461 | 0.0024461 | 0.0024461 | 0.0024461 | 0.0024461 | 0.0024461 | 0.0024461 | 0.0024461 | 0.0024461 | 0.0024461 | 0.0024461 | 0.0024461 | 0.0024461 | 0.0024461 | 0.0024461 | 0.0024461 | 0 | 0 | 0 | 0 | 0 | 0 | 0 | 0
F4_Commercial_Warehouse_New_Miscellaneous_Natural Gas_Pool Heater_E2 | F4 | Commercial | Warehouse | New | Miscellaneous | Natural Gas | Pool Heater | E2 | Utility - Cost of Equipment | 0.0040051 | 0.0040051 | 0.0040051 | 0.0040051 | 0.0040051 | 0.0040051 | 0.0040051 | 0.0040051 | 0.0040051 | 0.0040051 | 0.0040051 | 0.0040051 | 0.0040051 | 0.0040051 | 0.0040051 | 0.0040051 | 0.0040051 | 0.0040051 | 0.0040051 | 0.0040051 | 0.0040051 | 0.0040051 | 0 | 0 | 0 | 0 | 0 | 0 | 0 | 0
F4_Commercial_Warehouse_New_Miscellaneous_Natural Gas_Pool Heater_E3 | F4 | Commercial | Warehouse | New | Miscellaneous | Natural Gas | Pool Heater | E3 | Utility - Cost of Equipment | 0 | 0 | 0 | 0 | 0 | 0 | 0 | 0 | 0 | 0 | 0 | 0 | 0 | 0 | 0 | 0 | 0 | 0 | 0 | 0 | 0 | 0 | 0 | 0 | 0 | 0 | 0 | 0 | 0 | 0
F4_Commercial_Warehouse_New_Miscellaneous_Natural Gas_Pool Heater_E4 | F4 | Commercial | Warehouse | New | Miscellaneous | Natural Gas | Pool Heater | E4 | Utility - Cost of Equipment | 0 | 0 | 0 | 0 | 0 | 0 | 0 | 0 | 0 | 0 | 0 | 0 | 0 | 0 | 0 | 0 | 0 | 0 | 0 | 0 | 0 | 0 | 0 | 0 | 0 | 0 | 0 | 0 | 0 | 0
F4_Commercial_Warehouse_New_Miscellaneous_Natural Gas_Pool Heater_E5 | F4 | Commercial | Warehouse | New | Miscellaneous | Natural Gas | Pool Heater | E5 | Utility - Cost of Equipment | 0 | 0 | 0 | 0 | 0 | 0 | 0 | 0 | 0 | 0 | 0 | 0 | 0 | 0 | 0 | 0 | 0 | 0 | 0 | 0 | 0 | 0 | 0 | 0 | 0 | 0 | 0 | 0 | 0 | 0
F4_Commercial_Warehouse_New_Miscellaneous_Natural Gas_Pool Heater_E6 | F4 | Commercial | Warehouse | New | Miscellaneous | Natural Gas | Pool Heater | E6 | Utility - Cost of Equipment | 0 | 0 | 0 | 0 | 0 | 0 | 0 | 0 | 0 | 0 | 0 | 0 | 0 | 0 | 0 | 0 | 0 | 0 | 0 | 0 | 0 | 0 | 0 | 0 | 0 | 0 | 0 | 0 | 0 | 0
F4_Commercial_Warehouse_New_Miscellaneous_Natural Gas_Pool Heater_E7 | F4 | Commercial | Warehouse | New | Miscellaneous | Natural Gas | Pool Heater | E7 | Utility - Cost of Equipment | 0 | 0 | 0 | 0 | 0 | 0 | 0 | 0 | 0 | 0 | 0 | 0 | 0 | 0 | 0 | 0 | 0 | 0 | 0 | 0 | 0 | 0 | 0 | 0 | 0 | 0 | 0 | 0 | 0 | 0
F4_Commercial_Warehouse_New_Miscellaneous_Natural Gas_Pool Heater_E8 | F4 | Commercial | Warehouse | New | Miscellaneous | Natural Gas | Pool Heater | E8 | Utility - Cost of Equipment | 0 | 0 | 0 | 0 | 0 | 0 | 0 | 0 | 0 | 0 | 0 | 0 | 0 | 0 | 0 | 0 | 0 | 0 | 0 | 0 | 0 | 0 | 0 | 0 | 0 | 0 | 0 | 0 | 0 | 0
F4_Commercial_Warehouse_New_Miscellaneous_Natural Gas_Pool Heater_E9 | F4 | Commercial | Warehouse | New | Miscellaneous | Natural Gas | Pool Heater | E9 | Utility - Cost of Equipment | 0 | 0 | 0 | 0 | 0 | 0 | 0 | 0 | 0 | 0 | 0 | 0 | 0 | 0 | 0 | 0 | 0 | 0 | 0 | 0 | 0 | 0 | 0 | 0 | 0 | 0 | 0 | 0 | 0 | 0
F4_Commercial_Warehouse_New_Miscellaneous_Natural Gas_Pool Heater_E10 | F4 | Commercial | Warehouse | New | Miscellaneous | Natural Gas | Pool Heater | E10 | Utility - Cost of Equipment | 0 | 0 | 0 | 0 | 0 | 0 | 0 | 0 | 0 | 0 | 0 | 0 | 0 | 0 | 0 | 0 | 0 | 0 | 0 | 0 | 0 | 0 | 0 | 0 | 0 | 0 | 0 | 0 | 0 | 0
F5_Commercial_Warehouse_New_Miscellaneous_Natural Gas_Pool Heater_E1 | F5 | Commercial | Warehouse | New | Miscellaneous | Natural Gas | Pool Heater | E1 | Utility - Cost of Operation | 0.0086778 | 0.0086403 | 0.0086475 | 0.0087756 | 0.008996 | 0.0092791 | 0.0095232 | 0.0097173 | 0.0098927 | 0.010066 | 0.010255 | 0.010447 | 0.010636 | 0.010848 | 0.01105 | 0.011241 | 0.011435 | 0.011608 | 0.011758 | 0.011883 | 0.012 | 0.012108 | 0 | 0 | 0 | 0 | 0 | 0 | 0 | 0
F5_Commercial_Warehouse_New_Miscellaneous_Natural Gas_Pool Heater_E2 | F5 | Commercial | Warehouse | New | Miscellaneous | Natural Gas | Pool Heater | E2 | Utility - Cost of Operation | 0.0073761 | 0.0073442 | 0.0073504 | 0.0074592 | 0.0076466 | 0.0078873 | 0.0080947 | 0.0082597 | 0.0084088 | 0.0085562 | 0.008717 | 0.0088801 | 0.0090408 | 0.009221 | 0.0093923 | 0.0095551 | 0.0097194 | 0.0098667 | 0.0099946 | 0.010101 | 0.0102 | 0.010292 | 0 | 0 | 0 | 0 | 0 | 0 | 0 | 0
F5_Commercial_Warehouse_New_Miscellaneous_Natural Gas_Pool Heater_E3 | F5 | Commercial | Warehouse | New | Miscellaneous | Natural Gas | Pool Heater | E3 | Utility - Cost of Operation | 0 | 0 | 0 | 0 | 0 | 0 | 0 | 0 | 0 | 0 | 0 | 0 | 0 | 0 | 0 | 0 | 0 | 0 | 0 | 0 | 0 | 0 | 0 | 0 | 0 | 0 | 0 | 0 | 0 | 0
F5_Commercial_Warehouse_New_Miscellaneous_Natural Gas_Pool Heater_E4 | F5 | Commercial | Warehouse | New | Miscellaneous | Natural Gas | Pool Heater | E4 | Utility - Cost of Operation | 0 | 0 | 0 | 0 | 0 | 0 | 0 | 0 | 0 | 0 | 0 | 0 | 0 | 0 | 0 | 0 | 0 | 0 | 0 | 0 | 0 | 0 | 0 | 0 | 0 | 0 | 0 | 0 | 0 | 0
F5_Commercial_Warehouse_New_Miscellaneous_Natural Gas_Pool Heater_E5 | F5 | Commercial | Warehouse | New | Miscellaneous | Natural Gas | Pool Heater | E5 | Utility - Cost of Operation | 0 | 0 | 0 | 0 | 0 | 0 | 0 | 0 | 0 | 0 | 0 | 0 | 0 | 0 | 0 | 0 | 0 | 0 | 0 | 0 | 0 | 0 | 0 | 0 | 0 | 0 | 0 | 0 | 0 | 0
F5_Commercial_Warehouse_New_Miscellaneous_Natural Gas_Pool Heater_E6 | F5 | Commercial | Warehouse | New | Miscellaneous | Natural Gas | Pool Heater | E6 | Utility - Cost of Operation | 0 | 0 | 0 | 0 | 0 | 0 | 0 | 0 | 0 | 0 | 0 | 0 | 0 | 0 | 0 | 0 | 0 | 0 | 0 | 0 | 0 | 0 | 0 | 0 | 0 | 0 | 0 | 0 | 0 | 0
F5_Commercial_Warehouse_New_Miscellaneous_Natural Gas_Pool Heater_E7 | F5 | Commercial | Warehouse | New | Miscellaneous | Natural Gas | Pool Heater | E7 | Utility - Cost of Operation | 0 | 0 | 0 | 0 | 0 | 0 | 0 | 0 | 0 | 0 | 0 | 0 | 0 | 0 | 0 | 0 | 0 | 0 | 0 | 0 | 0 | 0 | 0 | 0 | 0 | 0 | 0 | 0 | 0 | 0
F5_Commercial_Warehouse_New_Miscellaneous_Natural Gas_Pool Heater_E8 | F5 | Commercial | Warehouse | New | Miscellaneous | Natural Gas | Pool Heater | E8 | Utility - Cost of Operation | 0 | 0 | 0 | 0 | 0 | 0 | 0 | 0 | 0 | 0 | 0 | 0 | 0 | 0 | 0 | 0 | 0 | 0 | 0 | 0 | 0 | 0 | 0 | 0 | 0 | 0 | 0 | 0 | 0 | 0
F5_Commercial_Warehouse_New_Miscellaneous_Natural Gas_Pool Heater_E9 | F5 | Commercial | Warehouse | New | Miscellaneous | Natural Gas | Pool Heater | E9 | Utility - Cost of Operation | 0 | 0 | 0 | 0 | 0 | 0 | 0 | 0 | 0 | 0 | 0 | 0 | 0 | 0 | 0 | 0 | 0 | 0 | 0 | 0 | 0 | 0 | 0 | 0 | 0 | 0 | 0 | 0 | 0 | 0
F5_Commercial_Warehouse_New_Miscellaneous_Natural Gas_Pool Heater_E10 | F5 | Commercial | Warehouse | New | Miscellaneous | Natural Gas | Pool Heater | E10 | Utility - Cost of Operation | 0 | 0 | 0 | 0 | 0 | 0 | 0 | 0 | 0 | 0 | 0 | 0 | 0 | 0 | 0 | 0 | 0 | 0 | 0 | 0 | 0 | 0 | 0 | 0 | 0 | 0 | 0 | 0 | 0 | 0
F6_Commercial_Warehouse_New_Miscellaneous_Natural Gas_Pool Heater_E1 | F6 | Commercial | Warehouse | New | Miscellaneous | Natural Gas | Pool Heater | E1 | Utility - Value of Sales | 0.010397 | 0.010352 | 0.01036 | 0.010514 | 0.010778 | 0.011117 | 0.011409 | 0.011642 | 0.011852 | 0.01206 | 0.012286 | 0.012516 | 0.012743 | 0.012997 | 0.013238 | 0.013468 | 0.013699 | 0.013907 | 0.014087 | 0.014237 | 0.014377 | 0.014506 | 0 | 0 | 0 | 0 | 0 | 0 | 0 | 0
F6_Commercial_Warehouse_New_Miscellaneous_Natural Gas_Pool Heater_E2 | F6 | Commercial | Warehouse | New | Miscellaneous | Natural Gas | Pool Heater | E2 | Utility - Value of Sales | 0.0088371 | 0.0087989 | 0.0088063 | 0.0089367 | 0.0091612 | 0.0094495 | 0.009698 | 0.0098956 | 0.010074 | 0.010251 | 0.010443 | 0.010639 | 0.010832 | 0.011047 | 0.011253 | 0.011448 | 0.011645 | 0.011821 | 0.011974 | 0.012101 | 0.01222 | 0.01233 | 0 | 0 | 0 | 0 | 0 | 0 | 0 | 0
F6_Commercial_Warehouse_New_Miscellaneous_Natural Gas_Pool Heater_E3 | F6 | Commercial | Warehouse | New | Miscellaneous | Natural Gas | Pool Heater | E3 | Utility - Value of Sales | 0 | 0 | 0 | 0 | 0 | 0 | 0 | 0 | 0 | 0 | 0 | 0 | 0 | 0 | 0 | 0 | 0 | 0 | 0 | 0 | 0 | 0 | 0 | 0 | 0 | 0 | 0 | 0 | 0 | 0
F6_Commercial_Warehouse_New_Miscellaneous_Natural Gas_Pool Heater_E4 | F6 | Commercial | Warehouse | New | Miscellaneous | Natural Gas | Pool Heater | E4 | Utility - Value of Sales | 0 | 0 | 0 | 0 | 0 | 0 | 0 | 0 | 0 | 0 | 0 | 0 | 0 | 0 | 0 | 0 | 0 | 0 | 0 | 0 | 0 | 0 | 0 | 0 | 0 | 0 | 0 | 0 | 0 | 0
F6_Commercial_Warehouse_New_Miscellaneous_Natural Gas_Pool Heater_E5 | F6 | Commercial | Warehouse | New | Miscellaneous | Natural Gas | Pool Heater | E5 | Utility - Value of Sales | 0 | 0 | 0 | 0 | 0 | 0 | 0 | 0 | 0 | 0 | 0 | 0 | 0 | 0 | 0 | 0 | 0 | 0 | 0 | 0 | 0 | 0 | 0 | 0 | 0 | 0 | 0 | 0 | 0 | 0
F6_Commercial_Warehouse_New_Miscellaneous_Natural Gas_Pool Heater_E6 | F6 | Commercial | Warehouse | New | Miscellaneous | Natural Gas | Pool Heater | E6 | Utility - Value of Sales | 0 | 0 | 0 | 0 | 0 | 0 | 0 | 0 | 0 | 0 | 0 | 0 | 0 | 0 | 0 | 0 | 0 | 0 | 0 | 0 | 0 | 0 | 0 | 0 | 0 | 0 | 0 | 0 | 0 | 0
F6_Commercial_Warehouse_New_Miscellaneous_Natural Gas_Pool Heater_E7 | F6 | Commercial | Warehouse | New | Miscellaneous | Natural Gas | Pool Heater | E7 | Utility - Value of Sales | 0 | 0 | 0 | 0 | 0 | 0 | 0 | 0 | 0 | 0 | 0 | 0 | 0 | 0 | 0 | 0 | 0 | 0 | 0 | 0 | 0 | 0 | 0 | 0 | 0 | 0 | 0 | 0 | 0 | 0
F6_Commercial_Warehouse_New_Miscellaneous_Natural Gas_Pool Heater_E8 | F6 | Commercial | Warehouse | New | Miscellaneous | Natural Gas | Pool Heater | E8 | Utility - Value of Sales | 0 | 0 | 0 | 0 | 0 | 0 | 0 | 0 | 0 | 0 | 0 | 0 | 0 | 0 | 0 | 0 | 0 | 0 | 0 | 0 | 0 | 0 | 0 | 0 | 0 | 0 | 0 | 0 | 0 | 0
F6_Commercial_Warehouse_New_Miscellaneous_Natural Gas_Pool Heater_E9 | F6 | Commercial | Warehouse | New | Miscellaneous | Natural Gas | Pool Heater | E9 | Utility - Value of Sales | 0 | 0 | 0 | 0 | 0 | 0 | 0 | 0 | 0 | 0 | 0 | 0 | 0 | 0 | 0 | 0 | 0 | 0 | 0 | 0 | 0 | 0 | 0 | 0 | 0 | 0 | 0 | 0 | 0 | 0
F6_Commercial_Warehouse_New_Miscellaneous_Natural Gas_Pool Heater_E10 | F6 | Commercial | Warehouse | New | Miscellaneous | Natural Gas | Pool Heater | E10 | Utility - Value of Sales | 0 | 0 | 0 | 0 | 0 | 0 | 0 | 0 | 0 | 0 | 0 | 0 | 0 | 0 | 0 | 0 | 0 | 0 | 0 | 0 | 0 | 0 | 0 | 0 | 0 | 0 | 0 | 0 | 0 | 0
F1_Commercial_Warehouse_New_Miscellaneous_Natural Gas_Miscellaneous_E1 | F1 | Commercial | Warehouse | New | Miscellaneous | Natural Gas | Miscellaneous | E1 | Participant - Cost of Equipment | 0.22938 | 0.22938 | 0.22938 | 0.22938 | 0.22938 | 0.22938 | 0.22938 | 0.22938 | 0.22938 | 0.22938 | 0.22938 | 0.22938 | 0.22938 | 0.22938 | 0.22938 | 0.22938 | 0.22938 | 0.22938 | 0.22938 | 0.22938 | 0.22938 | 0.22938 | 0 | 0 | 0 | 0 | 0 | 0 | 0 | 0
F1_Commercial_Warehouse_New_Miscellaneous_Natural Gas_Miscellaneous_E2 | F1 | Commercial | Warehouse | New | Miscellaneous | Natural Gas | Miscellaneous | E2 | Participant - Cost of Equipment | 0 | 0 | 0 | 0 | 0 | 0 | 0 | 0 | 0 | 0 | 0 | 0 | 0 | 0 | 0 | 0 | 0 | 0 | 0 | 0 | 0 | 0 | 0 | 0 | 0 | 0 | 0 | 0 | 0 | 0
F1_Commercial_Warehouse_New_Miscellaneous_Natural Gas_Miscellaneous_E3 | F1 | Commercial | Warehouse | New | Miscellaneous | Natural Gas | Miscellaneous | E3 | Participant - Cost of Equipment | 0 | 0 | 0 | 0 | 0 | 0 | 0 | 0 | 0 | 0 | 0 | 0 | 0 | 0 | 0 | 0 | 0 | 0 | 0 | 0 | 0 | 0 | 0 | 0 | 0 | 0 | 0 | 0 | 0 | 0
F1_Commercial_Warehouse_New_Miscellaneous_Natural Gas_Miscellaneous_E4 | F1 | Commercial | Warehouse | New | Miscellaneous | Natural Gas | Miscellaneous | E4 | Participant - Cost of Equipment | 0 | 0 | 0 | 0 | 0 | 0 | 0 | 0 | 0 | 0 | 0 | 0 | 0 | 0 | 0 | 0 | 0 | 0 | 0 | 0 | 0 | 0 | 0 | 0 | 0 | 0 | 0 | 0 | 0 | 0
F1_Commercial_Warehouse_New_Miscellaneous_Natural Gas_Miscellaneous_E5 | F1 | Commercial | Warehouse | New | Miscellaneous | Natural Gas | Miscellaneous | E5 | Participant - Cost of Equipment | 0 | 0 | 0 | 0 | 0 | 0 | 0 | 0 | 0 | 0 | 0 | 0 | 0 | 0 | 0 | 0 | 0 | 0 | 0 | 0 | 0 | 0 | 0 | 0 | 0 | 0 | 0 | 0 | 0 | 0
F1_Commercial_Warehouse_New_Miscellaneous_Natural Gas_Miscellaneous_E6 | F1 | Commercial | Warehouse | New | Miscellaneous | Natural Gas | Miscellaneous | E6 | Participant - Cost of Equipment | 0 | 0 | 0 | 0 | 0 | 0 | 0 | 0 | 0 | 0 | 0 | 0 | 0 | 0 | 0 | 0 | 0 | 0 | 0 | 0 | 0 | 0 | 0 | 0 | 0 | 0 | 0 | 0 | 0 | 0
F1_Commercial_Warehouse_New_Miscellaneous_Natural Gas_Miscellaneous_E7 | F1 | Commercial | Warehouse | New | Miscellaneous | Natural Gas | Miscellaneous | E7 | Participant - Cost of Equipment | 0 | 0 | 0 | 0 | 0 | 0 | 0 | 0 | 0 | 0 | 0 | 0 | 0 | 0 | 0 | 0 | 0 | 0 | 0 | 0 | 0 | 0 | 0 | 0 | 0 | 0 | 0 | 0 | 0 | 0
F1_Commercial_Warehouse_New_Miscellaneous_Natural Gas_Miscellaneous_E8 | F1 | Commercial | Warehouse | New | Miscellaneous | Natural Gas | Miscellaneous | E8 | Participant - Cost of Equipment | 0 | 0 | 0 | 0 | 0 | 0 | 0 | 0 | 0 | 0 | 0 | 0 | 0 | 0 | 0 | 0 | 0 | 0 | 0 | 0 | 0 | 0 | 0 | 0 | 0 | 0 | 0 | 0 | 0 | 0
F1_Commercial_Warehouse_New_Miscellaneous_Natural Gas_Miscellaneous_E9 | F1 | Commercial | Warehouse | New | Miscellaneous | Natural Gas | Miscellaneous | E9 | Participant - Cost of Equipment | 0 | 0 | 0 | 0 | 0 | 0 | 0 | 0 | 0 | 0 | 0 | 0 | 0 | 0 | 0 | 0 | 0 | 0 | 0 | 0 | 0 | 0 | 0 | 0 | 0 | 0 | 0 | 0 | 0 | 0
F1_Commercial_Warehouse_New_Miscellaneous_Natural Gas_Miscellaneous_E10 | F1 | Commercial | Warehouse | New | Miscellaneous | Natural Gas | Miscellaneous | E10 | Participant - Cost of Equipment | 0 | 0 | 0 | 0 | 0 | 0 | 0 | 0 | 0 | 0 | 0 | 0 | 0 | 0 | 0 | 0 | 0 | 0 | 0 | 0 | 0 | 0 | 0 | 0 | 0 | 0 | 0 | 0 | 0 | 0
F2_Commercial_Warehouse_New_Miscellaneous_Natural Gas_Miscellaneous_E1 | F2 | Commercial | Warehouse | New | Miscellaneous | Natural Gas | Miscellaneous | E1 | Participant - Cost of Operation | 0.010213 | 0.010135 | 0.010084 | 0.010191 | 0.010444 | 0.010797 | 0.0111 | 0.011331 | 0.011534 | 0.011735 | 0.011954 | 0.012179 | 0.012401 | 0.01265 | 0.012878 | 0.0131 | 0.013331 | 0.013545 | 0.013739 | 0.013908 | 0.014043 | 0.01414 | 0 | 0 | 0 | 0 | 0 | 0 | 0 | 0
F2_Commercial_Warehouse_New_Miscellaneous_Natural Gas_Miscellaneous_E2 | F2 | Commercial | Warehouse | New | Miscellaneous | Natural Gas | Miscellaneous | E2 | Participant - Cost of Operation | 0 | 0 | 0 | 0 | 0 | 0 | 0 | 0 | 0 | 0 | 0 | 0 | 0 | 0 | 0 | 0 | 0 | 0 | 0 | 0 | 0 | 0 | 0 | 0 | 0 | 0 | 0 | 0 | 0 | 0
F2_Commercial_Warehouse_New_Miscellaneous_Natural Gas_Miscellaneous_E3 | F2 | Commercial | Warehouse | New | Miscellaneous | Natural Gas | Miscellaneous | E3 | Participant - Cost of Operation | 0 | 0 | 0 | 0 | 0 | 0 | 0 | 0 | 0 | 0 | 0 | 0 | 0 | 0 | 0 | 0 | 0 | 0 | 0 | 0 | 0 | 0 | 0 | 0 | 0 | 0 | 0 | 0 | 0 | 0
F2_Commercial_Warehouse_New_Miscellaneous_Natural Gas_Miscellaneous_E4 | F2 | Commercial | Warehouse | New | Miscellaneous | Natural Gas | Miscellaneous | E4 | Participant - Cost of Operation | 0 | 0 | 0 | 0 | 0 | 0 | 0 | 0 | 0 | 0 | 0 | 0 | 0 | 0 | 0 | 0 | 0 | 0 | 0 | 0 | 0 | 0 | 0 | 0 | 0 | 0 | 0 | 0 | 0 | 0
F2_Commercial_Warehouse_New_Miscellaneous_Natural Gas_Miscellaneous_E5 | F2 | Commercial | Warehouse | New | Miscellaneous | Natural Gas | Miscellaneous | E5 | Participant - Cost of Operation | 0 | 0 | 0 | 0 | 0 | 0 | 0 | 0 | 0 | 0 | 0 | 0 | 0 | 0 | 0 | 0 | 0 | 0 | 0 | 0 | 0 | 0 | 0 | 0 | 0 | 0 | 0 | 0 | 0 | 0
F2_Commercial_Warehouse_New_Miscellaneous_Natural Gas_Miscellaneous_E6 | F2 | Commercial | Warehouse | New | Miscellaneous | Natural Gas | Miscellaneous | E6 | Participant - Cost of Operation | 0 | 0 | 0 | 0 | 0 | 0 | 0 | 0 | 0 | 0 | 0 | 0 | 0 | 0 | 0 | 0 | 0 | 0 | 0 | 0 | 0 | 0 | 0 | 0 | 0 | 0 | 0 | 0 | 0 | 0
F2_Commercial_Warehouse_New_Miscellaneous_Natural Gas_Miscellaneous_E7 | F2 | Commercial | Warehouse | New | Miscellaneous | Natural Gas | Miscellaneous | E7 | Participant - Cost of Operation | 0 | 0 | 0 | 0 | 0 | 0 | 0 | 0 | 0 | 0 | 0 | 0 | 0 | 0 | 0 | 0 | 0 | 0 | 0 | 0 | 0 | 0 | 0 | 0 | 0 | 0 | 0 | 0 | 0 | 0
F2_Commercial_Warehouse_New_Miscellaneous_Natural Gas_Miscellaneous_E8 | F2 | Commercial | Warehouse | New | Miscellaneous | Natural Gas | Miscellaneous | E8 | Participant - Cost of Operation | 0 | 0 | 0 | 0 | 0 | 0 | 0 | 0 | 0 | 0 | 0 | 0 | 0 | 0 | 0 | 0 | 0 | 0 | 0 | 0 | 0 | 0 | 0 | 0 | 0 | 0 | 0 | 0 | 0 | 0
F2_Commercial_Warehouse_New_Miscellaneous_Natural Gas_Miscellaneous_E9 | F2 | Commercial | Warehouse | New | Miscellaneous | Natural Gas | Miscellaneous | E9 | Participant - Cost of Operation | 0 | 0 | 0 | 0 | 0 | 0 | 0 | 0 | 0 | 0 | 0 | 0 | 0 | 0 | 0 | 0 | 0 | 0 | 0 | 0 | 0 | 0 | 0 | 0 | 0 | 0 | 0 | 0 | 0 | 0
F2_Commercial_Warehouse_New_Miscellaneous_Natural Gas_Miscellaneous_E10 | F2 | Commercial | Warehouse | New | Miscellaneous | Natural Gas | Miscellaneous | E10 | Participant - Cost of Operation | 0 | 0 | 0 | 0 | 0 | 0 | 0 | 0 | 0 | 0 | 0 | 0 | 0 | 0 | 0 | 0 | 0 | 0 | 0 | 0 | 0 | 0 | 0 | 0 | 0 | 0 | 0 | 0 | 0 | 0
F3_Commercial_Warehouse_New_Miscellaneous_Natural Gas_Miscellaneous_E1 | F3 | Commercial | Warehouse | New | Miscellaneous | Natural Gas | Miscellaneous | E1 | System - kBTUs of Conusmption | 0.9853 | 0.98325 | 0.98329 | 0.99467 | 1.0045 | 1.0125 | 1.0178 | 1.0234 | 1.0287 | 1.0334 | 1.0371 | 1.0411 | 1.0448 | 1.048 | 1.0502 | 1.0512 | 1.0502 | 1.047 | 1.0409 | 1.0336 | 1.0242 | 1.0127 | 0 | 0 | 0 | 0 | 0 | 0 | 0 | 0
F3_Commercial_Warehouse_New_Miscellaneous_Natural Gas_Miscellaneous_E2 | F3 | Commercial | Warehouse | New | Miscellaneous | Natural Gas | Miscellaneous | E2 | System - kBTUs of Conusmption | 0 | 0 | 0 | 0 | 0 | 0 | 0 | 0 | 0 | 0 | 0 | 0 | 0 | 0 | 0 | 0 | 0 | 0 | 0 | 0 | 0 | 0 | 0 | 0 | 0 | 0 | 0 | 0 | 0 | 0
F3_Commercial_Warehouse_New_Miscellaneous_Natural Gas_Miscellaneous_E3 | F3 | Commercial | Warehouse | New | Miscellaneous | Natural Gas | Miscellaneous | E3 | System - kBTUs of Conusmption | 0 | 0 | 0 | 0 | 0 | 0 | 0 | 0 | 0 | 0 | 0 | 0 | 0 | 0 | 0 | 0 | 0 | 0 | 0 | 0 | 0 | 0 | 0 | 0 | 0 | 0 | 0 | 0 | 0 | 0
F3_Commercial_Warehouse_New_Miscellaneous_Natural Gas_Miscellaneous_E4 | F3 | Commercial | Warehouse | New | Miscellaneous | Natural Gas | Miscellaneous | E4 | System - kBTUs of Conusmption | 0 | 0 | 0 | 0 | 0 | 0 | 0 | 0 | 0 | 0 | 0 | 0 | 0 | 0 | 0 | 0 | 0 | 0 | 0 | 0 | 0 | 0 | 0 | 0 | 0 | 0 | 0 | 0 | 0 | 0
F3_Commercial_Warehouse_New_Miscellaneous_Natural Gas_Miscellaneous_E5 | F3 | Commercial | Warehouse | New | Miscellaneous | Natural Gas | Miscellaneous | E5 | System - kBTUs of Conusmption | 0 | 0 | 0 | 0 | 0 | 0 | 0 | 0 | 0 | 0 | 0 | 0 | 0 | 0 | 0 | 0 | 0 | 0 | 0 | 0 | 0 | 0 | 0 | 0 | 0 | 0 | 0 | 0 | 0 | 0
F3_Commercial_Warehouse_New_Miscellaneous_Natural Gas_Miscellaneous_E6 | F3 | Commercial | Warehouse | New | Miscellaneous | Natural Gas | Miscellaneous | E6 | System - kBTUs of Conusmption | 0 | 0 | 0 | 0 | 0 | 0 | 0 | 0 | 0 | 0 | 0 | 0 | 0 | 0 | 0 | 0 | 0 | 0 | 0 | 0 | 0 | 0 | 0 | 0 | 0 | 0 | 0 | 0 | 0 | 0
F3_Commercial_Warehouse_New_Miscellaneous_Natural Gas_Miscellaneous_E7 | F3 | Commercial | Warehouse | New | Miscellaneous | Natural Gas | Miscellaneous | E7 | System - kBTUs of Conusmption | 0 | 0 | 0 | 0 | 0 | 0 | 0 | 0 | 0 | 0 | 0 | 0 | 0 | 0 | 0 | 0 | 0 | 0 | 0 | 0 | 0 | 0 | 0 | 0 | 0 | 0 | 0 | 0 | 0 | 0
F3_Commercial_Warehouse_New_Miscellaneous_Natural Gas_Miscellaneous_E8 | F3 | Commercial | Warehouse | New | Miscellaneous | Natural Gas | Miscellaneous | E8 | System - kBTUs of Conusmption | 0 | 0 | 0 | 0 | 0 | 0 | 0 | 0 | 0 | 0 | 0 | 0 | 0 | 0 | 0 | 0 | 0 | 0 | 0 | 0 | 0 | 0 | 0 | 0 | 0 | 0 | 0 | 0 | 0 | 0
F3_Commercial_Warehouse_New_Miscellaneous_Natural Gas_Miscellaneous_E9 | F3 | Commercial | Warehouse | New | Miscellaneous | Natural Gas | Miscellaneous | E9 | System - kBTUs of Conusmption | 0 | 0 | 0 | 0 | 0 | 0 | 0 | 0 | 0 | 0 | 0 | 0 | 0 | 0 | 0 | 0 | 0 | 0 | 0 | 0 | 0 | 0 | 0 | 0 | 0 | 0 | 0 | 0 | 0 | 0
F3_Commercial_Warehouse_New_Miscellaneous_Natural Gas_Miscellaneous_E10 | F3 | Commercial | Warehouse | New | Miscellaneous | Natural Gas | Miscellaneous | E10 | System - kBTUs of Conusmption | 0 | 0 | 0 | 0 | 0 | 0 | 0 | 0 | 0 | 0 | 0 | 0 | 0 | 0 | 0 | 0 | 0 | 0 | 0 | 0 | 0 | 0 | 0 | 0 | 0 | 0 | 0 | 0 | 0 | 0
F4_Commercial_Warehouse_New_Miscellaneous_Natural Gas_Miscellaneous_E1 | F4 | Commercial | Warehouse | New | Miscellaneous | Natural Gas | Miscellaneous | E1 | Utility - Cost of Equipment | 0.22938 | 0.22938 | 0.22938 | 0.22938 | 0.22938 | 0.22938 | 0.22938 | 0.22938 | 0.22938 | 0.22938 | 0.22938 | 0.22938 | 0.22938 | 0.22938 | 0.22938 | 0.22938 | 0.22938 | 0.22938 | 0.22938 | 0.22938 | 0.22938 | 0.22938 | 0 | 0 | 0 | 0 | 0 | 0 | 0 | 0
F4_Commercial_Warehouse_New_Miscellaneous_Natural Gas_Miscellaneous_E2 | F4 | Commercial | Warehouse | New | Miscellaneous | Natural Gas | Miscellaneous | E2 | Utility - Cost of Equipment | 0 | 0 | 0 | 0 | 0 | 0 | 0 | 0 | 0 | 0 | 0 | 0 | 0 | 0 | 0 | 0 | 0 | 0 | 0 | 0 | 0 | 0 | 0 | 0 | 0 | 0 | 0 | 0 | 0 | 0
F4_Commercial_Warehouse_New_Miscellaneous_Natural Gas_Miscellaneous_E3 | F4 | Commercial | Warehouse | New | Miscellaneous | Natural Gas | Miscellaneous | E3 | Utility - Cost of Equipment | 0 | 0 | 0 | 0 | 0 | 0 | 0 | 0 | 0 | 0 | 0 | 0 | 0 | 0 | 0 | 0 | 0 | 0 | 0 | 0 | 0 | 0 | 0 | 0 | 0 | 0 | 0 | 0 | 0 | 0
F4_Commercial_Warehouse_New_Miscellaneous_Natural Gas_Miscellaneous_E4 | F4 | Commercial | Warehouse | New | Miscellaneous | Natural Gas | Miscellaneous | E4 | Utility - Cost of Equipment | 0 | 0 | 0 | 0 | 0 | 0 | 0 | 0 | 0 | 0 | 0 | 0 | 0 | 0 | 0 | 0 | 0 | 0 | 0 | 0 | 0 | 0 | 0 | 0 | 0 | 0 | 0 | 0 | 0 | 0
F4_Commercial_Warehouse_New_Miscellaneous_Natural Gas_Miscellaneous_E5 | F4 | Commercial | Warehouse | New | Miscellaneous | Natural Gas | Miscellaneous | E5 | Utility - Cost of Equipment | 0 | 0 | 0 | 0 | 0 | 0 | 0 | 0 | 0 | 0 | 0 | 0 | 0 | 0 | 0 | 0 | 0 | 0 | 0 | 0 | 0 | 0 | 0 | 0 | 0 | 0 | 0 | 0 | 0 | 0
F4_Commercial_Warehouse_New_Miscellaneous_Natural Gas_Miscellaneous_E6 | F4 | Commercial | Warehouse | New | Miscellaneous | Natural Gas | Miscellaneous | E6 | Utility - Cost of Equipment | 0 | 0 | 0 | 0 | 0 | 0 | 0 | 0 | 0 | 0 | 0 | 0 | 0 | 0 | 0 | 0 | 0 | 0 | 0 | 0 | 0 | 0 | 0 | 0 | 0 | 0 | 0 | 0 | 0 | 0
F4_Commercial_Warehouse_New_Miscellaneous_Natural Gas_Miscellaneous_E7 | F4 | Commercial | Warehouse | New | Miscellaneous | Natural Gas | Miscellaneous | E7 | Utility - Cost of Equipment | 0 | 0 | 0 | 0 | 0 | 0 | 0 | 0 | 0 | 0 | 0 | 0 | 0 | 0 | 0 | 0 | 0 | 0 | 0 | 0 | 0 | 0 | 0 | 0 | 0 | 0 | 0 | 0 | 0 | 0
F4_Commercial_Warehouse_New_Miscellaneous_Natural Gas_Miscellaneous_E8 | F4 | Commercial | Warehouse | New | Miscellaneous | Natural Gas | Miscellaneous | E8 | Utility - Cost of Equipment | 0 | 0 | 0 | 0 | 0 | 0 | 0 | 0 | 0 | 0 | 0 | 0 | 0 | 0 | 0 | 0 | 0 | 0 | 0 | 0 | 0 | 0 | 0 | 0 | 0 | 0 | 0 | 0 | 0 | 0
F4_Commercial_Warehouse_New_Miscellaneous_Natural Gas_Miscellaneous_E9 | F4 | Commercial | Warehouse | New | Miscellaneous | Natural Gas | Miscellaneous | E9 | Utility - Cost of Equipment | 0 | 0 | 0 | 0 | 0 | 0 | 0 | 0 | 0 | 0 | 0 | 0 | 0 | 0 | 0 | 0 | 0 | 0 | 0 | 0 | 0 | 0 | 0 | 0 | 0 | 0 | 0 | 0 | 0 | 0
F4_Commercial_Warehouse_New_Miscellaneous_Natural Gas_Miscellaneous_E10 | F4 | Commercial | Warehouse | New | Miscellaneous | Natural Gas | Miscellaneous | E10 | Utility - Cost of Equipment | 0 | 0 | 0 | 0 | 0 | 0 | 0 | 0 | 0 | 0 | 0 | 0 | 0 | 0 | 0 | 0 | 0 | 0 | 0 | 0 | 0 | 0 | 0 | 0 | 0 | 0 | 0 | 0 | 0 | 0
F5_Commercial_Warehouse_New_Miscellaneous_Natural Gas_Miscellaneous_E1 | F5 | Commercial | Warehouse | New | Miscellaneous | Natural Gas | Miscellaneous | E1 | Utility - Cost of Operation | 0.0085245 | 0.0084593 | 0.0084166 | 0.0085066 | 0.008717 | 0.0090122 | 0.0092652 | 0.0094581 | 0.0096271 | 0.0097946 | 0.009978 | 0.010165 | 0.010351 | 0.010558 | 0.010749 | 0.010934 | 0.011127 | 0.011305 | 0.011467 | 0.011609 | 0.011722 | 0.011802 | 0 | 0 | 0 | 0 | 0 | 0 | 0 | 0
F5_Commercial_Warehouse_New_Miscellaneous_Natural Gas_Miscellaneous_E2 | F5 | Commercial | Warehouse | New | Miscellaneous | Natural Gas | Miscellaneous | E2 | Utility - Cost of Operation | 0 | 0 | 0 | 0 | 0 | 0 | 0 | 0 | 0 | 0 | 0 | 0 | 0 | 0 | 0 | 0 | 0 | 0 | 0 | 0 | 0 | 0 | 0 | 0 | 0 | 0 | 0 | 0 | 0 | 0
F5_Commercial_Warehouse_New_Miscellaneous_Natural Gas_Miscellaneous_E3 | F5 | Commercial | Warehouse | New | Miscellaneous | Natural Gas | Miscellaneous | E3 | Utility - Cost of Operation | 0 | 0 | 0 | 0 | 0 | 0 | 0 | 0 | 0 | 0 | 0 | 0 | 0 | 0 | 0 | 0 | 0 | 0 | 0 | 0 | 0 | 0 | 0 | 0 | 0 | 0 | 0 | 0 | 0 | 0
F5_Commercial_Warehouse_New_Miscellaneous_Natural Gas_Miscellaneous_E4 | F5 | Commercial | Warehouse | New | Miscellaneous | Natural Gas | Miscellaneous | E4 | Utility - Cost of Operation | 0 | 0 | 0 | 0 | 0 | 0 | 0 | 0 | 0 | 0 | 0 | 0 | 0 | 0 | 0 | 0 | 0 | 0 | 0 | 0 | 0 | 0 | 0 | 0 | 0 | 0 | 0 | 0 | 0 | 0
F5_Commercial_Warehouse_New_Miscellaneous_Natural Gas_Miscellaneous_E5 | F5 | Commercial | Warehouse | New | Miscellaneous | Natural Gas | Miscellaneous | E5 | Utility - Cost of Operation | 0 | 0 | 0 | 0 | 0 | 0 | 0 | 0 | 0 | 0 | 0 | 0 | 0 | 0 | 0 | 0 | 0 | 0 | 0 | 0 | 0 | 0 | 0 | 0 | 0 | 0 | 0 | 0 | 0 | 0
F5_Commercial_Warehouse_New_Miscellaneous_Natural Gas_Miscellaneous_E6 | F5 | Commercial | Warehouse | New | Miscellaneous | Natural Gas | Miscellaneous | E6 | Utility - Cost of Operation | 0 | 0 | 0 | 0 | 0 | 0 | 0 | 0 | 0 | 0 | 0 | 0 | 0 | 0 | 0 | 0 | 0 | 0 | 0 | 0 | 0 | 0 | 0 | 0 | 0 | 0 | 0 | 0 | 0 | 0
F5_Commercial_Warehouse_New_Miscellaneous_Natural Gas_Miscellaneous_E7 | F5 | Commercial | Warehouse | New | Miscellaneous | Natural Gas | Miscellaneous | E7 | Utility - Cost of Operation | 0 | 0 | 0 | 0 | 0 | 0 | 0 | 0 | 0 | 0 | 0 | 0 | 0 | 0 | 0 | 0 | 0 | 0 | 0 | 0 | 0 | 0 | 0 | 0 | 0 | 0 | 0 | 0 | 0 | 0
F5_Commercial_Warehouse_New_Miscellaneous_Natural Gas_Miscellaneous_E8 | F5 | Commercial | Warehouse | New | Miscellaneous | Natural Gas | Miscellaneous | E8 | Utility - Cost of Operation | 0 | 0 | 0 | 0 | 0 | 0 | 0 | 0 | 0 | 0 | 0 | 0 | 0 | 0 | 0 | 0 | 0 | 0 | 0 | 0 | 0 | 0 | 0 | 0 | 0 | 0 | 0 | 0 | 0 | 0
F5_Commercial_Warehouse_New_Miscellaneous_Natural Gas_Miscellaneous_E9 | F5 | Commercial | Warehouse | New | Miscellaneous | Natural Gas | Miscellaneous | E9 | Utility - Cost of Operation | 0 | 0 | 0 | 0 | 0 | 0 | 0 | 0 | 0 | 0 | 0 | 0 | 0 | 0 | 0 | 0 | 0 | 0 | 0 | 0 | 0 | 0 | 0 | 0 | 0 | 0 | 0 | 0 | 0 | 0
F5_Commercial_Warehouse_New_Miscellaneous_Natural Gas_Miscellaneous_E10 | F5 | Commercial | Warehouse | New | Miscellaneous | Natural Gas | Miscellaneous | E10 | Utility - Cost of Operation | 0 | 0 | 0 | 0 | 0 | 0 | 0 | 0 | 0 | 0 | 0 | 0 | 0 | 0 | 0 | 0 | 0 | 0 | 0 | 0 | 0 | 0 | 0 | 0 | 0 | 0 | 0 | 0 | 0 | 0
F6_Commercial_Warehouse_New_Miscellaneous_Natural Gas_Miscellaneous_E1 | F6 | Commercial | Warehouse | New | Miscellaneous | Natural Gas | Miscellaneous | E1 | Utility - Value of Sales | 0.010213 | 0.010135 | 0.010084 | 0.010191 | 0.010444 | 0.010797 | 0.0111 | 0.011331 | 0.011534 | 0.011735 | 0.011954 | 0.012179 | 0.012401 | 0.01265 | 0.012878 | 0.0131 | 0.013331 | 0.013545 | 0.013739 | 0.013908 | 0.014043 | 0.01414 | 0 | 0 | 0 | 0 | 0 | 0 | 0 | 0
F6_Commercial_Warehouse_New_Miscellaneous_Natural Gas_Miscellaneous_E2 | F6 | Commercial | Warehouse | New | Miscellaneous | Natural Gas | Miscellaneous | E2 | Utility - Value of Sales | 0 | 0 | 0 | 0 | 0 | 0 | 0 | 0 | 0 | 0 | 0 | 0 | 0 | 0 | 0 | 0 | 0 | 0 | 0 | 0 | 0 | 0 | 0 | 0 | 0 | 0 | 0 | 0 | 0 | 0
F6_Commercial_Warehouse_New_Miscellaneous_Natural Gas_Miscellaneous_E3 | F6 | Commercial | Warehouse | New | Miscellaneous | Natural Gas | Miscellaneous | E3 | Utility - Value of Sales | 0 | 0 | 0 | 0 | 0 | 0 | 0 | 0 | 0 | 0 | 0 | 0 | 0 | 0 | 0 | 0 | 0 | 0 | 0 | 0 | 0 | 0 | 0 | 0 | 0 | 0 | 0 | 0 | 0 | 0
F6_Commercial_Warehouse_New_Miscellaneous_Natural Gas_Miscellaneous_E4 | F6 | Commercial | Warehouse | New | Miscellaneous | Natural Gas | Miscellaneous | E4 | Utility - Value of Sales | 0 | 0 | 0 | 0 | 0 | 0 | 0 | 0 | 0 | 0 | 0 | 0 | 0 | 0 | 0 | 0 | 0 | 0 | 0 | 0 | 0 | 0 | 0 | 0 | 0 | 0 | 0 | 0 | 0 | 0
F6_Commercial_Warehouse_New_Miscellaneous_Natural Gas_Miscellaneous_E5 | F6 | Commercial | Warehouse | New | Miscellaneous | Natural Gas | Miscellaneous | E5 | Utility - Value of Sales | 0 | 0 | 0 | 0 | 0 | 0 | 0 | 0 | 0 | 0 | 0 | 0 | 0 | 0 | 0 | 0 | 0 | 0 | 0 | 0 | 0 | 0 | 0 | 0 | 0 | 0 | 0 | 0 | 0 | 0
F6_Commercial_Warehouse_New_Miscellaneous_Natural Gas_Miscellaneous_E6 | F6 | Commercial | Warehouse | New | Miscellaneous | Natural Gas | Miscellaneous | E6 | Utility - Value of Sales | 0 | 0 | 0 | 0 | 0 | 0 | 0 | 0 | 0 | 0 | 0 | 0 | 0 | 0 | 0 | 0 | 0 | 0 | 0 | 0 | 0 | 0 | 0 | 0 | 0 | 0 | 0 | 0 | 0 | 0
F6_Commercial_Warehouse_New_Miscellaneous_Natural Gas_Miscellaneous_E7 | F6 | Commercial | Warehouse | New | Miscellaneous | Natural Gas | Miscellaneous | E7 | Utility - Value of Sales | 0 | 0 | 0 | 0 | 0 | 0 | 0 | 0 | 0 | 0 | 0 | 0 | 0 | 0 | 0 | 0 | 0 | 0 | 0 | 0 | 0 | 0 | 0 | 0 | 0 | 0 | 0 | 0 | 0 | 0
F6_Commercial_Warehouse_New_Miscellaneous_Natural Gas_Miscellaneous_E8 | F6 | Commercial | Warehouse | New | Miscellaneous | Natural Gas | Miscellaneous | E8 | Utility - Value of Sales | 0 | 0 | 0 | 0 | 0 | 0 | 0 | 0 | 0 | 0 | 0 | 0 | 0 | 0 | 0 | 0 | 0 | 0 | 0 | 0 | 0 | 0 | 0 | 0 | 0 | 0 | 0 | 0 | 0 | 0
F6_Commercial_Warehouse_New_Miscellaneous_Natural Gas_Miscellaneous_E9 | F6 | Commercial | Warehouse | New | Miscellaneous | Natural Gas | Miscellaneous | E9 | Utility - Value of Sales | 0 | 0 | 0 | 0 | 0 | 0 | 0 | 0 | 0 | 0 | 0 | 0 | 0 | 0 | 0 | 0 | 0 | 0 | 0 | 0 | 0 | 0 | 0 | 0 | 0 | 0 | 0 | 0 | 0 | 0
F6_Commercial_Warehouse_New_Miscellaneous_Natural Gas_Miscellaneous_E10 | F6 | Commercial | Warehouse | New | Miscellaneous | Natural Gas | Miscellaneous | E10 | Utility - Value of Sales | 0 | 0 | 0 | 0 | 0 | 0 | 0 | 0 | 0 | 0 | 0 | 0 | 0 | 0 | 0 | 0 | 0 | 0 | 0 | 0 | 0 | 0 | 0 | 0 | 0 | 0 | 0 | 0 | 0 | 0
F1_Commercial_Miscellaneous_Existing_Space Heating_Natural Gas_Furnace_E1 | F1 | Commercial | Miscellaneous | Existing | Space Heating | Natural Gas | Furnace | E1 | Participant - Cost of Equipment | 0.054081 | 0.054081 | 0.054081 | 0.054081 | 0.054081 | 0.054081 | 0.054081 | 0.054081 | 0.054081 | 0.054081 | 0.054081 | 0.054081 | 0.054081 | 0.054081 | 0.054081 | 0.054081 | 0.054081 | 0.054081 | 0.054081 | 0.054081 | 0.054081 | 0.054081 | 0 | 0 | 0 | 0 | 0 | 0 | 0 | 0
F1_Commercial_Miscellaneous_Existing_Space Heating_Natural Gas_Furnace_E2 | F1 | Commercial | Miscellaneous | Existing | Space Heating | Natural Gas | Furnace | E2 | Participant - Cost of Equipment | 0.064898 | 0.064898 | 0.064898 | 0.064898 | 0.064898 | 0.064898 | 0.064898 | 0.064898 | 0.064898 | 0.064898 | 0.064898 | 0.064898 | 0.064898 | 0.064898 | 0.064898 | 0.064898 | 0.064898 | 0.064898 | 0.064898 | 0.064898 | 0.064898 | 0.064898 | 0 | 0 | 0 | 0 | 0 | 0 | 0 | 0
F1_Commercial_Miscellaneous_Existing_Space Heating_Natural Gas_Furnace_E3 | F1 | Commercial | Miscellaneous | Existing | Space Heating | Natural Gas | Furnace | E3 | Participant - Cost of Equipment | 0.075714 | 0.075714 | 0.075714 | 0.075714 | 0.075714 | 0.075714 | 0.075714 | 0.075714 | 0.075714 | 0.075714 | 0.075714 | 0.075714 | 0.075714 | 0.075714 | 0.075714 | 0.075714 | 0.075714 | 0.075714 | 0.075714 | 0.075714 | 0.075714 | 0.075714 | 0 | 0 | 0 | 0 | 0 | 0 | 0 | 0
F1_Commercial_Miscellaneous_Existing_Space Heating_Natural Gas_Furnace_E4 | F1 | Commercial | Miscellaneous | Existing | Space Heating | Natural Gas | Furnace | E4 | Participant - Cost of Equipment | 0 | 0 | 0 | 0 | 0 | 0 | 0 | 0 | 0 | 0 | 0 | 0 | 0 | 0 | 0 | 0 | 0 | 0 | 0 | 0 | 0 | 0 | 0 | 0 | 0 | 0 | 0 | 0 | 0 | 0
F1_Commercial_Miscellaneous_Existing_Space Heating_Natural Gas_Furnace_E5 | F1 | Commercial | Miscellaneous | Existing | Space Heating | Natural Gas | Furnace | E5 | Participant - Cost of Equipment | 0 | 0 | 0 | 0 | 0 | 0 | 0 | 0 | 0 | 0 | 0 | 0 | 0 | 0 | 0 | 0 | 0 | 0 | 0 | 0 | 0 | 0 | 0 | 0 | 0 | 0 | 0 | 0 | 0 | 0
F1_Commercial_Miscellaneous_Existing_Space Heating_Natural Gas_Furnace_E6 | F1 | Commercial | Miscellaneous | Existing | Space Heating | Natural Gas | Furnace | E6 | Participant - Cost of Equipment | 0 | 0 | 0 | 0 | 0 | 0 | 0 | 0 | 0 | 0 | 0 | 0 | 0 | 0 | 0 | 0 | 0 | 0 | 0 | 0 | 0 | 0 | 0 | 0 | 0 | 0 | 0 | 0 | 0 | 0
F1_Commercial_Miscellaneous_Existing_Space Heating_Natural Gas_Furnace_E7 | F1 | Commercial | Miscellaneous | Existing | Space Heating | Natural Gas | Furnace | E7 | Participant - Cost of Equipment | 0 | 0 | 0 | 0 | 0 | 0 | 0 | 0 | 0 | 0 | 0 | 0 | 0 | 0 | 0 | 0 | 0 | 0 | 0 | 0 | 0 | 0 | 0 | 0 | 0 | 0 | 0 | 0 | 0 | 0
F1_Commercial_Miscellaneous_Existing_Space Heating_Natural Gas_Furnace_E8 | F1 | Commercial | Miscellaneous | Existing | Space Heating | Natural Gas | Furnace | E8 | Participant - Cost of Equipment | 0 | 0 | 0 | 0 | 0 | 0 | 0 | 0 | 0 | 0 | 0 | 0 | 0 | 0 | 0 | 0 | 0 | 0 | 0 | 0 | 0 | 0 | 0 | 0 | 0 | 0 | 0 | 0 | 0 | 0
F1_Commercial_Miscellaneous_Existing_Space Heating_Natural Gas_Furnace_E9 | F1 | Commercial | Miscellaneous | Existing | Space Heating | Natural Gas | Furnace | E9 | Participant - Cost of Equipment | 0 | 0 | 0 | 0 | 0 | 0 | 0 | 0 | 0 | 0 | 0 | 0 | 0 | 0 | 0 | 0 | 0 | 0 | 0 | 0 | 0 | 0 | 0 | 0 | 0 | 0 | 0 | 0 | 0 | 0
F1_Commercial_Miscellaneous_Existing_Space Heating_Natural Gas_Furnace_E10 | F1 | Commercial | Miscellaneous | Existing | Space Heating | Natural Gas | Furnace | E10 | Participant - Cost of Equipment | 0 | 0 | 0 | 0 | 0 | 0 | 0 | 0 | 0 | 0 | 0 | 0 | 0 | 0 | 0 | 0 | 0 | 0 | 0 | 0 | 0 | 0 | 0 | 0 | 0 | 0 | 0 | 0 | 0 | 0
F2_Commercial_Miscellaneous_Existing_Space Heating_Natural Gas_Furnace_E1 | F2 | Commercial | Miscellaneous | Existing | Space Heating | Natural Gas | Furnace | E1 | Participant - Cost of Operation | 0.24852 | 0.25148 | 0.25468 | 0.25883 | 0.26376 | 0.26926 | 0.27442 | 0.2792 | 0.28389 | 0.28863 | 0.29355 | 0.29856 | 0.30361 | 0.30888 | 0.31408 | 0.3194 | 0.32495 | 0.33058 | 0.33629 | 0.34207 | 0.34785 | 0.35362 | 0 | 0 | 0 | 0 | 0 | 0 | 0 | 0
F2_Commercial_Miscellaneous_Existing_Space Heating_Natural Gas_Furnace_E2 | F2 | Commercial | Miscellaneous | Existing | Space Heating | Natural Gas | Furnace | E2 | Participant - Cost of Operation | 0.22091 | 0.22354 | 0.22638 | 0.23007 | 0.23445 | 0.23934 | 0.24393 | 0.24818 | 0.25234 | 0.25656 | 0.26093 | 0.26539 | 0.26988 | 0.27456 | 0.27918 | 0.28391 | 0.28885 | 0.29385 | 0.29893 | 0.30406 | 0.3092 | 0.31433 | 0 | 0 | 0 | 0 | 0 | 0 | 0 | 0
F2_Commercial_Miscellaneous_Existing_Space Heating_Natural Gas_Furnace_E3 | F2 | Commercial | Miscellaneous | Existing | Space Heating | Natural Gas | Furnace | E3 | Participant - Cost of Operation | 0.20928 | 0.21177 | 0.21447 | 0.21796 | 0.22211 | 0.22674 | 0.23109 | 0.23512 | 0.23906 | 0.24305 | 0.2472 | 0.25142 | 0.25568 | 0.26011 | 0.26449 | 0.26897 | 0.27365 | 0.27839 | 0.28319 | 0.28806 | 0.29293 | 0.29778 | 0 | 0 | 0 | 0 | 0 | 0 | 0 | 0
F2_Commercial_Miscellaneous_Existing_Space Heating_Natural Gas_Furnace_E4 | F2 | Commercial | Miscellaneous | Existing | Space Heating | Natural Gas | Furnace | E4 | Participant - Cost of Operation | 0 | 0 | 0 | 0 | 0 | 0 | 0 | 0 | 0 | 0 | 0 | 0 | 0 | 0 | 0 | 0 | 0 | 0 | 0 | 0 | 0 | 0 | 0 | 0 | 0 | 0 | 0 | 0 | 0 | 0
F2_Commercial_Miscellaneous_Existing_Space Heating_Natural Gas_Furnace_E5 | F2 | Commercial | Miscellaneous | Existing | Space Heating | Natural Gas | Furnace | E5 | Participant - Cost of Operation | 0 | 0 | 0 | 0 | 0 | 0 | 0 | 0 | 0 | 0 | 0 | 0 | 0 | 0 | 0 | 0 | 0 | 0 | 0 | 0 | 0 | 0 | 0 | 0 | 0 | 0 | 0 | 0 | 0 | 0
F2_Commercial_Miscellaneous_Existing_Space Heating_Natural Gas_Furnace_E6 | F2 | Commercial | Miscellaneous | Existing | Space Heating | Natural Gas | Furnace | E6 | Participant - Cost of Operation | 0 | 0 | 0 | 0 | 0 | 0 | 0 | 0 | 0 | 0 | 0 | 0 | 0 | 0 | 0 | 0 | 0 | 0 | 0 | 0 | 0 | 0 | 0 | 0 | 0 | 0 | 0 | 0 | 0 | 0
F2_Commercial_Miscellaneous_Existing_Space Heating_Natural Gas_Furnace_E7 | F2 | Commercial | Miscellaneous | Existing | Space Heating | Natural Gas | Furnace | E7 | Participant - Cost of Operation | 0 | 0 | 0 | 0 | 0 | 0 | 0 | 0 | 0 | 0 | 0 | 0 | 0 | 0 | 0 | 0 | 0 | 0 | 0 | 0 | 0 | 0 | 0 | 0 | 0 | 0 | 0 | 0 | 0 | 0
F2_Commercial_Miscellaneous_Existing_Space Heating_Natural Gas_Furnace_E8 | F2 | Commercial | Miscellaneous | Existing | Space Heating | Natural Gas | Furnace | E8 | Participant - Cost of Operation | 0 | 0 | 0 | 0 | 0 | 0 | 0 | 0 | 0 | 0 | 0 | 0 | 0 | 0 | 0 | 0 | 0 | 0 | 0 | 0 | 0 | 0 | 0 | 0 | 0 | 0 | 0 | 0 | 0 | 0
F2_Commercial_Miscellaneous_Existing_Space Heating_Natural Gas_Furnace_E9 | F2 | Commercial | Miscellaneous | Existing | Space Heating | Natural Gas | Furnace | E9 | Participant - Cost of Operation | 0 | 0 | 0 | 0 | 0 | 0 | 0 | 0 | 0 | 0 | 0 | 0 | 0 | 0 | 0 | 0 | 0 | 0 | 0 | 0 | 0 | 0 | 0 | 0 | 0 | 0 | 0 | 0 | 0 | 0
F2_Commercial_Miscellaneous_Existing_Space Heating_Natural Gas_Furnace_E10 | F2 | Commercial | Miscellaneous | Existing | Space Heating | Natural Gas | Furnace | E10 | Participant - Cost of Operation | 0 | 0 | 0 | 0 | 0 | 0 | 0 | 0 | 0 | 0 | 0 | 0 | 0 | 0 | 0 | 0 | 0 | 0 | 0 | 0 | 0 | 0 | 0 | 0 | 0 | 0 | 0 | 0 | 0 | 0
F3_Commercial_Miscellaneous_Existing_Space Heating_Natural Gas_Furnace_E1 | F3 | Commercial | Miscellaneous | Existing | Space Heating | Natural Gas | Furnace | E1 | System - kBTUs of Conusmption | 21.9325 | 21.9532 | 21.9698 | 22.0275 | 22.0675 | 22.0896 | 22.0893 | 22.0865 | 22.0776 | 22.0629 | 22.0395 | 22.0147 | 21.9855 | 21.9523 | 21.9114 | 21.8715 | 21.8286 | 21.7828 | 21.7304 | 21.68 | 21.6277 | 21.5739 | 0 | 0 | 0 | 0 | 0 | 0 | 0 | 0
F3_Commercial_Miscellaneous_Existing_Space Heating_Natural Gas_Furnace_E2 | F3 | Commercial | Miscellaneous | Existing | Space Heating | Natural Gas | Furnace | E2 | System - kBTUs of Conusmption | 19.4956 | 19.5139 | 19.5287 | 19.58 | 19.6156 | 19.6352 | 19.635 | 19.6324 | 19.6245 | 19.6115 | 19.5907 | 19.5687 | 19.5427 | 19.5132 | 19.4768 | 19.4414 | 19.4032 | 19.3625 | 19.316 | 19.2711 | 19.2246 | 19.1768 | 0 | 0 | 0 | 0 | 0 | 0 | 0 | 0
F3_Commercial_Miscellaneous_Existing_Space Heating_Natural Gas_Furnace_E3 | F3 | Commercial | Miscellaneous | Existing | Space Heating | Natural Gas | Furnace | E3 | System - kBTUs of Conusmption | 18.4695 | 18.4869 | 18.5009 | 18.5495 | 18.5832 | 18.6018 | 18.6015 | 18.5991 | 18.5916 | 18.5793 | 18.5596 | 18.5387 | 18.5141 | 18.4862 | 18.4517 | 18.4181 | 18.382 | 18.3434 | 18.2993 | 18.2569 | 18.2128 | 18.1675 | 0 | 0 | 0 | 0 | 0 | 0 | 0 | 0
F3_Commercial_Miscellaneous_Existing_Space Heating_Natural Gas_Furnace_E4 | F3 | Commercial | Miscellaneous | Existing | Space Heating | Natural Gas | Furnace | E4 | System - kBTUs of Conusmption | 0 | 0 | 0 | 0 | 0 | 0 | 0 | 0 | 0 | 0 | 0 | 0 | 0 | 0 | 0 | 0 | 0 | 0 | 0 | 0 | 0 | 0 | 0 | 0 | 0 | 0 | 0 | 0 | 0 | 0
F3_Commercial_Miscellaneous_Existing_Space Heating_Natural Gas_Furnace_E5 | F3 | Commercial | Miscellaneous | Existing | Space Heating | Natural Gas | Furnace | E5 | System - kBTUs of Conusmption | 0 | 0 | 0 | 0 | 0 | 0 | 0 | 0 | 0 | 0 | 0 | 0 | 0 | 0 | 0 | 0 | 0 | 0 | 0 | 0 | 0 | 0 | 0 | 0 | 0 | 0 | 0 | 0 | 0 | 0
F3_Commercial_Miscellaneous_Existing_Space Heating_Natural Gas_Furnace_E6 | F3 | Commercial | Miscellaneous | Existing | Space Heating | Natural Gas | Furnace | E6 | System - kBTUs of Conusmption | 0 | 0 | 0 | 0 | 0 | 0 | 0 | 0 | 0 | 0 | 0 | 0 | 0 | 0 | 0 | 0 | 0 | 0 | 0 | 0 | 0 | 0 | 0 | 0 | 0 | 0 | 0 | 0 | 0 | 0
F3_Commercial_Miscellaneous_Existing_Space Heating_Natural Gas_Furnace_E7 | F3 | Commercial | Miscellaneous | Existing | Space Heating | Natural Gas | Furnace | E7 | System - kBTUs of Conusmption | 0 | 0 | 0 | 0 | 0 | 0 | 0 | 0 | 0 | 0 | 0 | 0 | 0 | 0 | 0 | 0 | 0 | 0 | 0 | 0 | 0 | 0 | 0 | 0 | 0 | 0 | 0 | 0 | 0 | 0
F3_Commercial_Miscellaneous_Existing_Space Heating_Natural Gas_Furnace_E8 | F3 | Commercial | Miscellaneous | Existing | Space Heating | Natural Gas | Furnace | E8 | System - kBTUs of Conusmption | 0 | 0 | 0 | 0 | 0 | 0 | 0 | 0 | 0 | 0 | 0 | 0 | 0 | 0 | 0 | 0 | 0 | 0 | 0 | 0 | 0 | 0 | 0 | 0 | 0 | 0 | 0 | 0 | 0 | 0
F3_Commercial_Miscellaneous_Existing_Space Heating_Natural Gas_Furnace_E9 | F3 | Commercial | Miscellaneous | Existing | Space Heating | Natural Gas | Furnace | E9 | System - kBTUs of Conusmption | 0 | 0 | 0 | 0 | 0 | 0 | 0 | 0 | 0 | 0 | 0 | 0 | 0 | 0 | 0 | 0 | 0 | 0 | 0 | 0 | 0 | 0 | 0 | 0 | 0 | 0 | 0 | 0 | 0 | 0
F3_Commercial_Miscellaneous_Existing_Space Heating_Natural Gas_Furnace_E10 | F3 | Commercial | Miscellaneous | Existing | Space Heating | Natural Gas | Furnace | E10 | System - kBTUs of Conusmption | 0 | 0 | 0 | 0 | 0 | 0 | 0 | 0 | 0 | 0 | 0 | 0 | 0 | 0 | 0 | 0 | 0 | 0 | 0 | 0 | 0 | 0 | 0 | 0 | 0 | 0 | 0 | 0 | 0 | 0
F4_Commercial_Miscellaneous_Existing_Space Heating_Natural Gas_Furnace_E1 | F4 | Commercial | Miscellaneous | Existing | Space Heating | Natural Gas | Furnace | E1 | Utility - Cost of Equipment | 0.054081 | 0.054081 | 0.054081 | 0.054081 | 0.054081 | 0.054081 | 0.054081 | 0.054081 | 0.054081 | 0.054081 | 0.054081 | 0.054081 | 0.054081 | 0.054081 | 0.054081 | 0.054081 | 0.054081 | 0.054081 | 0.054081 | 0.054081 | 0.054081 | 0.054081 | 0 | 0 | 0 | 0 | 0 | 0 | 0 | 0
F4_Commercial_Miscellaneous_Existing_Space Heating_Natural Gas_Furnace_E2 | F4 | Commercial | Miscellaneous | Existing | Space Heating | Natural Gas | Furnace | E2 | Utility - Cost of Equipment | 0.064898 | 0.064898 | 0.064898 | 0.064898 | 0.064898 | 0.064898 | 0.064898 | 0.064898 | 0.064898 | 0.064898 | 0.064898 | 0.064898 | 0.064898 | 0.064898 | 0.064898 | 0.064898 | 0.064898 | 0.064898 | 0.064898 | 0.064898 | 0.064898 | 0.064898 | 0 | 0 | 0 | 0 | 0 | 0 | 0 | 0
F4_Commercial_Miscellaneous_Existing_Space Heating_Natural Gas_Furnace_E3 | F4 | Commercial | Miscellaneous | Existing | Space Heating | Natural Gas | Furnace | E3 | Utility - Cost of Equipment | 0.075714 | 0.075714 | 0.075714 | 0.075714 | 0.075714 | 0.075714 | 0.075714 | 0.075714 | 0.075714 | 0.075714 | 0.075714 | 0.075714 | 0.075714 | 0.075714 | 0.075714 | 0.075714 | 0.075714 | 0.075714 | 0.075714 | 0.075714 | 0.075714 | 0.075714 | 0 | 0 | 0 | 0 | 0 | 0 | 0 | 0
F4_Commercial_Miscellaneous_Existing_Space Heating_Natural Gas_Furnace_E4 | F4 | Commercial | Miscellaneous | Existing | Space Heating | Natural Gas | Furnace | E4 | Utility - Cost of Equipment | 0 | 0 | 0 | 0 | 0 | 0 | 0 | 0 | 0 | 0 | 0 | 0 | 0 | 0 | 0 | 0 | 0 | 0 | 0 | 0 | 0 | 0 | 0 | 0 | 0 | 0 | 0 | 0 | 0 | 0
F4_Commercial_Miscellaneous_Existing_Space Heating_Natural Gas_Furnace_E5 | F4 | Commercial | Miscellaneous | Existing | Space Heating | Natural Gas | Furnace | E5 | Utility - Cost of Equipment | 0 | 0 | 0 | 0 | 0 | 0 | 0 | 0 | 0 | 0 | 0 | 0 | 0 | 0 | 0 | 0 | 0 | 0 | 0 | 0 | 0 | 0 | 0 | 0 | 0 | 0 | 0 | 0 | 0 | 0
F4_Commercial_Miscellaneous_Existing_Space Heating_Natural Gas_Furnace_E6 | F4 | Commercial | Miscellaneous | Existing | Space Heating | Natural Gas | Furnace | E6 | Utility - Cost of Equipment | 0 | 0 | 0 | 0 | 0 | 0 | 0 | 0 | 0 | 0 | 0 | 0 | 0 | 0 | 0 | 0 | 0 | 0 | 0 | 0 | 0 | 0 | 0 | 0 | 0 | 0 | 0 | 0 | 0 | 0
F4_Commercial_Miscellaneous_Existing_Space Heating_Natural Gas_Furnace_E7 | F4 | Commercial | Miscellaneous | Existing | Space Heating | Natural Gas | Furnace | E7 | Utility - Cost of Equipment | 0 | 0 | 0 | 0 | 0 | 0 | 0 | 0 | 0 | 0 | 0 | 0 | 0 | 0 | 0 | 0 | 0 | 0 | 0 | 0 | 0 | 0 | 0 | 0 | 0 | 0 | 0 | 0 | 0 | 0
F4_Commercial_Miscellaneous_Existing_Space Heating_Natural Gas_Furnace_E8 | F4 | Commercial | Miscellaneous | Existing | Space Heating | Natural Gas | Furnace | E8 | Utility - Cost of Equipment | 0 | 0 | 0 | 0 | 0 | 0 | 0 | 0 | 0 | 0 | 0 | 0 | 0 | 0 | 0 | 0 | 0 | 0 | 0 | 0 | 0 | 0 | 0 | 0 | 0 | 0 | 0 | 0 | 0 | 0
F4_Commercial_Miscellaneous_Existing_Space Heating_Natural Gas_Furnace_E9 | F4 | Commercial | Miscellaneous | Existing | Space Heating | Natural Gas | Furnace | E9 | Utility - Cost of Equipment | 0 | 0 | 0 | 0 | 0 | 0 | 0 | 0 | 0 | 0 | 0 | 0 | 0 | 0 | 0 | 0 | 0 | 0 | 0 | 0 | 0 | 0 | 0 | 0 | 0 | 0 | 0 | 0 | 0 | 0
F4_Commercial_Miscellaneous_Existing_Space Heating_Natural Gas_Furnace_E10 | F4 | Commercial | Miscellaneous | Existing | Space Heating | Natural Gas | Furnace | E10 | Utility - Cost of Equipment | 0 | 0 | 0 | 0 | 0 | 0 | 0 | 0 | 0 | 0 | 0 | 0 | 0 | 0 | 0 | 0 | 0 | 0 | 0 | 0 | 0 | 0 | 0 | 0 | 0 | 0 | 0 | 0 | 0 | 0
F5_Commercial_Miscellaneous_Existing_Space Heating_Natural Gas_Furnace_E1 | F5 | Commercial | Miscellaneous | Existing | Space Heating | Natural Gas | Furnace | E1 | Utility - Cost of Operation | 0.20744 | 0.20991 | 0.21258 | 0.21604 | 0.22016 | 0.22474 | 0.22905 | 0.23305 | 0.23696 | 0.24091 | 0.24502 | 0.24921 | 0.25342 | 0.25782 | 0.26216 | 0.2666 | 0.27123 | 0.27593 | 0.2807 | 0.28552 | 0.29035 | 0.29516 | 0 | 0 | 0 | 0 | 0 | 0 | 0 | 0
F5_Commercial_Miscellaneous_Existing_Space Heating_Natural Gas_Furnace_E2 | F5 | Commercial | Miscellaneous | Existing | Space Heating | Natural Gas | Furnace | E2 | Utility - Cost of Operation | 0.18439 | 0.18658 | 0.18896 | 0.19204 | 0.19569 | 0.19977 | 0.2036 | 0.20715 | 0.21063 | 0.21414 | 0.21779 | 0.22152 | 0.22526 | 0.22917 | 0.23303 | 0.23697 | 0.2411 | 0.24527 | 0.24951 | 0.25379 | 0.25809 | 0.26236 | 0 | 0 | 0 | 0 | 0 | 0 | 0 | 0
F5_Commercial_Miscellaneous_Existing_Space Heating_Natural Gas_Furnace_E3 | F5 | Commercial | Miscellaneous | Existing | Space Heating | Natural Gas | Furnace | E3 | Utility - Cost of Operation | 0.17468 | 0.17676 | 0.17901 | 0.18193 | 0.18539 | 0.18926 | 0.19289 | 0.19625 | 0.19954 | 0.20287 | 0.20633 | 0.20986 | 0.21341 | 0.21711 | 0.22076 | 0.2245 | 0.22841 | 0.23236 | 0.23637 | 0.24044 | 0.2445 | 0.24855 | 0 | 0 | 0 | 0 | 0 | 0 | 0 | 0
F5_Commercial_Miscellaneous_Existing_Space Heating_Natural Gas_Furnace_E4 | F5 | Commercial | Miscellaneous | Existing | Space Heating | Natural Gas | Furnace | E4 | Utility - Cost of Operation | 0 | 0 | 0 | 0 | 0 | 0 | 0 | 0 | 0 | 0 | 0 | 0 | 0 | 0 | 0 | 0 | 0 | 0 | 0 | 0 | 0 | 0 | 0 | 0 | 0 | 0 | 0 | 0 | 0 | 0
F5_Commercial_Miscellaneous_Existing_Space Heating_Natural Gas_Furnace_E5 | F5 | Commercial | Miscellaneous | Existing | Space Heating | Natural Gas | Furnace | E5 | Utility - Cost of Operation | 0 | 0 | 0 | 0 | 0 | 0 | 0 | 0 | 0 | 0 | 0 | 0 | 0 | 0 | 0 | 0 | 0 | 0 | 0 | 0 | 0 | 0 | 0 | 0 | 0 | 0 | 0 | 0 | 0 | 0
F5_Commercial_Miscellaneous_Existing_Space Heating_Natural Gas_Furnace_E6 | F5 | Commercial | Miscellaneous | Existing | Space Heating | Natural Gas | Furnace | E6 | Utility - Cost of Operation | 0 | 0 | 0 | 0 | 0 | 0 | 0 | 0 | 0 | 0 | 0 | 0 | 0 | 0 | 0 | 0 | 0 | 0 | 0 | 0 | 0 | 0 | 0 | 0 | 0 | 0 | 0 | 0 | 0 | 0
F5_Commercial_Miscellaneous_Existing_Space Heating_Natural Gas_Furnace_E7 | F5 | Commercial | Miscellaneous | Existing | Space Heating | Natural Gas | Furnace | E7 | Utility - Cost of Operation | 0 | 0 | 0 | 0 | 0 | 0 | 0 | 0 | 0 | 0 | 0 | 0 | 0 | 0 | 0 | 0 | 0 | 0 | 0 | 0 | 0 | 0 | 0 | 0 | 0 | 0 | 0 | 0 | 0 | 0
F5_Commercial_Miscellaneous_Existing_Space Heating_Natural Gas_Furnace_E8 | F5 | Commercial | Miscellaneous | Existing | Space Heating | Natural Gas | Furnace | E8 | Utility - Cost of Operation | 0 | 0 | 0 | 0 | 0 | 0 | 0 | 0 | 0 | 0 | 0 | 0 | 0 | 0 | 0 | 0 | 0 | 0 | 0 | 0 | 0 | 0 | 0 | 0 | 0 | 0 | 0 | 0 | 0 | 0
F5_Commercial_Miscellaneous_Existing_Space Heating_Natural Gas_Furnace_E9 | F5 | Commercial | Miscellaneous | Existing | Space Heating | Natural Gas | Furnace | E9 | Utility - Cost of Operation | 0 | 0 | 0 | 0 | 0 | 0 | 0 | 0 | 0 | 0 | 0 | 0 | 0 | 0 | 0 | 0 | 0 | 0 | 0 | 0 | 0 | 0 | 0 | 0 | 0 | 0 | 0 | 0 | 0 | 0
F5_Commercial_Miscellaneous_Existing_Space Heating_Natural Gas_Furnace_E10 | F5 | Commercial | Miscellaneous | Existing | Space Heating | Natural Gas | Furnace | E10 | Utility - Cost of Operation | 0 | 0 | 0 | 0 | 0 | 0 | 0 | 0 | 0 | 0 | 0 | 0 | 0 | 0 | 0 | 0 | 0 | 0 | 0 | 0 | 0 | 0 | 0 | 0 | 0 | 0 | 0 | 0 | 0 | 0
F6_Commercial_Miscellaneous_Existing_Space Heating_Natural Gas_Furnace_E1 | F6 | Commercial | Miscellaneous | Existing | Space Heating | Natural Gas | Furnace | E1 | Utility - Value of Sales | 0.24852 | 0.25148 | 0.25468 | 0.25883 | 0.26376 | 0.26926 | 0.27442 | 0.2792 | 0.28389 | 0.28863 | 0.29355 | 0.29856 | 0.30361 | 0.30888 | 0.31408 | 0.3194 | 0.32495 | 0.33058 | 0.33629 | 0.34207 | 0.34785 | 0.35362 | 0 | 0 | 0 | 0 | 0 | 0 | 0 | 0
F6_Commercial_Miscellaneous_Existing_Space Heating_Natural Gas_Furnace_E2 | F6 | Commercial | Miscellaneous | Existing | Space Heating | Natural Gas | Furnace | E2 | Utility - Value of Sales | 0.22091 | 0.22354 | 0.22638 | 0.23007 | 0.23445 | 0.23934 | 0.24393 | 0.24818 | 0.25234 | 0.25656 | 0.26093 | 0.26539 | 0.26988 | 0.27456 | 0.27918 | 0.28391 | 0.28885 | 0.29385 | 0.29893 | 0.30406 | 0.3092 | 0.31433 | 0 | 0 | 0 | 0 | 0 | 0 | 0 | 0
F6_Commercial_Miscellaneous_Existing_Space Heating_Natural Gas_Furnace_E3 | F6 | Commercial | Miscellaneous | Existing | Space Heating | Natural Gas | Furnace | E3 | Utility - Value of Sales | 0.20928 | 0.21177 | 0.21447 | 0.21796 | 0.22211 | 0.22674 | 0.23109 | 0.23512 | 0.23906 | 0.24305 | 0.2472 | 0.25142 | 0.25568 | 0.26011 | 0.26449 | 0.26897 | 0.27365 | 0.27839 | 0.28319 | 0.28806 | 0.29293 | 0.29778 | 0 | 0 | 0 | 0 | 0 | 0 | 0 | 0
F6_Commercial_Miscellaneous_Existing_Space Heating_Natural Gas_Furnace_E4 | F6 | Commercial | Miscellaneous | Existing | Space Heating | Natural Gas | Furnace | E4 | Utility - Value of Sales | 0 | 0 | 0 | 0 | 0 | 0 | 0 | 0 | 0 | 0 | 0 | 0 | 0 | 0 | 0 | 0 | 0 | 0 | 0 | 0 | 0 | 0 | 0 | 0 | 0 | 0 | 0 | 0 | 0 | 0
F6_Commercial_Miscellaneous_Existing_Space Heating_Natural Gas_Furnace_E5 | F6 | Commercial | Miscellaneous | Existing | Space Heating | Natural Gas | Furnace | E5 | Utility - Value of Sales | 0 | 0 | 0 | 0 | 0 | 0 | 0 | 0 | 0 | 0 | 0 | 0 | 0 | 0 | 0 | 0 | 0 | 0 | 0 | 0 | 0 | 0 | 0 | 0 | 0 | 0 | 0 | 0 | 0 | 0
F6_Commercial_Miscellaneous_Existing_Space Heating_Natural Gas_Furnace_E6 | F6 | Commercial | Miscellaneous | Existing | Space Heating | Natural Gas | Furnace | E6 | Utility - Value of Sales | 0 | 0 | 0 | 0 | 0 | 0 | 0 | 0 | 0 | 0 | 0 | 0 | 0 | 0 | 0 | 0 | 0 | 0 | 0 | 0 | 0 | 0 | 0 | 0 | 0 | 0 | 0 | 0 | 0 | 0
F6_Commercial_Miscellaneous_Existing_Space Heating_Natural Gas_Furnace_E7 | F6 | Commercial | Miscellaneous | Existing | Space Heating | Natural Gas | Furnace | E7 | Utility - Value of Sales | 0 | 0 | 0 | 0 | 0 | 0 | 0 | 0 | 0 | 0 | 0 | 0 | 0 | 0 | 0 | 0 | 0 | 0 | 0 | 0 | 0 | 0 | 0 | 0 | 0 | 0 | 0 | 0 | 0 | 0
F6_Commercial_Miscellaneous_Existing_Space Heating_Natural Gas_Furnace_E8 | F6 | Commercial | Miscellaneous | Existing | Space Heating | Natural Gas | Furnace | E8 | Utility - Value of Sales | 0 | 0 | 0 | 0 | 0 | 0 | 0 | 0 | 0 | 0 | 0 | 0 | 0 | 0 | 0 | 0 | 0 | 0 | 0 | 0 | 0 | 0 | 0 | 0 | 0 | 0 | 0 | 0 | 0 | 0
F6_Commercial_Miscellaneous_Existing_Space Heating_Natural Gas_Furnace_E9 | F6 | Commercial | Miscellaneous | Existing | Space Heating | Natural Gas | Furnace | E9 | Utility - Value of Sales | 0 | 0 | 0 | 0 | 0 | 0 | 0 | 0 | 0 | 0 | 0 | 0 | 0 | 0 | 0 | 0 | 0 | 0 | 0 | 0 | 0 | 0 | 0 | 0 | 0 | 0 | 0 | 0 | 0 | 0
F6_Commercial_Miscellaneous_Existing_Space Heating_Natural Gas_Furnace_E10 | F6 | Commercial | Miscellaneous | Existing | Space Heating | Natural Gas | Furnace | E10 | Utility - Value of Sales | 0 | 0 | 0 | 0 | 0 | 0 | 0 | 0 | 0 | 0 | 0 | 0 | 0 | 0 | 0 | 0 | 0 | 0 | 0 | 0 | 0 | 0 | 0 | 0 | 0 | 0 | 0 | 0 | 0 | 0
F1_Commercial_Miscellaneous_Existing_Space Heating_Natural Gas_Boiler_E1 | F1 | Commercial | Miscellaneous | Existing | Space Heating | Natural Gas | Boiler | E1 | Participant - Cost of Equipment | 0.21295 | 0.21295 | 0.21295 | 0.21295 | 0.21295 | 0.21295 | 0.21295 | 0.21295 | 0.21295 | 0.21295 | 0.21295 | 0.21295 | 0.21295 | 0.21295 | 0.21295 | 0.21295 | 0.21295 | 0.21295 | 0.21295 | 0.21295 | 0.21295 | 0.21295 | 0 | 0 | 0 | 0 | 0 | 0 | 0 | 0
F1_Commercial_Miscellaneous_Existing_Space Heating_Natural Gas_Boiler_E2 | F1 | Commercial | Miscellaneous | Existing | Space Heating | Natural Gas | Boiler | E2 | Participant - Cost of Equipment | 0.23794 | 0.23794 | 0.23794 | 0.23794 | 0.23794 | 0.23794 | 0.23794 | 0.23794 | 0.23794 | 0.23794 | 0.23794 | 0.23794 | 0.23794 | 0.23794 | 0.23794 | 0.23794 | 0.23794 | 0.23794 | 0.23794 | 0.23794 | 0.23794 | 0.23794 | 0 | 0 | 0 | 0 | 0 | 0 | 0 | 0
F1_Commercial_Miscellaneous_Existing_Space Heating_Natural Gas_Boiler_E3 | F1 | Commercial | Miscellaneous | Existing | Space Heating | Natural Gas | Boiler | E3 | Participant - Cost of Equipment | 0.28812 | 0.28812 | 0.28812 | 0.28812 | 0.28812 | 0.28812 | 0.28812 | 0.28812 | 0.28812 | 0.28812 | 0.28812 | 0.28812 | 0.28812 | 0.28812 | 0.28812 | 0.28812 | 0.28812 | 0.28812 | 0.28812 | 0.28812 | 0.28812 | 0.28812 | 0 | 0 | 0 | 0 | 0 | 0 | 0 | 0
F1_Commercial_Miscellaneous_Existing_Space Heating_Natural Gas_Boiler_E4 | F1 | Commercial | Miscellaneous | Existing | Space Heating | Natural Gas | Boiler | E4 | Participant - Cost of Equipment | 1.4709 | 1.4709 | 1.4709 | 1.4709 | 1.4709 | 1.4709 | 1.4709 | 1.4709 | 1.4709 | 1.4709 | 1.4709 | 1.4709 | 1.4709 | 1.4709 | 1.4709 | 1.4709 | 1.4709 | 1.4709 | 1.4709 | 1.4709 | 1.4709 | 1.4709 | 0 | 0 | 0 | 0 | 0 | 0 | 0 | 0
F1_Commercial_Miscellaneous_Existing_Space Heating_Natural Gas_Boiler_E5 | F1 | Commercial | Miscellaneous | Existing | Space Heating | Natural Gas | Boiler | E5 | Participant - Cost of Equipment | 0 | 0 | 0 | 0 | 0 | 0 | 0 | 0 | 0 | 0 | 0 | 0 | 0 | 0 | 0 | 0 | 0 | 0 | 0 | 0 | 0 | 0 | 0 | 0 | 0 | 0 | 0 | 0 | 0 | 0
F1_Commercial_Miscellaneous_Existing_Space Heating_Natural Gas_Boiler_E6 | F1 | Commercial | Miscellaneous | Existing | Space Heating | Natural Gas | Boiler | E6 | Participant - Cost of Equipment | 0 | 0 | 0 | 0 | 0 | 0 | 0 | 0 | 0 | 0 | 0 | 0 | 0 | 0 | 0 | 0 | 0 | 0 | 0 | 0 | 0 | 0 | 0 | 0 | 0 | 0 | 0 | 0 | 0 | 0
F1_Commercial_Miscellaneous_Existing_Space Heating_Natural Gas_Boiler_E7 | F1 | Commercial | Miscellaneous | Existing | Space Heating | Natural Gas | Boiler | E7 | Participant - Cost of Equipment | 0 | 0 | 0 | 0 | 0 | 0 | 0 | 0 | 0 | 0 | 0 | 0 | 0 | 0 | 0 | 0 | 0 | 0 | 0 | 0 | 0 | 0 | 0 | 0 | 0 | 0 | 0 | 0 | 0 | 0
F1_Commercial_Miscellaneous_Existing_Space Heating_Natural Gas_Boiler_E8 | F1 | Commercial | Miscellaneous | Existing | Space Heating | Natural Gas | Boiler | E8 | Participant - Cost of Equipment | 0 | 0 | 0 | 0 | 0 | 0 | 0 | 0 | 0 | 0 | 0 | 0 | 0 | 0 | 0 | 0 | 0 | 0 | 0 | 0 | 0 | 0 | 0 | 0 | 0 | 0 | 0 | 0 | 0 | 0
F1_Commercial_Miscellaneous_Existing_Space Heating_Natural Gas_Boiler_E9 | F1 | Commercial | Miscellaneous | Existing | Space Heating | Natural Gas | Boiler | E9 | Participant - Cost of Equipment | 0 | 0 | 0 | 0 | 0 | 0 | 0 | 0 | 0 | 0 | 0 | 0 | 0 | 0 | 0 | 0 | 0 | 0 | 0 | 0 | 0 | 0 | 0 | 0 | 0 | 0 | 0 | 0 | 0 | 0
F1_Commercial_Miscellaneous_Existing_Space Heating_Natural Gas_Boiler_E10 | F1 | Commercial | Miscellaneous | Existing | Space Heating | Natural Gas | Boiler | E10 | Participant - Cost of Equipment | 0 | 0 | 0 | 0 | 0 | 0 | 0 | 0 | 0 | 0 | 0 | 0 | 0 | 0 | 0 | 0 | 0 | 0 | 0 | 0 | 0 | 0 | 0 | 0 | 0 | 0 | 0 | 0 | 0 | 0
F2_Commercial_Miscellaneous_Existing_Space Heating_Natural Gas_Boiler_E1 | F2 | Commercial | Miscellaneous | Existing | Space Heating | Natural Gas | Boiler | E1 | Participant - Cost of Operation | 0.96148 | 0.97306 | 0.98546 | 1.0013 | 1.02 | 1.0411 | 1.0611 | 1.0798 | 1.0981 | 1.1167 | 1.1359 | 1.1556 | 1.1754 | 1.196 | 1.2164 | 1.2372 | 1.2589 | 1.281 | 1.3033 | 1.3259 | 1.3484 | 1.3708 | 0 | 0 | 0 | 0 | 0 | 0 | 0 | 0
F2_Commercial_Miscellaneous_Existing_Space Heating_Natural Gas_Boiler_E2 | F2 | Commercial | Miscellaneous | Existing | Space Heating | Natural Gas | Boiler | E2 | Participant - Cost of Operation | 0.90493 | 0.91582 | 0.9275 | 0.94237 | 0.96005 | 0.97983 | 0.99868 | 1.0162 | 1.0335 | 1.051 | 1.0691 | 1.0876 | 1.1062 | 1.1256 | 1.1448 | 1.1644 | 1.1849 | 1.2056 | 1.2267 | 1.2479 | 1.2691 | 1.2902 | 0 | 0 | 0 | 0 | 0 | 0 | 0 | 0
F2_Commercial_Miscellaneous_Existing_Space Heating_Natural Gas_Boiler_E3 | F2 | Commercial | Miscellaneous | Existing | Space Heating | Natural Gas | Boiler | E3 | Participant - Cost of Operation | 0.79298 | 0.80252 | 0.81275 | 0.82579 | 0.84128 | 0.85861 | 0.87513 | 0.89053 | 0.90566 | 0.92097 | 0.93686 | 0.95305 | 0.96937 | 0.98636 | 1.0032 | 1.0204 | 1.0383 | 1.0565 | 1.0749 | 1.0935 | 1.1121 | 1.1306 | 0 | 0 | 0 | 0 | 0 | 0 | 0 | 0
F2_Commercial_Miscellaneous_Existing_Space Heating_Natural Gas_Boiler_E4 | F2 | Commercial | Miscellaneous | Existing | Space Heating | Natural Gas | Boiler | E4 | Participant - Cost of Operation | 0.51058 | 0.51587 | 0.52195 | 0.53078 | 0.54185 | 0.55454 | 0.56617 | 0.57647 | 0.58626 | 0.59599 | 0.606 | 0.61602 | 0.62584 | 0.63597 | 0.64579 | 0.65585 | 0.6665 | 0.67725 | 0.68812 | 0.69907 | 0.70997 | 0.72081 | 0 | 0 | 0 | 0 | 0 | 0 | 0 | 0
F2_Commercial_Miscellaneous_Existing_Space Heating_Natural Gas_Boiler_E5 | F2 | Commercial | Miscellaneous | Existing | Space Heating | Natural Gas | Boiler | E5 | Participant - Cost of Operation | 0 | 0 | 0 | 0 | 0 | 0 | 0 | 0 | 0 | 0 | 0 | 0 | 0 | 0 | 0 | 0 | 0 | 0 | 0 | 0 | 0 | 0 | 0 | 0 | 0 | 0 | 0 | 0 | 0 | 0
F2_Commercial_Miscellaneous_Existing_Space Heating_Natural Gas_Boiler_E6 | F2 | Commercial | Miscellaneous | Existing | Space Heating | Natural Gas | Boiler | E6 | Participant - Cost of Operation | 0 | 0 | 0 | 0 | 0 | 0 | 0 | 0 | 0 | 0 | 0 | 0 | 0 | 0 | 0 | 0 | 0 | 0 | 0 | 0 | 0 | 0 | 0 | 0 | 0 | 0 | 0 | 0 | 0 | 0
F2_Commercial_Miscellaneous_Existing_Space Heating_Natural Gas_Boiler_E7 | F2 | Commercial | Miscellaneous | Existing | Space Heating | Natural Gas | Boiler | E7 | Participant - Cost of Operation | 0 | 0 | 0 | 0 | 0 | 0 | 0 | 0 | 0 | 0 | 0 | 0 | 0 | 0 | 0 | 0 | 0 | 0 | 0 | 0 | 0 | 0 | 0 | 0 | 0 | 0 | 0 | 0 | 0 | 0
F2_Commercial_Miscellaneous_Existing_Space Heating_Natural Gas_Boiler_E8 | F2 | Commercial | Miscellaneous | Existing | Space Heating | Natural Gas | Boiler | E8 | Participant - Cost of Operation | 0 | 0 | 0 | 0 | 0 | 0 | 0 | 0 | 0 | 0 | 0 | 0 | 0 | 0 | 0 | 0 | 0 | 0 | 0 | 0 | 0 | 0 | 0 | 0 | 0 | 0 | 0 | 0 | 0 | 0
F2_Commercial_Miscellaneous_Existing_Space Heating_Natural Gas_Boiler_E9 | F2 | Commercial | Miscellaneous | Existing | Space Heating | Natural Gas | Boiler | E9 | Participant - Cost of Operation | 0 | 0 | 0 | 0 | 0 | 0 | 0 | 0 | 0 | 0 | 0 | 0 | 0 | 0 | 0 | 0 | 0 | 0 | 0 | 0 | 0 | 0 | 0 | 0 | 0 | 0 | 0 | 0 | 0 | 0
F2_Commercial_Miscellaneous_Existing_Space Heating_Natural Gas_Boiler_E10 | F2 | Commercial | Miscellaneous | Existing | Space Heating | Natural Gas | Boiler | E10 | Participant - Cost of Operation | 0 | 0 | 0 | 0 | 0 | 0 | 0 | 0 | 0 | 0 | 0 | 0 | 0 | 0 | 0 | 0 | 0 | 0 | 0 | 0 | 0 | 0 | 0 | 0 | 0 | 0 | 0 | 0 | 0 | 0
F3_Commercial_Miscellaneous_Existing_Space Heating_Natural Gas_Boiler_E1 | F3 | Commercial | Miscellaneous | Existing | Space Heating | Natural Gas | Boiler | E1 | System - kBTUs of Conusmption | 83.6473 | 83.6834 | 83.7023 | 83.8603 | 83.97 | 84.0314 | 84.0304 | 84.0204 | 83.9891 | 83.9378 | 83.8557 | 83.7688 | 83.6664 | 83.5499 | 83.4064 | 83.2665 | 83.1161 | 82.9554 | 82.7717 | 82.5949 | 82.4113 | 82.2226 | 0 | 0 | 0 | 0 | 0 | 0 | 0 | 0
F3_Commercial_Miscellaneous_Existing_Space Heating_Natural Gas_Boiler_E2 | F3 | Commercial | Miscellaneous | Existing | Space Heating | Natural Gas | Boiler | E2 | System - kBTUs of Conusmption | 78.7269 | 78.7609 | 78.7787 | 78.9273 | 79.0306 | 79.0884 | 79.0874 | 79.078 | 79.0486 | 79.0002 | 78.923 | 78.8412 | 78.7448 | 78.6352 | 78.5002 | 78.3685 | 78.2269 | 78.0757 | 77.9028 | 77.7364 | 77.5636 | 77.386 | 0 | 0 | 0 | 0 | 0 | 0 | 0 | 0
F3_Commercial_Miscellaneous_Existing_Space Heating_Natural Gas_Boiler_E3 | F3 | Commercial | Miscellaneous | Existing | Space Heating | Natural Gas | Boiler | E3 | System - kBTUs of Conusmption | 68.9875 | 69.0172 | 69.0329 | 69.1631 | 69.2536 | 69.3042 | 69.3034 | 69.2952 | 69.2694 | 69.227 | 69.1593 | 69.0877 | 69.0032 | 68.9072 | 68.7888 | 68.6734 | 68.5494 | 68.4168 | 68.2654 | 68.1195 | 67.9681 | 67.8125 | 0 | 0 | 0 | 0 | 0 | 0 | 0 | 0
F3_Commercial_Miscellaneous_Existing_Space Heating_Natural Gas_Boiler_E4 | F3 | Commercial | Miscellaneous | Existing | Space Heating | Natural Gas | Boiler | E4 | System - kBTUs of Conusmption | 47.3297 | 47.4711 | 47.623 | 47.9164 | 48.1538 | 48.3328 | 48.4403 | 48.5261 | 48.5778 | 48.5945 | 48.5666 | 48.5182 | 48.4387 | 48.3278 | 48.1911 | 48.0579 | 47.9146 | 47.7615 | 47.5867 | 47.4182 | 47.2434 | 47.0637 | 0 | 0 | 0 | 0 | 0 | 0 | 0 | 0
F3_Commercial_Miscellaneous_Existing_Space Heating_Natural Gas_Boiler_E5 | F3 | Commercial | Miscellaneous | Existing | Space Heating | Natural Gas | Boiler | E5 | System - kBTUs of Conusmption | 0 | 0 | 0 | 0 | 0 | 0 | 0 | 0 | 0 | 0 | 0 | 0 | 0 | 0 | 0 | 0 | 0 | 0 | 0 | 0 | 0 | 0 | 0 | 0 | 0 | 0 | 0 | 0 | 0 | 0
F3_Commercial_Miscellaneous_Existing_Space Heating_Natural Gas_Boiler_E6 | F3 | Commercial | Miscellaneous | Existing | Space Heating | Natural Gas | Boiler | E6 | System - kBTUs of Conusmption | 0 | 0 | 0 | 0 | 0 | 0 | 0 | 0 | 0 | 0 | 0 | 0 | 0 | 0 | 0 | 0 | 0 | 0 | 0 | 0 | 0 | 0 | 0 | 0 | 0 | 0 | 0 | 0 | 0 | 0
F3_Commercial_Miscellaneous_Existing_Space Heating_Natural Gas_Boiler_E7 | F3 | Commercial | Miscellaneous | Existing | Space Heating | Natural Gas | Boiler | E7 | System - kBTUs of Conusmption | 0 | 0 | 0 | 0 | 0 | 0 | 0 | 0 | 0 | 0 | 0 | 0 | 0 | 0 | 0 | 0 | 0 | 0 | 0 | 0 | 0 | 0 | 0 | 0 | 0 | 0 | 0 | 0 | 0 | 0
F3_Commercial_Miscellaneous_Existing_Space Heating_Natural Gas_Boiler_E8 | F3 | Commercial | Miscellaneous | Existing | Space Heating | Natural Gas | Boiler | E8 | System - kBTUs of Conusmption | 0 | 0 | 0 | 0 | 0 | 0 | 0 | 0 | 0 | 0 | 0 | 0 | 0 | 0 | 0 | 0 | 0 | 0 | 0 | 0 | 0 | 0 | 0 | 0 | 0 | 0 | 0 | 0 | 0 | 0
F3_Commercial_Miscellaneous_Existing_Space Heating_Natural Gas_Boiler_E9 | F3 | Commercial | Miscellaneous | Existing | Space Heating | Natural Gas | Boiler | E9 | System - kBTUs of Conusmption | 0 | 0 | 0 | 0 | 0 | 0 | 0 | 0 | 0 | 0 | 0 | 0 | 0 | 0 | 0 | 0 | 0 | 0 | 0 | 0 | 0 | 0 | 0 | 0 | 0 | 0 | 0 | 0 | 0 | 0
F3_Commercial_Miscellaneous_Existing_Space Heating_Natural Gas_Boiler_E10 | F3 | Commercial | Miscellaneous | Existing | Space Heating | Natural Gas | Boiler | E10 | System - kBTUs of Conusmption | 0 | 0 | 0 | 0 | 0 | 0 | 0 | 0 | 0 | 0 | 0 | 0 | 0 | 0 | 0 | 0 | 0 | 0 | 0 | 0 | 0 | 0 | 0 | 0 | 0 | 0 | 0 | 0 | 0 | 0
F4_Commercial_Miscellaneous_Existing_Space Heating_Natural Gas_Boiler_E1 | F4 | Commercial | Miscellaneous | Existing | Space Heating | Natural Gas | Boiler | E1 | Utility - Cost of Equipment | 0.21295 | 0.21295 | 0.21295 | 0.21295 | 0.21295 | 0.21295 | 0.21295 | 0.21295 | 0.21295 | 0.21295 | 0.21295 | 0.21295 | 0.21295 | 0.21295 | 0.21295 | 0.21295 | 0.21295 | 0.21295 | 0.21295 | 0.21295 | 0.21295 | 0.21295 | 0 | 0 | 0 | 0 | 0 | 0 | 0 | 0
F4_Commercial_Miscellaneous_Existing_Space Heating_Natural Gas_Boiler_E2 | F4 | Commercial | Miscellaneous | Existing | Space Heating | Natural Gas | Boiler | E2 | Utility - Cost of Equipment | 0.23794 | 0.23794 | 0.23794 | 0.23794 | 0.23794 | 0.23794 | 0.23794 | 0.23794 | 0.23794 | 0.23794 | 0.23794 | 0.23794 | 0.23794 | 0.23794 | 0.23794 | 0.23794 | 0.23794 | 0.23794 | 0.23794 | 0.23794 | 0.23794 | 0.23794 | 0 | 0 | 0 | 0 | 0 | 0 | 0 | 0
F4_Commercial_Miscellaneous_Existing_Space Heating_Natural Gas_Boiler_E3 | F4 | Commercial | Miscellaneous | Existing | Space Heating | Natural Gas | Boiler | E3 | Utility - Cost of Equipment | 0.28812 | 0.28812 | 0.28812 | 0.28812 | 0.28812 | 0.28812 | 0.28812 | 0.28812 | 0.28812 | 0.28812 | 0.28812 | 0.28812 | 0.28812 | 0.28812 | 0.28812 | 0.28812 | 0.28812 | 0.28812 | 0.28812 | 0.28812 | 0.28812 | 0.28812 | 0 | 0 | 0 | 0 | 0 | 0 | 0 | 0
F4_Commercial_Miscellaneous_Existing_Space Heating_Natural Gas_Boiler_E4 | F4 | Commercial | Miscellaneous | Existing | Space Heating | Natural Gas | Boiler | E4 | Utility - Cost of Equipment | 1.4709 | 1.4709 | 1.4709 | 1.4709 | 1.4709 | 1.4709 | 1.4709 | 1.4709 | 1.4709 | 1.4709 | 1.4709 | 1.4709 | 1.4709 | 1.4709 | 1.4709 | 1.4709 | 1.4709 | 1.4709 | 1.4709 | 1.4709 | 1.4709 | 1.4709 | 0 | 0 | 0 | 0 | 0 | 0 | 0 | 0
F4_Commercial_Miscellaneous_Existing_Space Heating_Natural Gas_Boiler_E5 | F4 | Commercial | Miscellaneous | Existing | Space Heating | Natural Gas | Boiler | E5 | Utility - Cost of Equipment | 0 | 0 | 0 | 0 | 0 | 0 | 0 | 0 | 0 | 0 | 0 | 0 | 0 | 0 | 0 | 0 | 0 | 0 | 0 | 0 | 0 | 0 | 0 | 0 | 0 | 0 | 0 | 0 | 0 | 0
F4_Commercial_Miscellaneous_Existing_Space Heating_Natural Gas_Boiler_E6 | F4 | Commercial | Miscellaneous | Existing | Space Heating | Natural Gas | Boiler | E6 | Utility - Cost of Equipment | 0 | 0 | 0 | 0 | 0 | 0 | 0 | 0 | 0 | 0 | 0 | 0 | 0 | 0 | 0 | 0 | 0 | 0 | 0 | 0 | 0 | 0 | 0 | 0 | 0 | 0 | 0 | 0 | 0 | 0
F4_Commercial_Miscellaneous_Existing_Space Heating_Natural Gas_Boiler_E7 | F4 | Commercial | Miscellaneous | Existing | Space Heating | Natural Gas | Boiler | E7 | Utility - Cost of Equipment | 0 | 0 | 0 | 0 | 0 | 0 | 0 | 0 | 0 | 0 | 0 | 0 | 0 | 0 | 0 | 0 | 0 | 0 | 0 | 0 | 0 | 0 | 0 | 0 | 0 | 0 | 0 | 0 | 0 | 0
F4_Commercial_Miscellaneous_Existing_Space Heating_Natural Gas_Boiler_E8 | F4 | Commercial | Miscellaneous | Existing | Space Heating | Natural Gas | Boiler | E8 | Utility - Cost of Equipment | 0 | 0 | 0 | 0 | 0 | 0 | 0 | 0 | 0 | 0 | 0 | 0 | 0 | 0 | 0 | 0 | 0 | 0 | 0 | 0 | 0 | 0 | 0 | 0 | 0 | 0 | 0 | 0 | 0 | 0
F4_Commercial_Miscellaneous_Existing_Space Heating_Natural Gas_Boiler_E9 | F4 | Commercial | Miscellaneous | Existing | Space Heating | Natural Gas | Boiler | E9 | Utility - Cost of Equipment | 0 | 0 | 0 | 0 | 0 | 0 | 0 | 0 | 0 | 0 | 0 | 0 | 0 | 0 | 0 | 0 | 0 | 0 | 0 | 0 | 0 | 0 | 0 | 0 | 0 | 0 | 0 | 0 | 0 | 0
F4_Commercial_Miscellaneous_Existing_Space Heating_Natural Gas_Boiler_E10 | F4 | Commercial | Miscellaneous | Existing | Space Heating | Natural Gas | Boiler | E10 | Utility - Cost of Equipment | 0 | 0 | 0 | 0 | 0 | 0 | 0 | 0 | 0 | 0 | 0 | 0 | 0 | 0 | 0 | 0 | 0 | 0 | 0 | 0 | 0 | 0 | 0 | 0 | 0 | 0 | 0 | 0 | 0 | 0
F5_Commercial_Miscellaneous_Existing_Space Heating_Natural Gas_Boiler_E1 | F5 | Commercial | Miscellaneous | Existing | Space Heating | Natural Gas | Boiler | E1 | Utility - Cost of Operation | 0.80253 | 0.81219 | 0.82255 | 0.83574 | 0.85141 | 0.86895 | 0.88567 | 0.90126 | 0.91657 | 0.93207 | 0.94814 | 0.96453 | 0.98105 | 0.99825 | 1.0153 | 1.0327 | 1.0508 | 1.0692 | 1.0879 | 1.1067 | 1.1255 | 1.1442 | 0 | 0 | 0 | 0 | 0 | 0 | 0 | 0
F5_Commercial_Miscellaneous_Existing_Space Heating_Natural Gas_Boiler_E2 | F5 | Commercial | Miscellaneous | Existing | Space Heating | Natural Gas | Boiler | E2 | Utility - Cost of Operation | 0.75532 | 0.76442 | 0.77416 | 0.78658 | 0.80133 | 0.81784 | 0.83358 | 0.84824 | 0.86265 | 0.87724 | 0.89237 | 0.9078 | 0.92334 | 0.93953 | 0.95554 | 0.97192 | 0.989 | 1.0063 | 1.0239 | 1.0416 | 1.0593 | 1.0769 | 0 | 0 | 0 | 0 | 0 | 0 | 0 | 0
F5_Commercial_Miscellaneous_Existing_Space Heating_Natural Gas_Boiler_E3 | F5 | Commercial | Miscellaneous | Existing | Space Heating | Natural Gas | Boiler | E3 | Utility - Cost of Operation | 0.66188 | 0.66985 | 0.67839 | 0.68927 | 0.7022 | 0.71666 | 0.73045 | 0.7433 | 0.75593 | 0.76872 | 0.78198 | 0.79549 | 0.80911 | 0.8233 | 0.83733 | 0.85168 | 0.86665 | 0.88182 | 0.89721 | 0.91274 | 0.92826 | 0.94368 | 0 | 0 | 0 | 0 | 0 | 0 | 0 | 0
F5_Commercial_Miscellaneous_Existing_Space Heating_Natural Gas_Boiler_E4 | F5 | Commercial | Miscellaneous | Existing | Space Heating | Natural Gas | Boiler | E4 | Utility - Cost of Operation | 0.42617 | 0.43058 | 0.43566 | 0.44303 | 0.45227 | 0.46286 | 0.47257 | 0.48117 | 0.48934 | 0.49746 | 0.50582 | 0.51418 | 0.52238 | 0.53083 | 0.53903 | 0.54743 | 0.55632 | 0.56529 | 0.57436 | 0.5835 | 0.5926 | 0.60164 | 0 | 0 | 0 | 0 | 0 | 0 | 0 | 0
F5_Commercial_Miscellaneous_Existing_Space Heating_Natural Gas_Boiler_E5 | F5 | Commercial | Miscellaneous | Existing | Space Heating | Natural Gas | Boiler | E5 | Utility - Cost of Operation | 0 | 0 | 0 | 0 | 0 | 0 | 0 | 0 | 0 | 0 | 0 | 0 | 0 | 0 | 0 | 0 | 0 | 0 | 0 | 0 | 0 | 0 | 0 | 0 | 0 | 0 | 0 | 0 | 0 | 0
F5_Commercial_Miscellaneous_Existing_Space Heating_Natural Gas_Boiler_E6 | F5 | Commercial | Miscellaneous | Existing | Space Heating | Natural Gas | Boiler | E6 | Utility - Cost of Operation | 0 | 0 | 0 | 0 | 0 | 0 | 0 | 0 | 0 | 0 | 0 | 0 | 0 | 0 | 0 | 0 | 0 | 0 | 0 | 0 | 0 | 0 | 0 | 0 | 0 | 0 | 0 | 0 | 0 | 0
F5_Commercial_Miscellaneous_Existing_Space Heating_Natural Gas_Boiler_E7 | F5 | Commercial | Miscellaneous | Existing | Space Heating | Natural Gas | Boiler | E7 | Utility - Cost of Operation | 0 | 0 | 0 | 0 | 0 | 0 | 0 | 0 | 0 | 0 | 0 | 0 | 0 | 0 | 0 | 0 | 0 | 0 | 0 | 0 | 0 | 0 | 0 | 0 | 0 | 0 | 0 | 0 | 0 | 0
F5_Commercial_Miscellaneous_Existing_Space Heating_Natural Gas_Boiler_E8 | F5 | Commercial | Miscellaneous | Existing | Space Heating | Natural Gas | Boiler | E8 | Utility - Cost of Operation | 0 | 0 | 0 | 0 | 0 | 0 | 0 | 0 | 0 | 0 | 0 | 0 | 0 | 0 | 0 | 0 | 0 | 0 | 0 | 0 | 0 | 0 | 0 | 0 | 0 | 0 | 0 | 0 | 0 | 0
F5_Commercial_Miscellaneous_Existing_Space Heating_Natural Gas_Boiler_E9 | F5 | Commercial | Miscellaneous | Existing | Space Heating | Natural Gas | Boiler | E9 | Utility - Cost of Operation | 0 | 0 | 0 | 0 | 0 | 0 | 0 | 0 | 0 | 0 | 0 | 0 | 0 | 0 | 0 | 0 | 0 | 0 | 0 | 0 | 0 | 0 | 0 | 0 | 0 | 0 | 0 | 0 | 0 | 0
F5_Commercial_Miscellaneous_Existing_Space Heating_Natural Gas_Boiler_E10 | F5 | Commercial | Miscellaneous | Existing | Space Heating | Natural Gas | Boiler | E10 | Utility - Cost of Operation | 0 | 0 | 0 | 0 | 0 | 0 | 0 | 0 | 0 | 0 | 0 | 0 | 0 | 0 | 0 | 0 | 0 | 0 | 0 | 0 | 0 | 0 | 0 | 0 | 0 | 0 | 0 | 0 | 0 | 0
F6_Commercial_Miscellaneous_Existing_Space Heating_Natural Gas_Boiler_E1 | F6 | Commercial | Miscellaneous | Existing | Space Heating | Natural Gas | Boiler | E1 | Utility - Value of Sales | 0.96148 | 0.97306 | 0.98546 | 1.0013 | 1.02 | 1.0411 | 1.0611 | 1.0798 | 1.0981 | 1.1167 | 1.1359 | 1.1556 | 1.1754 | 1.196 | 1.2164 | 1.2372 | 1.2589 | 1.281 | 1.3033 | 1.3259 | 1.3484 | 1.3708 | 0 | 0 | 0 | 0 | 0 | 0 | 0 | 0
F6_Commercial_Miscellaneous_Existing_Space Heating_Natural Gas_Boiler_E2 | F6 | Commercial | Miscellaneous | Existing | Space Heating | Natural Gas | Boiler | E2 | Utility - Value of Sales | 0.90493 | 0.91582 | 0.9275 | 0.94237 | 0.96005 | 0.97983 | 0.99868 | 1.0162 | 1.0335 | 1.051 | 1.0691 | 1.0876 | 1.1062 | 1.1256 | 1.1448 | 1.1644 | 1.1849 | 1.2056 | 1.2267 | 1.2479 | 1.2691 | 1.2902 | 0 | 0 | 0 | 0 | 0 | 0 | 0 | 0
F6_Commercial_Miscellaneous_Existing_Space Heating_Natural Gas_Boiler_E3 | F6 | Commercial | Miscellaneous | Existing | Space Heating | Natural Gas | Boiler | E3 | Utility - Value of Sales | 0.79298 | 0.80252 | 0.81275 | 0.82579 | 0.84128 | 0.85861 | 0.87513 | 0.89053 | 0.90566 | 0.92097 | 0.93686 | 0.95305 | 0.96937 | 0.98636 | 1.0032 | 1.0204 | 1.0383 | 1.0565 | 1.0749 | 1.0935 | 1.1121 | 1.1306 | 0 | 0 | 0 | 0 | 0 | 0 | 0 | 0
F6_Commercial_Miscellaneous_Existing_Space Heating_Natural Gas_Boiler_E4 | F6 | Commercial | Miscellaneous | Existing | Space Heating | Natural Gas | Boiler | E4 | Utility - Value of Sales | 0.51058 | 0.51587 | 0.52195 | 0.53078 | 0.54185 | 0.55454 | 0.56617 | 0.57647 | 0.58626 | 0.59599 | 0.606 | 0.61602 | 0.62584 | 0.63597 | 0.64579 | 0.65585 | 0.6665 | 0.67725 | 0.68812 | 0.69907 | 0.70997 | 0.72081 | 0 | 0 | 0 | 0 | 0 | 0 | 0 | 0
F6_Commercial_Miscellaneous_Existing_Space Heating_Natural Gas_Boiler_E5 | F6 | Commercial | Miscellaneous | Existing | Space Heating | Natural Gas | Boiler | E5 | Utility - Value of Sales | 0 | 0 | 0 | 0 | 0 | 0 | 0 | 0 | 0 | 0 | 0 | 0 | 0 | 0 | 0 | 0 | 0 | 0 | 0 | 0 | 0 | 0 | 0 | 0 | 0 | 0 | 0 | 0 | 0 | 0
F6_Commercial_Miscellaneous_Existing_Space Heating_Natural Gas_Boiler_E6 | F6 | Commercial | Miscellaneous | Existing | Space Heating | Natural Gas | Boiler | E6 | Utility - Value of Sales | 0 | 0 | 0 | 0 | 0 | 0 | 0 | 0 | 0 | 0 | 0 | 0 | 0 | 0 | 0 | 0 | 0 | 0 | 0 | 0 | 0 | 0 | 0 | 0 | 0 | 0 | 0 | 0 | 0 | 0
F6_Commercial_Miscellaneous_Existing_Space Heating_Natural Gas_Boiler_E7 | F6 | Commercial | Miscellaneous | Existing | Space Heating | Natural Gas | Boiler | E7 | Utility - Value of Sales | 0 | 0 | 0 | 0 | 0 | 0 | 0 | 0 | 0 | 0 | 0 | 0 | 0 | 0 | 0 | 0 | 0 | 0 | 0 | 0 | 0 | 0 | 0 | 0 | 0 | 0 | 0 | 0 | 0 | 0
F6_Commercial_Miscellaneous_Existing_Space Heating_Natural Gas_Boiler_E8 | F6 | Commercial | Miscellaneous | Existing | Space Heating | Natural Gas | Boiler | E8 | Utility - Value of Sales | 0 | 0 | 0 | 0 | 0 | 0 | 0 | 0 | 0 | 0 | 0 | 0 | 0 | 0 | 0 | 0 | 0 | 0 | 0 | 0 | 0 | 0 | 0 | 0 | 0 | 0 | 0 | 0 | 0 | 0
F6_Commercial_Miscellaneous_Existing_Space Heating_Natural Gas_Boiler_E9 | F6 | Commercial | Miscellaneous | Existing | Space Heating | Natural Gas | Boiler | E9 | Utility - Value of Sales | 0 | 0 | 0 | 0 | 0 | 0 | 0 | 0 | 0 | 0 | 0 | 0 | 0 | 0 | 0 | 0 | 0 | 0 | 0 | 0 | 0 | 0 | 0 | 0 | 0 | 0 | 0 | 0 | 0 | 0
F6_Commercial_Miscellaneous_Existing_Space Heating_Natural Gas_Boiler_E10 | F6 | Commercial | Miscellaneous | Existing | Space Heating | Natural Gas | Boiler | E10 | Utility - Value of Sales | 0 | 0 | 0 | 0 | 0 | 0 | 0 | 0 | 0 | 0 | 0 | 0 | 0 | 0 | 0 | 0 | 0 | 0 | 0 | 0 | 0 | 0 | 0 | 0 | 0 | 0 | 0 | 0 | 0 | 0
F1_Commercial_Miscellaneous_Existing_Space Heating_Natural Gas_Unit Heater_E1 | F1 | Commercial | Miscellaneous | Existing | Space Heating | Natural Gas | Unit Heater | E1 | Participant - Cost of Equipment | 0.044225 | 0.044225 | 0.044225 | 0.044225 | 0.044225 | 0.044225 | 0.044225 | 0.044225 | 0.044225 | 0.044225 | 0.044225 | 0.044225 | 0.044225 | 0.044225 | 0.044225 | 0.044225 | 0.044225 | 0.044225 | 0.044225 | 0.044225 | 0.044225 | 0.044225 | 0 | 0 | 0 | 0 | 0 | 0 | 0 | 0
F1_Commercial_Miscellaneous_Existing_Space Heating_Natural Gas_Unit Heater_E2 | F1 | Commercial | Miscellaneous | Existing | Space Heating | Natural Gas | Unit Heater | E2 | Participant - Cost of Equipment | 0.096993 | 0.096993 | 0.096993 | 0.096993 | 0.096993 | 0.096993 | 0.096993 | 0.096993 | 0.096993 | 0.096993 | 0.096993 | 0.096993 | 0.096993 | 0.096993 | 0.096993 | 0.096993 | 0.096993 | 0.096993 | 0.096993 | 0.096993 | 0.096993 | 0.096993 | 0 | 0 | 0 | 0 | 0 | 0 | 0 | 0
F1_Commercial_Miscellaneous_Existing_Space Heating_Natural Gas_Unit Heater_E3 | F1 | Commercial | Miscellaneous | Existing | Space Heating | Natural Gas | Unit Heater | E3 | Participant - Cost of Equipment | 0.051705 | 0.051705 | 0.051705 | 0.051705 | 0.051705 | 0.051705 | 0.051705 | 0.051705 | 0.051705 | 0.051705 | 0.051705 | 0.051705 | 0.051705 | 0.051705 | 0.051705 | 0.051705 | 0.051705 | 0.051705 | 0.051705 | 0.051705 | 0.051705 | 0.051705 | 0 | 0 | 0 | 0 | 0 | 0 | 0 | 0
F1_Commercial_Miscellaneous_Existing_Space Heating_Natural Gas_Unit Heater_E4 | F1 | Commercial | Miscellaneous | Existing | Space Heating | Natural Gas | Unit Heater | E4 | Participant - Cost of Equipment | 0 | 0 | 0 | 0 | 0 | 0 | 0 | 0 | 0 | 0 | 0 | 0 | 0 | 0 | 0 | 0 | 0 | 0 | 0 | 0 | 0 | 0 | 0 | 0 | 0 | 0 | 0 | 0 | 0 | 0
F1_Commercial_Miscellaneous_Existing_Space Heating_Natural Gas_Unit Heater_E5 | F1 | Commercial | Miscellaneous | Existing | Space Heating | Natural Gas | Unit Heater | E5 | Participant - Cost of Equipment | 0 | 0 | 0 | 0 | 0 | 0 | 0 | 0 | 0 | 0 | 0 | 0 | 0 | 0 | 0 | 0 | 0 | 0 | 0 | 0 | 0 | 0 | 0 | 0 | 0 | 0 | 0 | 0 | 0 | 0
F1_Commercial_Miscellaneous_Existing_Space Heating_Natural Gas_Unit Heater_E6 | F1 | Commercial | Miscellaneous | Existing | Space Heating | Natural Gas | Unit Heater | E6 | Participant - Cost of Equipment | 0 | 0 | 0 | 0 | 0 | 0 | 0 | 0 | 0 | 0 | 0 | 0 | 0 | 0 | 0 | 0 | 0 | 0 | 0 | 0 | 0 | 0 | 0 | 0 | 0 | 0 | 0 | 0 | 0 | 0
F1_Commercial_Miscellaneous_Existing_Space Heating_Natural Gas_Unit Heater_E7 | F1 | Commercial | Miscellaneous | Existing | Space Heating | Natural Gas | Unit Heater | E7 | Participant - Cost of Equipment | 0 | 0 | 0 | 0 | 0 | 0 | 0 | 0 | 0 | 0 | 0 | 0 | 0 | 0 | 0 | 0 | 0 | 0 | 0 | 0 | 0 | 0 | 0 | 0 | 0 | 0 | 0 | 0 | 0 | 0
F1_Commercial_Miscellaneous_Existing_Space Heating_Natural Gas_Unit Heater_E8 | F1 | Commercial | Miscellaneous | Existing | Space Heating | Natural Gas | Unit Heater | E8 | Participant - Cost of Equipment | 0 | 0 | 0 | 0 | 0 | 0 | 0 | 0 | 0 | 0 | 0 | 0 | 0 | 0 | 0 | 0 | 0 | 0 | 0 | 0 | 0 | 0 | 0 | 0 | 0 | 0 | 0 | 0 | 0 | 0
F1_Commercial_Miscellaneous_Existing_Space Heating_Natural Gas_Unit Heater_E9 | F1 | Commercial | Miscellaneous | Existing | Space Heating | Natural Gas | Unit Heater | E9 | Participant - Cost of Equipment | 0 | 0 | 0 | 0 | 0 | 0 | 0 | 0 | 0 | 0 | 0 | 0 | 0 | 0 | 0 | 0 | 0 | 0 | 0 | 0 | 0 | 0 | 0 | 0 | 0 | 0 | 0 | 0 | 0 | 0
F1_Commercial_Miscellaneous_Existing_Space Heating_Natural Gas_Unit Heater_E10 | F1 | Commercial | Miscellaneous | Existing | Space Heating | Natural Gas | Unit Heater | E10 | Participant - Cost of Equipment | 0 | 0 | 0 | 0 | 0 | 0 | 0 | 0 | 0 | 0 | 0 | 0 | 0 | 0 | 0 | 0 | 0 | 0 | 0 | 0 | 0 | 0 | 0 | 0 | 0 | 0 | 0 | 0 | 0 | 0
F2_Commercial_Miscellaneous_Existing_Space Heating_Natural Gas_Unit Heater_E1 | F2 | Commercial | Miscellaneous | Existing | Space Heating | Natural Gas | Unit Heater | E1 | Participant - Cost of Operation | 0.62063 | 0.62594 | 0.63229 | 0.64281 | 0.65683 | 0.67337 | 0.68857 | 0.70211 | 0.71523 | 0.72797 | 0.74081 | 0.75329 | 0.76505 | 0.77682 | 0.78806 | 0.7996 | 0.81194 | 0.82436 | 0.83688 | 0.84945 | 0.86189 | 0.87414 | 0 | 0 | 0 | 0 | 0 | 0 | 0 | 0
F2_Commercial_Miscellaneous_Existing_Space Heating_Natural Gas_Unit Heater_E2 | F2 | Commercial | Miscellaneous | Existing | Space Heating | Natural Gas | Unit Heater | E2 | Participant - Cost of Operation | 0.59109 | 0.59614 | 0.6022 | 0.61221 | 0.62557 | 0.64132 | 0.6558 | 0.66869 | 0.68119 | 0.69332 | 0.70555 | 0.71744 | 0.72863 | 0.73984 | 0.75055 | 0.76154 | 0.77329 | 0.78512 | 0.79705 | 0.80902 | 0.82087 | 0.83254 | 0 | 0 | 0 | 0 | 0 | 0 | 0 | 0
F2_Commercial_Miscellaneous_Existing_Space Heating_Natural Gas_Unit Heater_E3 | F2 | Commercial | Miscellaneous | Existing | Space Heating | Natural Gas | Unit Heater | E3 | Participant - Cost of Operation | 0.53907 | 0.54464 | 0.55104 | 0.56053 | 0.57233 | 0.5858 | 0.59816 | 0.60908 | 0.61942 | 0.62965 | 0.64012 | 0.65053 | 0.66067 | 0.67136 | 0.68174 | 0.69236 | 0.70361 | 0.71496 | 0.72643 | 0.738 | 0.74951 | 0.76096 | 0 | 0 | 0 | 0 | 0 | 0 | 0 | 0
F2_Commercial_Miscellaneous_Existing_Space Heating_Natural Gas_Unit Heater_E4 | F2 | Commercial | Miscellaneous | Existing | Space Heating | Natural Gas | Unit Heater | E4 | Participant - Cost of Operation | 0 | 0 | 0 | 0 | 0 | 0 | 0 | 0 | 0 | 0 | 0 | 0 | 0 | 0 | 0 | 0 | 0 | 0 | 0 | 0 | 0 | 0 | 0 | 0 | 0 | 0 | 0 | 0 | 0 | 0
F2_Commercial_Miscellaneous_Existing_Space Heating_Natural Gas_Unit Heater_E5 | F2 | Commercial | Miscellaneous | Existing | Space Heating | Natural Gas | Unit Heater | E5 | Participant - Cost of Operation | 0 | 0 | 0 | 0 | 0 | 0 | 0 | 0 | 0 | 0 | 0 | 0 | 0 | 0 | 0 | 0 | 0 | 0 | 0 | 0 | 0 | 0 | 0 | 0 | 0 | 0 | 0 | 0 | 0 | 0
F2_Commercial_Miscellaneous_Existing_Space Heating_Natural Gas_Unit Heater_E6 | F2 | Commercial | Miscellaneous | Existing | Space Heating | Natural Gas | Unit Heater | E6 | Participant - Cost of Operation | 0 | 0 | 0 | 0 | 0 | 0 | 0 | 0 | 0 | 0 | 0 | 0 | 0 | 0 | 0 | 0 | 0 | 0 | 0 | 0 | 0 | 0 | 0 | 0 | 0 | 0 | 0 | 0 | 0 | 0
F2_Commercial_Miscellaneous_Existing_Space Heating_Natural Gas_Unit Heater_E7 | F2 | Commercial | Miscellaneous | Existing | Space Heating | Natural Gas | Unit Heater | E7 | Participant - Cost of Operation | 0 | 0 | 0 | 0 | 0 | 0 | 0 | 0 | 0 | 0 | 0 | 0 | 0 | 0 | 0 | 0 | 0 | 0 | 0 | 0 | 0 | 0 | 0 | 0 | 0 | 0 | 0 | 0 | 0 | 0
F2_Commercial_Miscellaneous_Existing_Space Heating_Natural Gas_Unit Heater_E8 | F2 | Commercial | Miscellaneous | Existing | Space Heating | Natural Gas | Unit Heater | E8 | Participant - Cost of Operation | 0 | 0 | 0 | 0 | 0 | 0 | 0 | 0 | 0 | 0 | 0 | 0 | 0 | 0 | 0 | 0 | 0 | 0 | 0 | 0 | 0 | 0 | 0 | 0 | 0 | 0 | 0 | 0 | 0 | 0
F2_Commercial_Miscellaneous_Existing_Space Heating_Natural Gas_Unit Heater_E9 | F2 | Commercial | Miscellaneous | Existing | Space Heating | Natural Gas | Unit Heater | E9 | Participant - Cost of Operation | 0 | 0 | 0 | 0 | 0 | 0 | 0 | 0 | 0 | 0 | 0 | 0 | 0 | 0 | 0 | 0 | 0 | 0 | 0 | 0 | 0 | 0 | 0 | 0 | 0 | 0 | 0 | 0 | 0 | 0
F2_Commercial_Miscellaneous_Existing_Space Heating_Natural Gas_Unit Heater_E10 | F2 | Commercial | Miscellaneous | Existing | Space Heating | Natural Gas | Unit Heater | E10 | Participant - Cost of Operation | 0 | 0 | 0 | 0 | 0 | 0 | 0 | 0 | 0 | 0 | 0 | 0 | 0 | 0 | 0 | 0 | 0 | 0 | 0 | 0 | 0 | 0 | 0 | 0 | 0 | 0 | 0 | 0 | 0 | 0
F3_Commercial_Miscellaneous_Existing_Space Heating_Natural Gas_Unit Heater_E1 | F3 | Commercial | Miscellaneous | Existing | Space Heating | Natural Gas | Unit Heater | E1 | System - kBTUs of Conusmption | 58.2055 | 58.3795 | 58.5723 | 59.0154 | 59.4072 | 59.7375 | 59.9886 | 60.2377 | 60.4694 | 60.6172 | 60.6675 | 60.6564 | 60.5666 | 60.3947 | 60.1828 | 59.9762 | 59.7541 | 59.5168 | 59.2457 | 58.9845 | 58.7134 | 58.4348 | 0 | 0 | 0 | 0 | 0 | 0 | 0 | 0
F3_Commercial_Miscellaneous_Existing_Space Heating_Natural Gas_Unit Heater_E2 | F3 | Commercial | Miscellaneous | Existing | Space Heating | Natural Gas | Unit Heater | E2 | System - kBTUs of Conusmption | 55.4351 | 55.6008 | 55.7844 | 56.2064 | 56.5796 | 56.8942 | 57.1333 | 57.3706 | 57.5912 | 57.732 | 57.7799 | 57.7693 | 57.6838 | 57.5201 | 57.3183 | 57.1215 | 56.91 | 56.684 | 56.4257 | 56.177 | 55.9188 | 55.6535 | 0 | 0 | 0 | 0 | 0 | 0 | 0 | 0
F3_Commercial_Miscellaneous_Existing_Space Heating_Natural Gas_Unit Heater_E3 | F3 | Commercial | Miscellaneous | Existing | Space Heating | Natural Gas | Unit Heater | E3 | System - kBTUs of Conusmption | 49.8796 | 50.0311 | 50.1921 | 50.522 | 50.7875 | 50.9888 | 51.1107 | 51.2057 | 51.2587 | 51.2719 | 51.2338 | 51.1698 | 51.067 | 50.9501 | 50.806 | 50.6655 | 50.5145 | 50.3531 | 50.1687 | 49.9911 | 49.8068 | 49.6173 | 0 | 0 | 0 | 0 | 0 | 0 | 0 | 0
F3_Commercial_Miscellaneous_Existing_Space Heating_Natural Gas_Unit Heater_E4 | F3 | Commercial | Miscellaneous | Existing | Space Heating | Natural Gas | Unit Heater | E4 | System - kBTUs of Conusmption | 0 | 0 | 0 | 0 | 0 | 0 | 0 | 0 | 0 | 0 | 0 | 0 | 0 | 0 | 0 | 0 | 0 | 0 | 0 | 0 | 0 | 0 | 0 | 0 | 0 | 0 | 0 | 0 | 0 | 0
F3_Commercial_Miscellaneous_Existing_Space Heating_Natural Gas_Unit Heater_E5 | F3 | Commercial | Miscellaneous | Existing | Space Heating | Natural Gas | Unit Heater | E5 | System - kBTUs of Conusmption | 0 | 0 | 0 | 0 | 0 | 0 | 0 | 0 | 0 | 0 | 0 | 0 | 0 | 0 | 0 | 0 | 0 | 0 | 0 | 0 | 0 | 0 | 0 | 0 | 0 | 0 | 0 | 0 | 0 | 0
F3_Commercial_Miscellaneous_Existing_Space Heating_Natural Gas_Unit Heater_E6 | F3 | Commercial | Miscellaneous | Existing | Space Heating | Natural Gas | Unit Heater | E6 | System - kBTUs of Conusmption | 0 | 0 | 0 | 0 | 0 | 0 | 0 | 0 | 0 | 0 | 0 | 0 | 0 | 0 | 0 | 0 | 0 | 0 | 0 | 0 | 0 | 0 | 0 | 0 | 0 | 0 | 0 | 0 | 0 | 0
F3_Commercial_Miscellaneous_Existing_Space Heating_Natural Gas_Unit Heater_E7 | F3 | Commercial | Miscellaneous | Existing | Space Heating | Natural Gas | Unit Heater | E7 | System - kBTUs of Conusmption | 0 | 0 | 0 | 0 | 0 | 0 | 0 | 0 | 0 | 0 | 0 | 0 | 0 | 0 | 0 | 0 | 0 | 0 | 0 | 0 | 0 | 0 | 0 | 0 | 0 | 0 | 0 | 0 | 0 | 0
F3_Commercial_Miscellaneous_Existing_Space Heating_Natural Gas_Unit Heater_E8 | F3 | Commercial | Miscellaneous | Existing | Space Heating | Natural Gas | Unit Heater | E8 | System - kBTUs of Conusmption | 0 | 0 | 0 | 0 | 0 | 0 | 0 | 0 | 0 | 0 | 0 | 0 | 0 | 0 | 0 | 0 | 0 | 0 | 0 | 0 | 0 | 0 | 0 | 0 | 0 | 0 | 0 | 0 | 0 | 0
F3_Commercial_Miscellaneous_Existing_Space Heating_Natural Gas_Unit Heater_E9 | F3 | Commercial | Miscellaneous | Existing | Space Heating | Natural Gas | Unit Heater | E9 | System - kBTUs of Conusmption | 0 | 0 | 0 | 0 | 0 | 0 | 0 | 0 | 0 | 0 | 0 | 0 | 0 | 0 | 0 | 0 | 0 | 0 | 0 | 0 | 0 | 0 | 0 | 0 | 0 | 0 | 0 | 0 | 0 | 0
F3_Commercial_Miscellaneous_Existing_Space Heating_Natural Gas_Unit Heater_E10 | F3 | Commercial | Miscellaneous | Existing | Space Heating | Natural Gas | Unit Heater | E10 | System - kBTUs of Conusmption | 0 | 0 | 0 | 0 | 0 | 0 | 0 | 0 | 0 | 0 | 0 | 0 | 0 | 0 | 0 | 0 | 0 | 0 | 0 | 0 | 0 | 0 | 0 | 0 | 0 | 0 | 0 | 0 | 0 | 0
F4_Commercial_Miscellaneous_Existing_Space Heating_Natural Gas_Unit Heater_E1 | F4 | Commercial | Miscellaneous | Existing | Space Heating | Natural Gas | Unit Heater | E1 | Utility - Cost of Equipment | 0.044225 | 0.044225 | 0.044225 | 0.044225 | 0.044225 | 0.044225 | 0.044225 | 0.044225 | 0.044225 | 0.044225 | 0.044225 | 0.044225 | 0.044225 | 0.044225 | 0.044225 | 0.044225 | 0.044225 | 0.044225 | 0.044225 | 0.044225 | 0.044225 | 0.044225 | 0 | 0 | 0 | 0 | 0 | 0 | 0 | 0
F4_Commercial_Miscellaneous_Existing_Space Heating_Natural Gas_Unit Heater_E2 | F4 | Commercial | Miscellaneous | Existing | Space Heating | Natural Gas | Unit Heater | E2 | Utility - Cost of Equipment | 0.096993 | 0.096993 | 0.096993 | 0.096993 | 0.096993 | 0.096993 | 0.096993 | 0.096993 | 0.096993 | 0.096993 | 0.096993 | 0.096993 | 0.096993 | 0.096993 | 0.096993 | 0.096993 | 0.096993 | 0.096993 | 0.096993 | 0.096993 | 0.096993 | 0.096993 | 0 | 0 | 0 | 0 | 0 | 0 | 0 | 0
F4_Commercial_Miscellaneous_Existing_Space Heating_Natural Gas_Unit Heater_E3 | F4 | Commercial | Miscellaneous | Existing | Space Heating | Natural Gas | Unit Heater | E3 | Utility - Cost of Equipment | 0.051705 | 0.051705 | 0.051705 | 0.051705 | 0.051705 | 0.051705 | 0.051705 | 0.051705 | 0.051705 | 0.051705 | 0.051705 | 0.051705 | 0.051705 | 0.051705 | 0.051705 | 0.051705 | 0.051705 | 0.051705 | 0.051705 | 0.051705 | 0.051705 | 0.051705 | 0 | 0 | 0 | 0 | 0 | 0 | 0 | 0
F4_Commercial_Miscellaneous_Existing_Space Heating_Natural Gas_Unit Heater_E4 | F4 | Commercial | Miscellaneous | Existing | Space Heating | Natural Gas | Unit Heater | E4 | Utility - Cost of Equipment | 0 | 0 | 0 | 0 | 0 | 0 | 0 | 0 | 0 | 0 | 0 | 0 | 0 | 0 | 0 | 0 | 0 | 0 | 0 | 0 | 0 | 0 | 0 | 0 | 0 | 0 | 0 | 0 | 0 | 0
F4_Commercial_Miscellaneous_Existing_Space Heating_Natural Gas_Unit Heater_E5 | F4 | Commercial | Miscellaneous | Existing | Space Heating | Natural Gas | Unit Heater | E5 | Utility - Cost of Equipment | 0 | 0 | 0 | 0 | 0 | 0 | 0 | 0 | 0 | 0 | 0 | 0 | 0 | 0 | 0 | 0 | 0 | 0 | 0 | 0 | 0 | 0 | 0 | 0 | 0 | 0 | 0 | 0 | 0 | 0
F4_Commercial_Miscellaneous_Existing_Space Heating_Natural Gas_Unit Heater_E6 | F4 | Commercial | Miscellaneous | Existing | Space Heating | Natural Gas | Unit Heater | E6 | Utility - Cost of Equipment | 0 | 0 | 0 | 0 | 0 | 0 | 0 | 0 | 0 | 0 | 0 | 0 | 0 | 0 | 0 | 0 | 0 | 0 | 0 | 0 | 0 | 0 | 0 | 0 | 0 | 0 | 0 | 0 | 0 | 0
F4_Commercial_Miscellaneous_Existing_Space Heating_Natural Gas_Unit Heater_E7 | F4 | Commercial | Miscellaneous | Existing | Space Heating | Natural Gas | Unit Heater | E7 | Utility - Cost of Equipment | 0 | 0 | 0 | 0 | 0 | 0 | 0 | 0 | 0 | 0 | 0 | 0 | 0 | 0 | 0 | 0 | 0 | 0 | 0 | 0 | 0 | 0 | 0 | 0 | 0 | 0 | 0 | 0 | 0 | 0
F4_Commercial_Miscellaneous_Existing_Space Heating_Natural Gas_Unit Heater_E8 | F4 | Commercial | Miscellaneous | Existing | Space Heating | Natural Gas | Unit Heater | E8 | Utility - Cost of Equipment | 0 | 0 | 0 | 0 | 0 | 0 | 0 | 0 | 0 | 0 | 0 | 0 | 0 | 0 | 0 | 0 | 0 | 0 | 0 | 0 | 0 | 0 | 0 | 0 | 0 | 0 | 0 | 0 | 0 | 0
F4_Commercial_Miscellaneous_Existing_Space Heating_Natural Gas_Unit Heater_E9 | F4 | Commercial | Miscellaneous | Existing | Space Heating | Natural Gas | Unit Heater | E9 | Utility - Cost of Equipment | 0 | 0 | 0 | 0 | 0 | 0 | 0 | 0 | 0 | 0 | 0 | 0 | 0 | 0 | 0 | 0 | 0 | 0 | 0 | 0 | 0 | 0 | 0 | 0 | 0 | 0 | 0 | 0 | 0 | 0
F4_Commercial_Miscellaneous_Existing_Space Heating_Natural Gas_Unit Heater_E10 | F4 | Commercial | Miscellaneous | Existing | Space Heating | Natural Gas | Unit Heater | E10 | Utility - Cost of Equipment | 0 | 0 | 0 | 0 | 0 | 0 | 0 | 0 | 0 | 0 | 0 | 0 | 0 | 0 | 0 | 0 | 0 | 0 | 0 | 0 | 0 | 0 | 0 | 0 | 0 | 0 | 0 | 0 | 0 | 0
F5_Commercial_Miscellaneous_Existing_Space Heating_Natural Gas_Unit Heater_E1 | F5 | Commercial | Miscellaneous | Existing | Space Heating | Natural Gas | Unit Heater | E1 | Utility - Cost of Operation | 0.51802 | 0.52246 | 0.52776 | 0.53654 | 0.54824 | 0.56205 | 0.57474 | 0.58603 | 0.59699 | 0.60762 | 0.61834 | 0.62876 | 0.63857 | 0.64839 | 0.65778 | 0.66741 | 0.67771 | 0.68807 | 0.69853 | 0.70902 | 0.7194 | 0.72963 | 0 | 0 | 0 | 0 | 0 | 0 | 0 | 0
F5_Commercial_Miscellaneous_Existing_Space Heating_Natural Gas_Unit Heater_E2 | F5 | Commercial | Miscellaneous | Existing | Space Heating | Natural Gas | Unit Heater | E2 | Utility - Cost of Operation | 0.49337 | 0.49759 | 0.50264 | 0.511 | 0.52215 | 0.5353 | 0.54738 | 0.55814 | 0.56858 | 0.5787 | 0.58891 | 0.59883 | 0.60817 | 0.61753 | 0.62647 | 0.63564 | 0.64545 | 0.65532 | 0.66528 | 0.67527 | 0.68516 | 0.6949 | 0 | 0 | 0 | 0 | 0 | 0 | 0 | 0
F5_Commercial_Miscellaneous_Existing_Space Heating_Natural Gas_Unit Heater_E3 | F5 | Commercial | Miscellaneous | Existing | Space Heating | Natural Gas | Unit Heater | E3 | Utility - Cost of Operation | 0.44995 | 0.4546 | 0.45994 | 0.46786 | 0.47771 | 0.48895 | 0.49927 | 0.50838 | 0.51702 | 0.52555 | 0.53429 | 0.54298 | 0.55144 | 0.56037 | 0.56903 | 0.5779 | 0.58729 | 0.59676 | 0.60634 | 0.61599 | 0.6256 | 0.63515 | 0 | 0 | 0 | 0 | 0 | 0 | 0 | 0
F5_Commercial_Miscellaneous_Existing_Space Heating_Natural Gas_Unit Heater_E4 | F5 | Commercial | Miscellaneous | Existing | Space Heating | Natural Gas | Unit Heater | E4 | Utility - Cost of Operation | 0 | 0 | 0 | 0 | 0 | 0 | 0 | 0 | 0 | 0 | 0 | 0 | 0 | 0 | 0 | 0 | 0 | 0 | 0 | 0 | 0 | 0 | 0 | 0 | 0 | 0 | 0 | 0 | 0 | 0
F5_Commercial_Miscellaneous_Existing_Space Heating_Natural Gas_Unit Heater_E5 | F5 | Commercial | Miscellaneous | Existing | Space Heating | Natural Gas | Unit Heater | E5 | Utility - Cost of Operation | 0 | 0 | 0 | 0 | 0 | 0 | 0 | 0 | 0 | 0 | 0 | 0 | 0 | 0 | 0 | 0 | 0 | 0 | 0 | 0 | 0 | 0 | 0 | 0 | 0 | 0 | 0 | 0 | 0 | 0
F5_Commercial_Miscellaneous_Existing_Space Heating_Natural Gas_Unit Heater_E6 | F5 | Commercial | Miscellaneous | Existing | Space Heating | Natural Gas | Unit Heater | E6 | Utility - Cost of Operation | 0 | 0 | 0 | 0 | 0 | 0 | 0 | 0 | 0 | 0 | 0 | 0 | 0 | 0 | 0 | 0 | 0 | 0 | 0 | 0 | 0 | 0 | 0 | 0 | 0 | 0 | 0 | 0 | 0 | 0
F5_Commercial_Miscellaneous_Existing_Space Heating_Natural Gas_Unit Heater_E7 | F5 | Commercial | Miscellaneous | Existing | Space Heating | Natural Gas | Unit Heater | E7 | Utility - Cost of Operation | 0 | 0 | 0 | 0 | 0 | 0 | 0 | 0 | 0 | 0 | 0 | 0 | 0 | 0 | 0 | 0 | 0 | 0 | 0 | 0 | 0 | 0 | 0 | 0 | 0 | 0 | 0 | 0 | 0 | 0
F5_Commercial_Miscellaneous_Existing_Space Heating_Natural Gas_Unit Heater_E8 | F5 | Commercial | Miscellaneous | Existing | Space Heating | Natural Gas | Unit Heater | E8 | Utility - Cost of Operation | 0 | 0 | 0 | 0 | 0 | 0 | 0 | 0 | 0 | 0 | 0 | 0 | 0 | 0 | 0 | 0 | 0 | 0 | 0 | 0 | 0 | 0 | 0 | 0 | 0 | 0 | 0 | 0 | 0 | 0
F5_Commercial_Miscellaneous_Existing_Space Heating_Natural Gas_Unit Heater_E9 | F5 | Commercial | Miscellaneous | Existing | Space Heating | Natural Gas | Unit Heater | E9 | Utility - Cost of Operation | 0 | 0 | 0 | 0 | 0 | 0 | 0 | 0 | 0 | 0 | 0 | 0 | 0 | 0 | 0 | 0 | 0 | 0 | 0 | 0 | 0 | 0 | 0 | 0 | 0 | 0 | 0 | 0 | 0 | 0
F5_Commercial_Miscellaneous_Existing_Space Heating_Natural Gas_Unit Heater_E10 | F5 | Commercial | Miscellaneous | Existing | Space Heating | Natural Gas | Unit Heater | E10 | Utility - Cost of Operation | 0 | 0 | 0 | 0 | 0 | 0 | 0 | 0 | 0 | 0 | 0 | 0 | 0 | 0 | 0 | 0 | 0 | 0 | 0 | 0 | 0 | 0 | 0 | 0 | 0 | 0 | 0 | 0 | 0 | 0
F6_Commercial_Miscellaneous_Existing_Space Heating_Natural Gas_Unit Heater_E1 | F6 | Commercial | Miscellaneous | Existing | Space Heating | Natural Gas | Unit Heater | E1 | Utility - Value of Sales | 0.62063 | 0.62594 | 0.63229 | 0.64281 | 0.65683 | 0.67337 | 0.68857 | 0.70211 | 0.71523 | 0.72797 | 0.74081 | 0.75329 | 0.76505 | 0.77682 | 0.78806 | 0.7996 | 0.81194 | 0.82436 | 0.83688 | 0.84945 | 0.86189 | 0.87414 | 0 | 0 | 0 | 0 | 0 | 0 | 0 | 0
F6_Commercial_Miscellaneous_Existing_Space Heating_Natural Gas_Unit Heater_E2 | F6 | Commercial | Miscellaneous | Existing | Space Heating | Natural Gas | Unit Heater | E2 | Utility - Value of Sales | 0.59109 | 0.59614 | 0.6022 | 0.61221 | 0.62557 | 0.64132 | 0.6558 | 0.66869 | 0.68119 | 0.69332 | 0.70555 | 0.71744 | 0.72863 | 0.73984 | 0.75055 | 0.76154 | 0.77329 | 0.78512 | 0.79705 | 0.80902 | 0.82087 | 0.83254 | 0 | 0 | 0 | 0 | 0 | 0 | 0 | 0
F6_Commercial_Miscellaneous_Existing_Space Heating_Natural Gas_Unit Heater_E3 | F6 | Commercial | Miscellaneous | Existing | Space Heating | Natural Gas | Unit Heater | E3 | Utility - Value of Sales | 0.53907 | 0.54464 | 0.55104 | 0.56053 | 0.57233 | 0.5858 | 0.59816 | 0.60908 | 0.61942 | 0.62965 | 0.64012 | 0.65053 | 0.66067 | 0.67136 | 0.68174 | 0.69236 | 0.70361 | 0.71496 | 0.72643 | 0.738 | 0.74951 | 0.76096 | 0 | 0 | 0 | 0 | 0 | 0 | 0 | 0
F6_Commercial_Miscellaneous_Existing_Space Heating_Natural Gas_Unit Heater_E4 | F6 | Commercial | Miscellaneous | Existing | Space Heating | Natural Gas | Unit Heater | E4 | Utility - Value of Sales | 0 | 0 | 0 | 0 | 0 | 0 | 0 | 0 | 0 | 0 | 0 | 0 | 0 | 0 | 0 | 0 | 0 | 0 | 0 | 0 | 0 | 0 | 0 | 0 | 0 | 0 | 0 | 0 | 0 | 0
F6_Commercial_Miscellaneous_Existing_Space Heating_Natural Gas_Unit Heater_E5 | F6 | Commercial | Miscellaneous | Existing | Space Heating | Natural Gas | Unit Heater | E5 | Utility - Value of Sales | 0 | 0 | 0 | 0 | 0 | 0 | 0 | 0 | 0 | 0 | 0 | 0 | 0 | 0 | 0 | 0 | 0 | 0 | 0 | 0 | 0 | 0 | 0 | 0 | 0 | 0 | 0 | 0 | 0 | 0
F6_Commercial_Miscellaneous_Existing_Space Heating_Natural Gas_Unit Heater_E6 | F6 | Commercial | Miscellaneous | Existing | Space Heating | Natural Gas | Unit Heater | E6 | Utility - Value of Sales | 0 | 0 | 0 | 0 | 0 | 0 | 0 | 0 | 0 | 0 | 0 | 0 | 0 | 0 | 0 | 0 | 0 | 0 | 0 | 0 | 0 | 0 | 0 | 0 | 0 | 0 | 0 | 0 | 0 | 0
F6_Commercial_Miscellaneous_Existing_Space Heating_Natural Gas_Unit Heater_E7 | F6 | Commercial | Miscellaneous | Existing | Space Heating | Natural Gas | Unit Heater | E7 | Utility - Value of Sales | 0 | 0 | 0 | 0 | 0 | 0 | 0 | 0 | 0 | 0 | 0 | 0 | 0 | 0 | 0 | 0 | 0 | 0 | 0 | 0 | 0 | 0 | 0 | 0 | 0 | 0 | 0 | 0 | 0 | 0
F6_Commercial_Miscellaneous_Existing_Space Heating_Natural Gas_Unit Heater_E8 | F6 | Commercial | Miscellaneous | Existing | Space Heating | Natural Gas | Unit Heater | E8 | Utility - Value of Sales | 0 | 0 | 0 | 0 | 0 | 0 | 0 | 0 | 0 | 0 | 0 | 0 | 0 | 0 | 0 | 0 | 0 | 0 | 0 | 0 | 0 | 0 | 0 | 0 | 0 | 0 | 0 | 0 | 0 | 0
F6_Commercial_Miscellaneous_Existing_Space Heating_Natural Gas_Unit Heater_E9 | F6 | Commercial | Miscellaneous | Existing | Space Heating | Natural Gas | Unit Heater | E9 | Utility - Value of Sales | 0 | 0 | 0 | 0 | 0 | 0 | 0 | 0 | 0 | 0 | 0 | 0 | 0 | 0 | 0 | 0 | 0 | 0 | 0 | 0 | 0 | 0 | 0 | 0 | 0 | 0 | 0 | 0 | 0 | 0
F6_Commercial_Miscellaneous_Existing_Space Heating_Natural Gas_Unit Heater_E10 | F6 | Commercial | Miscellaneous | Existing | Space Heating | Natural Gas | Unit Heater | E10 | Utility - Value of Sales | 0 | 0 | 0 | 0 | 0 | 0 | 0 | 0 | 0 | 0 | 0 | 0 | 0 | 0 | 0 | 0 | 0 | 0 | 0 | 0 | 0 | 0 | 0 | 0 | 0 | 0 | 0 | 0 | 0 | 0
F1_Commercial_Miscellaneous_Existing_Water Heating_Natural Gas_Water Heater_E1 | F1 | Commercial | Miscellaneous | Existing | Water Heating | Natural Gas | Water Heater | E1 | Participant - Cost of Equipment | 0.020878 | 0.020878 | 0.020878 | 0.020878 | 0.020878 | 0.020878 | 0.020878 | 0.020878 | 0.020878 | 0.020878 | 0.020878 | 0.020878 | 0.020878 | 0.020878 | 0.020878 | 0.020878 | 0.020878 | 0.020878 | 0.020878 | 0.020878 | 0.020878 | 0.020878 | 0 | 0 | 0 | 0 | 0 | 0 | 0 | 0
F1_Commercial_Miscellaneous_Existing_Water Heating_Natural Gas_Water Heater_E2 | F1 | Commercial | Miscellaneous | Existing | Water Heating | Natural Gas | Water Heater | E2 | Participant - Cost of Equipment | 0.020677 | 0.020677 | 0.020677 | 0.020677 | 0.020677 | 0.020677 | 0.020677 | 0.020677 | 0.020677 | 0.020677 | 0.020677 | 0.020677 | 0.020677 | 0.020677 | 0.020677 | 0.020677 | 0.020677 | 0.020677 | 0.020677 | 0.020677 | 0.020677 | 0.020677 | 0 | 0 | 0 | 0 | 0 | 0 | 0 | 0
F1_Commercial_Miscellaneous_Existing_Water Heating_Natural Gas_Water Heater_E3 | F1 | Commercial | Miscellaneous | Existing | Water Heating | Natural Gas | Water Heater | E3 | Participant - Cost of Equipment | 0.021107 | 0.021107 | 0.021107 | 0.021107 | 0.021107 | 0.021107 | 0.021107 | 0.021107 | 0.021107 | 0.021107 | 0.021107 | 0.021107 | 0.021107 | 0.021107 | 0.021107 | 0.021107 | 0.021107 | 0.021107 | 0.021107 | 0.021107 | 0.021107 | 0.021107 | 0 | 0 | 0 | 0 | 0 | 0 | 0 | 0
F1_Commercial_Miscellaneous_Existing_Water Heating_Natural Gas_Water Heater_E4 | F1 | Commercial | Miscellaneous | Existing | Water Heating | Natural Gas | Water Heater | E4 | Participant - Cost of Equipment | 0.016851 | 0.016851 | 0.016851 | 0.016851 | 0.016851 | 0.016851 | 0.016851 | 0.016851 | 0.016851 | 0.016851 | 0.016851 | 0.016851 | 0.016851 | 0.016851 | 0.016851 | 0.016851 | 0.016851 | 0.016851 | 0.016851 | 0.016851 | 0.016851 | 0.016851 | 0 | 0 | 0 | 0 | 0 | 0 | 0 | 0
F1_Commercial_Miscellaneous_Existing_Water Heating_Natural Gas_Water Heater_E5 | F1 | Commercial | Miscellaneous | Existing | Water Heating | Natural Gas | Water Heater | E5 | Participant - Cost of Equipment | 0 | 0 | 0 | 0 | 0 | 0 | 0 | 0 | 0 | 0 | 0 | 0 | 0 | 0 | 0 | 0 | 0 | 0 | 0 | 0 | 0 | 0 | 0 | 0 | 0 | 0 | 0 | 0 | 0 | 0
F1_Commercial_Miscellaneous_Existing_Water Heating_Natural Gas_Water Heater_E6 | F1 | Commercial | Miscellaneous | Existing | Water Heating | Natural Gas | Water Heater | E6 | Participant - Cost of Equipment | 0 | 0 | 0 | 0 | 0 | 0 | 0 | 0 | 0 | 0 | 0 | 0 | 0 | 0 | 0 | 0 | 0 | 0 | 0 | 0 | 0 | 0 | 0 | 0 | 0 | 0 | 0 | 0 | 0 | 0
F1_Commercial_Miscellaneous_Existing_Water Heating_Natural Gas_Water Heater_E7 | F1 | Commercial | Miscellaneous | Existing | Water Heating | Natural Gas | Water Heater | E7 | Participant - Cost of Equipment | 0 | 0 | 0 | 0 | 0 | 0 | 0 | 0 | 0 | 0 | 0 | 0 | 0 | 0 | 0 | 0 | 0 | 0 | 0 | 0 | 0 | 0 | 0 | 0 | 0 | 0 | 0 | 0 | 0 | 0
F1_Commercial_Miscellaneous_Existing_Water Heating_Natural Gas_Water Heater_E8 | F1 | Commercial | Miscellaneous | Existing | Water Heating | Natural Gas | Water Heater | E8 | Participant - Cost of Equipment | 0 | 0 | 0 | 0 | 0 | 0 | 0 | 0 | 0 | 0 | 0 | 0 | 0 | 0 | 0 | 0 | 0 | 0 | 0 | 0 | 0 | 0 | 0 | 0 | 0 | 0 | 0 | 0 | 0 | 0
F1_Commercial_Miscellaneous_Existing_Water Heating_Natural Gas_Water Heater_E9 | F1 | Commercial | Miscellaneous | Existing | Water Heating | Natural Gas | Water Heater | E9 | Participant - Cost of Equipment | 0 | 0 | 0 | 0 | 0 | 0 | 0 | 0 | 0 | 0 | 0 | 0 | 0 | 0 | 0 | 0 | 0 | 0 | 0 | 0 | 0 | 0 | 0 | 0 | 0 | 0 | 0 | 0 | 0 | 0
F1_Commercial_Miscellaneous_Existing_Water Heating_Natural Gas_Water Heater_E10 | F1 | Commercial | Miscellaneous | Existing | Water Heating | Natural Gas | Water Heater | E10 | Participant - Cost of Equipment | 0 | 0 | 0 | 0 | 0 | 0 | 0 | 0 | 0 | 0 | 0 | 0 | 0 | 0 | 0 | 0 | 0 | 0 | 0 | 0 | 0 | 0 | 0 | 0 | 0 | 0 | 0 | 0 | 0 | 0
F2_Commercial_Miscellaneous_Existing_Water Heating_Natural Gas_Water Heater_E1 | F2 | Commercial | Miscellaneous | Existing | Water Heating | Natural Gas | Water Heater | E1 | Participant - Cost of Operation | 0.14375 | 0.14471 | 0.14595 | 0.14835 | 0.15167 | 0.15568 | 0.15931 | 0.16243 | 0.16538 | 0.1684 | 0.17163 | 0.17479 | 0.17777 | 0.18077 | 0.18342 | 0.18594 | 0.18865 | 0.19138 | 0.19412 | 0.19687 | 0.19956 | 0.20219 | 0 | 0 | 0 | 0 | 0 | 0 | 0 | 0
F2_Commercial_Miscellaneous_Existing_Water Heating_Natural Gas_Water Heater_E2 | F2 | Commercial | Miscellaneous | Existing | Water Heating | Natural Gas | Water Heater | E2 | Participant - Cost of Operation | 0.13177 | 0.13265 | 0.13379 | 0.13598 | 0.13903 | 0.1427 | 0.14603 | 0.14889 | 0.1516 | 0.15437 | 0.15733 | 0.16022 | 0.16295 | 0.16571 | 0.16814 | 0.17044 | 0.17293 | 0.17543 | 0.17795 | 0.18046 | 0.18293 | 0.18534 | 0 | 0 | 0 | 0 | 0 | 0 | 0 | 0
F2_Commercial_Miscellaneous_Existing_Water Heating_Natural Gas_Water Heater_E3 | F2 | Commercial | Miscellaneous | Existing | Water Heating | Natural Gas | Water Heater | E3 | Participant - Cost of Operation | 0.12908 | 0.12994 | 0.13106 | 0.13321 | 0.1362 | 0.13979 | 0.14305 | 0.14585 | 0.14851 | 0.15122 | 0.15412 | 0.15695 | 0.15963 | 0.16232 | 0.16471 | 0.16696 | 0.1694 | 0.17185 | 0.17432 | 0.17678 | 0.1792 | 0.18156 | 0 | 0 | 0 | 0 | 0 | 0 | 0 | 0
F2_Commercial_Miscellaneous_Existing_Water Heating_Natural Gas_Water Heater_E4 | F2 | Commercial | Miscellaneous | Existing | Water Heating | Natural Gas | Water Heater | E4 | Participant - Cost of Operation | 0.086281 | 0.087071 | 0.088003 | 0.08948 | 0.091417 | 0.093693 | 0.095802 | 0.097638 | 0.09936 | 0.10105 | 0.10277 | 0.10448 | 0.10611 | 0.10777 | 0.10937 | 0.11101 | 0.11276 | 0.11452 | 0.1163 | 0.11809 | 0.11986 | 0.12161 | 0 | 0 | 0 | 0 | 0 | 0 | 0 | 0
F2_Commercial_Miscellaneous_Existing_Water Heating_Natural Gas_Water Heater_E5 | F2 | Commercial | Miscellaneous | Existing | Water Heating | Natural Gas | Water Heater | E5 | Participant - Cost of Operation | 0 | 0 | 0 | 0 | 0 | 0 | 0 | 0 | 0 | 0 | 0 | 0 | 0 | 0 | 0 | 0 | 0 | 0 | 0 | 0 | 0 | 0 | 0 | 0 | 0 | 0 | 0 | 0 | 0 | 0
F2_Commercial_Miscellaneous_Existing_Water Heating_Natural Gas_Water Heater_E6 | F2 | Commercial | Miscellaneous | Existing | Water Heating | Natural Gas | Water Heater | E6 | Participant - Cost of Operation | 0 | 0 | 0 | 0 | 0 | 0 | 0 | 0 | 0 | 0 | 0 | 0 | 0 | 0 | 0 | 0 | 0 | 0 | 0 | 0 | 0 | 0 | 0 | 0 | 0 | 0 | 0 | 0 | 0 | 0
F2_Commercial_Miscellaneous_Existing_Water Heating_Natural Gas_Water Heater_E7 | F2 | Commercial | Miscellaneous | Existing | Water Heating | Natural Gas | Water Heater | E7 | Participant - Cost of Operation | 0 | 0 | 0 | 0 | 0 | 0 | 0 | 0 | 0 | 0 | 0 | 0 | 0 | 0 | 0 | 0 | 0 | 0 | 0 | 0 | 0 | 0 | 0 | 0 | 0 | 0 | 0 | 0 | 0 | 0
F2_Commercial_Miscellaneous_Existing_Water Heating_Natural Gas_Water Heater_E8 | F2 | Commercial | Miscellaneous | Existing | Water Heating | Natural Gas | Water Heater | E8 | Participant - Cost of Operation | 0 | 0 | 0 | 0 | 0 | 0 | 0 | 0 | 0 | 0 | 0 | 0 | 0 | 0 | 0 | 0 | 0 | 0 | 0 | 0 | 0 | 0 | 0 | 0 | 0 | 0 | 0 | 0 | 0 | 0
F2_Commercial_Miscellaneous_Existing_Water Heating_Natural Gas_Water Heater_E9 | F2 | Commercial | Miscellaneous | Existing | Water Heating | Natural Gas | Water Heater | E9 | Participant - Cost of Operation | 0 | 0 | 0 | 0 | 0 | 0 | 0 | 0 | 0 | 0 | 0 | 0 | 0 | 0 | 0 | 0 | 0 | 0 | 0 | 0 | 0 | 0 | 0 | 0 | 0 | 0 | 0 | 0 | 0 | 0
F2_Commercial_Miscellaneous_Existing_Water Heating_Natural Gas_Water Heater_E10 | F2 | Commercial | Miscellaneous | Existing | Water Heating | Natural Gas | Water Heater | E10 | Participant - Cost of Operation | 0 | 0 | 0 | 0 | 0 | 0 | 0 | 0 | 0 | 0 | 0 | 0 | 0 | 0 | 0 | 0 | 0 | 0 | 0 | 0 | 0 | 0 | 0 | 0 | 0 | 0 | 0 | 0 | 0 | 0
F3_Commercial_Miscellaneous_Existing_Water Heating_Natural Gas_Water Heater_E1 | F3 | Commercial | Miscellaneous | Existing | Water Heating | Natural Gas | Water Heater | E1 | System - kBTUs of Conusmption | 13.6202 | 13.6568 | 13.7011 | 13.8161 | 13.9162 | 14.0011 | 14.0656 | 14.1291 | 14.1874 | 14.2405 | 14.2848 | 14.3117 | 14.3174 | 14.3019 | 14.2595 | 14.2011 | 14.1384 | 14.0714 | 13.9948 | 13.9211 | 13.8445 | 13.7658 | 0 | 0 | 0 | 0 | 0 | 0 | 0 | 0
F3_Commercial_Miscellaneous_Existing_Water Heating_Natural Gas_Water Heater_E2 | F3 | Commercial | Miscellaneous | Existing | Water Heating | Natural Gas | Water Heater | E2 | System - kBTUs of Conusmption | 12.4851 | 12.5187 | 12.5593 | 12.6647 | 12.7566 | 12.8344 | 12.8935 | 12.9517 | 13.0051 | 13.0538 | 13.0944 | 13.1191 | 13.1243 | 13.1101 | 13.0712 | 13.0177 | 12.9602 | 12.8988 | 12.8286 | 12.761 | 12.6908 | 12.6187 | 0 | 0 | 0 | 0 | 0 | 0 | 0 | 0
F3_Commercial_Miscellaneous_Existing_Water Heating_Natural Gas_Water Heater_E3 | F3 | Commercial | Miscellaneous | Existing | Water Heating | Natural Gas | Water Heater | E3 | System - kBTUs of Conusmption | 12.2303 | 12.2632 | 12.303 | 12.4063 | 12.4962 | 12.5725 | 12.6304 | 12.6874 | 12.7397 | 12.7874 | 12.8271 | 12.8513 | 12.8564 | 12.8426 | 12.8044 | 12.752 | 12.6957 | 12.6355 | 12.5668 | 12.5006 | 12.4318 | 12.3612 | 0 | 0 | 0 | 0 | 0 | 0 | 0 | 0
F3_Commercial_Miscellaneous_Existing_Water Heating_Natural Gas_Water Heater_E4 | F3 | Commercial | Miscellaneous | Existing | Water Heating | Natural Gas | Water Heater | E4 | System - kBTUs of Conusmption | 8.0596 | 8.0838 | 8.1106 | 8.1691 | 8.2204 | 8.2638 | 8.2972 | 8.325 | 8.3444 | 8.3551 | 8.3552 | 8.3496 | 8.3359 | 8.314 | 8.287 | 8.2606 | 8.2323 | 8.2021 | 8.1675 | 8.1343 | 8.0997 | 8.0642 | 0 | 0 | 0 | 0 | 0 | 0 | 0 | 0
F3_Commercial_Miscellaneous_Existing_Water Heating_Natural Gas_Water Heater_E5 | F3 | Commercial | Miscellaneous | Existing | Water Heating | Natural Gas | Water Heater | E5 | System - kBTUs of Conusmption | 0 | 0 | 0 | 0 | 0 | 0 | 0 | 0 | 0 | 0 | 0 | 0 | 0 | 0 | 0 | 0 | 0 | 0 | 0 | 0 | 0 | 0 | 0 | 0 | 0 | 0 | 0 | 0 | 0 | 0
F3_Commercial_Miscellaneous_Existing_Water Heating_Natural Gas_Water Heater_E6 | F3 | Commercial | Miscellaneous | Existing | Water Heating | Natural Gas | Water Heater | E6 | System - kBTUs of Conusmption | 0 | 0 | 0 | 0 | 0 | 0 | 0 | 0 | 0 | 0 | 0 | 0 | 0 | 0 | 0 | 0 | 0 | 0 | 0 | 0 | 0 | 0 | 0 | 0 | 0 | 0 | 0 | 0 | 0 | 0
F3_Commercial_Miscellaneous_Existing_Water Heating_Natural Gas_Water Heater_E7 | F3 | Commercial | Miscellaneous | Existing | Water Heating | Natural Gas | Water Heater | E7 | System - kBTUs of Conusmption | 0 | 0 | 0 | 0 | 0 | 0 | 0 | 0 | 0 | 0 | 0 | 0 | 0 | 0 | 0 | 0 | 0 | 0 | 0 | 0 | 0 | 0 | 0 | 0 | 0 | 0 | 0 | 0 | 0 | 0
F3_Commercial_Miscellaneous_Existing_Water Heating_Natural Gas_Water Heater_E8 | F3 | Commercial | Miscellaneous | Existing | Water Heating | Natural Gas | Water Heater | E8 | System - kBTUs of Conusmption | 0 | 0 | 0 | 0 | 0 | 0 | 0 | 0 | 0 | 0 | 0 | 0 | 0 | 0 | 0 | 0 | 0 | 0 | 0 | 0 | 0 | 0 | 0 | 0 | 0 | 0 | 0 | 0 | 0 | 0
F3_Commercial_Miscellaneous_Existing_Water Heating_Natural Gas_Water Heater_E9 | F3 | Commercial | Miscellaneous | Existing | Water Heating | Natural Gas | Water Heater | E9 | System - kBTUs of Conusmption | 0 | 0 | 0 | 0 | 0 | 0 | 0 | 0 | 0 | 0 | 0 | 0 | 0 | 0 | 0 | 0 | 0 | 0 | 0 | 0 | 0 | 0 | 0 | 0 | 0 | 0 | 0 | 0 | 0 | 0
F3_Commercial_Miscellaneous_Existing_Water Heating_Natural Gas_Water Heater_E10 | F3 | Commercial | Miscellaneous | Existing | Water Heating | Natural Gas | Water Heater | E10 | System - kBTUs of Conusmption | 0 | 0 | 0 | 0 | 0 | 0 | 0 | 0 | 0 | 0 | 0 | 0 | 0 | 0 | 0 | 0 | 0 | 0 | 0 | 0 | 0 | 0 | 0 | 0 | 0 | 0 | 0 | 0 | 0 | 0
F4_Commercial_Miscellaneous_Existing_Water Heating_Natural Gas_Water Heater_E1 | F4 | Commercial | Miscellaneous | Existing | Water Heating | Natural Gas | Water Heater | E1 | Utility - Cost of Equipment | 0.020878 | 0.020878 | 0.020878 | 0.020878 | 0.020878 | 0.020878 | 0.020878 | 0.020878 | 0.020878 | 0.020878 | 0.020878 | 0.020878 | 0.020878 | 0.020878 | 0.020878 | 0.020878 | 0.020878 | 0.020878 | 0.020878 | 0.020878 | 0.020878 | 0.020878 | 0 | 0 | 0 | 0 | 0 | 0 | 0 | 0
F4_Commercial_Miscellaneous_Existing_Water Heating_Natural Gas_Water Heater_E2 | F4 | Commercial | Miscellaneous | Existing | Water Heating | Natural Gas | Water Heater | E2 | Utility - Cost of Equipment | 0.020677 | 0.020677 | 0.020677 | 0.020677 | 0.020677 | 0.020677 | 0.020677 | 0.020677 | 0.020677 | 0.020677 | 0.020677 | 0.020677 | 0.020677 | 0.020677 | 0.020677 | 0.020677 | 0.020677 | 0.020677 | 0.020677 | 0.020677 | 0.020677 | 0.020677 | 0 | 0 | 0 | 0 | 0 | 0 | 0 | 0
F4_Commercial_Miscellaneous_Existing_Water Heating_Natural Gas_Water Heater_E3 | F4 | Commercial | Miscellaneous | Existing | Water Heating | Natural Gas | Water Heater | E3 | Utility - Cost of Equipment | 0.021107 | 0.021107 | 0.021107 | 0.021107 | 0.021107 | 0.021107 | 0.021107 | 0.021107 | 0.021107 | 0.021107 | 0.021107 | 0.021107 | 0.021107 | 0.021107 | 0.021107 | 0.021107 | 0.021107 | 0.021107 | 0.021107 | 0.021107 | 0.021107 | 0.021107 | 0 | 0 | 0 | 0 | 0 | 0 | 0 | 0
F4_Commercial_Miscellaneous_Existing_Water Heating_Natural Gas_Water Heater_E4 | F4 | Commercial | Miscellaneous | Existing | Water Heating | Natural Gas | Water Heater | E4 | Utility - Cost of Equipment | 0.016851 | 0.016851 | 0.016851 | 0.016851 | 0.016851 | 0.016851 | 0.016851 | 0.016851 | 0.016851 | 0.016851 | 0.016851 | 0.016851 | 0.016851 | 0.016851 | 0.016851 | 0.016851 | 0.016851 | 0.016851 | 0.016851 | 0.016851 | 0.016851 | 0.016851 | 0 | 0 | 0 | 0 | 0 | 0 | 0 | 0
F4_Commercial_Miscellaneous_Existing_Water Heating_Natural Gas_Water Heater_E5 | F4 | Commercial | Miscellaneous | Existing | Water Heating | Natural Gas | Water Heater | E5 | Utility - Cost of Equipment | 0 | 0 | 0 | 0 | 0 | 0 | 0 | 0 | 0 | 0 | 0 | 0 | 0 | 0 | 0 | 0 | 0 | 0 | 0 | 0 | 0 | 0 | 0 | 0 | 0 | 0 | 0 | 0 | 0 | 0
F4_Commercial_Miscellaneous_Existing_Water Heating_Natural Gas_Water Heater_E6 | F4 | Commercial | Miscellaneous | Existing | Water Heating | Natural Gas | Water Heater | E6 | Utility - Cost of Equipment | 0 | 0 | 0 | 0 | 0 | 0 | 0 | 0 | 0 | 0 | 0 | 0 | 0 | 0 | 0 | 0 | 0 | 0 | 0 | 0 | 0 | 0 | 0 | 0 | 0 | 0 | 0 | 0 | 0 | 0
F4_Commercial_Miscellaneous_Existing_Water Heating_Natural Gas_Water Heater_E7 | F4 | Commercial | Miscellaneous | Existing | Water Heating | Natural Gas | Water Heater | E7 | Utility - Cost of Equipment | 0 | 0 | 0 | 0 | 0 | 0 | 0 | 0 | 0 | 0 | 0 | 0 | 0 | 0 | 0 | 0 | 0 | 0 | 0 | 0 | 0 | 0 | 0 | 0 | 0 | 0 | 0 | 0 | 0 | 0
F4_Commercial_Miscellaneous_Existing_Water Heating_Natural Gas_Water Heater_E8 | F4 | Commercial | Miscellaneous | Existing | Water Heating | Natural Gas | Water Heater | E8 | Utility - Cost of Equipment | 0 | 0 | 0 | 0 | 0 | 0 | 0 | 0 | 0 | 0 | 0 | 0 | 0 | 0 | 0 | 0 | 0 | 0 | 0 | 0 | 0 | 0 | 0 | 0 | 0 | 0 | 0 | 0 | 0 | 0
F4_Commercial_Miscellaneous_Existing_Water Heating_Natural Gas_Water Heater_E9 | F4 | Commercial | Miscellaneous | Existing | Water Heating | Natural Gas | Water Heater | E9 | Utility - Cost of Equipment | 0 | 0 | 0 | 0 | 0 | 0 | 0 | 0 | 0 | 0 | 0 | 0 | 0 | 0 | 0 | 0 | 0 | 0 | 0 | 0 | 0 | 0 | 0 | 0 | 0 | 0 | 0 | 0 | 0 | 0
F4_Commercial_Miscellaneous_Existing_Water Heating_Natural Gas_Water Heater_E10 | F4 | Commercial | Miscellaneous | Existing | Water Heating | Natural Gas | Water Heater | E10 | Utility - Cost of Equipment | 0 | 0 | 0 | 0 | 0 | 0 | 0 | 0 | 0 | 0 | 0 | 0 | 0 | 0 | 0 | 0 | 0 | 0 | 0 | 0 | 0 | 0 | 0 | 0 | 0 | 0 | 0 | 0 | 0 | 0
F5_Commercial_Miscellaneous_Existing_Water Heating_Natural Gas_Water Heater_E1 | F5 | Commercial | Miscellaneous | Existing | Water Heating | Natural Gas | Water Heater | E1 | Utility - Cost of Operation | 0.11998 | 0.12078 | 0.12182 | 0.12382 | 0.1266 | 0.12994 | 0.13297 | 0.13557 | 0.13804 | 0.14056 | 0.14326 | 0.14589 | 0.14838 | 0.15088 | 0.1531 | 0.1552 | 0.15747 | 0.15974 | 0.16203 | 0.16432 | 0.16657 | 0.16876 | 0 | 0 | 0 | 0 | 0 | 0 | 0 | 0
F5_Commercial_Miscellaneous_Existing_Water Heating_Natural Gas_Water Heater_E2 | F5 | Commercial | Miscellaneous | Existing | Water Heating | Natural Gas | Water Heater | E2 | Utility - Cost of Operation | 0.10999 | 0.11072 | 0.11167 | 0.1135 | 0.11605 | 0.11911 | 0.12189 | 0.12428 | 0.12654 | 0.12885 | 0.13132 | 0.13373 | 0.13601 | 0.13831 | 0.14034 | 0.14226 | 0.14434 | 0.14643 | 0.14853 | 0.15063 | 0.15269 | 0.1547 | 0 | 0 | 0 | 0 | 0 | 0 | 0 | 0
F5_Commercial_Miscellaneous_Existing_Water Heating_Natural Gas_Water Heater_E3 | F5 | Commercial | Miscellaneous | Existing | Water Heating | Natural Gas | Water Heater | E3 | Utility - Cost of Operation | 0.10774 | 0.10846 | 0.10939 | 0.11119 | 0.11368 | 0.11668 | 0.1194 | 0.12174 | 0.12395 | 0.12622 | 0.12864 | 0.131 | 0.13324 | 0.13549 | 0.13748 | 0.13936 | 0.1414 | 0.14344 | 0.1455 | 0.14755 | 0.14957 | 0.15154 | 0 | 0 | 0 | 0 | 0 | 0 | 0 | 0
F5_Commercial_Miscellaneous_Existing_Water Heating_Natural Gas_Water Heater_E4 | F5 | Commercial | Miscellaneous | Existing | Water Heating | Natural Gas | Water Heater | E4 | Utility - Cost of Operation | 0.072017 | 0.072676 | 0.073454 | 0.074687 | 0.076304 | 0.078204 | 0.079964 | 0.081496 | 0.082934 | 0.084344 | 0.085783 | 0.087203 | 0.088567 | 0.089957 | 0.091293 | 0.092662 | 0.09412 | 0.09559 | 0.097074 | 0.098565 | 0.10004 | 0.10151 | 0 | 0 | 0 | 0 | 0 | 0 | 0 | 0
F5_Commercial_Miscellaneous_Existing_Water Heating_Natural Gas_Water Heater_E5 | F5 | Commercial | Miscellaneous | Existing | Water Heating | Natural Gas | Water Heater | E5 | Utility - Cost of Operation | 0 | 0 | 0 | 0 | 0 | 0 | 0 | 0 | 0 | 0 | 0 | 0 | 0 | 0 | 0 | 0 | 0 | 0 | 0 | 0 | 0 | 0 | 0 | 0 | 0 | 0 | 0 | 0 | 0 | 0
F5_Commercial_Miscellaneous_Existing_Water Heating_Natural Gas_Water Heater_E6 | F5 | Commercial | Miscellaneous | Existing | Water Heating | Natural Gas | Water Heater | E6 | Utility - Cost of Operation | 0 | 0 | 0 | 0 | 0 | 0 | 0 | 0 | 0 | 0 | 0 | 0 | 0 | 0 | 0 | 0 | 0 | 0 | 0 | 0 | 0 | 0 | 0 | 0 | 0 | 0 | 0 | 0 | 0 | 0
F5_Commercial_Miscellaneous_Existing_Water Heating_Natural Gas_Water Heater_E7 | F5 | Commercial | Miscellaneous | Existing | Water Heating | Natural Gas | Water Heater | E7 | Utility - Cost of Operation | 0 | 0 | 0 | 0 | 0 | 0 | 0 | 0 | 0 | 0 | 0 | 0 | 0 | 0 | 0 | 0 | 0 | 0 | 0 | 0 | 0 | 0 | 0 | 0 | 0 | 0 | 0 | 0 | 0 | 0
F5_Commercial_Miscellaneous_Existing_Water Heating_Natural Gas_Water Heater_E8 | F5 | Commercial | Miscellaneous | Existing | Water Heating | Natural Gas | Water Heater | E8 | Utility - Cost of Operation | 0 | 0 | 0 | 0 | 0 | 0 | 0 | 0 | 0 | 0 | 0 | 0 | 0 | 0 | 0 | 0 | 0 | 0 | 0 | 0 | 0 | 0 | 0 | 0 | 0 | 0 | 0 | 0 | 0 | 0
F5_Commercial_Miscellaneous_Existing_Water Heating_Natural Gas_Water Heater_E9 | F5 | Commercial | Miscellaneous | Existing | Water Heating | Natural Gas | Water Heater | E9 | Utility - Cost of Operation | 0 | 0 | 0 | 0 | 0 | 0 | 0 | 0 | 0 | 0 | 0 | 0 | 0 | 0 | 0 | 0 | 0 | 0 | 0 | 0 | 0 | 0 | 0 | 0 | 0 | 0 | 0 | 0 | 0 | 0
F5_Commercial_Miscellaneous_Existing_Water Heating_Natural Gas_Water Heater_E10 | F5 | Commercial | Miscellaneous | Existing | Water Heating | Natural Gas | Water Heater | E10 | Utility - Cost of Operation | 0 | 0 | 0 | 0 | 0 | 0 | 0 | 0 | 0 | 0 | 0 | 0 | 0 | 0 | 0 | 0 | 0 | 0 | 0 | 0 | 0 | 0 | 0 | 0 | 0 | 0 | 0 | 0 | 0 | 0
F6_Commercial_Miscellaneous_Existing_Water Heating_Natural Gas_Water Heater_E1 | F6 | Commercial | Miscellaneous | Existing | Water Heating | Natural Gas | Water Heater | E1 | Utility - Value of Sales | 0.14375 | 0.14471 | 0.14595 | 0.14835 | 0.15167 | 0.15568 | 0.15931 | 0.16243 | 0.16538 | 0.1684 | 0.17163 | 0.17479 | 0.17777 | 0.18077 | 0.18342 | 0.18594 | 0.18865 | 0.19138 | 0.19412 | 0.19687 | 0.19956 | 0.20219 | 0 | 0 | 0 | 0 | 0 | 0 | 0 | 0
F6_Commercial_Miscellaneous_Existing_Water Heating_Natural Gas_Water Heater_E2 | F6 | Commercial | Miscellaneous | Existing | Water Heating | Natural Gas | Water Heater | E2 | Utility - Value of Sales | 0.13177 | 0.13265 | 0.13379 | 0.13598 | 0.13903 | 0.1427 | 0.14603 | 0.14889 | 0.1516 | 0.15437 | 0.15733 | 0.16022 | 0.16295 | 0.16571 | 0.16814 | 0.17044 | 0.17293 | 0.17543 | 0.17795 | 0.18046 | 0.18293 | 0.18534 | 0 | 0 | 0 | 0 | 0 | 0 | 0 | 0
F6_Commercial_Miscellaneous_Existing_Water Heating_Natural Gas_Water Heater_E3 | F6 | Commercial | Miscellaneous | Existing | Water Heating | Natural Gas | Water Heater | E3 | Utility - Value of Sales | 0.12908 | 0.12994 | 0.13106 | 0.13321 | 0.1362 | 0.13979 | 0.14305 | 0.14585 | 0.14851 | 0.15122 | 0.15412 | 0.15695 | 0.15963 | 0.16232 | 0.16471 | 0.16696 | 0.1694 | 0.17185 | 0.17432 | 0.17678 | 0.1792 | 0.18156 | 0 | 0 | 0 | 0 | 0 | 0 | 0 | 0
F6_Commercial_Miscellaneous_Existing_Water Heating_Natural Gas_Water Heater_E4 | F6 | Commercial | Miscellaneous | Existing | Water Heating | Natural Gas | Water Heater | E4 | Utility - Value of Sales | 0.086281 | 0.087071 | 0.088003 | 0.08948 | 0.091417 | 0.093693 | 0.095802 | 0.097638 | 0.09936 | 0.10105 | 0.10277 | 0.10448 | 0.10611 | 0.10777 | 0.10937 | 0.11101 | 0.11276 | 0.11452 | 0.1163 | 0.11809 | 0.11986 | 0.12161 | 0 | 0 | 0 | 0 | 0 | 0 | 0 | 0
F6_Commercial_Miscellaneous_Existing_Water Heating_Natural Gas_Water Heater_E5 | F6 | Commercial | Miscellaneous | Existing | Water Heating | Natural Gas | Water Heater | E5 | Utility - Value of Sales | 0 | 0 | 0 | 0 | 0 | 0 | 0 | 0 | 0 | 0 | 0 | 0 | 0 | 0 | 0 | 0 | 0 | 0 | 0 | 0 | 0 | 0 | 0 | 0 | 0 | 0 | 0 | 0 | 0 | 0
F6_Commercial_Miscellaneous_Existing_Water Heating_Natural Gas_Water Heater_E6 | F6 | Commercial | Miscellaneous | Existing | Water Heating | Natural Gas | Water Heater | E6 | Utility - Value of Sales | 0 | 0 | 0 | 0 | 0 | 0 | 0 | 0 | 0 | 0 | 0 | 0 | 0 | 0 | 0 | 0 | 0 | 0 | 0 | 0 | 0 | 0 | 0 | 0 | 0 | 0 | 0 | 0 | 0 | 0
F6_Commercial_Miscellaneous_Existing_Water Heating_Natural Gas_Water Heater_E7 | F6 | Commercial | Miscellaneous | Existing | Water Heating | Natural Gas | Water Heater | E7 | Utility - Value of Sales | 0 | 0 | 0 | 0 | 0 | 0 | 0 | 0 | 0 | 0 | 0 | 0 | 0 | 0 | 0 | 0 | 0 | 0 | 0 | 0 | 0 | 0 | 0 | 0 | 0 | 0 | 0 | 0 | 0 | 0
F6_Commercial_Miscellaneous_Existing_Water Heating_Natural Gas_Water Heater_E8 | F6 | Commercial | Miscellaneous | Existing | Water Heating | Natural Gas | Water Heater | E8 | Utility - Value of Sales | 0 | 0 | 0 | 0 | 0 | 0 | 0 | 0 | 0 | 0 | 0 | 0 | 0 | 0 | 0 | 0 | 0 | 0 | 0 | 0 | 0 | 0 | 0 | 0 | 0 | 0 | 0 | 0 | 0 | 0
F6_Commercial_Miscellaneous_Existing_Water Heating_Natural Gas_Water Heater_E9 | F6 | Commercial | Miscellaneous | Existing | Water Heating | Natural Gas | Water Heater | E9 | Utility - Value of Sales | 0 | 0 | 0 | 0 | 0 | 0 | 0 | 0 | 0 | 0 | 0 | 0 | 0 | 0 | 0 | 0 | 0 | 0 | 0 | 0 | 0 | 0 | 0 | 0 | 0 | 0 | 0 | 0 | 0 | 0
F6_Commercial_Miscellaneous_Existing_Water Heating_Natural Gas_Water Heater_E10 | F6 | Commercial | Miscellaneous | Existing | Water Heating | Natural Gas | Water Heater | E10 | Utility - Value of Sales | 0 | 0 | 0 | 0 | 0 | 0 | 0 | 0 | 0 | 0 | 0 | 0 | 0 | 0 | 0 | 0 | 0 | 0 | 0 | 0 | 0 | 0 | 0 | 0 | 0 | 0 | 0 | 0 | 0 | 0
F1_Commercial_Miscellaneous_Existing_Food Preparation_Natural Gas_Oven_E1 | F1 | Commercial | Miscellaneous | Existing | Food Preparation | Natural Gas | Oven | E1 | Participant - Cost of Equipment | 0.0086119 | 0.0086119 | 0.0086119 | 0.0086119 | 0.0086119 | 0.0086119 | 0.0086119 | 0.0086119 | 0.0086119 | 0.0086119 | 0.0086119 | 0.0086119 | 0.0086119 | 0.0086119 | 0.0086119 | 0.0086119 | 0.0086119 | 0.0086119 | 0.0086119 | 0.0086119 | 0.0086119 | 0.0086119 | 0 | 0 | 0 | 0 | 0 | 0 | 0 | 0
F1_Commercial_Miscellaneous_Existing_Food Preparation_Natural Gas_Oven_E2 | F1 | Commercial | Miscellaneous | Existing | Food Preparation | Natural Gas | Oven | E2 | Participant - Cost of Equipment | 0.0086686 | 0.0086686 | 0.0086686 | 0.0086686 | 0.0086686 | 0.0086686 | 0.0086686 | 0.0086686 | 0.0086686 | 0.0086686 | 0.0086686 | 0.0086686 | 0.0086686 | 0.0086686 | 0.0086686 | 0.0086686 | 0.0086686 | 0.0086686 | 0.0086686 | 0.0086686 | 0.0086686 | 0.0086686 | 0 | 0 | 0 | 0 | 0 | 0 | 0 | 0
F1_Commercial_Miscellaneous_Existing_Food Preparation_Natural Gas_Oven_E3 | F1 | Commercial | Miscellaneous | Existing | Food Preparation | Natural Gas | Oven | E3 | Participant - Cost of Equipment | 0 | 0 | 0 | 0 | 0 | 0 | 0 | 0 | 0 | 0 | 0 | 0 | 0 | 0 | 0 | 0 | 0 | 0 | 0 | 0 | 0 | 0 | 0 | 0 | 0 | 0 | 0 | 0 | 0 | 0
F1_Commercial_Miscellaneous_Existing_Food Preparation_Natural Gas_Oven_E4 | F1 | Commercial | Miscellaneous | Existing | Food Preparation | Natural Gas | Oven | E4 | Participant - Cost of Equipment | 0 | 0 | 0 | 0 | 0 | 0 | 0 | 0 | 0 | 0 | 0 | 0 | 0 | 0 | 0 | 0 | 0 | 0 | 0 | 0 | 0 | 0 | 0 | 0 | 0 | 0 | 0 | 0 | 0 | 0
F1_Commercial_Miscellaneous_Existing_Food Preparation_Natural Gas_Oven_E5 | F1 | Commercial | Miscellaneous | Existing | Food Preparation | Natural Gas | Oven | E5 | Participant - Cost of Equipment | 0 | 0 | 0 | 0 | 0 | 0 | 0 | 0 | 0 | 0 | 0 | 0 | 0 | 0 | 0 | 0 | 0 | 0 | 0 | 0 | 0 | 0 | 0 | 0 | 0 | 0 | 0 | 0 | 0 | 0
F1_Commercial_Miscellaneous_Existing_Food Preparation_Natural Gas_Oven_E6 | F1 | Commercial | Miscellaneous | Existing | Food Preparation | Natural Gas | Oven | E6 | Participant - Cost of Equipment | 0 | 0 | 0 | 0 | 0 | 0 | 0 | 0 | 0 | 0 | 0 | 0 | 0 | 0 | 0 | 0 | 0 | 0 | 0 | 0 | 0 | 0 | 0 | 0 | 0 | 0 | 0 | 0 | 0 | 0
F1_Commercial_Miscellaneous_Existing_Food Preparation_Natural Gas_Oven_E7 | F1 | Commercial | Miscellaneous | Existing | Food Preparation | Natural Gas | Oven | E7 | Participant - Cost of Equipment | 0 | 0 | 0 | 0 | 0 | 0 | 0 | 0 | 0 | 0 | 0 | 0 | 0 | 0 | 0 | 0 | 0 | 0 | 0 | 0 | 0 | 0 | 0 | 0 | 0 | 0 | 0 | 0 | 0 | 0
F1_Commercial_Miscellaneous_Existing_Food Preparation_Natural Gas_Oven_E8 | F1 | Commercial | Miscellaneous | Existing | Food Preparation | Natural Gas | Oven | E8 | Participant - Cost of Equipment | 0 | 0 | 0 | 0 | 0 | 0 | 0 | 0 | 0 | 0 | 0 | 0 | 0 | 0 | 0 | 0 | 0 | 0 | 0 | 0 | 0 | 0 | 0 | 0 | 0 | 0 | 0 | 0 | 0 | 0
F1_Commercial_Miscellaneous_Existing_Food Preparation_Natural Gas_Oven_E9 | F1 | Commercial | Miscellaneous | Existing | Food Preparation | Natural Gas | Oven | E9 | Participant - Cost of Equipment | 0 | 0 | 0 | 0 | 0 | 0 | 0 | 0 | 0 | 0 | 0 | 0 | 0 | 0 | 0 | 0 | 0 | 0 | 0 | 0 | 0 | 0 | 0 | 0 | 0 | 0 | 0 | 0 | 0 | 0
F1_Commercial_Miscellaneous_Existing_Food Preparation_Natural Gas_Oven_E10 | F1 | Commercial | Miscellaneous | Existing | Food Preparation | Natural Gas | Oven | E10 | Participant - Cost of Equipment | 0 | 0 | 0 | 0 | 0 | 0 | 0 | 0 | 0 | 0 | 0 | 0 | 0 | 0 | 0 | 0 | 0 | 0 | 0 | 0 | 0 | 0 | 0 | 0 | 0 | 0 | 0 | 0 | 0 | 0
F2_Commercial_Miscellaneous_Existing_Food Preparation_Natural Gas_Oven_E1 | F2 | Commercial | Miscellaneous | Existing | Food Preparation | Natural Gas | Oven | E1 | Participant - Cost of Operation | 0.0087914 | 0.0088666 | 0.0089566 | 0.0091056 | 0.0093042 | 0.0095385 | 0.0097538 | 0.0099456 | 0.010132 | 0.010312 | 0.010494 | 0.010671 | 0.010837 | 0.011004 | 0.011163 | 0.011327 | 0.011501 | 0.011677 | 0.011855 | 0.012033 | 0.012209 | 0.012383 | 0 | 0 | 0 | 0 | 0 | 0 | 0 | 0
F2_Commercial_Miscellaneous_Existing_Food Preparation_Natural Gas_Oven_E2 | F2 | Commercial | Miscellaneous | Existing | Food Preparation | Natural Gas | Oven | E2 | Participant - Cost of Operation | 0.006028 | 0.0060795 | 0.0061413 | 0.0062434 | 0.0063796 | 0.0065403 | 0.0066879 | 0.0068193 | 0.0069468 | 0.0070705 | 0.0071952 | 0.0073165 | 0.0074306 | 0.007545 | 0.0076542 | 0.0077662 | 0.0078861 | 0.0080067 | 0.0081283 | 0.0082505 | 0.0083713 | 0.0084903 | 0 | 0 | 0 | 0 | 0 | 0 | 0 | 0
F2_Commercial_Miscellaneous_Existing_Food Preparation_Natural Gas_Oven_E3 | F2 | Commercial | Miscellaneous | Existing | Food Preparation | Natural Gas | Oven | E3 | Participant - Cost of Operation | 0 | 0 | 0 | 0 | 0 | 0 | 0 | 0 | 0 | 0 | 0 | 0 | 0 | 0 | 0 | 0 | 0 | 0 | 0 | 0 | 0 | 0 | 0 | 0 | 0 | 0 | 0 | 0 | 0 | 0
F2_Commercial_Miscellaneous_Existing_Food Preparation_Natural Gas_Oven_E4 | F2 | Commercial | Miscellaneous | Existing | Food Preparation | Natural Gas | Oven | E4 | Participant - Cost of Operation | 0 | 0 | 0 | 0 | 0 | 0 | 0 | 0 | 0 | 0 | 0 | 0 | 0 | 0 | 0 | 0 | 0 | 0 | 0 | 0 | 0 | 0 | 0 | 0 | 0 | 0 | 0 | 0 | 0 | 0
F2_Commercial_Miscellaneous_Existing_Food Preparation_Natural Gas_Oven_E5 | F2 | Commercial | Miscellaneous | Existing | Food Preparation | Natural Gas | Oven | E5 | Participant - Cost of Operation | 0 | 0 | 0 | 0 | 0 | 0 | 0 | 0 | 0 | 0 | 0 | 0 | 0 | 0 | 0 | 0 | 0 | 0 | 0 | 0 | 0 | 0 | 0 | 0 | 0 | 0 | 0 | 0 | 0 | 0
F2_Commercial_Miscellaneous_Existing_Food Preparation_Natural Gas_Oven_E6 | F2 | Commercial | Miscellaneous | Existing | Food Preparation | Natural Gas | Oven | E6 | Participant - Cost of Operation | 0 | 0 | 0 | 0 | 0 | 0 | 0 | 0 | 0 | 0 | 0 | 0 | 0 | 0 | 0 | 0 | 0 | 0 | 0 | 0 | 0 | 0 | 0 | 0 | 0 | 0 | 0 | 0 | 0 | 0
F2_Commercial_Miscellaneous_Existing_Food Preparation_Natural Gas_Oven_E7 | F2 | Commercial | Miscellaneous | Existing | Food Preparation | Natural Gas | Oven | E7 | Participant - Cost of Operation | 0 | 0 | 0 | 0 | 0 | 0 | 0 | 0 | 0 | 0 | 0 | 0 | 0 | 0 | 0 | 0 | 0 | 0 | 0 | 0 | 0 | 0 | 0 | 0 | 0 | 0 | 0 | 0 | 0 | 0
F2_Commercial_Miscellaneous_Existing_Food Preparation_Natural Gas_Oven_E8 | F2 | Commercial | Miscellaneous | Existing | Food Preparation | Natural Gas | Oven | E8 | Participant - Cost of Operation | 0 | 0 | 0 | 0 | 0 | 0 | 0 | 0 | 0 | 0 | 0 | 0 | 0 | 0 | 0 | 0 | 0 | 0 | 0 | 0 | 0 | 0 | 0 | 0 | 0 | 0 | 0 | 0 | 0 | 0
F2_Commercial_Miscellaneous_Existing_Food Preparation_Natural Gas_Oven_E9 | F2 | Commercial | Miscellaneous | Existing | Food Preparation | Natural Gas | Oven | E9 | Participant - Cost of Operation | 0 | 0 | 0 | 0 | 0 | 0 | 0 | 0 | 0 | 0 | 0 | 0 | 0 | 0 | 0 | 0 | 0 | 0 | 0 | 0 | 0 | 0 | 0 | 0 | 0 | 0 | 0 | 0 | 0 | 0
F2_Commercial_Miscellaneous_Existing_Food Preparation_Natural Gas_Oven_E10 | F2 | Commercial | Miscellaneous | Existing | Food Preparation | Natural Gas | Oven | E10 | Participant - Cost of Operation | 0 | 0 | 0 | 0 | 0 | 0 | 0 | 0 | 0 | 0 | 0 | 0 | 0 | 0 | 0 | 0 | 0 | 0 | 0 | 0 | 0 | 0 | 0 | 0 | 0 | 0 | 0 | 0 | 0 | 0
F3_Commercial_Miscellaneous_Existing_Food Preparation_Natural Gas_Oven_E1 | F3 | Commercial | Miscellaneous | Existing | Food Preparation | Natural Gas | Oven | E1 | System - kBTUs of Conusmption | 0.8245 | 0.82696 | 0.82969 | 0.83597 | 0.84152 | 0.8462 | 0.84976 | 0.85329 | 0.85657 | 0.85866 | 0.85937 | 0.85922 | 0.85794 | 0.85551 | 0.85251 | 0.84958 | 0.84644 | 0.84307 | 0.83923 | 0.83553 | 0.83169 | 0.82775 | 0 | 0 | 0 | 0 | 0 | 0 | 0 | 0
F3_Commercial_Miscellaneous_Existing_Food Preparation_Natural Gas_Oven_E2 | F3 | Commercial | Miscellaneous | Existing | Food Preparation | Natural Gas | Oven | E2 | System - kBTUs of Conusmption | 0.56533 | 0.56702 | 0.56889 | 0.5732 | 0.577 | 0.58021 | 0.58265 | 0.58507 | 0.58732 | 0.58876 | 0.58924 | 0.58914 | 0.58826 | 0.58659 | 0.58454 | 0.58253 | 0.58037 | 0.57807 | 0.57543 | 0.5729 | 0.57026 | 0.56756 | 0 | 0 | 0 | 0 | 0 | 0 | 0 | 0
F3_Commercial_Miscellaneous_Existing_Food Preparation_Natural Gas_Oven_E3 | F3 | Commercial | Miscellaneous | Existing | Food Preparation | Natural Gas | Oven | E3 | System - kBTUs of Conusmption | 0 | 0 | 0 | 0 | 0 | 0 | 0 | 0 | 0 | 0 | 0 | 0 | 0 | 0 | 0 | 0 | 0 | 0 | 0 | 0 | 0 | 0 | 0 | 0 | 0 | 0 | 0 | 0 | 0 | 0
F3_Commercial_Miscellaneous_Existing_Food Preparation_Natural Gas_Oven_E4 | F3 | Commercial | Miscellaneous | Existing | Food Preparation | Natural Gas | Oven | E4 | System - kBTUs of Conusmption | 0 | 0 | 0 | 0 | 0 | 0 | 0 | 0 | 0 | 0 | 0 | 0 | 0 | 0 | 0 | 0 | 0 | 0 | 0 | 0 | 0 | 0 | 0 | 0 | 0 | 0 | 0 | 0 | 0 | 0
F3_Commercial_Miscellaneous_Existing_Food Preparation_Natural Gas_Oven_E5 | F3 | Commercial | Miscellaneous | Existing | Food Preparation | Natural Gas | Oven | E5 | System - kBTUs of Conusmption | 0 | 0 | 0 | 0 | 0 | 0 | 0 | 0 | 0 | 0 | 0 | 0 | 0 | 0 | 0 | 0 | 0 | 0 | 0 | 0 | 0 | 0 | 0 | 0 | 0 | 0 | 0 | 0 | 0 | 0
F3_Commercial_Miscellaneous_Existing_Food Preparation_Natural Gas_Oven_E6 | F3 | Commercial | Miscellaneous | Existing | Food Preparation | Natural Gas | Oven | E6 | System - kBTUs of Conusmption | 0 | 0 | 0 | 0 | 0 | 0 | 0 | 0 | 0 | 0 | 0 | 0 | 0 | 0 | 0 | 0 | 0 | 0 | 0 | 0 | 0 | 0 | 0 | 0 | 0 | 0 | 0 | 0 | 0 | 0
F3_Commercial_Miscellaneous_Existing_Food Preparation_Natural Gas_Oven_E7 | F3 | Commercial | Miscellaneous | Existing | Food Preparation | Natural Gas | Oven | E7 | System - kBTUs of Conusmption | 0 | 0 | 0 | 0 | 0 | 0 | 0 | 0 | 0 | 0 | 0 | 0 | 0 | 0 | 0 | 0 | 0 | 0 | 0 | 0 | 0 | 0 | 0 | 0 | 0 | 0 | 0 | 0 | 0 | 0
F3_Commercial_Miscellaneous_Existing_Food Preparation_Natural Gas_Oven_E8 | F3 | Commercial | Miscellaneous | Existing | Food Preparation | Natural Gas | Oven | E8 | System - kBTUs of Conusmption | 0 | 0 | 0 | 0 | 0 | 0 | 0 | 0 | 0 | 0 | 0 | 0 | 0 | 0 | 0 | 0 | 0 | 0 | 0 | 0 | 0 | 0 | 0 | 0 | 0 | 0 | 0 | 0 | 0 | 0
F3_Commercial_Miscellaneous_Existing_Food Preparation_Natural Gas_Oven_E9 | F3 | Commercial | Miscellaneous | Existing | Food Preparation | Natural Gas | Oven | E9 | System - kBTUs of Conusmption | 0 | 0 | 0 | 0 | 0 | 0 | 0 | 0 | 0 | 0 | 0 | 0 | 0 | 0 | 0 | 0 | 0 | 0 | 0 | 0 | 0 | 0 | 0 | 0 | 0 | 0 | 0 | 0 | 0 | 0
F3_Commercial_Miscellaneous_Existing_Food Preparation_Natural Gas_Oven_E10 | F3 | Commercial | Miscellaneous | Existing | Food Preparation | Natural Gas | Oven | E10 | System - kBTUs of Conusmption | 0 | 0 | 0 | 0 | 0 | 0 | 0 | 0 | 0 | 0 | 0 | 0 | 0 | 0 | 0 | 0 | 0 | 0 | 0 | 0 | 0 | 0 | 0 | 0 | 0 | 0 | 0 | 0 | 0 | 0
F4_Commercial_Miscellaneous_Existing_Food Preparation_Natural Gas_Oven_E1 | F4 | Commercial | Miscellaneous | Existing | Food Preparation | Natural Gas | Oven | E1 | Utility - Cost of Equipment | 0.0086119 | 0.0086119 | 0.0086119 | 0.0086119 | 0.0086119 | 0.0086119 | 0.0086119 | 0.0086119 | 0.0086119 | 0.0086119 | 0.0086119 | 0.0086119 | 0.0086119 | 0.0086119 | 0.0086119 | 0.0086119 | 0.0086119 | 0.0086119 | 0.0086119 | 0.0086119 | 0.0086119 | 0.0086119 | 0 | 0 | 0 | 0 | 0 | 0 | 0 | 0
F4_Commercial_Miscellaneous_Existing_Food Preparation_Natural Gas_Oven_E2 | F4 | Commercial | Miscellaneous | Existing | Food Preparation | Natural Gas | Oven | E2 | Utility - Cost of Equipment | 0.0086686 | 0.0086686 | 0.0086686 | 0.0086686 | 0.0086686 | 0.0086686 | 0.0086686 | 0.0086686 | 0.0086686 | 0.0086686 | 0.0086686 | 0.0086686 | 0.0086686 | 0.0086686 | 0.0086686 | 0.0086686 | 0.0086686 | 0.0086686 | 0.0086686 | 0.0086686 | 0.0086686 | 0.0086686 | 0 | 0 | 0 | 0 | 0 | 0 | 0 | 0
F4_Commercial_Miscellaneous_Existing_Food Preparation_Natural Gas_Oven_E3 | F4 | Commercial | Miscellaneous | Existing | Food Preparation | Natural Gas | Oven | E3 | Utility - Cost of Equipment | 0 | 0 | 0 | 0 | 0 | 0 | 0 | 0 | 0 | 0 | 0 | 0 | 0 | 0 | 0 | 0 | 0 | 0 | 0 | 0 | 0 | 0 | 0 | 0 | 0 | 0 | 0 | 0 | 0 | 0
F4_Commercial_Miscellaneous_Existing_Food Preparation_Natural Gas_Oven_E4 | F4 | Commercial | Miscellaneous | Existing | Food Preparation | Natural Gas | Oven | E4 | Utility - Cost of Equipment | 0 | 0 | 0 | 0 | 0 | 0 | 0 | 0 | 0 | 0 | 0 | 0 | 0 | 0 | 0 | 0 | 0 | 0 | 0 | 0 | 0 | 0 | 0 | 0 | 0 | 0 | 0 | 0 | 0 | 0
F4_Commercial_Miscellaneous_Existing_Food Preparation_Natural Gas_Oven_E5 | F4 | Commercial | Miscellaneous | Existing | Food Preparation | Natural Gas | Oven | E5 | Utility - Cost of Equipment | 0 | 0 | 0 | 0 | 0 | 0 | 0 | 0 | 0 | 0 | 0 | 0 | 0 | 0 | 0 | 0 | 0 | 0 | 0 | 0 | 0 | 0 | 0 | 0 | 0 | 0 | 0 | 0 | 0 | 0
F4_Commercial_Miscellaneous_Existing_Food Preparation_Natural Gas_Oven_E6 | F4 | Commercial | Miscellaneous | Existing | Food Preparation | Natural Gas | Oven | E6 | Utility - Cost of Equipment | 0 | 0 | 0 | 0 | 0 | 0 | 0 | 0 | 0 | 0 | 0 | 0 | 0 | 0 | 0 | 0 | 0 | 0 | 0 | 0 | 0 | 0 | 0 | 0 | 0 | 0 | 0 | 0 | 0 | 0
F4_Commercial_Miscellaneous_Existing_Food Preparation_Natural Gas_Oven_E7 | F4 | Commercial | Miscellaneous | Existing | Food Preparation | Natural Gas | Oven | E7 | Utility - Cost of Equipment | 0 | 0 | 0 | 0 | 0 | 0 | 0 | 0 | 0 | 0 | 0 | 0 | 0 | 0 | 0 | 0 | 0 | 0 | 0 | 0 | 0 | 0 | 0 | 0 | 0 | 0 | 0 | 0 | 0 | 0
F4_Commercial_Miscellaneous_Existing_Food Preparation_Natural Gas_Oven_E8 | F4 | Commercial | Miscellaneous | Existing | Food Preparation | Natural Gas | Oven | E8 | Utility - Cost of Equipment | 0 | 0 | 0 | 0 | 0 | 0 | 0 | 0 | 0 | 0 | 0 | 0 | 0 | 0 | 0 | 0 | 0 | 0 | 0 | 0 | 0 | 0 | 0 | 0 | 0 | 0 | 0 | 0 | 0 | 0
F4_Commercial_Miscellaneous_Existing_Food Preparation_Natural Gas_Oven_E9 | F4 | Commercial | Miscellaneous | Existing | Food Preparation | Natural Gas | Oven | E9 | Utility - Cost of Equipment | 0 | 0 | 0 | 0 | 0 | 0 | 0 | 0 | 0 | 0 | 0 | 0 | 0 | 0 | 0 | 0 | 0 | 0 | 0 | 0 | 0 | 0 | 0 | 0 | 0 | 0 | 0 | 0 | 0 | 0
F4_Commercial_Miscellaneous_Existing_Food Preparation_Natural Gas_Oven_E10 | F4 | Commercial | Miscellaneous | Existing | Food Preparation | Natural Gas | Oven | E10 | Utility - Cost of Equipment | 0 | 0 | 0 | 0 | 0 | 0 | 0 | 0 | 0 | 0 | 0 | 0 | 0 | 0 | 0 | 0 | 0 | 0 | 0 | 0 | 0 | 0 | 0 | 0 | 0 | 0 | 0 | 0 | 0 | 0
F5_Commercial_Miscellaneous_Existing_Food Preparation_Natural Gas_Oven_E1 | F5 | Commercial | Miscellaneous | Existing | Food Preparation | Natural Gas | Oven | E1 | Utility - Cost of Operation | 0.007338 | 0.0074007 | 0.0074759 | 0.0076003 | 0.007766 | 0.0079616 | 0.0081413 | 0.0083014 | 0.0084566 | 0.0086071 | 0.0087589 | 0.0089065 | 0.0090455 | 0.0091847 | 0.0093176 | 0.009454 | 0.0095999 | 0.0097468 | 0.0098948 | 0.010043 | 0.010191 | 0.010335 | 0 | 0 | 0 | 0 | 0 | 0 | 0 | 0
F5_Commercial_Miscellaneous_Existing_Food Preparation_Natural Gas_Oven_E2 | F5 | Commercial | Miscellaneous | Existing | Food Preparation | Natural Gas | Oven | E2 | Utility - Cost of Operation | 0.0050314 | 0.0050744 | 0.005126 | 0.0052112 | 0.0053249 | 0.005459 | 0.0055822 | 0.005692 | 0.0057984 | 0.0059016 | 0.0060057 | 0.0061069 | 0.0062022 | 0.0062976 | 0.0063888 | 0.0064823 | 0.0065823 | 0.006683 | 0.0067846 | 0.0068865 | 0.0069873 | 0.0070867 | 0 | 0 | 0 | 0 | 0 | 0 | 0 | 0
F5_Commercial_Miscellaneous_Existing_Food Preparation_Natural Gas_Oven_E3 | F5 | Commercial | Miscellaneous | Existing | Food Preparation | Natural Gas | Oven | E3 | Utility - Cost of Operation | 0 | 0 | 0 | 0 | 0 | 0 | 0 | 0 | 0 | 0 | 0 | 0 | 0 | 0 | 0 | 0 | 0 | 0 | 0 | 0 | 0 | 0 | 0 | 0 | 0 | 0 | 0 | 0 | 0 | 0
F5_Commercial_Miscellaneous_Existing_Food Preparation_Natural Gas_Oven_E4 | F5 | Commercial | Miscellaneous | Existing | Food Preparation | Natural Gas | Oven | E4 | Utility - Cost of Operation | 0 | 0 | 0 | 0 | 0 | 0 | 0 | 0 | 0 | 0 | 0 | 0 | 0 | 0 | 0 | 0 | 0 | 0 | 0 | 0 | 0 | 0 | 0 | 0 | 0 | 0 | 0 | 0 | 0 | 0
F5_Commercial_Miscellaneous_Existing_Food Preparation_Natural Gas_Oven_E5 | F5 | Commercial | Miscellaneous | Existing | Food Preparation | Natural Gas | Oven | E5 | Utility - Cost of Operation | 0 | 0 | 0 | 0 | 0 | 0 | 0 | 0 | 0 | 0 | 0 | 0 | 0 | 0 | 0 | 0 | 0 | 0 | 0 | 0 | 0 | 0 | 0 | 0 | 0 | 0 | 0 | 0 | 0 | 0
F5_Commercial_Miscellaneous_Existing_Food Preparation_Natural Gas_Oven_E6 | F5 | Commercial | Miscellaneous | Existing | Food Preparation | Natural Gas | Oven | E6 | Utility - Cost of Operation | 0 | 0 | 0 | 0 | 0 | 0 | 0 | 0 | 0 | 0 | 0 | 0 | 0 | 0 | 0 | 0 | 0 | 0 | 0 | 0 | 0 | 0 | 0 | 0 | 0 | 0 | 0 | 0 | 0 | 0
F5_Commercial_Miscellaneous_Existing_Food Preparation_Natural Gas_Oven_E7 | F5 | Commercial | Miscellaneous | Existing | Food Preparation | Natural Gas | Oven | E7 | Utility - Cost of Operation | 0 | 0 | 0 | 0 | 0 | 0 | 0 | 0 | 0 | 0 | 0 | 0 | 0 | 0 | 0 | 0 | 0 | 0 | 0 | 0 | 0 | 0 | 0 | 0 | 0 | 0 | 0 | 0 | 0 | 0
F5_Commercial_Miscellaneous_Existing_Food Preparation_Natural Gas_Oven_E8 | F5 | Commercial | Miscellaneous | Existing | Food Preparation | Natural Gas | Oven | E8 | Utility - Cost of Operation | 0 | 0 | 0 | 0 | 0 | 0 | 0 | 0 | 0 | 0 | 0 | 0 | 0 | 0 | 0 | 0 | 0 | 0 | 0 | 0 | 0 | 0 | 0 | 0 | 0 | 0 | 0 | 0 | 0 | 0
F5_Commercial_Miscellaneous_Existing_Food Preparation_Natural Gas_Oven_E9 | F5 | Commercial | Miscellaneous | Existing | Food Preparation | Natural Gas | Oven | E9 | Utility - Cost of Operation | 0 | 0 | 0 | 0 | 0 | 0 | 0 | 0 | 0 | 0 | 0 | 0 | 0 | 0 | 0 | 0 | 0 | 0 | 0 | 0 | 0 | 0 | 0 | 0 | 0 | 0 | 0 | 0 | 0 | 0
F5_Commercial_Miscellaneous_Existing_Food Preparation_Natural Gas_Oven_E10 | F5 | Commercial | Miscellaneous | Existing | Food Preparation | Natural Gas | Oven | E10 | Utility - Cost of Operation | 0 | 0 | 0 | 0 | 0 | 0 | 0 | 0 | 0 | 0 | 0 | 0 | 0 | 0 | 0 | 0 | 0 | 0 | 0 | 0 | 0 | 0 | 0 | 0 | 0 | 0 | 0 | 0 | 0 | 0
F6_Commercial_Miscellaneous_Existing_Food Preparation_Natural Gas_Oven_E1 | F6 | Commercial | Miscellaneous | Existing | Food Preparation | Natural Gas | Oven | E1 | Utility - Value of Sales | 0.0087914 | 0.0088666 | 0.0089566 | 0.0091056 | 0.0093042 | 0.0095385 | 0.0097538 | 0.0099456 | 0.010132 | 0.010312 | 0.010494 | 0.010671 | 0.010837 | 0.011004 | 0.011163 | 0.011327 | 0.011501 | 0.011677 | 0.011855 | 0.012033 | 0.012209 | 0.012383 | 0 | 0 | 0 | 0 | 0 | 0 | 0 | 0
F6_Commercial_Miscellaneous_Existing_Food Preparation_Natural Gas_Oven_E2 | F6 | Commercial | Miscellaneous | Existing | Food Preparation | Natural Gas | Oven | E2 | Utility - Value of Sales | 0.006028 | 0.0060795 | 0.0061413 | 0.0062434 | 0.0063796 | 0.0065403 | 0.0066879 | 0.0068193 | 0.0069468 | 0.0070705 | 0.0071952 | 0.0073165 | 0.0074306 | 0.007545 | 0.0076542 | 0.0077662 | 0.0078861 | 0.0080067 | 0.0081283 | 0.0082505 | 0.0083713 | 0.0084903 | 0 | 0 | 0 | 0 | 0 | 0 | 0 | 0
F6_Commercial_Miscellaneous_Existing_Food Preparation_Natural Gas_Oven_E3 | F6 | Commercial | Miscellaneous | Existing | Food Preparation | Natural Gas | Oven | E3 | Utility - Value of Sales | 0 | 0 | 0 | 0 | 0 | 0 | 0 | 0 | 0 | 0 | 0 | 0 | 0 | 0 | 0 | 0 | 0 | 0 | 0 | 0 | 0 | 0 | 0 | 0 | 0 | 0 | 0 | 0 | 0 | 0
F6_Commercial_Miscellaneous_Existing_Food Preparation_Natural Gas_Oven_E4 | F6 | Commercial | Miscellaneous | Existing | Food Preparation | Natural Gas | Oven | E4 | Utility - Value of Sales | 0 | 0 | 0 | 0 | 0 | 0 | 0 | 0 | 0 | 0 | 0 | 0 | 0 | 0 | 0 | 0 | 0 | 0 | 0 | 0 | 0 | 0 | 0 | 0 | 0 | 0 | 0 | 0 | 0 | 0
F6_Commercial_Miscellaneous_Existing_Food Preparation_Natural Gas_Oven_E5 | F6 | Commercial | Miscellaneous | Existing | Food Preparation | Natural Gas | Oven | E5 | Utility - Value of Sales | 0 | 0 | 0 | 0 | 0 | 0 | 0 | 0 | 0 | 0 | 0 | 0 | 0 | 0 | 0 | 0 | 0 | 0 | 0 | 0 | 0 | 0 | 0 | 0 | 0 | 0 | 0 | 0 | 0 | 0
F6_Commercial_Miscellaneous_Existing_Food Preparation_Natural Gas_Oven_E6 | F6 | Commercial | Miscellaneous | Existing | Food Preparation | Natural Gas | Oven | E6 | Utility - Value of Sales | 0 | 0 | 0 | 0 | 0 | 0 | 0 | 0 | 0 | 0 | 0 | 0 | 0 | 0 | 0 | 0 | 0 | 0 | 0 | 0 | 0 | 0 | 0 | 0 | 0 | 0 | 0 | 0 | 0 | 0
F6_Commercial_Miscellaneous_Existing_Food Preparation_Natural Gas_Oven_E7 | F6 | Commercial | Miscellaneous | Existing | Food Preparation | Natural Gas | Oven | E7 | Utility - Value of Sales | 0 | 0 | 0 | 0 | 0 | 0 | 0 | 0 | 0 | 0 | 0 | 0 | 0 | 0 | 0 | 0 | 0 | 0 | 0 | 0 | 0 | 0 | 0 | 0 | 0 | 0 | 0 | 0 | 0 | 0
F6_Commercial_Miscellaneous_Existing_Food Preparation_Natural Gas_Oven_E8 | F6 | Commercial | Miscellaneous | Existing | Food Preparation | Natural Gas | Oven | E8 | Utility - Value of Sales | 0 | 0 | 0 | 0 | 0 | 0 | 0 | 0 | 0 | 0 | 0 | 0 | 0 | 0 | 0 | 0 | 0 | 0 | 0 | 0 | 0 | 0 | 0 | 0 | 0 | 0 | 0 | 0 | 0 | 0
F6_Commercial_Miscellaneous_Existing_Food Preparation_Natural Gas_Oven_E9 | F6 | Commercial | Miscellaneous | Existing | Food Preparation | Natural Gas | Oven | E9 | Utility - Value of Sales | 0 | 0 | 0 | 0 | 0 | 0 | 0 | 0 | 0 | 0 | 0 | 0 | 0 | 0 | 0 | 0 | 0 | 0 | 0 | 0 | 0 | 0 | 0 | 0 | 0 | 0 | 0 | 0 | 0 | 0
F6_Commercial_Miscellaneous_Existing_Food Preparation_Natural Gas_Oven_E10 | F6 | Commercial | Miscellaneous | Existing | Food Preparation | Natural Gas | Oven | E10 | Utility - Value of Sales | 0 | 0 | 0 | 0 | 0 | 0 | 0 | 0 | 0 | 0 | 0 | 0 | 0 | 0 | 0 | 0 | 0 | 0 | 0 | 0 | 0 | 0 | 0 | 0 | 0 | 0 | 0 | 0 | 0 | 0
F1_Commercial_Miscellaneous_Existing_Food Preparation_Natural Gas_Conveyor Oven_E1 | F1 | Commercial | Miscellaneous | Existing | Food Preparation | Natural Gas | Conveyor Oven | E1 | Participant - Cost of Equipment | 0.0038873 | 0.0038873 | 0.0038873 | 0.0038873 | 0.0038873 | 0.0038873 | 0.0038873 | 0.0038873 | 0.0038873 | 0.0038873 | 0.0038873 | 0.0038873 | 0.0038873 | 0.0038873 | 0.0038873 | 0.0038873 | 0.0038873 | 0.0038873 | 0.0038873 | 0.0038873 | 0.0038873 | 0.0038873 | 0 | 0 | 0 | 0 | 0 | 0 | 0 | 0
F1_Commercial_Miscellaneous_Existing_Food Preparation_Natural Gas_Conveyor Oven_E2 | F1 | Commercial | Miscellaneous | Existing | Food Preparation | Natural Gas | Conveyor Oven | E2 | Participant - Cost of Equipment | 0.0047391 | 0.0047391 | 0.0047391 | 0.0047391 | 0.0047391 | 0.0047391 | 0.0047391 | 0.0047391 | 0.0047391 | 0.0047391 | 0.0047391 | 0.0047391 | 0.0047391 | 0.0047391 | 0.0047391 | 0.0047391 | 0.0047391 | 0.0047391 | 0.0047391 | 0.0047391 | 0.0047391 | 0.0047391 | 0 | 0 | 0 | 0 | 0 | 0 | 0 | 0
F1_Commercial_Miscellaneous_Existing_Food Preparation_Natural Gas_Conveyor Oven_E3 | F1 | Commercial | Miscellaneous | Existing | Food Preparation | Natural Gas | Conveyor Oven | E3 | Participant - Cost of Equipment | 0 | 0 | 0 | 0 | 0 | 0 | 0 | 0 | 0 | 0 | 0 | 0 | 0 | 0 | 0 | 0 | 0 | 0 | 0 | 0 | 0 | 0 | 0 | 0 | 0 | 0 | 0 | 0 | 0 | 0
F1_Commercial_Miscellaneous_Existing_Food Preparation_Natural Gas_Conveyor Oven_E4 | F1 | Commercial | Miscellaneous | Existing | Food Preparation | Natural Gas | Conveyor Oven | E4 | Participant - Cost of Equipment | 0 | 0 | 0 | 0 | 0 | 0 | 0 | 0 | 0 | 0 | 0 | 0 | 0 | 0 | 0 | 0 | 0 | 0 | 0 | 0 | 0 | 0 | 0 | 0 | 0 | 0 | 0 | 0 | 0 | 0
F1_Commercial_Miscellaneous_Existing_Food Preparation_Natural Gas_Conveyor Oven_E5 | F1 | Commercial | Miscellaneous | Existing | Food Preparation | Natural Gas | Conveyor Oven | E5 | Participant - Cost of Equipment | 0 | 0 | 0 | 0 | 0 | 0 | 0 | 0 | 0 | 0 | 0 | 0 | 0 | 0 | 0 | 0 | 0 | 0 | 0 | 0 | 0 | 0 | 0 | 0 | 0 | 0 | 0 | 0 | 0 | 0
F1_Commercial_Miscellaneous_Existing_Food Preparation_Natural Gas_Conveyor Oven_E6 | F1 | Commercial | Miscellaneous | Existing | Food Preparation | Natural Gas | Conveyor Oven | E6 | Participant - Cost of Equipment | 0 | 0 | 0 | 0 | 0 | 0 | 0 | 0 | 0 | 0 | 0 | 0 | 0 | 0 | 0 | 0 | 0 | 0 | 0 | 0 | 0 | 0 | 0 | 0 | 0 | 0 | 0 | 0 | 0 | 0
F1_Commercial_Miscellaneous_Existing_Food Preparation_Natural Gas_Conveyor Oven_E7 | F1 | Commercial | Miscellaneous | Existing | Food Preparation | Natural Gas | Conveyor Oven | E7 | Participant - Cost of Equipment | 0 | 0 | 0 | 0 | 0 | 0 | 0 | 0 | 0 | 0 | 0 | 0 | 0 | 0 | 0 | 0 | 0 | 0 | 0 | 0 | 0 | 0 | 0 | 0 | 0 | 0 | 0 | 0 | 0 | 0
F1_Commercial_Miscellaneous_Existing_Food Preparation_Natural Gas_Conveyor Oven_E8 | F1 | Commercial | Miscellaneous | Existing | Food Preparation | Natural Gas | Conveyor Oven | E8 | Participant - Cost of Equipment | 0 | 0 | 0 | 0 | 0 | 0 | 0 | 0 | 0 | 0 | 0 | 0 | 0 | 0 | 0 | 0 | 0 | 0 | 0 | 0 | 0 | 0 | 0 | 0 | 0 | 0 | 0 | 0 | 0 | 0
F1_Commercial_Miscellaneous_Existing_Food Preparation_Natural Gas_Conveyor Oven_E9 | F1 | Commercial | Miscellaneous | Existing | Food Preparation | Natural Gas | Conveyor Oven | E9 | Participant - Cost of Equipment | 0 | 0 | 0 | 0 | 0 | 0 | 0 | 0 | 0 | 0 | 0 | 0 | 0 | 0 | 0 | 0 | 0 | 0 | 0 | 0 | 0 | 0 | 0 | 0 | 0 | 0 | 0 | 0 | 0 | 0
F1_Commercial_Miscellaneous_Existing_Food Preparation_Natural Gas_Conveyor Oven_E10 | F1 | Commercial | Miscellaneous | Existing | Food Preparation | Natural Gas | Conveyor Oven | E10 | Participant - Cost of Equipment | 0 | 0 | 0 | 0 | 0 | 0 | 0 | 0 | 0 | 0 | 0 | 0 | 0 | 0 | 0 | 0 | 0 | 0 | 0 | 0 | 0 | 0 | 0 | 0 | 0 | 0 | 0 | 0 | 0 | 0
F2_Commercial_Miscellaneous_Existing_Food Preparation_Natural Gas_Conveyor Oven_E1 | F2 | Commercial | Miscellaneous | Existing | Food Preparation | Natural Gas | Conveyor Oven | E1 | Participant - Cost of Operation | 0.014845 | 0.015011 | 0.015199 | 0.015465 | 0.015786 | 0.016144 | 0.016471 | 0.016757 | 0.017023 | 0.017291 | 0.017572 | 0.017857 | 0.018144 | 0.018445 | 0.018739 | 0.019039 | 0.019356 | 0.019676 | 0.02 | 0.020327 | 0.020654 | 0.02098 | 0 | 0 | 0 | 0 | 0 | 0 | 0 | 0
F2_Commercial_Miscellaneous_Existing_Food Preparation_Natural Gas_Conveyor Oven_E2 | F2 | Commercial | Miscellaneous | Existing | Food Preparation | Natural Gas | Conveyor Oven | E2 | Participant - Cost of Operation | 0.011285 | 0.011411 | 0.011554 | 0.011756 | 0.012 | 0.012272 | 0.012521 | 0.012738 | 0.01294 | 0.013144 | 0.013357 | 0.013574 | 0.013792 | 0.014021 | 0.014244 | 0.014473 | 0.014714 | 0.014957 | 0.015203 | 0.015452 | 0.0157 | 0.015948 | 0 | 0 | 0 | 0 | 0 | 0 | 0 | 0
F2_Commercial_Miscellaneous_Existing_Food Preparation_Natural Gas_Conveyor Oven_E3 | F2 | Commercial | Miscellaneous | Existing | Food Preparation | Natural Gas | Conveyor Oven | E3 | Participant - Cost of Operation | 0 | 0 | 0 | 0 | 0 | 0 | 0 | 0 | 0 | 0 | 0 | 0 | 0 | 0 | 0 | 0 | 0 | 0 | 0 | 0 | 0 | 0 | 0 | 0 | 0 | 0 | 0 | 0 | 0 | 0
F2_Commercial_Miscellaneous_Existing_Food Preparation_Natural Gas_Conveyor Oven_E4 | F2 | Commercial | Miscellaneous | Existing | Food Preparation | Natural Gas | Conveyor Oven | E4 | Participant - Cost of Operation | 0 | 0 | 0 | 0 | 0 | 0 | 0 | 0 | 0 | 0 | 0 | 0 | 0 | 0 | 0 | 0 | 0 | 0 | 0 | 0 | 0 | 0 | 0 | 0 | 0 | 0 | 0 | 0 | 0 | 0
F2_Commercial_Miscellaneous_Existing_Food Preparation_Natural Gas_Conveyor Oven_E5 | F2 | Commercial | Miscellaneous | Existing | Food Preparation | Natural Gas | Conveyor Oven | E5 | Participant - Cost of Operation | 0 | 0 | 0 | 0 | 0 | 0 | 0 | 0 | 0 | 0 | 0 | 0 | 0 | 0 | 0 | 0 | 0 | 0 | 0 | 0 | 0 | 0 | 0 | 0 | 0 | 0 | 0 | 0 | 0 | 0
F2_Commercial_Miscellaneous_Existing_Food Preparation_Natural Gas_Conveyor Oven_E6 | F2 | Commercial | Miscellaneous | Existing | Food Preparation | Natural Gas | Conveyor Oven | E6 | Participant - Cost of Operation | 0 | 0 | 0 | 0 | 0 | 0 | 0 | 0 | 0 | 0 | 0 | 0 | 0 | 0 | 0 | 0 | 0 | 0 | 0 | 0 | 0 | 0 | 0 | 0 | 0 | 0 | 0 | 0 | 0 | 0
F2_Commercial_Miscellaneous_Existing_Food Preparation_Natural Gas_Conveyor Oven_E7 | F2 | Commercial | Miscellaneous | Existing | Food Preparation | Natural Gas | Conveyor Oven | E7 | Participant - Cost of Operation | 0 | 0 | 0 | 0 | 0 | 0 | 0 | 0 | 0 | 0 | 0 | 0 | 0 | 0 | 0 | 0 | 0 | 0 | 0 | 0 | 0 | 0 | 0 | 0 | 0 | 0 | 0 | 0 | 0 | 0
F2_Commercial_Miscellaneous_Existing_Food Preparation_Natural Gas_Conveyor Oven_E8 | F2 | Commercial | Miscellaneous | Existing | Food Preparation | Natural Gas | Conveyor Oven | E8 | Participant - Cost of Operation | 0 | 0 | 0 | 0 | 0 | 0 | 0 | 0 | 0 | 0 | 0 | 0 | 0 | 0 | 0 | 0 | 0 | 0 | 0 | 0 | 0 | 0 | 0 | 0 | 0 | 0 | 0 | 0 | 0 | 0
F2_Commercial_Miscellaneous_Existing_Food Preparation_Natural Gas_Conveyor Oven_E9 | F2 | Commercial | Miscellaneous | Existing | Food Preparation | Natural Gas | Conveyor Oven | E9 | Participant - Cost of Operation | 0 | 0 | 0 | 0 | 0 | 0 | 0 | 0 | 0 | 0 | 0 | 0 | 0 | 0 | 0 | 0 | 0 | 0 | 0 | 0 | 0 | 0 | 0 | 0 | 0 | 0 | 0 | 0 | 0 | 0
F2_Commercial_Miscellaneous_Existing_Food Preparation_Natural Gas_Conveyor Oven_E10 | F2 | Commercial | Miscellaneous | Existing | Food Preparation | Natural Gas | Conveyor Oven | E10 | Participant - Cost of Operation | 0 | 0 | 0 | 0 | 0 | 0 | 0 | 0 | 0 | 0 | 0 | 0 | 0 | 0 | 0 | 0 | 0 | 0 | 0 | 0 | 0 | 0 | 0 | 0 | 0 | 0 | 0 | 0 | 0 | 0
F3_Commercial_Miscellaneous_Existing_Food Preparation_Natural Gas_Conveyor Oven_E1 | F3 | Commercial | Miscellaneous | Existing | Food Preparation | Natural Gas | Conveyor Oven | E1 | System - kBTUs of Conusmption | 1.355 | 1.3591 | 1.3634 | 1.3717 | 1.3779 | 1.3822 | 1.3841 | 1.3848 | 1.3841 | 1.3829 | 1.3809 | 1.3788 | 1.3764 | 1.3736 | 1.3701 | 1.3668 | 1.3632 | 1.3593 | 1.3549 | 1.3507 | 1.3463 | 1.3417 | 0 | 0 | 0 | 0 | 0 | 0 | 0 | 0
F3_Commercial_Miscellaneous_Existing_Food Preparation_Natural Gas_Conveyor Oven_E2 | F3 | Commercial | Miscellaneous | Existing | Food Preparation | Natural Gas | Conveyor Oven | E2 | System - kBTUs of Conusmption | 1.03 | 1.0331 | 1.0364 | 1.0427 | 1.0475 | 1.0507 | 1.0521 | 1.0527 | 1.0521 | 1.0512 | 1.0497 | 1.0481 | 1.0462 | 1.0441 | 1.0415 | 1.039 | 1.0362 | 1.0333 | 1.0299 | 1.0267 | 1.0234 | 1.0199 | 0 | 0 | 0 | 0 | 0 | 0 | 0 | 0
F3_Commercial_Miscellaneous_Existing_Food Preparation_Natural Gas_Conveyor Oven_E3 | F3 | Commercial | Miscellaneous | Existing | Food Preparation | Natural Gas | Conveyor Oven | E3 | System - kBTUs of Conusmption | 0 | 0 | 0 | 0 | 0 | 0 | 0 | 0 | 0 | 0 | 0 | 0 | 0 | 0 | 0 | 0 | 0 | 0 | 0 | 0 | 0 | 0 | 0 | 0 | 0 | 0 | 0 | 0 | 0 | 0
F3_Commercial_Miscellaneous_Existing_Food Preparation_Natural Gas_Conveyor Oven_E4 | F3 | Commercial | Miscellaneous | Existing | Food Preparation | Natural Gas | Conveyor Oven | E4 | System - kBTUs of Conusmption | 0 | 0 | 0 | 0 | 0 | 0 | 0 | 0 | 0 | 0 | 0 | 0 | 0 | 0 | 0 | 0 | 0 | 0 | 0 | 0 | 0 | 0 | 0 | 0 | 0 | 0 | 0 | 0 | 0 | 0
F3_Commercial_Miscellaneous_Existing_Food Preparation_Natural Gas_Conveyor Oven_E5 | F3 | Commercial | Miscellaneous | Existing | Food Preparation | Natural Gas | Conveyor Oven | E5 | System - kBTUs of Conusmption | 0 | 0 | 0 | 0 | 0 | 0 | 0 | 0 | 0 | 0 | 0 | 0 | 0 | 0 | 0 | 0 | 0 | 0 | 0 | 0 | 0 | 0 | 0 | 0 | 0 | 0 | 0 | 0 | 0 | 0
F3_Commercial_Miscellaneous_Existing_Food Preparation_Natural Gas_Conveyor Oven_E6 | F3 | Commercial | Miscellaneous | Existing | Food Preparation | Natural Gas | Conveyor Oven | E6 | System - kBTUs of Conusmption | 0 | 0 | 0 | 0 | 0 | 0 | 0 | 0 | 0 | 0 | 0 | 0 | 0 | 0 | 0 | 0 | 0 | 0 | 0 | 0 | 0 | 0 | 0 | 0 | 0 | 0 | 0 | 0 | 0 | 0
F3_Commercial_Miscellaneous_Existing_Food Preparation_Natural Gas_Conveyor Oven_E7 | F3 | Commercial | Miscellaneous | Existing | Food Preparation | Natural Gas | Conveyor Oven | E7 | System - kBTUs of Conusmption | 0 | 0 | 0 | 0 | 0 | 0 | 0 | 0 | 0 | 0 | 0 | 0 | 0 | 0 | 0 | 0 | 0 | 0 | 0 | 0 | 0 | 0 | 0 | 0 | 0 | 0 | 0 | 0 | 0 | 0
F3_Commercial_Miscellaneous_Existing_Food Preparation_Natural Gas_Conveyor Oven_E8 | F3 | Commercial | Miscellaneous | Existing | Food Preparation | Natural Gas | Conveyor Oven | E8 | System - kBTUs of Conusmption | 0 | 0 | 0 | 0 | 0 | 0 | 0 | 0 | 0 | 0 | 0 | 0 | 0 | 0 | 0 | 0 | 0 | 0 | 0 | 0 | 0 | 0 | 0 | 0 | 0 | 0 | 0 | 0 | 0 | 0
F3_Commercial_Miscellaneous_Existing_Food Preparation_Natural Gas_Conveyor Oven_E9 | F3 | Commercial | Miscellaneous | Existing | Food Preparation | Natural Gas | Conveyor Oven | E9 | System - kBTUs of Conusmption | 0 | 0 | 0 | 0 | 0 | 0 | 0 | 0 | 0 | 0 | 0 | 0 | 0 | 0 | 0 | 0 | 0 | 0 | 0 | 0 | 0 | 0 | 0 | 0 | 0 | 0 | 0 | 0 | 0 | 0
F3_Commercial_Miscellaneous_Existing_Food Preparation_Natural Gas_Conveyor Oven_E10 | F3 | Commercial | Miscellaneous | Existing | Food Preparation | Natural Gas | Conveyor Oven | E10 | System - kBTUs of Conusmption | 0 | 0 | 0 | 0 | 0 | 0 | 0 | 0 | 0 | 0 | 0 | 0 | 0 | 0 | 0 | 0 | 0 | 0 | 0 | 0 | 0 | 0 | 0 | 0 | 0 | 0 | 0 | 0 | 0 | 0
F4_Commercial_Miscellaneous_Existing_Food Preparation_Natural Gas_Conveyor Oven_E1 | F4 | Commercial | Miscellaneous | Existing | Food Preparation | Natural Gas | Conveyor Oven | E1 | Utility - Cost of Equipment | 0.0038873 | 0.0038873 | 0.0038873 | 0.0038873 | 0.0038873 | 0.0038873 | 0.0038873 | 0.0038873 | 0.0038873 | 0.0038873 | 0.0038873 | 0.0038873 | 0.0038873 | 0.0038873 | 0.0038873 | 0.0038873 | 0.0038873 | 0.0038873 | 0.0038873 | 0.0038873 | 0.0038873 | 0.0038873 | 0 | 0 | 0 | 0 | 0 | 0 | 0 | 0
F4_Commercial_Miscellaneous_Existing_Food Preparation_Natural Gas_Conveyor Oven_E2 | F4 | Commercial | Miscellaneous | Existing | Food Preparation | Natural Gas | Conveyor Oven | E2 | Utility - Cost of Equipment | 0.0047391 | 0.0047391 | 0.0047391 | 0.0047391 | 0.0047391 | 0.0047391 | 0.0047391 | 0.0047391 | 0.0047391 | 0.0047391 | 0.0047391 | 0.0047391 | 0.0047391 | 0.0047391 | 0.0047391 | 0.0047391 | 0.0047391 | 0.0047391 | 0.0047391 | 0.0047391 | 0.0047391 | 0.0047391 | 0 | 0 | 0 | 0 | 0 | 0 | 0 | 0
F4_Commercial_Miscellaneous_Existing_Food Preparation_Natural Gas_Conveyor Oven_E3 | F4 | Commercial | Miscellaneous | Existing | Food Preparation | Natural Gas | Conveyor Oven | E3 | Utility - Cost of Equipment | 0 | 0 | 0 | 0 | 0 | 0 | 0 | 0 | 0 | 0 | 0 | 0 | 0 | 0 | 0 | 0 | 0 | 0 | 0 | 0 | 0 | 0 | 0 | 0 | 0 | 0 | 0 | 0 | 0 | 0
F4_Commercial_Miscellaneous_Existing_Food Preparation_Natural Gas_Conveyor Oven_E4 | F4 | Commercial | Miscellaneous | Existing | Food Preparation | Natural Gas | Conveyor Oven | E4 | Utility - Cost of Equipment | 0 | 0 | 0 | 0 | 0 | 0 | 0 | 0 | 0 | 0 | 0 | 0 | 0 | 0 | 0 | 0 | 0 | 0 | 0 | 0 | 0 | 0 | 0 | 0 | 0 | 0 | 0 | 0 | 0 | 0
F4_Commercial_Miscellaneous_Existing_Food Preparation_Natural Gas_Conveyor Oven_E5 | F4 | Commercial | Miscellaneous | Existing | Food Preparation | Natural Gas | Conveyor Oven | E5 | Utility - Cost of Equipment | 0 | 0 | 0 | 0 | 0 | 0 | 0 | 0 | 0 | 0 | 0 | 0 | 0 | 0 | 0 | 0 | 0 | 0 | 0 | 0 | 0 | 0 | 0 | 0 | 0 | 0 | 0 | 0 | 0 | 0
F4_Commercial_Miscellaneous_Existing_Food Preparation_Natural Gas_Conveyor Oven_E6 | F4 | Commercial | Miscellaneous | Existing | Food Preparation | Natural Gas | Conveyor Oven | E6 | Utility - Cost of Equipment | 0 | 0 | 0 | 0 | 0 | 0 | 0 | 0 | 0 | 0 | 0 | 0 | 0 | 0 | 0 | 0 | 0 | 0 | 0 | 0 | 0 | 0 | 0 | 0 | 0 | 0 | 0 | 0 | 0 | 0
F4_Commercial_Miscellaneous_Existing_Food Preparation_Natural Gas_Conveyor Oven_E7 | F4 | Commercial | Miscellaneous | Existing | Food Preparation | Natural Gas | Conveyor Oven | E7 | Utility - Cost of Equipment | 0 | 0 | 0 | 0 | 0 | 0 | 0 | 0 | 0 | 0 | 0 | 0 | 0 | 0 | 0 | 0 | 0 | 0 | 0 | 0 | 0 | 0 | 0 | 0 | 0 | 0 | 0 | 0 | 0 | 0
F4_Commercial_Miscellaneous_Existing_Food Preparation_Natural Gas_Conveyor Oven_E8 | F4 | Commercial | Miscellaneous | Existing | Food Preparation | Natural Gas | Conveyor Oven | E8 | Utility - Cost of Equipment | 0 | 0 | 0 | 0 | 0 | 0 | 0 | 0 | 0 | 0 | 0 | 0 | 0 | 0 | 0 | 0 | 0 | 0 | 0 | 0 | 0 | 0 | 0 | 0 | 0 | 0 | 0 | 0 | 0 | 0
F4_Commercial_Miscellaneous_Existing_Food Preparation_Natural Gas_Conveyor Oven_E9 | F4 | Commercial | Miscellaneous | Existing | Food Preparation | Natural Gas | Conveyor Oven | E9 | Utility - Cost of Equipment | 0 | 0 | 0 | 0 | 0 | 0 | 0 | 0 | 0 | 0 | 0 | 0 | 0 | 0 | 0 | 0 | 0 | 0 | 0 | 0 | 0 | 0 | 0 | 0 | 0 | 0 | 0 | 0 | 0 | 0
F4_Commercial_Miscellaneous_Existing_Food Preparation_Natural Gas_Conveyor Oven_E10 | F4 | Commercial | Miscellaneous | Existing | Food Preparation | Natural Gas | Conveyor Oven | E10 | Utility - Cost of Equipment | 0 | 0 | 0 | 0 | 0 | 0 | 0 | 0 | 0 | 0 | 0 | 0 | 0 | 0 | 0 | 0 | 0 | 0 | 0 | 0 | 0 | 0 | 0 | 0 | 0 | 0 | 0 | 0 | 0 | 0
F5_Commercial_Miscellaneous_Existing_Food Preparation_Natural Gas_Conveyor Oven_E1 | F5 | Commercial | Miscellaneous | Existing | Food Preparation | Natural Gas | Conveyor Oven | E1 | Utility - Cost of Operation | 0.012391 | 0.012529 | 0.012687 | 0.012908 | 0.013176 | 0.013475 | 0.013748 | 0.013987 | 0.014209 | 0.014433 | 0.014667 | 0.014905 | 0.015144 | 0.015396 | 0.015641 | 0.015892 | 0.016156 | 0.016423 | 0.016694 | 0.016967 | 0.017239 | 0.017511 | 0 | 0 | 0 | 0 | 0 | 0 | 0 | 0
F5_Commercial_Miscellaneous_Existing_Food Preparation_Natural Gas_Conveyor Oven_E2 | F5 | Commercial | Miscellaneous | Existing | Food Preparation | Natural Gas | Conveyor Oven | E2 | Utility - Cost of Operation | 0.0094191 | 0.0095243 | 0.0096438 | 0.0098124 | 0.010016 | 0.010243 | 0.010451 | 0.010632 | 0.010801 | 0.010971 | 0.011149 | 0.01133 | 0.011512 | 0.011703 | 0.011889 | 0.01208 | 0.012281 | 0.012484 | 0.01269 | 0.012897 | 0.013105 | 0.013311 | 0 | 0 | 0 | 0 | 0 | 0 | 0 | 0
F5_Commercial_Miscellaneous_Existing_Food Preparation_Natural Gas_Conveyor Oven_E3 | F5 | Commercial | Miscellaneous | Existing | Food Preparation | Natural Gas | Conveyor Oven | E3 | Utility - Cost of Operation | 0 | 0 | 0 | 0 | 0 | 0 | 0 | 0 | 0 | 0 | 0 | 0 | 0 | 0 | 0 | 0 | 0 | 0 | 0 | 0 | 0 | 0 | 0 | 0 | 0 | 0 | 0 | 0 | 0 | 0
F5_Commercial_Miscellaneous_Existing_Food Preparation_Natural Gas_Conveyor Oven_E4 | F5 | Commercial | Miscellaneous | Existing | Food Preparation | Natural Gas | Conveyor Oven | E4 | Utility - Cost of Operation | 0 | 0 | 0 | 0 | 0 | 0 | 0 | 0 | 0 | 0 | 0 | 0 | 0 | 0 | 0 | 0 | 0 | 0 | 0 | 0 | 0 | 0 | 0 | 0 | 0 | 0 | 0 | 0 | 0 | 0
F5_Commercial_Miscellaneous_Existing_Food Preparation_Natural Gas_Conveyor Oven_E5 | F5 | Commercial | Miscellaneous | Existing | Food Preparation | Natural Gas | Conveyor Oven | E5 | Utility - Cost of Operation | 0 | 0 | 0 | 0 | 0 | 0 | 0 | 0 | 0 | 0 | 0 | 0 | 0 | 0 | 0 | 0 | 0 | 0 | 0 | 0 | 0 | 0 | 0 | 0 | 0 | 0 | 0 | 0 | 0 | 0
F5_Commercial_Miscellaneous_Existing_Food Preparation_Natural Gas_Conveyor Oven_E6 | F5 | Commercial | Miscellaneous | Existing | Food Preparation | Natural Gas | Conveyor Oven | E6 | Utility - Cost of Operation | 0 | 0 | 0 | 0 | 0 | 0 | 0 | 0 | 0 | 0 | 0 | 0 | 0 | 0 | 0 | 0 | 0 | 0 | 0 | 0 | 0 | 0 | 0 | 0 | 0 | 0 | 0 | 0 | 0 | 0
F5_Commercial_Miscellaneous_Existing_Food Preparation_Natural Gas_Conveyor Oven_E7 | F5 | Commercial | Miscellaneous | Existing | Food Preparation | Natural Gas | Conveyor Oven | E7 | Utility - Cost of Operation | 0 | 0 | 0 | 0 | 0 | 0 | 0 | 0 | 0 | 0 | 0 | 0 | 0 | 0 | 0 | 0 | 0 | 0 | 0 | 0 | 0 | 0 | 0 | 0 | 0 | 0 | 0 | 0 | 0 | 0
F5_Commercial_Miscellaneous_Existing_Food Preparation_Natural Gas_Conveyor Oven_E8 | F5 | Commercial | Miscellaneous | Existing | Food Preparation | Natural Gas | Conveyor Oven | E8 | Utility - Cost of Operation | 0 | 0 | 0 | 0 | 0 | 0 | 0 | 0 | 0 | 0 | 0 | 0 | 0 | 0 | 0 | 0 | 0 | 0 | 0 | 0 | 0 | 0 | 0 | 0 | 0 | 0 | 0 | 0 | 0 | 0
F5_Commercial_Miscellaneous_Existing_Food Preparation_Natural Gas_Conveyor Oven_E9 | F5 | Commercial | Miscellaneous | Existing | Food Preparation | Natural Gas | Conveyor Oven | E9 | Utility - Cost of Operation | 0 | 0 | 0 | 0 | 0 | 0 | 0 | 0 | 0 | 0 | 0 | 0 | 0 | 0 | 0 | 0 | 0 | 0 | 0 | 0 | 0 | 0 | 0 | 0 | 0 | 0 | 0 | 0 | 0 | 0
F5_Commercial_Miscellaneous_Existing_Food Preparation_Natural Gas_Conveyor Oven_E10 | F5 | Commercial | Miscellaneous | Existing | Food Preparation | Natural Gas | Conveyor Oven | E10 | Utility - Cost of Operation | 0 | 0 | 0 | 0 | 0 | 0 | 0 | 0 | 0 | 0 | 0 | 0 | 0 | 0 | 0 | 0 | 0 | 0 | 0 | 0 | 0 | 0 | 0 | 0 | 0 | 0 | 0 | 0 | 0 | 0
F6_Commercial_Miscellaneous_Existing_Food Preparation_Natural Gas_Conveyor Oven_E1 | F6 | Commercial | Miscellaneous | Existing | Food Preparation | Natural Gas | Conveyor Oven | E1 | Utility - Value of Sales | 0.014845 | 0.015011 | 0.015199 | 0.015465 | 0.015786 | 0.016144 | 0.016471 | 0.016757 | 0.017023 | 0.017291 | 0.017572 | 0.017857 | 0.018144 | 0.018445 | 0.018739 | 0.019039 | 0.019356 | 0.019676 | 0.02 | 0.020327 | 0.020654 | 0.02098 | 0 | 0 | 0 | 0 | 0 | 0 | 0 | 0
F6_Commercial_Miscellaneous_Existing_Food Preparation_Natural Gas_Conveyor Oven_E2 | F6 | Commercial | Miscellaneous | Existing | Food Preparation | Natural Gas | Conveyor Oven | E2 | Utility - Value of Sales | 0.011285 | 0.011411 | 0.011554 | 0.011756 | 0.012 | 0.012272 | 0.012521 | 0.012738 | 0.01294 | 0.013144 | 0.013357 | 0.013574 | 0.013792 | 0.014021 | 0.014244 | 0.014473 | 0.014714 | 0.014957 | 0.015203 | 0.015452 | 0.0157 | 0.015948 | 0 | 0 | 0 | 0 | 0 | 0 | 0 | 0
F6_Commercial_Miscellaneous_Existing_Food Preparation_Natural Gas_Conveyor Oven_E3 | F6 | Commercial | Miscellaneous | Existing | Food Preparation | Natural Gas | Conveyor Oven | E3 | Utility - Value of Sales | 0 | 0 | 0 | 0 | 0 | 0 | 0 | 0 | 0 | 0 | 0 | 0 | 0 | 0 | 0 | 0 | 0 | 0 | 0 | 0 | 0 | 0 | 0 | 0 | 0 | 0 | 0 | 0 | 0 | 0
F6_Commercial_Miscellaneous_Existing_Food Preparation_Natural Gas_Conveyor Oven_E4 | F6 | Commercial | Miscellaneous | Existing | Food Preparation | Natural Gas | Conveyor Oven | E4 | Utility - Value of Sales | 0 | 0 | 0 | 0 | 0 | 0 | 0 | 0 | 0 | 0 | 0 | 0 | 0 | 0 | 0 | 0 | 0 | 0 | 0 | 0 | 0 | 0 | 0 | 0 | 0 | 0 | 0 | 0 | 0 | 0
F6_Commercial_Miscellaneous_Existing_Food Preparation_Natural Gas_Conveyor Oven_E5 | F6 | Commercial | Miscellaneous | Existing | Food Preparation | Natural Gas | Conveyor Oven | E5 | Utility - Value of Sales | 0 | 0 | 0 | 0 | 0 | 0 | 0 | 0 | 0 | 0 | 0 | 0 | 0 | 0 | 0 | 0 | 0 | 0 | 0 | 0 | 0 | 0 | 0 | 0 | 0 | 0 | 0 | 0 | 0 | 0
F6_Commercial_Miscellaneous_Existing_Food Preparation_Natural Gas_Conveyor Oven_E6 | F6 | Commercial | Miscellaneous | Existing | Food Preparation | Natural Gas | Conveyor Oven | E6 | Utility - Value of Sales | 0 | 0 | 0 | 0 | 0 | 0 | 0 | 0 | 0 | 0 | 0 | 0 | 0 | 0 | 0 | 0 | 0 | 0 | 0 | 0 | 0 | 0 | 0 | 0 | 0 | 0 | 0 | 0 | 0 | 0
F6_Commercial_Miscellaneous_Existing_Food Preparation_Natural Gas_Conveyor Oven_E7 | F6 | Commercial | Miscellaneous | Existing | Food Preparation | Natural Gas | Conveyor Oven | E7 | Utility - Value of Sales | 0 | 0 | 0 | 0 | 0 | 0 | 0 | 0 | 0 | 0 | 0 | 0 | 0 | 0 | 0 | 0 | 0 | 0 | 0 | 0 | 0 | 0 | 0 | 0 | 0 | 0 | 0 | 0 | 0 | 0
F6_Commercial_Miscellaneous_Existing_Food Preparation_Natural Gas_Conveyor Oven_E8 | F6 | Commercial | Miscellaneous | Existing | Food Preparation | Natural Gas | Conveyor Oven | E8 | Utility - Value of Sales | 0 | 0 | 0 | 0 | 0 | 0 | 0 | 0 | 0 | 0 | 0 | 0 | 0 | 0 | 0 | 0 | 0 | 0 | 0 | 0 | 0 | 0 | 0 | 0 | 0 | 0 | 0 | 0 | 0 | 0
F6_Commercial_Miscellaneous_Existing_Food Preparation_Natural Gas_Conveyor Oven_E9 | F6 | Commercial | Miscellaneous | Existing | Food Preparation | Natural Gas | Conveyor Oven | E9 | Utility - Value of Sales | 0 | 0 | 0 | 0 | 0 | 0 | 0 | 0 | 0 | 0 | 0 | 0 | 0 | 0 | 0 | 0 | 0 | 0 | 0 | 0 | 0 | 0 | 0 | 0 | 0 | 0 | 0 | 0 | 0 | 0
F6_Commercial_Miscellaneous_Existing_Food Preparation_Natural Gas_Conveyor Oven_E10 | F6 | Commercial | Miscellaneous | Existing | Food Preparation | Natural Gas | Conveyor Oven | E10 | Utility - Value of Sales | 0 | 0 | 0 | 0 | 0 | 0 | 0 | 0 | 0 | 0 | 0 | 0 | 0 | 0 | 0 | 0 | 0 | 0 | 0 | 0 | 0 | 0 | 0 | 0 | 0 | 0 | 0 | 0 | 0 | 0
F1_Commercial_Miscellaneous_Existing_Food Preparation_Natural Gas_Double Rack Oven_E1 | F1 | Commercial | Miscellaneous | Existing | Food Preparation | Natural Gas | Double Rack Oven | E1 | Participant - Cost of Equipment | 0.0074996 | 0.0074996 | 0.0074996 | 0.0074996 | 0.0074996 | 0.0074996 | 0.0074996 | 0.0074996 | 0.0074996 | 0.0074996 | 0.0074996 | 0.0074996 | 0.0074996 | 0.0074996 | 0.0074996 | 0.0074996 | 0.0074996 | 0.0074996 | 0.0074996 | 0.0074996 | 0.0074996 | 0.0074996 | 0 | 0 | 0 | 0 | 0 | 0 | 0 | 0
F1_Commercial_Miscellaneous_Existing_Food Preparation_Natural Gas_Double Rack Oven_E2 | F1 | Commercial | Miscellaneous | Existing | Food Preparation | Natural Gas | Double Rack Oven | E2 | Participant - Cost of Equipment | 0.0099736 | 0.0099736 | 0.0099736 | 0.0099736 | 0.0099736 | 0.0099736 | 0.0099736 | 0.0099736 | 0.0099736 | 0.0099736 | 0.0099736 | 0.0099736 | 0.0099736 | 0.0099736 | 0.0099736 | 0.0099736 | 0.0099736 | 0.0099736 | 0.0099736 | 0.0099736 | 0.0099736 | 0.0099736 | 0 | 0 | 0 | 0 | 0 | 0 | 0 | 0
F1_Commercial_Miscellaneous_Existing_Food Preparation_Natural Gas_Double Rack Oven_E3 | F1 | Commercial | Miscellaneous | Existing | Food Preparation | Natural Gas | Double Rack Oven | E3 | Participant - Cost of Equipment | 0 | 0 | 0 | 0 | 0 | 0 | 0 | 0 | 0 | 0 | 0 | 0 | 0 | 0 | 0 | 0 | 0 | 0 | 0 | 0 | 0 | 0 | 0 | 0 | 0 | 0 | 0 | 0 | 0 | 0
F1_Commercial_Miscellaneous_Existing_Food Preparation_Natural Gas_Double Rack Oven_E4 | F1 | Commercial | Miscellaneous | Existing | Food Preparation | Natural Gas | Double Rack Oven | E4 | Participant - Cost of Equipment | 0 | 0 | 0 | 0 | 0 | 0 | 0 | 0 | 0 | 0 | 0 | 0 | 0 | 0 | 0 | 0 | 0 | 0 | 0 | 0 | 0 | 0 | 0 | 0 | 0 | 0 | 0 | 0 | 0 | 0
F1_Commercial_Miscellaneous_Existing_Food Preparation_Natural Gas_Double Rack Oven_E5 | F1 | Commercial | Miscellaneous | Existing | Food Preparation | Natural Gas | Double Rack Oven | E5 | Participant - Cost of Equipment | 0 | 0 | 0 | 0 | 0 | 0 | 0 | 0 | 0 | 0 | 0 | 0 | 0 | 0 | 0 | 0 | 0 | 0 | 0 | 0 | 0 | 0 | 0 | 0 | 0 | 0 | 0 | 0 | 0 | 0
F1_Commercial_Miscellaneous_Existing_Food Preparation_Natural Gas_Double Rack Oven_E6 | F1 | Commercial | Miscellaneous | Existing | Food Preparation | Natural Gas | Double Rack Oven | E6 | Participant - Cost of Equipment | 0 | 0 | 0 | 0 | 0 | 0 | 0 | 0 | 0 | 0 | 0 | 0 | 0 | 0 | 0 | 0 | 0 | 0 | 0 | 0 | 0 | 0 | 0 | 0 | 0 | 0 | 0 | 0 | 0 | 0
F1_Commercial_Miscellaneous_Existing_Food Preparation_Natural Gas_Double Rack Oven_E7 | F1 | Commercial | Miscellaneous | Existing | Food Preparation | Natural Gas | Double Rack Oven | E7 | Participant - Cost of Equipment | 0 | 0 | 0 | 0 | 0 | 0 | 0 | 0 | 0 | 0 | 0 | 0 | 0 | 0 | 0 | 0 | 0 | 0 | 0 | 0 | 0 | 0 | 0 | 0 | 0 | 0 | 0 | 0 | 0 | 0
F1_Commercial_Miscellaneous_Existing_Food Preparation_Natural Gas_Double Rack Oven_E8 | F1 | Commercial | Miscellaneous | Existing | Food Preparation | Natural Gas | Double Rack Oven | E8 | Participant - Cost of Equipment | 0 | 0 | 0 | 0 | 0 | 0 | 0 | 0 | 0 | 0 | 0 | 0 | 0 | 0 | 0 | 0 | 0 | 0 | 0 | 0 | 0 | 0 | 0 | 0 | 0 | 0 | 0 | 0 | 0 | 0
F1_Commercial_Miscellaneous_Existing_Food Preparation_Natural Gas_Double Rack Oven_E9 | F1 | Commercial | Miscellaneous | Existing | Food Preparation | Natural Gas | Double Rack Oven | E9 | Participant - Cost of Equipment | 0 | 0 | 0 | 0 | 0 | 0 | 0 | 0 | 0 | 0 | 0 | 0 | 0 | 0 | 0 | 0 | 0 | 0 | 0 | 0 | 0 | 0 | 0 | 0 | 0 | 0 | 0 | 0 | 0 | 0
F1_Commercial_Miscellaneous_Existing_Food Preparation_Natural Gas_Double Rack Oven_E10 | F1 | Commercial | Miscellaneous | Existing | Food Preparation | Natural Gas | Double Rack Oven | E10 | Participant - Cost of Equipment | 0 | 0 | 0 | 0 | 0 | 0 | 0 | 0 | 0 | 0 | 0 | 0 | 0 | 0 | 0 | 0 | 0 | 0 | 0 | 0 | 0 | 0 | 0 | 0 | 0 | 0 | 0 | 0 | 0 | 0
F2_Commercial_Miscellaneous_Existing_Food Preparation_Natural Gas_Double Rack Oven_E1 | F2 | Commercial | Miscellaneous | Existing | Food Preparation | Natural Gas | Double Rack Oven | E1 | Participant - Cost of Operation | 0.025436 | 0.025653 | 0.025914 | 0.026345 | 0.02692 | 0.027598 | 0.02822 | 0.028775 | 0.029313 | 0.029835 | 0.030361 | 0.030873 | 0.031355 | 0.031837 | 0.032298 | 0.032771 | 0.033276 | 0.033785 | 0.034299 | 0.034814 | 0.035324 | 0.035826 | 0 | 0 | 0 | 0 | 0 | 0 | 0 | 0
F2_Commercial_Miscellaneous_Existing_Food Preparation_Natural Gas_Double Rack Oven_E2 | F2 | Commercial | Miscellaneous | Existing | Food Preparation | Natural Gas | Double Rack Oven | E2 | Participant - Cost of Operation | 0.013874 | 0.013993 | 0.014135 | 0.01437 | 0.014683 | 0.015053 | 0.015393 | 0.015696 | 0.015989 | 0.016274 | 0.016561 | 0.01684 | 0.017103 | 0.017366 | 0.017617 | 0.017875 | 0.018151 | 0.018428 | 0.018708 | 0.018989 | 0.019267 | 0.019541 | 0 | 0 | 0 | 0 | 0 | 0 | 0 | 0
F2_Commercial_Miscellaneous_Existing_Food Preparation_Natural Gas_Double Rack Oven_E3 | F2 | Commercial | Miscellaneous | Existing | Food Preparation | Natural Gas | Double Rack Oven | E3 | Participant - Cost of Operation | 0 | 0 | 0 | 0 | 0 | 0 | 0 | 0 | 0 | 0 | 0 | 0 | 0 | 0 | 0 | 0 | 0 | 0 | 0 | 0 | 0 | 0 | 0 | 0 | 0 | 0 | 0 | 0 | 0 | 0
F2_Commercial_Miscellaneous_Existing_Food Preparation_Natural Gas_Double Rack Oven_E4 | F2 | Commercial | Miscellaneous | Existing | Food Preparation | Natural Gas | Double Rack Oven | E4 | Participant - Cost of Operation | 0 | 0 | 0 | 0 | 0 | 0 | 0 | 0 | 0 | 0 | 0 | 0 | 0 | 0 | 0 | 0 | 0 | 0 | 0 | 0 | 0 | 0 | 0 | 0 | 0 | 0 | 0 | 0 | 0 | 0
F2_Commercial_Miscellaneous_Existing_Food Preparation_Natural Gas_Double Rack Oven_E5 | F2 | Commercial | Miscellaneous | Existing | Food Preparation | Natural Gas | Double Rack Oven | E5 | Participant - Cost of Operation | 0 | 0 | 0 | 0 | 0 | 0 | 0 | 0 | 0 | 0 | 0 | 0 | 0 | 0 | 0 | 0 | 0 | 0 | 0 | 0 | 0 | 0 | 0 | 0 | 0 | 0 | 0 | 0 | 0 | 0
F2_Commercial_Miscellaneous_Existing_Food Preparation_Natural Gas_Double Rack Oven_E6 | F2 | Commercial | Miscellaneous | Existing | Food Preparation | Natural Gas | Double Rack Oven | E6 | Participant - Cost of Operation | 0 | 0 | 0 | 0 | 0 | 0 | 0 | 0 | 0 | 0 | 0 | 0 | 0 | 0 | 0 | 0 | 0 | 0 | 0 | 0 | 0 | 0 | 0 | 0 | 0 | 0 | 0 | 0 | 0 | 0
F2_Commercial_Miscellaneous_Existing_Food Preparation_Natural Gas_Double Rack Oven_E7 | F2 | Commercial | Miscellaneous | Existing | Food Preparation | Natural Gas | Double Rack Oven | E7 | Participant - Cost of Operation | 0 | 0 | 0 | 0 | 0 | 0 | 0 | 0 | 0 | 0 | 0 | 0 | 0 | 0 | 0 | 0 | 0 | 0 | 0 | 0 | 0 | 0 | 0 | 0 | 0 | 0 | 0 | 0 | 0 | 0
F2_Commercial_Miscellaneous_Existing_Food Preparation_Natural Gas_Double Rack Oven_E8 | F2 | Commercial | Miscellaneous | Existing | Food Preparation | Natural Gas | Double Rack Oven | E8 | Participant - Cost of Operation | 0 | 0 | 0 | 0 | 0 | 0 | 0 | 0 | 0 | 0 | 0 | 0 | 0 | 0 | 0 | 0 | 0 | 0 | 0 | 0 | 0 | 0 | 0 | 0 | 0 | 0 | 0 | 0 | 0 | 0
F2_Commercial_Miscellaneous_Existing_Food Preparation_Natural Gas_Double Rack Oven_E9 | F2 | Commercial | Miscellaneous | Existing | Food Preparation | Natural Gas | Double Rack Oven | E9 | Participant - Cost of Operation | 0 | 0 | 0 | 0 | 0 | 0 | 0 | 0 | 0 | 0 | 0 | 0 | 0 | 0 | 0 | 0 | 0 | 0 | 0 | 0 | 0 | 0 | 0 | 0 | 0 | 0 | 0 | 0 | 0 | 0
F2_Commercial_Miscellaneous_Existing_Food Preparation_Natural Gas_Double Rack Oven_E10 | F2 | Commercial | Miscellaneous | Existing | Food Preparation | Natural Gas | Double Rack Oven | E10 | Participant - Cost of Operation | 0 | 0 | 0 | 0 | 0 | 0 | 0 | 0 | 0 | 0 | 0 | 0 | 0 | 0 | 0 | 0 | 0 | 0 | 0 | 0 | 0 | 0 | 0 | 0 | 0 | 0 | 0 | 0 | 0 | 0
F3_Commercial_Miscellaneous_Existing_Food Preparation_Natural Gas_Double Rack Oven_E1 | F3 | Commercial | Miscellaneous | Existing | Food Preparation | Natural Gas | Double Rack Oven | E1 | System - kBTUs of Conusmption | 2.3855 | 2.3926 | 2.4005 | 2.4187 | 2.4347 | 2.4483 | 2.4586 | 2.4688 | 2.4783 | 2.4843 | 2.4864 | 2.4859 | 2.4823 | 2.4752 | 2.4665 | 2.4581 | 2.449 | 2.4392 | 2.4281 | 2.4174 | 2.4063 | 2.3949 | 0 | 0 | 0 | 0 | 0 | 0 | 0 | 0
F3_Commercial_Miscellaneous_Existing_Food Preparation_Natural Gas_Double Rack Oven_E2 | F3 | Commercial | Miscellaneous | Existing | Food Preparation | Natural Gas | Double Rack Oven | E2 | System - kBTUs of Conusmption | 1.3012 | 1.3051 | 1.3094 | 1.3193 | 1.328 | 1.3354 | 1.341 | 1.3466 | 1.3518 | 1.3551 | 1.3562 | 1.356 | 1.354 | 1.3501 | 1.3454 | 1.3408 | 1.3358 | 1.3305 | 1.3244 | 1.3186 | 1.3125 | 1.3063 | 0 | 0 | 0 | 0 | 0 | 0 | 0 | 0
F3_Commercial_Miscellaneous_Existing_Food Preparation_Natural Gas_Double Rack Oven_E3 | F3 | Commercial | Miscellaneous | Existing | Food Preparation | Natural Gas | Double Rack Oven | E3 | System - kBTUs of Conusmption | 0 | 0 | 0 | 0 | 0 | 0 | 0 | 0 | 0 | 0 | 0 | 0 | 0 | 0 | 0 | 0 | 0 | 0 | 0 | 0 | 0 | 0 | 0 | 0 | 0 | 0 | 0 | 0 | 0 | 0
F3_Commercial_Miscellaneous_Existing_Food Preparation_Natural Gas_Double Rack Oven_E4 | F3 | Commercial | Miscellaneous | Existing | Food Preparation | Natural Gas | Double Rack Oven | E4 | System - kBTUs of Conusmption | 0 | 0 | 0 | 0 | 0 | 0 | 0 | 0 | 0 | 0 | 0 | 0 | 0 | 0 | 0 | 0 | 0 | 0 | 0 | 0 | 0 | 0 | 0 | 0 | 0 | 0 | 0 | 0 | 0 | 0
F3_Commercial_Miscellaneous_Existing_Food Preparation_Natural Gas_Double Rack Oven_E5 | F3 | Commercial | Miscellaneous | Existing | Food Preparation | Natural Gas | Double Rack Oven | E5 | System - kBTUs of Conusmption | 0 | 0 | 0 | 0 | 0 | 0 | 0 | 0 | 0 | 0 | 0 | 0 | 0 | 0 | 0 | 0 | 0 | 0 | 0 | 0 | 0 | 0 | 0 | 0 | 0 | 0 | 0 | 0 | 0 | 0
F3_Commercial_Miscellaneous_Existing_Food Preparation_Natural Gas_Double Rack Oven_E6 | F3 | Commercial | Miscellaneous | Existing | Food Preparation | Natural Gas | Double Rack Oven | E6 | System - kBTUs of Conusmption | 0 | 0 | 0 | 0 | 0 | 0 | 0 | 0 | 0 | 0 | 0 | 0 | 0 | 0 | 0 | 0 | 0 | 0 | 0 | 0 | 0 | 0 | 0 | 0 | 0 | 0 | 0 | 0 | 0 | 0
F3_Commercial_Miscellaneous_Existing_Food Preparation_Natural Gas_Double Rack Oven_E7 | F3 | Commercial | Miscellaneous | Existing | Food Preparation | Natural Gas | Double Rack Oven | E7 | System - kBTUs of Conusmption | 0 | 0 | 0 | 0 | 0 | 0 | 0 | 0 | 0 | 0 | 0 | 0 | 0 | 0 | 0 | 0 | 0 | 0 | 0 | 0 | 0 | 0 | 0 | 0 | 0 | 0 | 0 | 0 | 0 | 0
F3_Commercial_Miscellaneous_Existing_Food Preparation_Natural Gas_Double Rack Oven_E8 | F3 | Commercial | Miscellaneous | Existing | Food Preparation | Natural Gas | Double Rack Oven | E8 | System - kBTUs of Conusmption | 0 | 0 | 0 | 0 | 0 | 0 | 0 | 0 | 0 | 0 | 0 | 0 | 0 | 0 | 0 | 0 | 0 | 0 | 0 | 0 | 0 | 0 | 0 | 0 | 0 | 0 | 0 | 0 | 0 | 0
F3_Commercial_Miscellaneous_Existing_Food Preparation_Natural Gas_Double Rack Oven_E9 | F3 | Commercial | Miscellaneous | Existing | Food Preparation | Natural Gas | Double Rack Oven | E9 | System - kBTUs of Conusmption | 0 | 0 | 0 | 0 | 0 | 0 | 0 | 0 | 0 | 0 | 0 | 0 | 0 | 0 | 0 | 0 | 0 | 0 | 0 | 0 | 0 | 0 | 0 | 0 | 0 | 0 | 0 | 0 | 0 | 0
F3_Commercial_Miscellaneous_Existing_Food Preparation_Natural Gas_Double Rack Oven_E10 | F3 | Commercial | Miscellaneous | Existing | Food Preparation | Natural Gas | Double Rack Oven | E10 | System - kBTUs of Conusmption | 0 | 0 | 0 | 0 | 0 | 0 | 0 | 0 | 0 | 0 | 0 | 0 | 0 | 0 | 0 | 0 | 0 | 0 | 0 | 0 | 0 | 0 | 0 | 0 | 0 | 0 | 0 | 0 | 0 | 0
F4_Commercial_Miscellaneous_Existing_Food Preparation_Natural Gas_Double Rack Oven_E1 | F4 | Commercial | Miscellaneous | Existing | Food Preparation | Natural Gas | Double Rack Oven | E1 | Utility - Cost of Equipment | 0.0074996 | 0.0074996 | 0.0074996 | 0.0074996 | 0.0074996 | 0.0074996 | 0.0074996 | 0.0074996 | 0.0074996 | 0.0074996 | 0.0074996 | 0.0074996 | 0.0074996 | 0.0074996 | 0.0074996 | 0.0074996 | 0.0074996 | 0.0074996 | 0.0074996 | 0.0074996 | 0.0074996 | 0.0074996 | 0 | 0 | 0 | 0 | 0 | 0 | 0 | 0
F4_Commercial_Miscellaneous_Existing_Food Preparation_Natural Gas_Double Rack Oven_E2 | F4 | Commercial | Miscellaneous | Existing | Food Preparation | Natural Gas | Double Rack Oven | E2 | Utility - Cost of Equipment | 0.0099736 | 0.0099736 | 0.0099736 | 0.0099736 | 0.0099736 | 0.0099736 | 0.0099736 | 0.0099736 | 0.0099736 | 0.0099736 | 0.0099736 | 0.0099736 | 0.0099736 | 0.0099736 | 0.0099736 | 0.0099736 | 0.0099736 | 0.0099736 | 0.0099736 | 0.0099736 | 0.0099736 | 0.0099736 | 0 | 0 | 0 | 0 | 0 | 0 | 0 | 0
F4_Commercial_Miscellaneous_Existing_Food Preparation_Natural Gas_Double Rack Oven_E3 | F4 | Commercial | Miscellaneous | Existing | Food Preparation | Natural Gas | Double Rack Oven | E3 | Utility - Cost of Equipment | 0 | 0 | 0 | 0 | 0 | 0 | 0 | 0 | 0 | 0 | 0 | 0 | 0 | 0 | 0 | 0 | 0 | 0 | 0 | 0 | 0 | 0 | 0 | 0 | 0 | 0 | 0 | 0 | 0 | 0
F4_Commercial_Miscellaneous_Existing_Food Preparation_Natural Gas_Double Rack Oven_E4 | F4 | Commercial | Miscellaneous | Existing | Food Preparation | Natural Gas | Double Rack Oven | E4 | Utility - Cost of Equipment | 0 | 0 | 0 | 0 | 0 | 0 | 0 | 0 | 0 | 0 | 0 | 0 | 0 | 0 | 0 | 0 | 0 | 0 | 0 | 0 | 0 | 0 | 0 | 0 | 0 | 0 | 0 | 0 | 0 | 0
F4_Commercial_Miscellaneous_Existing_Food Preparation_Natural Gas_Double Rack Oven_E5 | F4 | Commercial | Miscellaneous | Existing | Food Preparation | Natural Gas | Double Rack Oven | E5 | Utility - Cost of Equipment | 0 | 0 | 0 | 0 | 0 | 0 | 0 | 0 | 0 | 0 | 0 | 0 | 0 | 0 | 0 | 0 | 0 | 0 | 0 | 0 | 0 | 0 | 0 | 0 | 0 | 0 | 0 | 0 | 0 | 0
F4_Commercial_Miscellaneous_Existing_Food Preparation_Natural Gas_Double Rack Oven_E6 | F4 | Commercial | Miscellaneous | Existing | Food Preparation | Natural Gas | Double Rack Oven | E6 | Utility - Cost of Equipment | 0 | 0 | 0 | 0 | 0 | 0 | 0 | 0 | 0 | 0 | 0 | 0 | 0 | 0 | 0 | 0 | 0 | 0 | 0 | 0 | 0 | 0 | 0 | 0 | 0 | 0 | 0 | 0 | 0 | 0
F4_Commercial_Miscellaneous_Existing_Food Preparation_Natural Gas_Double Rack Oven_E7 | F4 | Commercial | Miscellaneous | Existing | Food Preparation | Natural Gas | Double Rack Oven | E7 | Utility - Cost of Equipment | 0 | 0 | 0 | 0 | 0 | 0 | 0 | 0 | 0 | 0 | 0 | 0 | 0 | 0 | 0 | 0 | 0 | 0 | 0 | 0 | 0 | 0 | 0 | 0 | 0 | 0 | 0 | 0 | 0 | 0
F4_Commercial_Miscellaneous_Existing_Food Preparation_Natural Gas_Double Rack Oven_E8 | F4 | Commercial | Miscellaneous | Existing | Food Preparation | Natural Gas | Double Rack Oven | E8 | Utility - Cost of Equipment | 0 | 0 | 0 | 0 | 0 | 0 | 0 | 0 | 0 | 0 | 0 | 0 | 0 | 0 | 0 | 0 | 0 | 0 | 0 | 0 | 0 | 0 | 0 | 0 | 0 | 0 | 0 | 0 | 0 | 0
F4_Commercial_Miscellaneous_Existing_Food Preparation_Natural Gas_Double Rack Oven_E9 | F4 | Commercial | Miscellaneous | Existing | Food Preparation | Natural Gas | Double Rack Oven | E9 | Utility - Cost of Equipment | 0 | 0 | 0 | 0 | 0 | 0 | 0 | 0 | 0 | 0 | 0 | 0 | 0 | 0 | 0 | 0 | 0 | 0 | 0 | 0 | 0 | 0 | 0 | 0 | 0 | 0 | 0 | 0 | 0 | 0
F4_Commercial_Miscellaneous_Existing_Food Preparation_Natural Gas_Double Rack Oven_E10 | F4 | Commercial | Miscellaneous | Existing | Food Preparation | Natural Gas | Double Rack Oven | E10 | Utility - Cost of Equipment | 0 | 0 | 0 | 0 | 0 | 0 | 0 | 0 | 0 | 0 | 0 | 0 | 0 | 0 | 0 | 0 | 0 | 0 | 0 | 0 | 0 | 0 | 0 | 0 | 0 | 0 | 0 | 0 | 0 | 0
F5_Commercial_Miscellaneous_Existing_Food Preparation_Natural Gas_Double Rack Oven_E1 | F5 | Commercial | Miscellaneous | Existing | Food Preparation | Natural Gas | Double Rack Oven | E1 | Utility - Cost of Operation | 0.021231 | 0.021412 | 0.02163 | 0.02199 | 0.022469 | 0.023035 | 0.023555 | 0.024018 | 0.024467 | 0.024903 | 0.025342 | 0.025769 | 0.026171 | 0.026574 | 0.026958 | 0.027353 | 0.027775 | 0.0282 | 0.028628 | 0.029058 | 0.029484 | 0.029903 | 0 | 0 | 0 | 0 | 0 | 0 | 0 | 0
F5_Commercial_Miscellaneous_Existing_Food Preparation_Natural Gas_Double Rack Oven_E2 | F5 | Commercial | Miscellaneous | Existing | Food Preparation | Natural Gas | Double Rack Oven | E2 | Utility - Cost of Operation | 0.01158 | 0.011679 | 0.011798 | 0.011994 | 0.012256 | 0.012565 | 0.012848 | 0.013101 | 0.013346 | 0.013583 | 0.013823 | 0.014056 | 0.014275 | 0.014495 | 0.014705 | 0.01492 | 0.01515 | 0.015382 | 0.015615 | 0.01585 | 0.016082 | 0.016311 | 0 | 0 | 0 | 0 | 0 | 0 | 0 | 0
F5_Commercial_Miscellaneous_Existing_Food Preparation_Natural Gas_Double Rack Oven_E3 | F5 | Commercial | Miscellaneous | Existing | Food Preparation | Natural Gas | Double Rack Oven | E3 | Utility - Cost of Operation | 0 | 0 | 0 | 0 | 0 | 0 | 0 | 0 | 0 | 0 | 0 | 0 | 0 | 0 | 0 | 0 | 0 | 0 | 0 | 0 | 0 | 0 | 0 | 0 | 0 | 0 | 0 | 0 | 0 | 0
F5_Commercial_Miscellaneous_Existing_Food Preparation_Natural Gas_Double Rack Oven_E4 | F5 | Commercial | Miscellaneous | Existing | Food Preparation | Natural Gas | Double Rack Oven | E4 | Utility - Cost of Operation | 0 | 0 | 0 | 0 | 0 | 0 | 0 | 0 | 0 | 0 | 0 | 0 | 0 | 0 | 0 | 0 | 0 | 0 | 0 | 0 | 0 | 0 | 0 | 0 | 0 | 0 | 0 | 0 | 0 | 0
F5_Commercial_Miscellaneous_Existing_Food Preparation_Natural Gas_Double Rack Oven_E5 | F5 | Commercial | Miscellaneous | Existing | Food Preparation | Natural Gas | Double Rack Oven | E5 | Utility - Cost of Operation | 0 | 0 | 0 | 0 | 0 | 0 | 0 | 0 | 0 | 0 | 0 | 0 | 0 | 0 | 0 | 0 | 0 | 0 | 0 | 0 | 0 | 0 | 0 | 0 | 0 | 0 | 0 | 0 | 0 | 0
F5_Commercial_Miscellaneous_Existing_Food Preparation_Natural Gas_Double Rack Oven_E6 | F5 | Commercial | Miscellaneous | Existing | Food Preparation | Natural Gas | Double Rack Oven | E6 | Utility - Cost of Operation | 0 | 0 | 0 | 0 | 0 | 0 | 0 | 0 | 0 | 0 | 0 | 0 | 0 | 0 | 0 | 0 | 0 | 0 | 0 | 0 | 0 | 0 | 0 | 0 | 0 | 0 | 0 | 0 | 0 | 0
F5_Commercial_Miscellaneous_Existing_Food Preparation_Natural Gas_Double Rack Oven_E7 | F5 | Commercial | Miscellaneous | Existing | Food Preparation | Natural Gas | Double Rack Oven | E7 | Utility - Cost of Operation | 0 | 0 | 0 | 0 | 0 | 0 | 0 | 0 | 0 | 0 | 0 | 0 | 0 | 0 | 0 | 0 | 0 | 0 | 0 | 0 | 0 | 0 | 0 | 0 | 0 | 0 | 0 | 0 | 0 | 0
F5_Commercial_Miscellaneous_Existing_Food Preparation_Natural Gas_Double Rack Oven_E8 | F5 | Commercial | Miscellaneous | Existing | Food Preparation | Natural Gas | Double Rack Oven | E8 | Utility - Cost of Operation | 0 | 0 | 0 | 0 | 0 | 0 | 0 | 0 | 0 | 0 | 0 | 0 | 0 | 0 | 0 | 0 | 0 | 0 | 0 | 0 | 0 | 0 | 0 | 0 | 0 | 0 | 0 | 0 | 0 | 0
F5_Commercial_Miscellaneous_Existing_Food Preparation_Natural Gas_Double Rack Oven_E9 | F5 | Commercial | Miscellaneous | Existing | Food Preparation | Natural Gas | Double Rack Oven | E9 | Utility - Cost of Operation | 0 | 0 | 0 | 0 | 0 | 0 | 0 | 0 | 0 | 0 | 0 | 0 | 0 | 0 | 0 | 0 | 0 | 0 | 0 | 0 | 0 | 0 | 0 | 0 | 0 | 0 | 0 | 0 | 0 | 0
F5_Commercial_Miscellaneous_Existing_Food Preparation_Natural Gas_Double Rack Oven_E10 | F5 | Commercial | Miscellaneous | Existing | Food Preparation | Natural Gas | Double Rack Oven | E10 | Utility - Cost of Operation | 0 | 0 | 0 | 0 | 0 | 0 | 0 | 0 | 0 | 0 | 0 | 0 | 0 | 0 | 0 | 0 | 0 | 0 | 0 | 0 | 0 | 0 | 0 | 0 | 0 | 0 | 0 | 0 | 0 | 0
F6_Commercial_Miscellaneous_Existing_Food Preparation_Natural Gas_Double Rack Oven_E1 | F6 | Commercial | Miscellaneous | Existing | Food Preparation | Natural Gas | Double Rack Oven | E1 | Utility - Value of Sales | 0.025436 | 0.025653 | 0.025914 | 0.026345 | 0.02692 | 0.027598 | 0.02822 | 0.028775 | 0.029313 | 0.029835 | 0.030361 | 0.030873 | 0.031355 | 0.031837 | 0.032298 | 0.032771 | 0.033276 | 0.033785 | 0.034299 | 0.034814 | 0.035324 | 0.035826 | 0 | 0 | 0 | 0 | 0 | 0 | 0 | 0
F6_Commercial_Miscellaneous_Existing_Food Preparation_Natural Gas_Double Rack Oven_E2 | F6 | Commercial | Miscellaneous | Existing | Food Preparation | Natural Gas | Double Rack Oven | E2 | Utility - Value of Sales | 0.013874 | 0.013993 | 0.014135 | 0.01437 | 0.014683 | 0.015053 | 0.015393 | 0.015696 | 0.015989 | 0.016274 | 0.016561 | 0.01684 | 0.017103 | 0.017366 | 0.017617 | 0.017875 | 0.018151 | 0.018428 | 0.018708 | 0.018989 | 0.019267 | 0.019541 | 0 | 0 | 0 | 0 | 0 | 0 | 0 | 0
F6_Commercial_Miscellaneous_Existing_Food Preparation_Natural Gas_Double Rack Oven_E3 | F6 | Commercial | Miscellaneous | Existing | Food Preparation | Natural Gas | Double Rack Oven | E3 | Utility - Value of Sales | 0 | 0 | 0 | 0 | 0 | 0 | 0 | 0 | 0 | 0 | 0 | 0 | 0 | 0 | 0 | 0 | 0 | 0 | 0 | 0 | 0 | 0 | 0 | 0 | 0 | 0 | 0 | 0 | 0 | 0
F6_Commercial_Miscellaneous_Existing_Food Preparation_Natural Gas_Double Rack Oven_E4 | F6 | Commercial | Miscellaneous | Existing | Food Preparation | Natural Gas | Double Rack Oven | E4 | Utility - Value of Sales | 0 | 0 | 0 | 0 | 0 | 0 | 0 | 0 | 0 | 0 | 0 | 0 | 0 | 0 | 0 | 0 | 0 | 0 | 0 | 0 | 0 | 0 | 0 | 0 | 0 | 0 | 0 | 0 | 0 | 0
F6_Commercial_Miscellaneous_Existing_Food Preparation_Natural Gas_Double Rack Oven_E5 | F6 | Commercial | Miscellaneous | Existing | Food Preparation | Natural Gas | Double Rack Oven | E5 | Utility - Value of Sales | 0 | 0 | 0 | 0 | 0 | 0 | 0 | 0 | 0 | 0 | 0 | 0 | 0 | 0 | 0 | 0 | 0 | 0 | 0 | 0 | 0 | 0 | 0 | 0 | 0 | 0 | 0 | 0 | 0 | 0
F6_Commercial_Miscellaneous_Existing_Food Preparation_Natural Gas_Double Rack Oven_E6 | F6 | Commercial | Miscellaneous | Existing | Food Preparation | Natural Gas | Double Rack Oven | E6 | Utility - Value of Sales | 0 | 0 | 0 | 0 | 0 | 0 | 0 | 0 | 0 | 0 | 0 | 0 | 0 | 0 | 0 | 0 | 0 | 0 | 0 | 0 | 0 | 0 | 0 | 0 | 0 | 0 | 0 | 0 | 0 | 0
F6_Commercial_Miscellaneous_Existing_Food Preparation_Natural Gas_Double Rack Oven_E7 | F6 | Commercial | Miscellaneous | Existing | Food Preparation | Natural Gas | Double Rack Oven | E7 | Utility - Value of Sales | 0 | 0 | 0 | 0 | 0 | 0 | 0 | 0 | 0 | 0 | 0 | 0 | 0 | 0 | 0 | 0 | 0 | 0 | 0 | 0 | 0 | 0 | 0 | 0 | 0 | 0 | 0 | 0 | 0 | 0
F6_Commercial_Miscellaneous_Existing_Food Preparation_Natural Gas_Double Rack Oven_E8 | F6 | Commercial | Miscellaneous | Existing | Food Preparation | Natural Gas | Double Rack Oven | E8 | Utility - Value of Sales | 0 | 0 | 0 | 0 | 0 | 0 | 0 | 0 | 0 | 0 | 0 | 0 | 0 | 0 | 0 | 0 | 0 | 0 | 0 | 0 | 0 | 0 | 0 | 0 | 0 | 0 | 0 | 0 | 0 | 0
F6_Commercial_Miscellaneous_Existing_Food Preparation_Natural Gas_Double Rack Oven_E9 | F6 | Commercial | Miscellaneous | Existing | Food Preparation | Natural Gas | Double Rack Oven | E9 | Utility - Value of Sales | 0 | 0 | 0 | 0 | 0 | 0 | 0 | 0 | 0 | 0 | 0 | 0 | 0 | 0 | 0 | 0 | 0 | 0 | 0 | 0 | 0 | 0 | 0 | 0 | 0 | 0 | 0 | 0 | 0 | 0
F6_Commercial_Miscellaneous_Existing_Food Preparation_Natural Gas_Double Rack Oven_E10 | F6 | Commercial | Miscellaneous | Existing | Food Preparation | Natural Gas | Double Rack Oven | E10 | Utility - Value of Sales | 0 | 0 | 0 | 0 | 0 | 0 | 0 | 0 | 0 | 0 | 0 | 0 | 0 | 0 | 0 | 0 | 0 | 0 | 0 | 0 | 0 | 0 | 0 | 0 | 0 | 0 | 0 | 0 | 0 | 0
F1_Commercial_Miscellaneous_Existing_Food Preparation_Natural Gas_Fryer_E1 | F1 | Commercial | Miscellaneous | Existing | Food Preparation | Natural Gas | Fryer | E1 | Participant - Cost of Equipment | 0.0075698 | 0.0075698 | 0.0075698 | 0.0075698 | 0.0075698 | 0.0075698 | 0.0075698 | 0.0075698 | 0.0075698 | 0.0075698 | 0.0075698 | 0.0075698 | 0.0075698 | 0.0075698 | 0.0075698 | 0.0075698 | 0.0075698 | 0.0075698 | 0.0075698 | 0.0075698 | 0.0075698 | 0.0075698 | 0 | 0 | 0 | 0 | 0 | 0 | 0 | 0
F1_Commercial_Miscellaneous_Existing_Food Preparation_Natural Gas_Fryer_E2 | F1 | Commercial | Miscellaneous | Existing | Food Preparation | Natural Gas | Fryer | E2 | Participant - Cost of Equipment | 0.0095152 | 0.0095152 | 0.0095152 | 0.0095152 | 0.0095152 | 0.0095152 | 0.0095152 | 0.0095152 | 0.0095152 | 0.0095152 | 0.0095152 | 0.0095152 | 0.0095152 | 0.0095152 | 0.0095152 | 0.0095152 | 0.0095152 | 0.0095152 | 0.0095152 | 0.0095152 | 0.0095152 | 0.0095152 | 0 | 0 | 0 | 0 | 0 | 0 | 0 | 0
F1_Commercial_Miscellaneous_Existing_Food Preparation_Natural Gas_Fryer_E3 | F1 | Commercial | Miscellaneous | Existing | Food Preparation | Natural Gas | Fryer | E3 | Participant - Cost of Equipment | 0 | 0 | 0 | 0 | 0 | 0 | 0 | 0 | 0 | 0 | 0 | 0 | 0 | 0 | 0 | 0 | 0 | 0 | 0 | 0 | 0 | 0 | 0 | 0 | 0 | 0 | 0 | 0 | 0 | 0
F1_Commercial_Miscellaneous_Existing_Food Preparation_Natural Gas_Fryer_E4 | F1 | Commercial | Miscellaneous | Existing | Food Preparation | Natural Gas | Fryer | E4 | Participant - Cost of Equipment | 0 | 0 | 0 | 0 | 0 | 0 | 0 | 0 | 0 | 0 | 0 | 0 | 0 | 0 | 0 | 0 | 0 | 0 | 0 | 0 | 0 | 0 | 0 | 0 | 0 | 0 | 0 | 0 | 0 | 0
F1_Commercial_Miscellaneous_Existing_Food Preparation_Natural Gas_Fryer_E5 | F1 | Commercial | Miscellaneous | Existing | Food Preparation | Natural Gas | Fryer | E5 | Participant - Cost of Equipment | 0 | 0 | 0 | 0 | 0 | 0 | 0 | 0 | 0 | 0 | 0 | 0 | 0 | 0 | 0 | 0 | 0 | 0 | 0 | 0 | 0 | 0 | 0 | 0 | 0 | 0 | 0 | 0 | 0 | 0
F1_Commercial_Miscellaneous_Existing_Food Preparation_Natural Gas_Fryer_E6 | F1 | Commercial | Miscellaneous | Existing | Food Preparation | Natural Gas | Fryer | E6 | Participant - Cost of Equipment | 0 | 0 | 0 | 0 | 0 | 0 | 0 | 0 | 0 | 0 | 0 | 0 | 0 | 0 | 0 | 0 | 0 | 0 | 0 | 0 | 0 | 0 | 0 | 0 | 0 | 0 | 0 | 0 | 0 | 0
F1_Commercial_Miscellaneous_Existing_Food Preparation_Natural Gas_Fryer_E7 | F1 | Commercial | Miscellaneous | Existing | Food Preparation | Natural Gas | Fryer | E7 | Participant - Cost of Equipment | 0 | 0 | 0 | 0 | 0 | 0 | 0 | 0 | 0 | 0 | 0 | 0 | 0 | 0 | 0 | 0 | 0 | 0 | 0 | 0 | 0 | 0 | 0 | 0 | 0 | 0 | 0 | 0 | 0 | 0
F1_Commercial_Miscellaneous_Existing_Food Preparation_Natural Gas_Fryer_E8 | F1 | Commercial | Miscellaneous | Existing | Food Preparation | Natural Gas | Fryer | E8 | Participant - Cost of Equipment | 0 | 0 | 0 | 0 | 0 | 0 | 0 | 0 | 0 | 0 | 0 | 0 | 0 | 0 | 0 | 0 | 0 | 0 | 0 | 0 | 0 | 0 | 0 | 0 | 0 | 0 | 0 | 0 | 0 | 0
F1_Commercial_Miscellaneous_Existing_Food Preparation_Natural Gas_Fryer_E9 | F1 | Commercial | Miscellaneous | Existing | Food Preparation | Natural Gas | Fryer | E9 | Participant - Cost of Equipment | 0 | 0 | 0 | 0 | 0 | 0 | 0 | 0 | 0 | 0 | 0 | 0 | 0 | 0 | 0 | 0 | 0 | 0 | 0 | 0 | 0 | 0 | 0 | 0 | 0 | 0 | 0 | 0 | 0 | 0
F1_Commercial_Miscellaneous_Existing_Food Preparation_Natural Gas_Fryer_E10 | F1 | Commercial | Miscellaneous | Existing | Food Preparation | Natural Gas | Fryer | E10 | Participant - Cost of Equipment | 0 | 0 | 0 | 0 | 0 | 0 | 0 | 0 | 0 | 0 | 0 | 0 | 0 | 0 | 0 | 0 | 0 | 0 | 0 | 0 | 0 | 0 | 0 | 0 | 0 | 0 | 0 | 0 | 0 | 0
F2_Commercial_Miscellaneous_Existing_Food Preparation_Natural Gas_Fryer_E1 | F2 | Commercial | Miscellaneous | Existing | Food Preparation | Natural Gas | Fryer | E1 | Participant - Cost of Operation | 0.012345 | 0.012253 | 0.01224 | 0.012417 | 0.012736 | 0.013154 | 0.013506 | 0.013782 | 0.014033 | 0.014279 | 0.014548 | 0.014819 | 0.015083 | 0.015381 | 0.015663 | 0.015962 | 0.016258 | 0.016516 | 0.016729 | 0.016894 | 0.017046 | 0.017183 | 0 | 0 | 0 | 0 | 0 | 0 | 0 | 0
F2_Commercial_Miscellaneous_Existing_Food Preparation_Natural Gas_Fryer_E2 | F2 | Commercial | Miscellaneous | Existing | Food Preparation | Natural Gas | Fryer | E2 | Participant - Cost of Operation | 0.0075662 | 0.0075098 | 0.0075018 | 0.0076106 | 0.007806 | 0.0080623 | 0.008278 | 0.0084471 | 0.0086009 | 0.0087516 | 0.0089165 | 0.0090828 | 0.0092445 | 0.0094268 | 0.0095997 | 0.0097833 | 0.0099647 | 0.010122 | 0.010253 | 0.010354 | 0.010447 | 0.010532 | 0 | 0 | 0 | 0 | 0 | 0 | 0 | 0
F2_Commercial_Miscellaneous_Existing_Food Preparation_Natural Gas_Fryer_E3 | F2 | Commercial | Miscellaneous | Existing | Food Preparation | Natural Gas | Fryer | E3 | Participant - Cost of Operation | 0 | 0 | 0 | 0 | 0 | 0 | 0 | 0 | 0 | 0 | 0 | 0 | 0 | 0 | 0 | 0 | 0 | 0 | 0 | 0 | 0 | 0 | 0 | 0 | 0 | 0 | 0 | 0 | 0 | 0
F2_Commercial_Miscellaneous_Existing_Food Preparation_Natural Gas_Fryer_E4 | F2 | Commercial | Miscellaneous | Existing | Food Preparation | Natural Gas | Fryer | E4 | Participant - Cost of Operation | 0 | 0 | 0 | 0 | 0 | 0 | 0 | 0 | 0 | 0 | 0 | 0 | 0 | 0 | 0 | 0 | 0 | 0 | 0 | 0 | 0 | 0 | 0 | 0 | 0 | 0 | 0 | 0 | 0 | 0
F2_Commercial_Miscellaneous_Existing_Food Preparation_Natural Gas_Fryer_E5 | F2 | Commercial | Miscellaneous | Existing | Food Preparation | Natural Gas | Fryer | E5 | Participant - Cost of Operation | 0 | 0 | 0 | 0 | 0 | 0 | 0 | 0 | 0 | 0 | 0 | 0 | 0 | 0 | 0 | 0 | 0 | 0 | 0 | 0 | 0 | 0 | 0 | 0 | 0 | 0 | 0 | 0 | 0 | 0
F2_Commercial_Miscellaneous_Existing_Food Preparation_Natural Gas_Fryer_E6 | F2 | Commercial | Miscellaneous | Existing | Food Preparation | Natural Gas | Fryer | E6 | Participant - Cost of Operation | 0 | 0 | 0 | 0 | 0 | 0 | 0 | 0 | 0 | 0 | 0 | 0 | 0 | 0 | 0 | 0 | 0 | 0 | 0 | 0 | 0 | 0 | 0 | 0 | 0 | 0 | 0 | 0 | 0 | 0
F2_Commercial_Miscellaneous_Existing_Food Preparation_Natural Gas_Fryer_E7 | F2 | Commercial | Miscellaneous | Existing | Food Preparation | Natural Gas | Fryer | E7 | Participant - Cost of Operation | 0 | 0 | 0 | 0 | 0 | 0 | 0 | 0 | 0 | 0 | 0 | 0 | 0 | 0 | 0 | 0 | 0 | 0 | 0 | 0 | 0 | 0 | 0 | 0 | 0 | 0 | 0 | 0 | 0 | 0
F2_Commercial_Miscellaneous_Existing_Food Preparation_Natural Gas_Fryer_E8 | F2 | Commercial | Miscellaneous | Existing | Food Preparation | Natural Gas | Fryer | E8 | Participant - Cost of Operation | 0 | 0 | 0 | 0 | 0 | 0 | 0 | 0 | 0 | 0 | 0 | 0 | 0 | 0 | 0 | 0 | 0 | 0 | 0 | 0 | 0 | 0 | 0 | 0 | 0 | 0 | 0 | 0 | 0 | 0
F2_Commercial_Miscellaneous_Existing_Food Preparation_Natural Gas_Fryer_E9 | F2 | Commercial | Miscellaneous | Existing | Food Preparation | Natural Gas | Fryer | E9 | Participant - Cost of Operation | 0 | 0 | 0 | 0 | 0 | 0 | 0 | 0 | 0 | 0 | 0 | 0 | 0 | 0 | 0 | 0 | 0 | 0 | 0 | 0 | 0 | 0 | 0 | 0 | 0 | 0 | 0 | 0 | 0 | 0
F2_Commercial_Miscellaneous_Existing_Food Preparation_Natural Gas_Fryer_E10 | F2 | Commercial | Miscellaneous | Existing | Food Preparation | Natural Gas | Fryer | E10 | Participant - Cost of Operation | 0 | 0 | 0 | 0 | 0 | 0 | 0 | 0 | 0 | 0 | 0 | 0 | 0 | 0 | 0 | 0 | 0 | 0 | 0 | 0 | 0 | 0 | 0 | 0 | 0 | 0 | 0 | 0 | 0 | 0
F3_Commercial_Miscellaneous_Existing_Food Preparation_Natural Gas_Fryer_E1 | F3 | Commercial | Miscellaneous | Existing | Food Preparation | Natural Gas | Fryer | E1 | System - kBTUs of Conusmption | 1.1855 | 1.1852 | 1.1868 | 1.2003 | 1.2118 | 1.2213 | 1.2277 | 1.2346 | 1.2409 | 1.2466 | 1.2511 | 1.2559 | 1.2602 | 1.2642 | 1.2669 | 1.2702 | 1.2698 | 1.2657 | 1.2569 | 1.2451 | 1.2328 | 1.2202 | 0 | 0 | 0 | 0 | 0 | 0 | 0 | 0
F3_Commercial_Miscellaneous_Existing_Food Preparation_Natural Gas_Fryer_E2 | F3 | Commercial | Miscellaneous | Existing | Food Preparation | Natural Gas | Fryer | E2 | System - kBTUs of Conusmption | 0.72662 | 0.72642 | 0.72738 | 0.73564 | 0.74271 | 0.74854 | 0.75247 | 0.75666 | 0.76053 | 0.76406 | 0.76679 | 0.76973 | 0.77241 | 0.77486 | 0.77649 | 0.77851 | 0.77829 | 0.77577 | 0.77038 | 0.76314 | 0.75561 | 0.74788 | 0 | 0 | 0 | 0 | 0 | 0 | 0 | 0
F3_Commercial_Miscellaneous_Existing_Food Preparation_Natural Gas_Fryer_E3 | F3 | Commercial | Miscellaneous | Existing | Food Preparation | Natural Gas | Fryer | E3 | System - kBTUs of Conusmption | 0 | 0 | 0 | 0 | 0 | 0 | 0 | 0 | 0 | 0 | 0 | 0 | 0 | 0 | 0 | 0 | 0 | 0 | 0 | 0 | 0 | 0 | 0 | 0 | 0 | 0 | 0 | 0 | 0 | 0
F3_Commercial_Miscellaneous_Existing_Food Preparation_Natural Gas_Fryer_E4 | F3 | Commercial | Miscellaneous | Existing | Food Preparation | Natural Gas | Fryer | E4 | System - kBTUs of Conusmption | 0 | 0 | 0 | 0 | 0 | 0 | 0 | 0 | 0 | 0 | 0 | 0 | 0 | 0 | 0 | 0 | 0 | 0 | 0 | 0 | 0 | 0 | 0 | 0 | 0 | 0 | 0 | 0 | 0 | 0
F3_Commercial_Miscellaneous_Existing_Food Preparation_Natural Gas_Fryer_E5 | F3 | Commercial | Miscellaneous | Existing | Food Preparation | Natural Gas | Fryer | E5 | System - kBTUs of Conusmption | 0 | 0 | 0 | 0 | 0 | 0 | 0 | 0 | 0 | 0 | 0 | 0 | 0 | 0 | 0 | 0 | 0 | 0 | 0 | 0 | 0 | 0 | 0 | 0 | 0 | 0 | 0 | 0 | 0 | 0
F3_Commercial_Miscellaneous_Existing_Food Preparation_Natural Gas_Fryer_E6 | F3 | Commercial | Miscellaneous | Existing | Food Preparation | Natural Gas | Fryer | E6 | System - kBTUs of Conusmption | 0 | 0 | 0 | 0 | 0 | 0 | 0 | 0 | 0 | 0 | 0 | 0 | 0 | 0 | 0 | 0 | 0 | 0 | 0 | 0 | 0 | 0 | 0 | 0 | 0 | 0 | 0 | 0 | 0 | 0
F3_Commercial_Miscellaneous_Existing_Food Preparation_Natural Gas_Fryer_E7 | F3 | Commercial | Miscellaneous | Existing | Food Preparation | Natural Gas | Fryer | E7 | System - kBTUs of Conusmption | 0 | 0 | 0 | 0 | 0 | 0 | 0 | 0 | 0 | 0 | 0 | 0 | 0 | 0 | 0 | 0 | 0 | 0 | 0 | 0 | 0 | 0 | 0 | 0 | 0 | 0 | 0 | 0 | 0 | 0
F3_Commercial_Miscellaneous_Existing_Food Preparation_Natural Gas_Fryer_E8 | F3 | Commercial | Miscellaneous | Existing | Food Preparation | Natural Gas | Fryer | E8 | System - kBTUs of Conusmption | 0 | 0 | 0 | 0 | 0 | 0 | 0 | 0 | 0 | 0 | 0 | 0 | 0 | 0 | 0 | 0 | 0 | 0 | 0 | 0 | 0 | 0 | 0 | 0 | 0 | 0 | 0 | 0 | 0 | 0
F3_Commercial_Miscellaneous_Existing_Food Preparation_Natural Gas_Fryer_E9 | F3 | Commercial | Miscellaneous | Existing | Food Preparation | Natural Gas | Fryer | E9 | System - kBTUs of Conusmption | 0 | 0 | 0 | 0 | 0 | 0 | 0 | 0 | 0 | 0 | 0 | 0 | 0 | 0 | 0 | 0 | 0 | 0 | 0 | 0 | 0 | 0 | 0 | 0 | 0 | 0 | 0 | 0 | 0 | 0
F3_Commercial_Miscellaneous_Existing_Food Preparation_Natural Gas_Fryer_E10 | F3 | Commercial | Miscellaneous | Existing | Food Preparation | Natural Gas | Fryer | E10 | System - kBTUs of Conusmption | 0 | 0 | 0 | 0 | 0 | 0 | 0 | 0 | 0 | 0 | 0 | 0 | 0 | 0 | 0 | 0 | 0 | 0 | 0 | 0 | 0 | 0 | 0 | 0 | 0 | 0 | 0 | 0 | 0 | 0
F4_Commercial_Miscellaneous_Existing_Food Preparation_Natural Gas_Fryer_E1 | F4 | Commercial | Miscellaneous | Existing | Food Preparation | Natural Gas | Fryer | E1 | Utility - Cost of Equipment | 0.0075698 | 0.0075698 | 0.0075698 | 0.0075698 | 0.0075698 | 0.0075698 | 0.0075698 | 0.0075698 | 0.0075698 | 0.0075698 | 0.0075698 | 0.0075698 | 0.0075698 | 0.0075698 | 0.0075698 | 0.0075698 | 0.0075698 | 0.0075698 | 0.0075698 | 0.0075698 | 0.0075698 | 0.0075698 | 0 | 0 | 0 | 0 | 0 | 0 | 0 | 0
F4_Commercial_Miscellaneous_Existing_Food Preparation_Natural Gas_Fryer_E2 | F4 | Commercial | Miscellaneous | Existing | Food Preparation | Natural Gas | Fryer | E2 | Utility - Cost of Equipment | 0.0095152 | 0.0095152 | 0.0095152 | 0.0095152 | 0.0095152 | 0.0095152 | 0.0095152 | 0.0095152 | 0.0095152 | 0.0095152 | 0.0095152 | 0.0095152 | 0.0095152 | 0.0095152 | 0.0095152 | 0.0095152 | 0.0095152 | 0.0095152 | 0.0095152 | 0.0095152 | 0.0095152 | 0.0095152 | 0 | 0 | 0 | 0 | 0 | 0 | 0 | 0
F4_Commercial_Miscellaneous_Existing_Food Preparation_Natural Gas_Fryer_E3 | F4 | Commercial | Miscellaneous | Existing | Food Preparation | Natural Gas | Fryer | E3 | Utility - Cost of Equipment | 0 | 0 | 0 | 0 | 0 | 0 | 0 | 0 | 0 | 0 | 0 | 0 | 0 | 0 | 0 | 0 | 0 | 0 | 0 | 0 | 0 | 0 | 0 | 0 | 0 | 0 | 0 | 0 | 0 | 0
F4_Commercial_Miscellaneous_Existing_Food Preparation_Natural Gas_Fryer_E4 | F4 | Commercial | Miscellaneous | Existing | Food Preparation | Natural Gas | Fryer | E4 | Utility - Cost of Equipment | 0 | 0 | 0 | 0 | 0 | 0 | 0 | 0 | 0 | 0 | 0 | 0 | 0 | 0 | 0 | 0 | 0 | 0 | 0 | 0 | 0 | 0 | 0 | 0 | 0 | 0 | 0 | 0 | 0 | 0
F4_Commercial_Miscellaneous_Existing_Food Preparation_Natural Gas_Fryer_E5 | F4 | Commercial | Miscellaneous | Existing | Food Preparation | Natural Gas | Fryer | E5 | Utility - Cost of Equipment | 0 | 0 | 0 | 0 | 0 | 0 | 0 | 0 | 0 | 0 | 0 | 0 | 0 | 0 | 0 | 0 | 0 | 0 | 0 | 0 | 0 | 0 | 0 | 0 | 0 | 0 | 0 | 0 | 0 | 0
F4_Commercial_Miscellaneous_Existing_Food Preparation_Natural Gas_Fryer_E6 | F4 | Commercial | Miscellaneous | Existing | Food Preparation | Natural Gas | Fryer | E6 | Utility - Cost of Equipment | 0 | 0 | 0 | 0 | 0 | 0 | 0 | 0 | 0 | 0 | 0 | 0 | 0 | 0 | 0 | 0 | 0 | 0 | 0 | 0 | 0 | 0 | 0 | 0 | 0 | 0 | 0 | 0 | 0 | 0
F4_Commercial_Miscellaneous_Existing_Food Preparation_Natural Gas_Fryer_E7 | F4 | Commercial | Miscellaneous | Existing | Food Preparation | Natural Gas | Fryer | E7 | Utility - Cost of Equipment | 0 | 0 | 0 | 0 | 0 | 0 | 0 | 0 | 0 | 0 | 0 | 0 | 0 | 0 | 0 | 0 | 0 | 0 | 0 | 0 | 0 | 0 | 0 | 0 | 0 | 0 | 0 | 0 | 0 | 0
F4_Commercial_Miscellaneous_Existing_Food Preparation_Natural Gas_Fryer_E8 | F4 | Commercial | Miscellaneous | Existing | Food Preparation | Natural Gas | Fryer | E8 | Utility - Cost of Equipment | 0 | 0 | 0 | 0 | 0 | 0 | 0 | 0 | 0 | 0 | 0 | 0 | 0 | 0 | 0 | 0 | 0 | 0 | 0 | 0 | 0 | 0 | 0 | 0 | 0 | 0 | 0 | 0 | 0 | 0
F4_Commercial_Miscellaneous_Existing_Food Preparation_Natural Gas_Fryer_E9 | F4 | Commercial | Miscellaneous | Existing | Food Preparation | Natural Gas | Fryer | E9 | Utility - Cost of Equipment | 0 | 0 | 0 | 0 | 0 | 0 | 0 | 0 | 0 | 0 | 0 | 0 | 0 | 0 | 0 | 0 | 0 | 0 | 0 | 0 | 0 | 0 | 0 | 0 | 0 | 0 | 0 | 0 | 0 | 0
F4_Commercial_Miscellaneous_Existing_Food Preparation_Natural Gas_Fryer_E10 | F4 | Commercial | Miscellaneous | Existing | Food Preparation | Natural Gas | Fryer | E10 | Utility - Cost of Equipment | 0 | 0 | 0 | 0 | 0 | 0 | 0 | 0 | 0 | 0 | 0 | 0 | 0 | 0 | 0 | 0 | 0 | 0 | 0 | 0 | 0 | 0 | 0 | 0 | 0 | 0 | 0 | 0 | 0 | 0
F5_Commercial_Miscellaneous_Existing_Food Preparation_Natural Gas_Fryer_E1 | F5 | Commercial | Miscellaneous | Existing | Food Preparation | Natural Gas | Fryer | E1 | Utility - Cost of Operation | 0.010304 | 0.010227 | 0.010216 | 0.010364 | 0.010631 | 0.01098 | 0.011273 | 0.011504 | 0.011713 | 0.011918 | 0.012143 | 0.012369 | 0.01259 | 0.012838 | 0.013073 | 0.013323 | 0.01357 | 0.013785 | 0.013964 | 0.014101 | 0.014228 | 0.014342 | 0 | 0 | 0 | 0 | 0 | 0 | 0 | 0
F5_Commercial_Miscellaneous_Existing_Food Preparation_Natural Gas_Fryer_E2 | F5 | Commercial | Miscellaneous | Existing | Food Preparation | Natural Gas | Fryer | E2 | Utility - Cost of Operation | 0.0063154 | 0.0062683 | 0.0062616 | 0.0063524 | 0.0065155 | 0.0067295 | 0.0069095 | 0.0070506 | 0.007179 | 0.0073048 | 0.0074425 | 0.0075812 | 0.0077162 | 0.0078683 | 0.0080127 | 0.008166 | 0.0083173 | 0.008449 | 0.0085583 | 0.0086425 | 0.0087202 | 0.0087906 | 0 | 0 | 0 | 0 | 0 | 0 | 0 | 0
F5_Commercial_Miscellaneous_Existing_Food Preparation_Natural Gas_Fryer_E3 | F5 | Commercial | Miscellaneous | Existing | Food Preparation | Natural Gas | Fryer | E3 | Utility - Cost of Operation | 0 | 0 | 0 | 0 | 0 | 0 | 0 | 0 | 0 | 0 | 0 | 0 | 0 | 0 | 0 | 0 | 0 | 0 | 0 | 0 | 0 | 0 | 0 | 0 | 0 | 0 | 0 | 0 | 0 | 0
F5_Commercial_Miscellaneous_Existing_Food Preparation_Natural Gas_Fryer_E4 | F5 | Commercial | Miscellaneous | Existing | Food Preparation | Natural Gas | Fryer | E4 | Utility - Cost of Operation | 0 | 0 | 0 | 0 | 0 | 0 | 0 | 0 | 0 | 0 | 0 | 0 | 0 | 0 | 0 | 0 | 0 | 0 | 0 | 0 | 0 | 0 | 0 | 0 | 0 | 0 | 0 | 0 | 0 | 0
F5_Commercial_Miscellaneous_Existing_Food Preparation_Natural Gas_Fryer_E5 | F5 | Commercial | Miscellaneous | Existing | Food Preparation | Natural Gas | Fryer | E5 | Utility - Cost of Operation | 0 | 0 | 0 | 0 | 0 | 0 | 0 | 0 | 0 | 0 | 0 | 0 | 0 | 0 | 0 | 0 | 0 | 0 | 0 | 0 | 0 | 0 | 0 | 0 | 0 | 0 | 0 | 0 | 0 | 0
F5_Commercial_Miscellaneous_Existing_Food Preparation_Natural Gas_Fryer_E6 | F5 | Commercial | Miscellaneous | Existing | Food Preparation | Natural Gas | Fryer | E6 | Utility - Cost of Operation | 0 | 0 | 0 | 0 | 0 | 0 | 0 | 0 | 0 | 0 | 0 | 0 | 0 | 0 | 0 | 0 | 0 | 0 | 0 | 0 | 0 | 0 | 0 | 0 | 0 | 0 | 0 | 0 | 0 | 0
F5_Commercial_Miscellaneous_Existing_Food Preparation_Natural Gas_Fryer_E7 | F5 | Commercial | Miscellaneous | Existing | Food Preparation | Natural Gas | Fryer | E7 | Utility - Cost of Operation | 0 | 0 | 0 | 0 | 0 | 0 | 0 | 0 | 0 | 0 | 0 | 0 | 0 | 0 | 0 | 0 | 0 | 0 | 0 | 0 | 0 | 0 | 0 | 0 | 0 | 0 | 0 | 0 | 0 | 0
F5_Commercial_Miscellaneous_Existing_Food Preparation_Natural Gas_Fryer_E8 | F5 | Commercial | Miscellaneous | Existing | Food Preparation | Natural Gas | Fryer | E8 | Utility - Cost of Operation | 0 | 0 | 0 | 0 | 0 | 0 | 0 | 0 | 0 | 0 | 0 | 0 | 0 | 0 | 0 | 0 | 0 | 0 | 0 | 0 | 0 | 0 | 0 | 0 | 0 | 0 | 0 | 0 | 0 | 0
F5_Commercial_Miscellaneous_Existing_Food Preparation_Natural Gas_Fryer_E9 | F5 | Commercial | Miscellaneous | Existing | Food Preparation | Natural Gas | Fryer | E9 | Utility - Cost of Operation | 0 | 0 | 0 | 0 | 0 | 0 | 0 | 0 | 0 | 0 | 0 | 0 | 0 | 0 | 0 | 0 | 0 | 0 | 0 | 0 | 0 | 0 | 0 | 0 | 0 | 0 | 0 | 0 | 0 | 0
F5_Commercial_Miscellaneous_Existing_Food Preparation_Natural Gas_Fryer_E10 | F5 | Commercial | Miscellaneous | Existing | Food Preparation | Natural Gas | Fryer | E10 | Utility - Cost of Operation | 0 | 0 | 0 | 0 | 0 | 0 | 0 | 0 | 0 | 0 | 0 | 0 | 0 | 0 | 0 | 0 | 0 | 0 | 0 | 0 | 0 | 0 | 0 | 0 | 0 | 0 | 0 | 0 | 0 | 0
F6_Commercial_Miscellaneous_Existing_Food Preparation_Natural Gas_Fryer_E1 | F6 | Commercial | Miscellaneous | Existing | Food Preparation | Natural Gas | Fryer | E1 | Utility - Value of Sales | 0.012345 | 0.012253 | 0.01224 | 0.012417 | 0.012736 | 0.013154 | 0.013506 | 0.013782 | 0.014033 | 0.014279 | 0.014548 | 0.014819 | 0.015083 | 0.015381 | 0.015663 | 0.015962 | 0.016258 | 0.016516 | 0.016729 | 0.016894 | 0.017046 | 0.017183 | 0 | 0 | 0 | 0 | 0 | 0 | 0 | 0
F6_Commercial_Miscellaneous_Existing_Food Preparation_Natural Gas_Fryer_E2 | F6 | Commercial | Miscellaneous | Existing | Food Preparation | Natural Gas | Fryer | E2 | Utility - Value of Sales | 0.0075662 | 0.0075098 | 0.0075018 | 0.0076106 | 0.007806 | 0.0080623 | 0.008278 | 0.0084471 | 0.0086009 | 0.0087516 | 0.0089165 | 0.0090828 | 0.0092445 | 0.0094268 | 0.0095997 | 0.0097833 | 0.0099647 | 0.010122 | 0.010253 | 0.010354 | 0.010447 | 0.010532 | 0 | 0 | 0 | 0 | 0 | 0 | 0 | 0
F6_Commercial_Miscellaneous_Existing_Food Preparation_Natural Gas_Fryer_E3 | F6 | Commercial | Miscellaneous | Existing | Food Preparation | Natural Gas | Fryer | E3 | Utility - Value of Sales | 0 | 0 | 0 | 0 | 0 | 0 | 0 | 0 | 0 | 0 | 0 | 0 | 0 | 0 | 0 | 0 | 0 | 0 | 0 | 0 | 0 | 0 | 0 | 0 | 0 | 0 | 0 | 0 | 0 | 0
F6_Commercial_Miscellaneous_Existing_Food Preparation_Natural Gas_Fryer_E4 | F6 | Commercial | Miscellaneous | Existing | Food Preparation | Natural Gas | Fryer | E4 | Utility - Value of Sales | 0 | 0 | 0 | 0 | 0 | 0 | 0 | 0 | 0 | 0 | 0 | 0 | 0 | 0 | 0 | 0 | 0 | 0 | 0 | 0 | 0 | 0 | 0 | 0 | 0 | 0 | 0 | 0 | 0 | 0
F6_Commercial_Miscellaneous_Existing_Food Preparation_Natural Gas_Fryer_E5 | F6 | Commercial | Miscellaneous | Existing | Food Preparation | Natural Gas | Fryer | E5 | Utility - Value of Sales | 0 | 0 | 0 | 0 | 0 | 0 | 0 | 0 | 0 | 0 | 0 | 0 | 0 | 0 | 0 | 0 | 0 | 0 | 0 | 0 | 0 | 0 | 0 | 0 | 0 | 0 | 0 | 0 | 0 | 0
F6_Commercial_Miscellaneous_Existing_Food Preparation_Natural Gas_Fryer_E6 | F6 | Commercial | Miscellaneous | Existing | Food Preparation | Natural Gas | Fryer | E6 | Utility - Value of Sales | 0 | 0 | 0 | 0 | 0 | 0 | 0 | 0 | 0 | 0 | 0 | 0 | 0 | 0 | 0 | 0 | 0 | 0 | 0 | 0 | 0 | 0 | 0 | 0 | 0 | 0 | 0 | 0 | 0 | 0
F6_Commercial_Miscellaneous_Existing_Food Preparation_Natural Gas_Fryer_E7 | F6 | Commercial | Miscellaneous | Existing | Food Preparation | Natural Gas | Fryer | E7 | Utility - Value of Sales | 0 | 0 | 0 | 0 | 0 | 0 | 0 | 0 | 0 | 0 | 0 | 0 | 0 | 0 | 0 | 0 | 0 | 0 | 0 | 0 | 0 | 0 | 0 | 0 | 0 | 0 | 0 | 0 | 0 | 0
F6_Commercial_Miscellaneous_Existing_Food Preparation_Natural Gas_Fryer_E8 | F6 | Commercial | Miscellaneous | Existing | Food Preparation | Natural Gas | Fryer | E8 | Utility - Value of Sales | 0 | 0 | 0 | 0 | 0 | 0 | 0 | 0 | 0 | 0 | 0 | 0 | 0 | 0 | 0 | 0 | 0 | 0 | 0 | 0 | 0 | 0 | 0 | 0 | 0 | 0 | 0 | 0 | 0 | 0
F6_Commercial_Miscellaneous_Existing_Food Preparation_Natural Gas_Fryer_E9 | F6 | Commercial | Miscellaneous | Existing | Food Preparation | Natural Gas | Fryer | E9 | Utility - Value of Sales | 0 | 0 | 0 | 0 | 0 | 0 | 0 | 0 | 0 | 0 | 0 | 0 | 0 | 0 | 0 | 0 | 0 | 0 | 0 | 0 | 0 | 0 | 0 | 0 | 0 | 0 | 0 | 0 | 0 | 0
F6_Commercial_Miscellaneous_Existing_Food Preparation_Natural Gas_Fryer_E10 | F6 | Commercial | Miscellaneous | Existing | Food Preparation | Natural Gas | Fryer | E10 | Utility - Value of Sales | 0 | 0 | 0 | 0 | 0 | 0 | 0 | 0 | 0 | 0 | 0 | 0 | 0 | 0 | 0 | 0 | 0 | 0 | 0 | 0 | 0 | 0 | 0 | 0 | 0 | 0 | 0 | 0 | 0 | 0
F1_Commercial_Miscellaneous_Existing_Food Preparation_Natural Gas_Broiler_E1 | F1 | Commercial | Miscellaneous | Existing | Food Preparation | Natural Gas | Broiler | E1 | Participant - Cost of Equipment | 0.0053056 | 0.0053056 | 0.0053056 | 0.0053056 | 0.0053056 | 0.0053056 | 0.0053056 | 0.0053056 | 0.0053056 | 0.0053056 | 0.0053056 | 0.0053056 | 0.0053056 | 0.0053056 | 0.0053056 | 0.0053056 | 0.0053056 | 0.0053056 | 0.0053056 | 0.0053056 | 0.0053056 | 0.0053056 | 0 | 0 | 0 | 0 | 0 | 0 | 0 | 0
F1_Commercial_Miscellaneous_Existing_Food Preparation_Natural Gas_Broiler_E2 | F1 | Commercial | Miscellaneous | Existing | Food Preparation | Natural Gas | Broiler | E2 | Participant - Cost of Equipment | 0.0074278 | 0.0074278 | 0.0074278 | 0.0074278 | 0.0074278 | 0.0074278 | 0.0074278 | 0.0074278 | 0.0074278 | 0.0074278 | 0.0074278 | 0.0074278 | 0.0074278 | 0.0074278 | 0.0074278 | 0.0074278 | 0.0074278 | 0.0074278 | 0.0074278 | 0.0074278 | 0.0074278 | 0.0074278 | 0 | 0 | 0 | 0 | 0 | 0 | 0 | 0
F1_Commercial_Miscellaneous_Existing_Food Preparation_Natural Gas_Broiler_E3 | F1 | Commercial | Miscellaneous | Existing | Food Preparation | Natural Gas | Broiler | E3 | Participant - Cost of Equipment | 0 | 0 | 0 | 0 | 0 | 0 | 0 | 0 | 0 | 0 | 0 | 0 | 0 | 0 | 0 | 0 | 0 | 0 | 0 | 0 | 0 | 0 | 0 | 0 | 0 | 0 | 0 | 0 | 0 | 0
F1_Commercial_Miscellaneous_Existing_Food Preparation_Natural Gas_Broiler_E4 | F1 | Commercial | Miscellaneous | Existing | Food Preparation | Natural Gas | Broiler | E4 | Participant - Cost of Equipment | 0 | 0 | 0 | 0 | 0 | 0 | 0 | 0 | 0 | 0 | 0 | 0 | 0 | 0 | 0 | 0 | 0 | 0 | 0 | 0 | 0 | 0 | 0 | 0 | 0 | 0 | 0 | 0 | 0 | 0
F1_Commercial_Miscellaneous_Existing_Food Preparation_Natural Gas_Broiler_E5 | F1 | Commercial | Miscellaneous | Existing | Food Preparation | Natural Gas | Broiler | E5 | Participant - Cost of Equipment | 0 | 0 | 0 | 0 | 0 | 0 | 0 | 0 | 0 | 0 | 0 | 0 | 0 | 0 | 0 | 0 | 0 | 0 | 0 | 0 | 0 | 0 | 0 | 0 | 0 | 0 | 0 | 0 | 0 | 0
F1_Commercial_Miscellaneous_Existing_Food Preparation_Natural Gas_Broiler_E6 | F1 | Commercial | Miscellaneous | Existing | Food Preparation | Natural Gas | Broiler | E6 | Participant - Cost of Equipment | 0 | 0 | 0 | 0 | 0 | 0 | 0 | 0 | 0 | 0 | 0 | 0 | 0 | 0 | 0 | 0 | 0 | 0 | 0 | 0 | 0 | 0 | 0 | 0 | 0 | 0 | 0 | 0 | 0 | 0
F1_Commercial_Miscellaneous_Existing_Food Preparation_Natural Gas_Broiler_E7 | F1 | Commercial | Miscellaneous | Existing | Food Preparation | Natural Gas | Broiler | E7 | Participant - Cost of Equipment | 0 | 0 | 0 | 0 | 0 | 0 | 0 | 0 | 0 | 0 | 0 | 0 | 0 | 0 | 0 | 0 | 0 | 0 | 0 | 0 | 0 | 0 | 0 | 0 | 0 | 0 | 0 | 0 | 0 | 0
F1_Commercial_Miscellaneous_Existing_Food Preparation_Natural Gas_Broiler_E8 | F1 | Commercial | Miscellaneous | Existing | Food Preparation | Natural Gas | Broiler | E8 | Participant - Cost of Equipment | 0 | 0 | 0 | 0 | 0 | 0 | 0 | 0 | 0 | 0 | 0 | 0 | 0 | 0 | 0 | 0 | 0 | 0 | 0 | 0 | 0 | 0 | 0 | 0 | 0 | 0 | 0 | 0 | 0 | 0
F1_Commercial_Miscellaneous_Existing_Food Preparation_Natural Gas_Broiler_E9 | F1 | Commercial | Miscellaneous | Existing | Food Preparation | Natural Gas | Broiler | E9 | Participant - Cost of Equipment | 0 | 0 | 0 | 0 | 0 | 0 | 0 | 0 | 0 | 0 | 0 | 0 | 0 | 0 | 0 | 0 | 0 | 0 | 0 | 0 | 0 | 0 | 0 | 0 | 0 | 0 | 0 | 0 | 0 | 0
F1_Commercial_Miscellaneous_Existing_Food Preparation_Natural Gas_Broiler_E10 | F1 | Commercial | Miscellaneous | Existing | Food Preparation | Natural Gas | Broiler | E10 | Participant - Cost of Equipment | 0 | 0 | 0 | 0 | 0 | 0 | 0 | 0 | 0 | 0 | 0 | 0 | 0 | 0 | 0 | 0 | 0 | 0 | 0 | 0 | 0 | 0 | 0 | 0 | 0 | 0 | 0 | 0 | 0 | 0
F2_Commercial_Miscellaneous_Existing_Food Preparation_Natural Gas_Broiler_E1 | F2 | Commercial | Miscellaneous | Existing | Food Preparation | Natural Gas | Broiler | E1 | Participant - Cost of Operation | 0.013116 | 0.013228 | 0.013363 | 0.013585 | 0.013881 | 0.014231 | 0.014552 | 0.014838 | 0.015116 | 0.015385 | 0.015656 | 0.01592 | 0.016168 | 0.016417 | 0.016655 | 0.016899 | 0.017159 | 0.017422 | 0.017686 | 0.017952 | 0.018215 | 0.018474 | 0 | 0 | 0 | 0 | 0 | 0 | 0 | 0
F2_Commercial_Miscellaneous_Existing_Food Preparation_Natural Gas_Broiler_E2 | F2 | Commercial | Miscellaneous | Existing | Food Preparation | Natural Gas | Broiler | E2 | Participant - Cost of Operation | 0.0084319 | 0.008504 | 0.0085904 | 0.0087333 | 0.0089238 | 0.0091485 | 0.009355 | 0.0095389 | 0.0097172 | 0.0098902 | 0.010065 | 0.010234 | 0.010394 | 0.010554 | 0.010707 | 0.010863 | 0.011031 | 0.0112 | 0.01137 | 0.011541 | 0.01171 | 0.011876 | 0 | 0 | 0 | 0 | 0 | 0 | 0 | 0
F2_Commercial_Miscellaneous_Existing_Food Preparation_Natural Gas_Broiler_E3 | F2 | Commercial | Miscellaneous | Existing | Food Preparation | Natural Gas | Broiler | E3 | Participant - Cost of Operation | 0 | 0 | 0 | 0 | 0 | 0 | 0 | 0 | 0 | 0 | 0 | 0 | 0 | 0 | 0 | 0 | 0 | 0 | 0 | 0 | 0 | 0 | 0 | 0 | 0 | 0 | 0 | 0 | 0 | 0
F2_Commercial_Miscellaneous_Existing_Food Preparation_Natural Gas_Broiler_E4 | F2 | Commercial | Miscellaneous | Existing | Food Preparation | Natural Gas | Broiler | E4 | Participant - Cost of Operation | 0 | 0 | 0 | 0 | 0 | 0 | 0 | 0 | 0 | 0 | 0 | 0 | 0 | 0 | 0 | 0 | 0 | 0 | 0 | 0 | 0 | 0 | 0 | 0 | 0 | 0 | 0 | 0 | 0 | 0
F2_Commercial_Miscellaneous_Existing_Food Preparation_Natural Gas_Broiler_E5 | F2 | Commercial | Miscellaneous | Existing | Food Preparation | Natural Gas | Broiler | E5 | Participant - Cost of Operation | 0 | 0 | 0 | 0 | 0 | 0 | 0 | 0 | 0 | 0 | 0 | 0 | 0 | 0 | 0 | 0 | 0 | 0 | 0 | 0 | 0 | 0 | 0 | 0 | 0 | 0 | 0 | 0 | 0 | 0
F2_Commercial_Miscellaneous_Existing_Food Preparation_Natural Gas_Broiler_E6 | F2 | Commercial | Miscellaneous | Existing | Food Preparation | Natural Gas | Broiler | E6 | Participant - Cost of Operation | 0 | 0 | 0 | 0 | 0 | 0 | 0 | 0 | 0 | 0 | 0 | 0 | 0 | 0 | 0 | 0 | 0 | 0 | 0 | 0 | 0 | 0 | 0 | 0 | 0 | 0 | 0 | 0 | 0 | 0
F2_Commercial_Miscellaneous_Existing_Food Preparation_Natural Gas_Broiler_E7 | F2 | Commercial | Miscellaneous | Existing | Food Preparation | Natural Gas | Broiler | E7 | Participant - Cost of Operation | 0 | 0 | 0 | 0 | 0 | 0 | 0 | 0 | 0 | 0 | 0 | 0 | 0 | 0 | 0 | 0 | 0 | 0 | 0 | 0 | 0 | 0 | 0 | 0 | 0 | 0 | 0 | 0 | 0 | 0
F2_Commercial_Miscellaneous_Existing_Food Preparation_Natural Gas_Broiler_E8 | F2 | Commercial | Miscellaneous | Existing | Food Preparation | Natural Gas | Broiler | E8 | Participant - Cost of Operation | 0 | 0 | 0 | 0 | 0 | 0 | 0 | 0 | 0 | 0 | 0 | 0 | 0 | 0 | 0 | 0 | 0 | 0 | 0 | 0 | 0 | 0 | 0 | 0 | 0 | 0 | 0 | 0 | 0 | 0
F2_Commercial_Miscellaneous_Existing_Food Preparation_Natural Gas_Broiler_E9 | F2 | Commercial | Miscellaneous | Existing | Food Preparation | Natural Gas | Broiler | E9 | Participant - Cost of Operation | 0 | 0 | 0 | 0 | 0 | 0 | 0 | 0 | 0 | 0 | 0 | 0 | 0 | 0 | 0 | 0 | 0 | 0 | 0 | 0 | 0 | 0 | 0 | 0 | 0 | 0 | 0 | 0 | 0 | 0
F2_Commercial_Miscellaneous_Existing_Food Preparation_Natural Gas_Broiler_E10 | F2 | Commercial | Miscellaneous | Existing | Food Preparation | Natural Gas | Broiler | E10 | Participant - Cost of Operation | 0 | 0 | 0 | 0 | 0 | 0 | 0 | 0 | 0 | 0 | 0 | 0 | 0 | 0 | 0 | 0 | 0 | 0 | 0 | 0 | 0 | 0 | 0 | 0 | 0 | 0 | 0 | 0 | 0 | 0
F3_Commercial_Miscellaneous_Existing_Food Preparation_Natural Gas_Broiler_E1 | F3 | Commercial | Miscellaneous | Existing | Food Preparation | Natural Gas | Broiler | E1 | System - kBTUs of Conusmption | 1.2301 | 1.2338 | 1.2379 | 1.2472 | 1.2555 | 1.2625 | 1.2678 | 1.2731 | 1.278 | 1.2811 | 1.2821 | 1.2819 | 1.28 | 1.2764 | 1.2719 | 1.2675 | 1.2628 | 1.2578 | 1.2521 | 1.2466 | 1.2408 | 1.235 | 0 | 0 | 0 | 0 | 0 | 0 | 0 | 0
F3_Commercial_Miscellaneous_Existing_Food Preparation_Natural Gas_Broiler_E2 | F3 | Commercial | Miscellaneous | Existing | Food Preparation | Natural Gas | Broiler | E2 | System - kBTUs of Conusmption | 0.79078 | 0.79315 | 0.79577 | 0.80179 | 0.80711 | 0.8116 | 0.81501 | 0.81839 | 0.82154 | 0.82355 | 0.82423 | 0.82408 | 0.82286 | 0.82053 | 0.81765 | 0.81484 | 0.81182 | 0.8086 | 0.80491 | 0.80137 | 0.79768 | 0.7939 | 0 | 0 | 0 | 0 | 0 | 0 | 0 | 0
F3_Commercial_Miscellaneous_Existing_Food Preparation_Natural Gas_Broiler_E3 | F3 | Commercial | Miscellaneous | Existing | Food Preparation | Natural Gas | Broiler | E3 | System - kBTUs of Conusmption | 0 | 0 | 0 | 0 | 0 | 0 | 0 | 0 | 0 | 0 | 0 | 0 | 0 | 0 | 0 | 0 | 0 | 0 | 0 | 0 | 0 | 0 | 0 | 0 | 0 | 0 | 0 | 0 | 0 | 0
F3_Commercial_Miscellaneous_Existing_Food Preparation_Natural Gas_Broiler_E4 | F3 | Commercial | Miscellaneous | Existing | Food Preparation | Natural Gas | Broiler | E4 | System - kBTUs of Conusmption | 0 | 0 | 0 | 0 | 0 | 0 | 0 | 0 | 0 | 0 | 0 | 0 | 0 | 0 | 0 | 0 | 0 | 0 | 0 | 0 | 0 | 0 | 0 | 0 | 0 | 0 | 0 | 0 | 0 | 0
F3_Commercial_Miscellaneous_Existing_Food Preparation_Natural Gas_Broiler_E5 | F3 | Commercial | Miscellaneous | Existing | Food Preparation | Natural Gas | Broiler | E5 | System - kBTUs of Conusmption | 0 | 0 | 0 | 0 | 0 | 0 | 0 | 0 | 0 | 0 | 0 | 0 | 0 | 0 | 0 | 0 | 0 | 0 | 0 | 0 | 0 | 0 | 0 | 0 | 0 | 0 | 0 | 0 | 0 | 0
F3_Commercial_Miscellaneous_Existing_Food Preparation_Natural Gas_Broiler_E6 | F3 | Commercial | Miscellaneous | Existing | Food Preparation | Natural Gas | Broiler | E6 | System - kBTUs of Conusmption | 0 | 0 | 0 | 0 | 0 | 0 | 0 | 0 | 0 | 0 | 0 | 0 | 0 | 0 | 0 | 0 | 0 | 0 | 0 | 0 | 0 | 0 | 0 | 0 | 0 | 0 | 0 | 0 | 0 | 0
F3_Commercial_Miscellaneous_Existing_Food Preparation_Natural Gas_Broiler_E7 | F3 | Commercial | Miscellaneous | Existing | Food Preparation | Natural Gas | Broiler | E7 | System - kBTUs of Conusmption | 0 | 0 | 0 | 0 | 0 | 0 | 0 | 0 | 0 | 0 | 0 | 0 | 0 | 0 | 0 | 0 | 0 | 0 | 0 | 0 | 0 | 0 | 0 | 0 | 0 | 0 | 0 | 0 | 0 | 0
F3_Commercial_Miscellaneous_Existing_Food Preparation_Natural Gas_Broiler_E8 | F3 | Commercial | Miscellaneous | Existing | Food Preparation | Natural Gas | Broiler | E8 | System - kBTUs of Conusmption | 0 | 0 | 0 | 0 | 0 | 0 | 0 | 0 | 0 | 0 | 0 | 0 | 0 | 0 | 0 | 0 | 0 | 0 | 0 | 0 | 0 | 0 | 0 | 0 | 0 | 0 | 0 | 0 | 0 | 0
F3_Commercial_Miscellaneous_Existing_Food Preparation_Natural Gas_Broiler_E9 | F3 | Commercial | Miscellaneous | Existing | Food Preparation | Natural Gas | Broiler | E9 | System - kBTUs of Conusmption | 0 | 0 | 0 | 0 | 0 | 0 | 0 | 0 | 0 | 0 | 0 | 0 | 0 | 0 | 0 | 0 | 0 | 0 | 0 | 0 | 0 | 0 | 0 | 0 | 0 | 0 | 0 | 0 | 0 | 0
F3_Commercial_Miscellaneous_Existing_Food Preparation_Natural Gas_Broiler_E10 | F3 | Commercial | Miscellaneous | Existing | Food Preparation | Natural Gas | Broiler | E10 | System - kBTUs of Conusmption | 0 | 0 | 0 | 0 | 0 | 0 | 0 | 0 | 0 | 0 | 0 | 0 | 0 | 0 | 0 | 0 | 0 | 0 | 0 | 0 | 0 | 0 | 0 | 0 | 0 | 0 | 0 | 0 | 0 | 0
F4_Commercial_Miscellaneous_Existing_Food Preparation_Natural Gas_Broiler_E1 | F4 | Commercial | Miscellaneous | Existing | Food Preparation | Natural Gas | Broiler | E1 | Utility - Cost of Equipment | 0.0053056 | 0.0053056 | 0.0053056 | 0.0053056 | 0.0053056 | 0.0053056 | 0.0053056 | 0.0053056 | 0.0053056 | 0.0053056 | 0.0053056 | 0.0053056 | 0.0053056 | 0.0053056 | 0.0053056 | 0.0053056 | 0.0053056 | 0.0053056 | 0.0053056 | 0.0053056 | 0.0053056 | 0.0053056 | 0 | 0 | 0 | 0 | 0 | 0 | 0 | 0
F4_Commercial_Miscellaneous_Existing_Food Preparation_Natural Gas_Broiler_E2 | F4 | Commercial | Miscellaneous | Existing | Food Preparation | Natural Gas | Broiler | E2 | Utility - Cost of Equipment | 0.0074278 | 0.0074278 | 0.0074278 | 0.0074278 | 0.0074278 | 0.0074278 | 0.0074278 | 0.0074278 | 0.0074278 | 0.0074278 | 0.0074278 | 0.0074278 | 0.0074278 | 0.0074278 | 0.0074278 | 0.0074278 | 0.0074278 | 0.0074278 | 0.0074278 | 0.0074278 | 0.0074278 | 0.0074278 | 0 | 0 | 0 | 0 | 0 | 0 | 0 | 0
F4_Commercial_Miscellaneous_Existing_Food Preparation_Natural Gas_Broiler_E3 | F4 | Commercial | Miscellaneous | Existing | Food Preparation | Natural Gas | Broiler | E3 | Utility - Cost of Equipment | 0 | 0 | 0 | 0 | 0 | 0 | 0 | 0 | 0 | 0 | 0 | 0 | 0 | 0 | 0 | 0 | 0 | 0 | 0 | 0 | 0 | 0 | 0 | 0 | 0 | 0 | 0 | 0 | 0 | 0
F4_Commercial_Miscellaneous_Existing_Food Preparation_Natural Gas_Broiler_E4 | F4 | Commercial | Miscellaneous | Existing | Food Preparation | Natural Gas | Broiler | E4 | Utility - Cost of Equipment | 0 | 0 | 0 | 0 | 0 | 0 | 0 | 0 | 0 | 0 | 0 | 0 | 0 | 0 | 0 | 0 | 0 | 0 | 0 | 0 | 0 | 0 | 0 | 0 | 0 | 0 | 0 | 0 | 0 | 0
F4_Commercial_Miscellaneous_Existing_Food Preparation_Natural Gas_Broiler_E5 | F4 | Commercial | Miscellaneous | Existing | Food Preparation | Natural Gas | Broiler | E5 | Utility - Cost of Equipment | 0 | 0 | 0 | 0 | 0 | 0 | 0 | 0 | 0 | 0 | 0 | 0 | 0 | 0 | 0 | 0 | 0 | 0 | 0 | 0 | 0 | 0 | 0 | 0 | 0 | 0 | 0 | 0 | 0 | 0
F4_Commercial_Miscellaneous_Existing_Food Preparation_Natural Gas_Broiler_E6 | F4 | Commercial | Miscellaneous | Existing | Food Preparation | Natural Gas | Broiler | E6 | Utility - Cost of Equipment | 0 | 0 | 0 | 0 | 0 | 0 | 0 | 0 | 0 | 0 | 0 | 0 | 0 | 0 | 0 | 0 | 0 | 0 | 0 | 0 | 0 | 0 | 0 | 0 | 0 | 0 | 0 | 0 | 0 | 0
F4_Commercial_Miscellaneous_Existing_Food Preparation_Natural Gas_Broiler_E7 | F4 | Commercial | Miscellaneous | Existing | Food Preparation | Natural Gas | Broiler | E7 | Utility - Cost of Equipment | 0 | 0 | 0 | 0 | 0 | 0 | 0 | 0 | 0 | 0 | 0 | 0 | 0 | 0 | 0 | 0 | 0 | 0 | 0 | 0 | 0 | 0 | 0 | 0 | 0 | 0 | 0 | 0 | 0 | 0
F4_Commercial_Miscellaneous_Existing_Food Preparation_Natural Gas_Broiler_E8 | F4 | Commercial | Miscellaneous | Existing | Food Preparation | Natural Gas | Broiler | E8 | Utility - Cost of Equipment | 0 | 0 | 0 | 0 | 0 | 0 | 0 | 0 | 0 | 0 | 0 | 0 | 0 | 0 | 0 | 0 | 0 | 0 | 0 | 0 | 0 | 0 | 0 | 0 | 0 | 0 | 0 | 0 | 0 | 0
F4_Commercial_Miscellaneous_Existing_Food Preparation_Natural Gas_Broiler_E9 | F4 | Commercial | Miscellaneous | Existing | Food Preparation | Natural Gas | Broiler | E9 | Utility - Cost of Equipment | 0 | 0 | 0 | 0 | 0 | 0 | 0 | 0 | 0 | 0 | 0 | 0 | 0 | 0 | 0 | 0 | 0 | 0 | 0 | 0 | 0 | 0 | 0 | 0 | 0 | 0 | 0 | 0 | 0 | 0
F4_Commercial_Miscellaneous_Existing_Food Preparation_Natural Gas_Broiler_E10 | F4 | Commercial | Miscellaneous | Existing | Food Preparation | Natural Gas | Broiler | E10 | Utility - Cost of Equipment | 0 | 0 | 0 | 0 | 0 | 0 | 0 | 0 | 0 | 0 | 0 | 0 | 0 | 0 | 0 | 0 | 0 | 0 | 0 | 0 | 0 | 0 | 0 | 0 | 0 | 0 | 0 | 0 | 0 | 0
F5_Commercial_Miscellaneous_Existing_Food Preparation_Natural Gas_Broiler_E1 | F5 | Commercial | Miscellaneous | Existing | Food Preparation | Natural Gas | Broiler | E1 | Utility - Cost of Operation | 0.010948 | 0.011041 | 0.011154 | 0.011339 | 0.011587 | 0.011878 | 0.012146 | 0.012385 | 0.012617 | 0.012841 | 0.013068 | 0.013288 | 0.013495 | 0.013703 | 0.013901 | 0.014105 | 0.014323 | 0.014542 | 0.014763 | 0.014984 | 0.015204 | 0.01542 | 0 | 0 | 0 | 0 | 0 | 0 | 0 | 0
F5_Commercial_Miscellaneous_Existing_Food Preparation_Natural Gas_Broiler_E2 | F5 | Commercial | Miscellaneous | Existing | Food Preparation | Natural Gas | Broiler | E2 | Utility - Cost of Operation | 0.0070379 | 0.0070981 | 0.0071702 | 0.0072895 | 0.0074485 | 0.0076361 | 0.0078084 | 0.0079619 | 0.0081108 | 0.0082552 | 0.0084008 | 0.0085423 | 0.0086756 | 0.0088091 | 0.0089366 | 0.0090674 | 0.0092073 | 0.0093482 | 0.0094902 | 0.0096328 | 0.0097738 | 0.0099128 | 0 | 0 | 0 | 0 | 0 | 0 | 0 | 0
F5_Commercial_Miscellaneous_Existing_Food Preparation_Natural Gas_Broiler_E3 | F5 | Commercial | Miscellaneous | Existing | Food Preparation | Natural Gas | Broiler | E3 | Utility - Cost of Operation | 0 | 0 | 0 | 0 | 0 | 0 | 0 | 0 | 0 | 0 | 0 | 0 | 0 | 0 | 0 | 0 | 0 | 0 | 0 | 0 | 0 | 0 | 0 | 0 | 0 | 0 | 0 | 0 | 0 | 0
F5_Commercial_Miscellaneous_Existing_Food Preparation_Natural Gas_Broiler_E4 | F5 | Commercial | Miscellaneous | Existing | Food Preparation | Natural Gas | Broiler | E4 | Utility - Cost of Operation | 0 | 0 | 0 | 0 | 0 | 0 | 0 | 0 | 0 | 0 | 0 | 0 | 0 | 0 | 0 | 0 | 0 | 0 | 0 | 0 | 0 | 0 | 0 | 0 | 0 | 0 | 0 | 0 | 0 | 0
F5_Commercial_Miscellaneous_Existing_Food Preparation_Natural Gas_Broiler_E5 | F5 | Commercial | Miscellaneous | Existing | Food Preparation | Natural Gas | Broiler | E5 | Utility - Cost of Operation | 0 | 0 | 0 | 0 | 0 | 0 | 0 | 0 | 0 | 0 | 0 | 0 | 0 | 0 | 0 | 0 | 0 | 0 | 0 | 0 | 0 | 0 | 0 | 0 | 0 | 0 | 0 | 0 | 0 | 0
F5_Commercial_Miscellaneous_Existing_Food Preparation_Natural Gas_Broiler_E6 | F5 | Commercial | Miscellaneous | Existing | Food Preparation | Natural Gas | Broiler | E6 | Utility - Cost of Operation | 0 | 0 | 0 | 0 | 0 | 0 | 0 | 0 | 0 | 0 | 0 | 0 | 0 | 0 | 0 | 0 | 0 | 0 | 0 | 0 | 0 | 0 | 0 | 0 | 0 | 0 | 0 | 0 | 0 | 0
F5_Commercial_Miscellaneous_Existing_Food Preparation_Natural Gas_Broiler_E7 | F5 | Commercial | Miscellaneous | Existing | Food Preparation | Natural Gas | Broiler | E7 | Utility - Cost of Operation | 0 | 0 | 0 | 0 | 0 | 0 | 0 | 0 | 0 | 0 | 0 | 0 | 0 | 0 | 0 | 0 | 0 | 0 | 0 | 0 | 0 | 0 | 0 | 0 | 0 | 0 | 0 | 0 | 0 | 0
F5_Commercial_Miscellaneous_Existing_Food Preparation_Natural Gas_Broiler_E8 | F5 | Commercial | Miscellaneous | Existing | Food Preparation | Natural Gas | Broiler | E8 | Utility - Cost of Operation | 0 | 0 | 0 | 0 | 0 | 0 | 0 | 0 | 0 | 0 | 0 | 0 | 0 | 0 | 0 | 0 | 0 | 0 | 0 | 0 | 0 | 0 | 0 | 0 | 0 | 0 | 0 | 0 | 0 | 0
F5_Commercial_Miscellaneous_Existing_Food Preparation_Natural Gas_Broiler_E9 | F5 | Commercial | Miscellaneous | Existing | Food Preparation | Natural Gas | Broiler | E9 | Utility - Cost of Operation | 0 | 0 | 0 | 0 | 0 | 0 | 0 | 0 | 0 | 0 | 0 | 0 | 0 | 0 | 0 | 0 | 0 | 0 | 0 | 0 | 0 | 0 | 0 | 0 | 0 | 0 | 0 | 0 | 0 | 0
F5_Commercial_Miscellaneous_Existing_Food Preparation_Natural Gas_Broiler_E10 | F5 | Commercial | Miscellaneous | Existing | Food Preparation | Natural Gas | Broiler | E10 | Utility - Cost of Operation | 0 | 0 | 0 | 0 | 0 | 0 | 0 | 0 | 0 | 0 | 0 | 0 | 0 | 0 | 0 | 0 | 0 | 0 | 0 | 0 | 0 | 0 | 0 | 0 | 0 | 0 | 0 | 0 | 0 | 0
F6_Commercial_Miscellaneous_Existing_Food Preparation_Natural Gas_Broiler_E1 | F6 | Commercial | Miscellaneous | Existing | Food Preparation | Natural Gas | Broiler | E1 | Utility - Value of Sales | 0.013116 | 0.013228 | 0.013363 | 0.013585 | 0.013881 | 0.014231 | 0.014552 | 0.014838 | 0.015116 | 0.015385 | 0.015656 | 0.01592 | 0.016168 | 0.016417 | 0.016655 | 0.016899 | 0.017159 | 0.017422 | 0.017686 | 0.017952 | 0.018215 | 0.018474 | 0 | 0 | 0 | 0 | 0 | 0 | 0 | 0
F6_Commercial_Miscellaneous_Existing_Food Preparation_Natural Gas_Broiler_E2 | F6 | Commercial | Miscellaneous | Existing | Food Preparation | Natural Gas | Broiler | E2 | Utility - Value of Sales | 0.0084319 | 0.008504 | 0.0085904 | 0.0087333 | 0.0089238 | 0.0091485 | 0.009355 | 0.0095389 | 0.0097172 | 0.0098902 | 0.010065 | 0.010234 | 0.010394 | 0.010554 | 0.010707 | 0.010863 | 0.011031 | 0.0112 | 0.01137 | 0.011541 | 0.01171 | 0.011876 | 0 | 0 | 0 | 0 | 0 | 0 | 0 | 0
F6_Commercial_Miscellaneous_Existing_Food Preparation_Natural Gas_Broiler_E3 | F6 | Commercial | Miscellaneous | Existing | Food Preparation | Natural Gas | Broiler | E3 | Utility - Value of Sales | 0 | 0 | 0 | 0 | 0 | 0 | 0 | 0 | 0 | 0 | 0 | 0 | 0 | 0 | 0 | 0 | 0 | 0 | 0 | 0 | 0 | 0 | 0 | 0 | 0 | 0 | 0 | 0 | 0 | 0
F6_Commercial_Miscellaneous_Existing_Food Preparation_Natural Gas_Broiler_E4 | F6 | Commercial | Miscellaneous | Existing | Food Preparation | Natural Gas | Broiler | E4 | Utility - Value of Sales | 0 | 0 | 0 | 0 | 0 | 0 | 0 | 0 | 0 | 0 | 0 | 0 | 0 | 0 | 0 | 0 | 0 | 0 | 0 | 0 | 0 | 0 | 0 | 0 | 0 | 0 | 0 | 0 | 0 | 0
F6_Commercial_Miscellaneous_Existing_Food Preparation_Natural Gas_Broiler_E5 | F6 | Commercial | Miscellaneous | Existing | Food Preparation | Natural Gas | Broiler | E5 | Utility - Value of Sales | 0 | 0 | 0 | 0 | 0 | 0 | 0 | 0 | 0 | 0 | 0 | 0 | 0 | 0 | 0 | 0 | 0 | 0 | 0 | 0 | 0 | 0 | 0 | 0 | 0 | 0 | 0 | 0 | 0 | 0
F6_Commercial_Miscellaneous_Existing_Food Preparation_Natural Gas_Broiler_E6 | F6 | Commercial | Miscellaneous | Existing | Food Preparation | Natural Gas | Broiler | E6 | Utility - Value of Sales | 0 | 0 | 0 | 0 | 0 | 0 | 0 | 0 | 0 | 0 | 0 | 0 | 0 | 0 | 0 | 0 | 0 | 0 | 0 | 0 | 0 | 0 | 0 | 0 | 0 | 0 | 0 | 0 | 0 | 0
F6_Commercial_Miscellaneous_Existing_Food Preparation_Natural Gas_Broiler_E7 | F6 | Commercial | Miscellaneous | Existing | Food Preparation | Natural Gas | Broiler | E7 | Utility - Value of Sales | 0 | 0 | 0 | 0 | 0 | 0 | 0 | 0 | 0 | 0 | 0 | 0 | 0 | 0 | 0 | 0 | 0 | 0 | 0 | 0 | 0 | 0 | 0 | 0 | 0 | 0 | 0 | 0 | 0 | 0
F6_Commercial_Miscellaneous_Existing_Food Preparation_Natural Gas_Broiler_E8 | F6 | Commercial | Miscellaneous | Existing | Food Preparation | Natural Gas | Broiler | E8 | Utility - Value of Sales | 0 | 0 | 0 | 0 | 0 | 0 | 0 | 0 | 0 | 0 | 0 | 0 | 0 | 0 | 0 | 0 | 0 | 0 | 0 | 0 | 0 | 0 | 0 | 0 | 0 | 0 | 0 | 0 | 0 | 0
F6_Commercial_Miscellaneous_Existing_Food Preparation_Natural Gas_Broiler_E9 | F6 | Commercial | Miscellaneous | Existing | Food Preparation | Natural Gas | Broiler | E9 | Utility - Value of Sales | 0 | 0 | 0 | 0 | 0 | 0 | 0 | 0 | 0 | 0 | 0 | 0 | 0 | 0 | 0 | 0 | 0 | 0 | 0 | 0 | 0 | 0 | 0 | 0 | 0 | 0 | 0 | 0 | 0 | 0
F6_Commercial_Miscellaneous_Existing_Food Preparation_Natural Gas_Broiler_E10 | F6 | Commercial | Miscellaneous | Existing | Food Preparation | Natural Gas | Broiler | E10 | Utility - Value of Sales | 0 | 0 | 0 | 0 | 0 | 0 | 0 | 0 | 0 | 0 | 0 | 0 | 0 | 0 | 0 | 0 | 0 | 0 | 0 | 0 | 0 | 0 | 0 | 0 | 0 | 0 | 0 | 0 | 0 | 0
F1_Commercial_Miscellaneous_Existing_Food Preparation_Natural Gas_Griddle_E1 | F1 | Commercial | Miscellaneous | Existing | Food Preparation | Natural Gas | Griddle | E1 | Participant - Cost of Equipment | 0.0038593 | 0.0038593 | 0.0038593 | 0.0038593 | 0.0038593 | 0.0038593 | 0.0038593 | 0.0038593 | 0.0038593 | 0.0038593 | 0.0038593 | 0.0038593 | 0.0038593 | 0.0038593 | 0.0038593 | 0.0038593 | 0.0038593 | 0.0038593 | 0.0038593 | 0.0038593 | 0.0038593 | 0.0038593 | 0 | 0 | 0 | 0 | 0 | 0 | 0 | 0
F1_Commercial_Miscellaneous_Existing_Food Preparation_Natural Gas_Griddle_E2 | F1 | Commercial | Miscellaneous | Existing | Food Preparation | Natural Gas | Griddle | E2 | Participant - Cost of Equipment | 0.0041291 | 0.0041291 | 0.0041291 | 0.0041291 | 0.0041291 | 0.0041291 | 0.0041291 | 0.0041291 | 0.0041291 | 0.0041291 | 0.0041291 | 0.0041291 | 0.0041291 | 0.0041291 | 0.0041291 | 0.0041291 | 0.0041291 | 0.0041291 | 0.0041291 | 0.0041291 | 0.0041291 | 0.0041291 | 0 | 0 | 0 | 0 | 0 | 0 | 0 | 0
F1_Commercial_Miscellaneous_Existing_Food Preparation_Natural Gas_Griddle_E3 | F1 | Commercial | Miscellaneous | Existing | Food Preparation | Natural Gas | Griddle | E3 | Participant - Cost of Equipment | 0 | 0 | 0 | 0 | 0 | 0 | 0 | 0 | 0 | 0 | 0 | 0 | 0 | 0 | 0 | 0 | 0 | 0 | 0 | 0 | 0 | 0 | 0 | 0 | 0 | 0 | 0 | 0 | 0 | 0
F1_Commercial_Miscellaneous_Existing_Food Preparation_Natural Gas_Griddle_E4 | F1 | Commercial | Miscellaneous | Existing | Food Preparation | Natural Gas | Griddle | E4 | Participant - Cost of Equipment | 0 | 0 | 0 | 0 | 0 | 0 | 0 | 0 | 0 | 0 | 0 | 0 | 0 | 0 | 0 | 0 | 0 | 0 | 0 | 0 | 0 | 0 | 0 | 0 | 0 | 0 | 0 | 0 | 0 | 0
F1_Commercial_Miscellaneous_Existing_Food Preparation_Natural Gas_Griddle_E5 | F1 | Commercial | Miscellaneous | Existing | Food Preparation | Natural Gas | Griddle | E5 | Participant - Cost of Equipment | 0 | 0 | 0 | 0 | 0 | 0 | 0 | 0 | 0 | 0 | 0 | 0 | 0 | 0 | 0 | 0 | 0 | 0 | 0 | 0 | 0 | 0 | 0 | 0 | 0 | 0 | 0 | 0 | 0 | 0
F1_Commercial_Miscellaneous_Existing_Food Preparation_Natural Gas_Griddle_E6 | F1 | Commercial | Miscellaneous | Existing | Food Preparation | Natural Gas | Griddle | E6 | Participant - Cost of Equipment | 0 | 0 | 0 | 0 | 0 | 0 | 0 | 0 | 0 | 0 | 0 | 0 | 0 | 0 | 0 | 0 | 0 | 0 | 0 | 0 | 0 | 0 | 0 | 0 | 0 | 0 | 0 | 0 | 0 | 0
F1_Commercial_Miscellaneous_Existing_Food Preparation_Natural Gas_Griddle_E7 | F1 | Commercial | Miscellaneous | Existing | Food Preparation | Natural Gas | Griddle | E7 | Participant - Cost of Equipment | 0 | 0 | 0 | 0 | 0 | 0 | 0 | 0 | 0 | 0 | 0 | 0 | 0 | 0 | 0 | 0 | 0 | 0 | 0 | 0 | 0 | 0 | 0 | 0 | 0 | 0 | 0 | 0 | 0 | 0
F1_Commercial_Miscellaneous_Existing_Food Preparation_Natural Gas_Griddle_E8 | F1 | Commercial | Miscellaneous | Existing | Food Preparation | Natural Gas | Griddle | E8 | Participant - Cost of Equipment | 0 | 0 | 0 | 0 | 0 | 0 | 0 | 0 | 0 | 0 | 0 | 0 | 0 | 0 | 0 | 0 | 0 | 0 | 0 | 0 | 0 | 0 | 0 | 0 | 0 | 0 | 0 | 0 | 0 | 0
F1_Commercial_Miscellaneous_Existing_Food Preparation_Natural Gas_Griddle_E9 | F1 | Commercial | Miscellaneous | Existing | Food Preparation | Natural Gas | Griddle | E9 | Participant - Cost of Equipment | 0 | 0 | 0 | 0 | 0 | 0 | 0 | 0 | 0 | 0 | 0 | 0 | 0 | 0 | 0 | 0 | 0 | 0 | 0 | 0 | 0 | 0 | 0 | 0 | 0 | 0 | 0 | 0 | 0 | 0
F1_Commercial_Miscellaneous_Existing_Food Preparation_Natural Gas_Griddle_E10 | F1 | Commercial | Miscellaneous | Existing | Food Preparation | Natural Gas | Griddle | E10 | Participant - Cost of Equipment | 0 | 0 | 0 | 0 | 0 | 0 | 0 | 0 | 0 | 0 | 0 | 0 | 0 | 0 | 0 | 0 | 0 | 0 | 0 | 0 | 0 | 0 | 0 | 0 | 0 | 0 | 0 | 0 | 0 | 0
F2_Commercial_Miscellaneous_Existing_Food Preparation_Natural Gas_Griddle_E1 | F2 | Commercial | Miscellaneous | Existing | Food Preparation | Natural Gas | Griddle | E1 | Participant - Cost of Operation | 0.0088051 | 0.0088804 | 0.0089706 | 0.0091198 | 0.0093187 | 0.0095534 | 0.0097691 | 0.0099611 | 0.010147 | 0.010328 | 0.01051 | 0.010687 | 0.010854 | 0.011021 | 0.011181 | 0.011344 | 0.011519 | 0.011695 | 0.011873 | 0.012052 | 0.012228 | 0.012402 | 0 | 0 | 0 | 0 | 0 | 0 | 0 | 0
F2_Commercial_Miscellaneous_Existing_Food Preparation_Natural Gas_Griddle_E2 | F2 | Commercial | Miscellaneous | Existing | Food Preparation | Natural Gas | Griddle | E2 | Participant - Cost of Operation | 0.0076047 | 0.0076697 | 0.0077476 | 0.0078765 | 0.0080483 | 0.008251 | 0.0084372 | 0.0086031 | 0.0087639 | 0.0089199 | 0.0090773 | 0.0092302 | 0.0093742 | 0.0095185 | 0.0096563 | 0.0097976 | 0.0099488 | 0.010101 | 0.010254 | 0.010409 | 0.010561 | 0.010711 | 0 | 0 | 0 | 0 | 0 | 0 | 0 | 0
F2_Commercial_Miscellaneous_Existing_Food Preparation_Natural Gas_Griddle_E3 | F2 | Commercial | Miscellaneous | Existing | Food Preparation | Natural Gas | Griddle | E3 | Participant - Cost of Operation | 0 | 0 | 0 | 0 | 0 | 0 | 0 | 0 | 0 | 0 | 0 | 0 | 0 | 0 | 0 | 0 | 0 | 0 | 0 | 0 | 0 | 0 | 0 | 0 | 0 | 0 | 0 | 0 | 0 | 0
F2_Commercial_Miscellaneous_Existing_Food Preparation_Natural Gas_Griddle_E4 | F2 | Commercial | Miscellaneous | Existing | Food Preparation | Natural Gas | Griddle | E4 | Participant - Cost of Operation | 0 | 0 | 0 | 0 | 0 | 0 | 0 | 0 | 0 | 0 | 0 | 0 | 0 | 0 | 0 | 0 | 0 | 0 | 0 | 0 | 0 | 0 | 0 | 0 | 0 | 0 | 0 | 0 | 0 | 0
F2_Commercial_Miscellaneous_Existing_Food Preparation_Natural Gas_Griddle_E5 | F2 | Commercial | Miscellaneous | Existing | Food Preparation | Natural Gas | Griddle | E5 | Participant - Cost of Operation | 0 | 0 | 0 | 0 | 0 | 0 | 0 | 0 | 0 | 0 | 0 | 0 | 0 | 0 | 0 | 0 | 0 | 0 | 0 | 0 | 0 | 0 | 0 | 0 | 0 | 0 | 0 | 0 | 0 | 0
F2_Commercial_Miscellaneous_Existing_Food Preparation_Natural Gas_Griddle_E6 | F2 | Commercial | Miscellaneous | Existing | Food Preparation | Natural Gas | Griddle | E6 | Participant - Cost of Operation | 0 | 0 | 0 | 0 | 0 | 0 | 0 | 0 | 0 | 0 | 0 | 0 | 0 | 0 | 0 | 0 | 0 | 0 | 0 | 0 | 0 | 0 | 0 | 0 | 0 | 0 | 0 | 0 | 0 | 0
F2_Commercial_Miscellaneous_Existing_Food Preparation_Natural Gas_Griddle_E7 | F2 | Commercial | Miscellaneous | Existing | Food Preparation | Natural Gas | Griddle | E7 | Participant - Cost of Operation | 0 | 0 | 0 | 0 | 0 | 0 | 0 | 0 | 0 | 0 | 0 | 0 | 0 | 0 | 0 | 0 | 0 | 0 | 0 | 0 | 0 | 0 | 0 | 0 | 0 | 0 | 0 | 0 | 0 | 0
F2_Commercial_Miscellaneous_Existing_Food Preparation_Natural Gas_Griddle_E8 | F2 | Commercial | Miscellaneous | Existing | Food Preparation | Natural Gas | Griddle | E8 | Participant - Cost of Operation | 0 | 0 | 0 | 0 | 0 | 0 | 0 | 0 | 0 | 0 | 0 | 0 | 0 | 0 | 0 | 0 | 0 | 0 | 0 | 0 | 0 | 0 | 0 | 0 | 0 | 0 | 0 | 0 | 0 | 0
F2_Commercial_Miscellaneous_Existing_Food Preparation_Natural Gas_Griddle_E9 | F2 | Commercial | Miscellaneous | Existing | Food Preparation | Natural Gas | Griddle | E9 | Participant - Cost of Operation | 0 | 0 | 0 | 0 | 0 | 0 | 0 | 0 | 0 | 0 | 0 | 0 | 0 | 0 | 0 | 0 | 0 | 0 | 0 | 0 | 0 | 0 | 0 | 0 | 0 | 0 | 0 | 0 | 0 | 0
F2_Commercial_Miscellaneous_Existing_Food Preparation_Natural Gas_Griddle_E10 | F2 | Commercial | Miscellaneous | Existing | Food Preparation | Natural Gas | Griddle | E10 | Participant - Cost of Operation | 0 | 0 | 0 | 0 | 0 | 0 | 0 | 0 | 0 | 0 | 0 | 0 | 0 | 0 | 0 | 0 | 0 | 0 | 0 | 0 | 0 | 0 | 0 | 0 | 0 | 0 | 0 | 0 | 0 | 0
F3_Commercial_Miscellaneous_Existing_Food Preparation_Natural Gas_Griddle_E1 | F3 | Commercial | Miscellaneous | Existing | Food Preparation | Natural Gas | Griddle | E1 | System - kBTUs of Conusmption | 0.82578 | 0.82825 | 0.83099 | 0.83727 | 0.84283 | 0.84752 | 0.85108 | 0.85462 | 0.8579 | 0.86 | 0.86071 | 0.86056 | 0.85928 | 0.85684 | 0.85384 | 0.85091 | 0.84775 | 0.84439 | 0.84054 | 0.83684 | 0.83299 | 0.82904 | 0 | 0 | 0 | 0 | 0 | 0 | 0 | 0
F3_Commercial_Miscellaneous_Existing_Food Preparation_Natural Gas_Griddle_E2 | F3 | Commercial | Miscellaneous | Existing | Food Preparation | Natural Gas | Griddle | E2 | System - kBTUs of Conusmption | 0.7132 | 0.71533 | 0.7177 | 0.72313 | 0.72793 | 0.73197 | 0.73505 | 0.7381 | 0.74094 | 0.74275 | 0.74337 | 0.74323 | 0.74213 | 0.74003 | 0.73743 | 0.7349 | 0.73218 | 0.72927 | 0.72595 | 0.72275 | 0.71943 | 0.71601 | 0 | 0 | 0 | 0 | 0 | 0 | 0 | 0
F3_Commercial_Miscellaneous_Existing_Food Preparation_Natural Gas_Griddle_E3 | F3 | Commercial | Miscellaneous | Existing | Food Preparation | Natural Gas | Griddle | E3 | System - kBTUs of Conusmption | 0 | 0 | 0 | 0 | 0 | 0 | 0 | 0 | 0 | 0 | 0 | 0 | 0 | 0 | 0 | 0 | 0 | 0 | 0 | 0 | 0 | 0 | 0 | 0 | 0 | 0 | 0 | 0 | 0 | 0
F3_Commercial_Miscellaneous_Existing_Food Preparation_Natural Gas_Griddle_E4 | F3 | Commercial | Miscellaneous | Existing | Food Preparation | Natural Gas | Griddle | E4 | System - kBTUs of Conusmption | 0 | 0 | 0 | 0 | 0 | 0 | 0 | 0 | 0 | 0 | 0 | 0 | 0 | 0 | 0 | 0 | 0 | 0 | 0 | 0 | 0 | 0 | 0 | 0 | 0 | 0 | 0 | 0 | 0 | 0
F3_Commercial_Miscellaneous_Existing_Food Preparation_Natural Gas_Griddle_E5 | F3 | Commercial | Miscellaneous | Existing | Food Preparation | Natural Gas | Griddle | E5 | System - kBTUs of Conusmption | 0 | 0 | 0 | 0 | 0 | 0 | 0 | 0 | 0 | 0 | 0 | 0 | 0 | 0 | 0 | 0 | 0 | 0 | 0 | 0 | 0 | 0 | 0 | 0 | 0 | 0 | 0 | 0 | 0 | 0
F3_Commercial_Miscellaneous_Existing_Food Preparation_Natural Gas_Griddle_E6 | F3 | Commercial | Miscellaneous | Existing | Food Preparation | Natural Gas | Griddle | E6 | System - kBTUs of Conusmption | 0 | 0 | 0 | 0 | 0 | 0 | 0 | 0 | 0 | 0 | 0 | 0 | 0 | 0 | 0 | 0 | 0 | 0 | 0 | 0 | 0 | 0 | 0 | 0 | 0 | 0 | 0 | 0 | 0 | 0
F3_Commercial_Miscellaneous_Existing_Food Preparation_Natural Gas_Griddle_E7 | F3 | Commercial | Miscellaneous | Existing | Food Preparation | Natural Gas | Griddle | E7 | System - kBTUs of Conusmption | 0 | 0 | 0 | 0 | 0 | 0 | 0 | 0 | 0 | 0 | 0 | 0 | 0 | 0 | 0 | 0 | 0 | 0 | 0 | 0 | 0 | 0 | 0 | 0 | 0 | 0 | 0 | 0 | 0 | 0
F3_Commercial_Miscellaneous_Existing_Food Preparation_Natural Gas_Griddle_E8 | F3 | Commercial | Miscellaneous | Existing | Food Preparation | Natural Gas | Griddle | E8 | System - kBTUs of Conusmption | 0 | 0 | 0 | 0 | 0 | 0 | 0 | 0 | 0 | 0 | 0 | 0 | 0 | 0 | 0 | 0 | 0 | 0 | 0 | 0 | 0 | 0 | 0 | 0 | 0 | 0 | 0 | 0 | 0 | 0
F3_Commercial_Miscellaneous_Existing_Food Preparation_Natural Gas_Griddle_E9 | F3 | Commercial | Miscellaneous | Existing | Food Preparation | Natural Gas | Griddle | E9 | System - kBTUs of Conusmption | 0 | 0 | 0 | 0 | 0 | 0 | 0 | 0 | 0 | 0 | 0 | 0 | 0 | 0 | 0 | 0 | 0 | 0 | 0 | 0 | 0 | 0 | 0 | 0 | 0 | 0 | 0 | 0 | 0 | 0
F3_Commercial_Miscellaneous_Existing_Food Preparation_Natural Gas_Griddle_E10 | F3 | Commercial | Miscellaneous | Existing | Food Preparation | Natural Gas | Griddle | E10 | System - kBTUs of Conusmption | 0 | 0 | 0 | 0 | 0 | 0 | 0 | 0 | 0 | 0 | 0 | 0 | 0 | 0 | 0 | 0 | 0 | 0 | 0 | 0 | 0 | 0 | 0 | 0 | 0 | 0 | 0 | 0 | 0 | 0
F4_Commercial_Miscellaneous_Existing_Food Preparation_Natural Gas_Griddle_E1 | F4 | Commercial | Miscellaneous | Existing | Food Preparation | Natural Gas | Griddle | E1 | Utility - Cost of Equipment | 0.0038593 | 0.0038593 | 0.0038593 | 0.0038593 | 0.0038593 | 0.0038593 | 0.0038593 | 0.0038593 | 0.0038593 | 0.0038593 | 0.0038593 | 0.0038593 | 0.0038593 | 0.0038593 | 0.0038593 | 0.0038593 | 0.0038593 | 0.0038593 | 0.0038593 | 0.0038593 | 0.0038593 | 0.0038593 | 0 | 0 | 0 | 0 | 0 | 0 | 0 | 0
F4_Commercial_Miscellaneous_Existing_Food Preparation_Natural Gas_Griddle_E2 | F4 | Commercial | Miscellaneous | Existing | Food Preparation | Natural Gas | Griddle | E2 | Utility - Cost of Equipment | 0.0041291 | 0.0041291 | 0.0041291 | 0.0041291 | 0.0041291 | 0.0041291 | 0.0041291 | 0.0041291 | 0.0041291 | 0.0041291 | 0.0041291 | 0.0041291 | 0.0041291 | 0.0041291 | 0.0041291 | 0.0041291 | 0.0041291 | 0.0041291 | 0.0041291 | 0.0041291 | 0.0041291 | 0.0041291 | 0 | 0 | 0 | 0 | 0 | 0 | 0 | 0
F4_Commercial_Miscellaneous_Existing_Food Preparation_Natural Gas_Griddle_E3 | F4 | Commercial | Miscellaneous | Existing | Food Preparation | Natural Gas | Griddle | E3 | Utility - Cost of Equipment | 0 | 0 | 0 | 0 | 0 | 0 | 0 | 0 | 0 | 0 | 0 | 0 | 0 | 0 | 0 | 0 | 0 | 0 | 0 | 0 | 0 | 0 | 0 | 0 | 0 | 0 | 0 | 0 | 0 | 0
F4_Commercial_Miscellaneous_Existing_Food Preparation_Natural Gas_Griddle_E4 | F4 | Commercial | Miscellaneous | Existing | Food Preparation | Natural Gas | Griddle | E4 | Utility - Cost of Equipment | 0 | 0 | 0 | 0 | 0 | 0 | 0 | 0 | 0 | 0 | 0 | 0 | 0 | 0 | 0 | 0 | 0 | 0 | 0 | 0 | 0 | 0 | 0 | 0 | 0 | 0 | 0 | 0 | 0 | 0
F4_Commercial_Miscellaneous_Existing_Food Preparation_Natural Gas_Griddle_E5 | F4 | Commercial | Miscellaneous | Existing | Food Preparation | Natural Gas | Griddle | E5 | Utility - Cost of Equipment | 0 | 0 | 0 | 0 | 0 | 0 | 0 | 0 | 0 | 0 | 0 | 0 | 0 | 0 | 0 | 0 | 0 | 0 | 0 | 0 | 0 | 0 | 0 | 0 | 0 | 0 | 0 | 0 | 0 | 0
F4_Commercial_Miscellaneous_Existing_Food Preparation_Natural Gas_Griddle_E6 | F4 | Commercial | Miscellaneous | Existing | Food Preparation | Natural Gas | Griddle | E6 | Utility - Cost of Equipment | 0 | 0 | 0 | 0 | 0 | 0 | 0 | 0 | 0 | 0 | 0 | 0 | 0 | 0 | 0 | 0 | 0 | 0 | 0 | 0 | 0 | 0 | 0 | 0 | 0 | 0 | 0 | 0 | 0 | 0
F4_Commercial_Miscellaneous_Existing_Food Preparation_Natural Gas_Griddle_E7 | F4 | Commercial | Miscellaneous | Existing | Food Preparation | Natural Gas | Griddle | E7 | Utility - Cost of Equipment | 0 | 0 | 0 | 0 | 0 | 0 | 0 | 0 | 0 | 0 | 0 | 0 | 0 | 0 | 0 | 0 | 0 | 0 | 0 | 0 | 0 | 0 | 0 | 0 | 0 | 0 | 0 | 0 | 0 | 0
F4_Commercial_Miscellaneous_Existing_Food Preparation_Natural Gas_Griddle_E8 | F4 | Commercial | Miscellaneous | Existing | Food Preparation | Natural Gas | Griddle | E8 | Utility - Cost of Equipment | 0 | 0 | 0 | 0 | 0 | 0 | 0 | 0 | 0 | 0 | 0 | 0 | 0 | 0 | 0 | 0 | 0 | 0 | 0 | 0 | 0 | 0 | 0 | 0 | 0 | 0 | 0 | 0 | 0 | 0
F4_Commercial_Miscellaneous_Existing_Food Preparation_Natural Gas_Griddle_E9 | F4 | Commercial | Miscellaneous | Existing | Food Preparation | Natural Gas | Griddle | E9 | Utility - Cost of Equipment | 0 | 0 | 0 | 0 | 0 | 0 | 0 | 0 | 0 | 0 | 0 | 0 | 0 | 0 | 0 | 0 | 0 | 0 | 0 | 0 | 0 | 0 | 0 | 0 | 0 | 0 | 0 | 0 | 0 | 0
F4_Commercial_Miscellaneous_Existing_Food Preparation_Natural Gas_Griddle_E10 | F4 | Commercial | Miscellaneous | Existing | Food Preparation | Natural Gas | Griddle | E10 | Utility - Cost of Equipment | 0 | 0 | 0 | 0 | 0 | 0 | 0 | 0 | 0 | 0 | 0 | 0 | 0 | 0 | 0 | 0 | 0 | 0 | 0 | 0 | 0 | 0 | 0 | 0 | 0 | 0 | 0 | 0 | 0 | 0
F5_Commercial_Miscellaneous_Existing_Food Preparation_Natural Gas_Griddle_E1 | F5 | Commercial | Miscellaneous | Existing | Food Preparation | Natural Gas | Griddle | E1 | Utility - Cost of Operation | 0.0073494 | 0.0074123 | 0.0074876 | 0.0076121 | 0.0077781 | 0.007974 | 0.008154 | 0.0083143 | 0.0084697 | 0.0086205 | 0.0087726 | 0.0089204 | 0.0090596 | 0.009199 | 0.0093322 | 0.0094688 | 0.0096149 | 0.009762 | 0.0099102 | 0.010059 | 0.010206 | 0.010352 | 0 | 0 | 0 | 0 | 0 | 0 | 0 | 0
F5_Commercial_Miscellaneous_Existing_Food Preparation_Natural Gas_Griddle_E2 | F5 | Commercial | Miscellaneous | Existing | Food Preparation | Natural Gas | Griddle | E2 | Utility - Cost of Operation | 0.0063474 | 0.0064017 | 0.0064668 | 0.0065743 | 0.0067177 | 0.0068869 | 0.0070424 | 0.0071808 | 0.007315 | 0.0074453 | 0.0075766 | 0.0077043 | 0.0078245 | 0.0079449 | 0.0080599 | 0.0081779 | 0.0083041 | 0.0084311 | 0.0085592 | 0.0086878 | 0.008815 | 0.0089403 | 0 | 0 | 0 | 0 | 0 | 0 | 0 | 0
F5_Commercial_Miscellaneous_Existing_Food Preparation_Natural Gas_Griddle_E3 | F5 | Commercial | Miscellaneous | Existing | Food Preparation | Natural Gas | Griddle | E3 | Utility - Cost of Operation | 0 | 0 | 0 | 0 | 0 | 0 | 0 | 0 | 0 | 0 | 0 | 0 | 0 | 0 | 0 | 0 | 0 | 0 | 0 | 0 | 0 | 0 | 0 | 0 | 0 | 0 | 0 | 0 | 0 | 0
F5_Commercial_Miscellaneous_Existing_Food Preparation_Natural Gas_Griddle_E4 | F5 | Commercial | Miscellaneous | Existing | Food Preparation | Natural Gas | Griddle | E4 | Utility - Cost of Operation | 0 | 0 | 0 | 0 | 0 | 0 | 0 | 0 | 0 | 0 | 0 | 0 | 0 | 0 | 0 | 0 | 0 | 0 | 0 | 0 | 0 | 0 | 0 | 0 | 0 | 0 | 0 | 0 | 0 | 0
F5_Commercial_Miscellaneous_Existing_Food Preparation_Natural Gas_Griddle_E5 | F5 | Commercial | Miscellaneous | Existing | Food Preparation | Natural Gas | Griddle | E5 | Utility - Cost of Operation | 0 | 0 | 0 | 0 | 0 | 0 | 0 | 0 | 0 | 0 | 0 | 0 | 0 | 0 | 0 | 0 | 0 | 0 | 0 | 0 | 0 | 0 | 0 | 0 | 0 | 0 | 0 | 0 | 0 | 0
F5_Commercial_Miscellaneous_Existing_Food Preparation_Natural Gas_Griddle_E6 | F5 | Commercial | Miscellaneous | Existing | Food Preparation | Natural Gas | Griddle | E6 | Utility - Cost of Operation | 0 | 0 | 0 | 0 | 0 | 0 | 0 | 0 | 0 | 0 | 0 | 0 | 0 | 0 | 0 | 0 | 0 | 0 | 0 | 0 | 0 | 0 | 0 | 0 | 0 | 0 | 0 | 0 | 0 | 0
F5_Commercial_Miscellaneous_Existing_Food Preparation_Natural Gas_Griddle_E7 | F5 | Commercial | Miscellaneous | Existing | Food Preparation | Natural Gas | Griddle | E7 | Utility - Cost of Operation | 0 | 0 | 0 | 0 | 0 | 0 | 0 | 0 | 0 | 0 | 0 | 0 | 0 | 0 | 0 | 0 | 0 | 0 | 0 | 0 | 0 | 0 | 0 | 0 | 0 | 0 | 0 | 0 | 0 | 0
F5_Commercial_Miscellaneous_Existing_Food Preparation_Natural Gas_Griddle_E8 | F5 | Commercial | Miscellaneous | Existing | Food Preparation | Natural Gas | Griddle | E8 | Utility - Cost of Operation | 0 | 0 | 0 | 0 | 0 | 0 | 0 | 0 | 0 | 0 | 0 | 0 | 0 | 0 | 0 | 0 | 0 | 0 | 0 | 0 | 0 | 0 | 0 | 0 | 0 | 0 | 0 | 0 | 0 | 0
F5_Commercial_Miscellaneous_Existing_Food Preparation_Natural Gas_Griddle_E9 | F5 | Commercial | Miscellaneous | Existing | Food Preparation | Natural Gas | Griddle | E9 | Utility - Cost of Operation | 0 | 0 | 0 | 0 | 0 | 0 | 0 | 0 | 0 | 0 | 0 | 0 | 0 | 0 | 0 | 0 | 0 | 0 | 0 | 0 | 0 | 0 | 0 | 0 | 0 | 0 | 0 | 0 | 0 | 0
F5_Commercial_Miscellaneous_Existing_Food Preparation_Natural Gas_Griddle_E10 | F5 | Commercial | Miscellaneous | Existing | Food Preparation | Natural Gas | Griddle | E10 | Utility - Cost of Operation | 0 | 0 | 0 | 0 | 0 | 0 | 0 | 0 | 0 | 0 | 0 | 0 | 0 | 0 | 0 | 0 | 0 | 0 | 0 | 0 | 0 | 0 | 0 | 0 | 0 | 0 | 0 | 0 | 0 | 0
F6_Commercial_Miscellaneous_Existing_Food Preparation_Natural Gas_Griddle_E1 | F6 | Commercial | Miscellaneous | Existing | Food Preparation | Natural Gas | Griddle | E1 | Utility - Value of Sales | 0.0088051 | 0.0088804 | 0.0089706 | 0.0091198 | 0.0093187 | 0.0095534 | 0.0097691 | 0.0099611 | 0.010147 | 0.010328 | 0.01051 | 0.010687 | 0.010854 | 0.011021 | 0.011181 | 0.011344 | 0.011519 | 0.011695 | 0.011873 | 0.012052 | 0.012228 | 0.012402 | 0 | 0 | 0 | 0 | 0 | 0 | 0 | 0
F6_Commercial_Miscellaneous_Existing_Food Preparation_Natural Gas_Griddle_E2 | F6 | Commercial | Miscellaneous | Existing | Food Preparation | Natural Gas | Griddle | E2 | Utility - Value of Sales | 0.0076047 | 0.0076697 | 0.0077476 | 0.0078765 | 0.0080483 | 0.008251 | 0.0084372 | 0.0086031 | 0.0087639 | 0.0089199 | 0.0090773 | 0.0092302 | 0.0093742 | 0.0095185 | 0.0096563 | 0.0097976 | 0.0099488 | 0.010101 | 0.010254 | 0.010409 | 0.010561 | 0.010711 | 0 | 0 | 0 | 0 | 0 | 0 | 0 | 0
F6_Commercial_Miscellaneous_Existing_Food Preparation_Natural Gas_Griddle_E3 | F6 | Commercial | Miscellaneous | Existing | Food Preparation | Natural Gas | Griddle | E3 | Utility - Value of Sales | 0 | 0 | 0 | 0 | 0 | 0 | 0 | 0 | 0 | 0 | 0 | 0 | 0 | 0 | 0 | 0 | 0 | 0 | 0 | 0 | 0 | 0 | 0 | 0 | 0 | 0 | 0 | 0 | 0 | 0
F6_Commercial_Miscellaneous_Existing_Food Preparation_Natural Gas_Griddle_E4 | F6 | Commercial | Miscellaneous | Existing | Food Preparation | Natural Gas | Griddle | E4 | Utility - Value of Sales | 0 | 0 | 0 | 0 | 0 | 0 | 0 | 0 | 0 | 0 | 0 | 0 | 0 | 0 | 0 | 0 | 0 | 0 | 0 | 0 | 0 | 0 | 0 | 0 | 0 | 0 | 0 | 0 | 0 | 0
F6_Commercial_Miscellaneous_Existing_Food Preparation_Natural Gas_Griddle_E5 | F6 | Commercial | Miscellaneous | Existing | Food Preparation | Natural Gas | Griddle | E5 | Utility - Value of Sales | 0 | 0 | 0 | 0 | 0 | 0 | 0 | 0 | 0 | 0 | 0 | 0 | 0 | 0 | 0 | 0 | 0 | 0 | 0 | 0 | 0 | 0 | 0 | 0 | 0 | 0 | 0 | 0 | 0 | 0
F6_Commercial_Miscellaneous_Existing_Food Preparation_Natural Gas_Griddle_E6 | F6 | Commercial | Miscellaneous | Existing | Food Preparation | Natural Gas | Griddle | E6 | Utility - Value of Sales | 0 | 0 | 0 | 0 | 0 | 0 | 0 | 0 | 0 | 0 | 0 | 0 | 0 | 0 | 0 | 0 | 0 | 0 | 0 | 0 | 0 | 0 | 0 | 0 | 0 | 0 | 0 | 0 | 0 | 0
F6_Commercial_Miscellaneous_Existing_Food Preparation_Natural Gas_Griddle_E7 | F6 | Commercial | Miscellaneous | Existing | Food Preparation | Natural Gas | Griddle | E7 | Utility - Value of Sales | 0 | 0 | 0 | 0 | 0 | 0 | 0 | 0 | 0 | 0 | 0 | 0 | 0 | 0 | 0 | 0 | 0 | 0 | 0 | 0 | 0 | 0 | 0 | 0 | 0 | 0 | 0 | 0 | 0 | 0
F6_Commercial_Miscellaneous_Existing_Food Preparation_Natural Gas_Griddle_E8 | F6 | Commercial | Miscellaneous | Existing | Food Preparation | Natural Gas | Griddle | E8 | Utility - Value of Sales | 0 | 0 | 0 | 0 | 0 | 0 | 0 | 0 | 0 | 0 | 0 | 0 | 0 | 0 | 0 | 0 | 0 | 0 | 0 | 0 | 0 | 0 | 0 | 0 | 0 | 0 | 0 | 0 | 0 | 0
F6_Commercial_Miscellaneous_Existing_Food Preparation_Natural Gas_Griddle_E9 | F6 | Commercial | Miscellaneous | Existing | Food Preparation | Natural Gas | Griddle | E9 | Utility - Value of Sales | 0 | 0 | 0 | 0 | 0 | 0 | 0 | 0 | 0 | 0 | 0 | 0 | 0 | 0 | 0 | 0 | 0 | 0 | 0 | 0 | 0 | 0 | 0 | 0 | 0 | 0 | 0 | 0 | 0 | 0
F6_Commercial_Miscellaneous_Existing_Food Preparation_Natural Gas_Griddle_E10 | F6 | Commercial | Miscellaneous | Existing | Food Preparation | Natural Gas | Griddle | E10 | Utility - Value of Sales | 0 | 0 | 0 | 0 | 0 | 0 | 0 | 0 | 0 | 0 | 0 | 0 | 0 | 0 | 0 | 0 | 0 | 0 | 0 | 0 | 0 | 0 | 0 | 0 | 0 | 0 | 0 | 0 | 0 | 0
F1_Commercial_Miscellaneous_Existing_Food Preparation_Natural Gas_Range_E1 | F1 | Commercial | Miscellaneous | Existing | Food Preparation | Natural Gas | Range | E1 | Participant - Cost of Equipment | 0.0073566 | 0.0073566 | 0.0073566 | 0.0073566 | 0.0073566 | 0.0073566 | 0.0073566 | 0.0073566 | 0.0073566 | 0.0073566 | 0.0073566 | 0.0073566 | 0.0073566 | 0.0073566 | 0.0073566 | 0.0073566 | 0.0073566 | 0.0073566 | 0.0073566 | 0.0073566 | 0.0073566 | 0.0073566 | 0 | 0 | 0 | 0 | 0 | 0 | 0 | 0
F1_Commercial_Miscellaneous_Existing_Food Preparation_Natural Gas_Range_E2 | F1 | Commercial | Miscellaneous | Existing | Food Preparation | Natural Gas | Range | E2 | Participant - Cost of Equipment | 0.0073576 | 0.0073576 | 0.0073576 | 0.0073576 | 0.0073576 | 0.0073576 | 0.0073576 | 0.0073576 | 0.0073576 | 0.0073576 | 0.0073576 | 0.0073576 | 0.0073576 | 0.0073576 | 0.0073576 | 0.0073576 | 0.0073576 | 0.0073576 | 0.0073576 | 0.0073576 | 0.0073576 | 0.0073576 | 0 | 0 | 0 | 0 | 0 | 0 | 0 | 0
F1_Commercial_Miscellaneous_Existing_Food Preparation_Natural Gas_Range_E3 | F1 | Commercial | Miscellaneous | Existing | Food Preparation | Natural Gas | Range | E3 | Participant - Cost of Equipment | 0 | 0 | 0 | 0 | 0 | 0 | 0 | 0 | 0 | 0 | 0 | 0 | 0 | 0 | 0 | 0 | 0 | 0 | 0 | 0 | 0 | 0 | 0 | 0 | 0 | 0 | 0 | 0 | 0 | 0
F1_Commercial_Miscellaneous_Existing_Food Preparation_Natural Gas_Range_E4 | F1 | Commercial | Miscellaneous | Existing | Food Preparation | Natural Gas | Range | E4 | Participant - Cost of Equipment | 0 | 0 | 0 | 0 | 0 | 0 | 0 | 0 | 0 | 0 | 0 | 0 | 0 | 0 | 0 | 0 | 0 | 0 | 0 | 0 | 0 | 0 | 0 | 0 | 0 | 0 | 0 | 0 | 0 | 0
F1_Commercial_Miscellaneous_Existing_Food Preparation_Natural Gas_Range_E5 | F1 | Commercial | Miscellaneous | Existing | Food Preparation | Natural Gas | Range | E5 | Participant - Cost of Equipment | 0 | 0 | 0 | 0 | 0 | 0 | 0 | 0 | 0 | 0 | 0 | 0 | 0 | 0 | 0 | 0 | 0 | 0 | 0 | 0 | 0 | 0 | 0 | 0 | 0 | 0 | 0 | 0 | 0 | 0
F1_Commercial_Miscellaneous_Existing_Food Preparation_Natural Gas_Range_E6 | F1 | Commercial | Miscellaneous | Existing | Food Preparation | Natural Gas | Range | E6 | Participant - Cost of Equipment | 0 | 0 | 0 | 0 | 0 | 0 | 0 | 0 | 0 | 0 | 0 | 0 | 0 | 0 | 0 | 0 | 0 | 0 | 0 | 0 | 0 | 0 | 0 | 0 | 0 | 0 | 0 | 0 | 0 | 0
F1_Commercial_Miscellaneous_Existing_Food Preparation_Natural Gas_Range_E7 | F1 | Commercial | Miscellaneous | Existing | Food Preparation | Natural Gas | Range | E7 | Participant - Cost of Equipment | 0 | 0 | 0 | 0 | 0 | 0 | 0 | 0 | 0 | 0 | 0 | 0 | 0 | 0 | 0 | 0 | 0 | 0 | 0 | 0 | 0 | 0 | 0 | 0 | 0 | 0 | 0 | 0 | 0 | 0
F1_Commercial_Miscellaneous_Existing_Food Preparation_Natural Gas_Range_E8 | F1 | Commercial | Miscellaneous | Existing | Food Preparation | Natural Gas | Range | E8 | Participant - Cost of Equipment | 0 | 0 | 0 | 0 | 0 | 0 | 0 | 0 | 0 | 0 | 0 | 0 | 0 | 0 | 0 | 0 | 0 | 0 | 0 | 0 | 0 | 0 | 0 | 0 | 0 | 0 | 0 | 0 | 0 | 0
F1_Commercial_Miscellaneous_Existing_Food Preparation_Natural Gas_Range_E9 | F1 | Commercial | Miscellaneous | Existing | Food Preparation | Natural Gas | Range | E9 | Participant - Cost of Equipment | 0 | 0 | 0 | 0 | 0 | 0 | 0 | 0 | 0 | 0 | 0 | 0 | 0 | 0 | 0 | 0 | 0 | 0 | 0 | 0 | 0 | 0 | 0 | 0 | 0 | 0 | 0 | 0 | 0 | 0
F1_Commercial_Miscellaneous_Existing_Food Preparation_Natural Gas_Range_E10 | F1 | Commercial | Miscellaneous | Existing | Food Preparation | Natural Gas | Range | E10 | Participant - Cost of Equipment | 0 | 0 | 0 | 0 | 0 | 0 | 0 | 0 | 0 | 0 | 0 | 0 | 0 | 0 | 0 | 0 | 0 | 0 | 0 | 0 | 0 | 0 | 0 | 0 | 0 | 0 | 0 | 0 | 0 | 0
F2_Commercial_Miscellaneous_Existing_Food Preparation_Natural Gas_Range_E1 | F2 | Commercial | Miscellaneous | Existing | Food Preparation | Natural Gas | Range | E1 | Participant - Cost of Operation | 0.010128 | 0.010196 | 0.010283 | 0.010452 | 0.010686 | 0.010968 | 0.011224 | 0.011444 | 0.011652 | 0.011865 | 0.012093 | 0.012315 | 0.012525 | 0.012736 | 0.012923 | 0.0131 | 0.013292 | 0.013484 | 0.013677 | 0.013871 | 0.01406 | 0.014245 | 0 | 0 | 0 | 0 | 0 | 0 | 0 | 0
F2_Commercial_Miscellaneous_Existing_Food Preparation_Natural Gas_Range_E2 | F2 | Commercial | Miscellaneous | Existing | Food Preparation | Natural Gas | Range | E2 | Participant - Cost of Operation | 0.007596 | 0.0076466 | 0.0077122 | 0.0078389 | 0.0080147 | 0.0082262 | 0.0084183 | 0.0085829 | 0.0087391 | 0.0088986 | 0.0090694 | 0.009236 | 0.0093936 | 0.0095522 | 0.0096925 | 0.0098252 | 0.0099688 | 0.010113 | 0.010258 | 0.010403 | 0.010545 | 0.010684 | 0 | 0 | 0 | 0 | 0 | 0 | 0 | 0
F2_Commercial_Miscellaneous_Existing_Food Preparation_Natural Gas_Range_E3 | F2 | Commercial | Miscellaneous | Existing | Food Preparation | Natural Gas | Range | E3 | Participant - Cost of Operation | 0 | 0 | 0 | 0 | 0 | 0 | 0 | 0 | 0 | 0 | 0 | 0 | 0 | 0 | 0 | 0 | 0 | 0 | 0 | 0 | 0 | 0 | 0 | 0 | 0 | 0 | 0 | 0 | 0 | 0
F2_Commercial_Miscellaneous_Existing_Food Preparation_Natural Gas_Range_E4 | F2 | Commercial | Miscellaneous | Existing | Food Preparation | Natural Gas | Range | E4 | Participant - Cost of Operation | 0 | 0 | 0 | 0 | 0 | 0 | 0 | 0 | 0 | 0 | 0 | 0 | 0 | 0 | 0 | 0 | 0 | 0 | 0 | 0 | 0 | 0 | 0 | 0 | 0 | 0 | 0 | 0 | 0 | 0
F2_Commercial_Miscellaneous_Existing_Food Preparation_Natural Gas_Range_E5 | F2 | Commercial | Miscellaneous | Existing | Food Preparation | Natural Gas | Range | E5 | Participant - Cost of Operation | 0 | 0 | 0 | 0 | 0 | 0 | 0 | 0 | 0 | 0 | 0 | 0 | 0 | 0 | 0 | 0 | 0 | 0 | 0 | 0 | 0 | 0 | 0 | 0 | 0 | 0 | 0 | 0 | 0 | 0
F2_Commercial_Miscellaneous_Existing_Food Preparation_Natural Gas_Range_E6 | F2 | Commercial | Miscellaneous | Existing | Food Preparation | Natural Gas | Range | E6 | Participant - Cost of Operation | 0 | 0 | 0 | 0 | 0 | 0 | 0 | 0 | 0 | 0 | 0 | 0 | 0 | 0 | 0 | 0 | 0 | 0 | 0 | 0 | 0 | 0 | 0 | 0 | 0 | 0 | 0 | 0 | 0 | 0
F2_Commercial_Miscellaneous_Existing_Food Preparation_Natural Gas_Range_E7 | F2 | Commercial | Miscellaneous | Existing | Food Preparation | Natural Gas | Range | E7 | Participant - Cost of Operation | 0 | 0 | 0 | 0 | 0 | 0 | 0 | 0 | 0 | 0 | 0 | 0 | 0 | 0 | 0 | 0 | 0 | 0 | 0 | 0 | 0 | 0 | 0 | 0 | 0 | 0 | 0 | 0 | 0 | 0
F2_Commercial_Miscellaneous_Existing_Food Preparation_Natural Gas_Range_E8 | F2 | Commercial | Miscellaneous | Existing | Food Preparation | Natural Gas | Range | E8 | Participant - Cost of Operation | 0 | 0 | 0 | 0 | 0 | 0 | 0 | 0 | 0 | 0 | 0 | 0 | 0 | 0 | 0 | 0 | 0 | 0 | 0 | 0 | 0 | 0 | 0 | 0 | 0 | 0 | 0 | 0 | 0 | 0
F2_Commercial_Miscellaneous_Existing_Food Preparation_Natural Gas_Range_E9 | F2 | Commercial | Miscellaneous | Existing | Food Preparation | Natural Gas | Range | E9 | Participant - Cost of Operation | 0 | 0 | 0 | 0 | 0 | 0 | 0 | 0 | 0 | 0 | 0 | 0 | 0 | 0 | 0 | 0 | 0 | 0 | 0 | 0 | 0 | 0 | 0 | 0 | 0 | 0 | 0 | 0 | 0 | 0
F2_Commercial_Miscellaneous_Existing_Food Preparation_Natural Gas_Range_E10 | F2 | Commercial | Miscellaneous | Existing | Food Preparation | Natural Gas | Range | E10 | Participant - Cost of Operation | 0 | 0 | 0 | 0 | 0 | 0 | 0 | 0 | 0 | 0 | 0 | 0 | 0 | 0 | 0 | 0 | 0 | 0 | 0 | 0 | 0 | 0 | 0 | 0 | 0 | 0 | 0 | 0 | 0 | 0
F3_Commercial_Miscellaneous_Existing_Food Preparation_Natural Gas_Range_E1 | F3 | Commercial | Miscellaneous | Existing | Food Preparation | Natural Gas | Range | E1 | System - kBTUs of Conusmption | 0.95962 | 0.9622 | 0.96532 | 0.97343 | 0.98048 | 0.98647 | 0.99101 | 0.99548 | 0.99959 | 1.0033 | 1.0064 | 1.0083 | 1.0087 | 1.0077 | 1.0047 | 1.0006 | 0.99614 | 0.99141 | 0.98602 | 0.98082 | 0.97543 | 0.96989 | 0 | 0 | 0 | 0 | 0 | 0 | 0 | 0
F3_Commercial_Miscellaneous_Existing_Food Preparation_Natural Gas_Range_E2 | F3 | Commercial | Miscellaneous | Existing | Food Preparation | Natural Gas | Range | E2 | System - kBTUs of Conusmption | 0.71972 | 0.72165 | 0.72399 | 0.73007 | 0.73536 | 0.73985 | 0.74326 | 0.74661 | 0.74969 | 0.7525 | 0.75484 | 0.75626 | 0.75656 | 0.75574 | 0.7535 | 0.75042 | 0.7471 | 0.74356 | 0.73951 | 0.73562 | 0.73157 | 0.72741 | 0 | 0 | 0 | 0 | 0 | 0 | 0 | 0
F3_Commercial_Miscellaneous_Existing_Food Preparation_Natural Gas_Range_E3 | F3 | Commercial | Miscellaneous | Existing | Food Preparation | Natural Gas | Range | E3 | System - kBTUs of Conusmption | 0 | 0 | 0 | 0 | 0 | 0 | 0 | 0 | 0 | 0 | 0 | 0 | 0 | 0 | 0 | 0 | 0 | 0 | 0 | 0 | 0 | 0 | 0 | 0 | 0 | 0 | 0 | 0 | 0 | 0
F3_Commercial_Miscellaneous_Existing_Food Preparation_Natural Gas_Range_E4 | F3 | Commercial | Miscellaneous | Existing | Food Preparation | Natural Gas | Range | E4 | System - kBTUs of Conusmption | 0 | 0 | 0 | 0 | 0 | 0 | 0 | 0 | 0 | 0 | 0 | 0 | 0 | 0 | 0 | 0 | 0 | 0 | 0 | 0 | 0 | 0 | 0 | 0 | 0 | 0 | 0 | 0 | 0 | 0
F3_Commercial_Miscellaneous_Existing_Food Preparation_Natural Gas_Range_E5 | F3 | Commercial | Miscellaneous | Existing | Food Preparation | Natural Gas | Range | E5 | System - kBTUs of Conusmption | 0 | 0 | 0 | 0 | 0 | 0 | 0 | 0 | 0 | 0 | 0 | 0 | 0 | 0 | 0 | 0 | 0 | 0 | 0 | 0 | 0 | 0 | 0 | 0 | 0 | 0 | 0 | 0 | 0 | 0
F3_Commercial_Miscellaneous_Existing_Food Preparation_Natural Gas_Range_E6 | F3 | Commercial | Miscellaneous | Existing | Food Preparation | Natural Gas | Range | E6 | System - kBTUs of Conusmption | 0 | 0 | 0 | 0 | 0 | 0 | 0 | 0 | 0 | 0 | 0 | 0 | 0 | 0 | 0 | 0 | 0 | 0 | 0 | 0 | 0 | 0 | 0 | 0 | 0 | 0 | 0 | 0 | 0 | 0
F3_Commercial_Miscellaneous_Existing_Food Preparation_Natural Gas_Range_E7 | F3 | Commercial | Miscellaneous | Existing | Food Preparation | Natural Gas | Range | E7 | System - kBTUs of Conusmption | 0 | 0 | 0 | 0 | 0 | 0 | 0 | 0 | 0 | 0 | 0 | 0 | 0 | 0 | 0 | 0 | 0 | 0 | 0 | 0 | 0 | 0 | 0 | 0 | 0 | 0 | 0 | 0 | 0 | 0
F3_Commercial_Miscellaneous_Existing_Food Preparation_Natural Gas_Range_E8 | F3 | Commercial | Miscellaneous | Existing | Food Preparation | Natural Gas | Range | E8 | System - kBTUs of Conusmption | 0 | 0 | 0 | 0 | 0 | 0 | 0 | 0 | 0 | 0 | 0 | 0 | 0 | 0 | 0 | 0 | 0 | 0 | 0 | 0 | 0 | 0 | 0 | 0 | 0 | 0 | 0 | 0 | 0 | 0
F3_Commercial_Miscellaneous_Existing_Food Preparation_Natural Gas_Range_E9 | F3 | Commercial | Miscellaneous | Existing | Food Preparation | Natural Gas | Range | E9 | System - kBTUs of Conusmption | 0 | 0 | 0 | 0 | 0 | 0 | 0 | 0 | 0 | 0 | 0 | 0 | 0 | 0 | 0 | 0 | 0 | 0 | 0 | 0 | 0 | 0 | 0 | 0 | 0 | 0 | 0 | 0 | 0 | 0
F3_Commercial_Miscellaneous_Existing_Food Preparation_Natural Gas_Range_E10 | F3 | Commercial | Miscellaneous | Existing | Food Preparation | Natural Gas | Range | E10 | System - kBTUs of Conusmption | 0 | 0 | 0 | 0 | 0 | 0 | 0 | 0 | 0 | 0 | 0 | 0 | 0 | 0 | 0 | 0 | 0 | 0 | 0 | 0 | 0 | 0 | 0 | 0 | 0 | 0 | 0 | 0 | 0 | 0
F4_Commercial_Miscellaneous_Existing_Food Preparation_Natural Gas_Range_E1 | F4 | Commercial | Miscellaneous | Existing | Food Preparation | Natural Gas | Range | E1 | Utility - Cost of Equipment | 0.0073566 | 0.0073566 | 0.0073566 | 0.0073566 | 0.0073566 | 0.0073566 | 0.0073566 | 0.0073566 | 0.0073566 | 0.0073566 | 0.0073566 | 0.0073566 | 0.0073566 | 0.0073566 | 0.0073566 | 0.0073566 | 0.0073566 | 0.0073566 | 0.0073566 | 0.0073566 | 0.0073566 | 0.0073566 | 0 | 0 | 0 | 0 | 0 | 0 | 0 | 0
F4_Commercial_Miscellaneous_Existing_Food Preparation_Natural Gas_Range_E2 | F4 | Commercial | Miscellaneous | Existing | Food Preparation | Natural Gas | Range | E2 | Utility - Cost of Equipment | 0.0073576 | 0.0073576 | 0.0073576 | 0.0073576 | 0.0073576 | 0.0073576 | 0.0073576 | 0.0073576 | 0.0073576 | 0.0073576 | 0.0073576 | 0.0073576 | 0.0073576 | 0.0073576 | 0.0073576 | 0.0073576 | 0.0073576 | 0.0073576 | 0.0073576 | 0.0073576 | 0.0073576 | 0.0073576 | 0 | 0 | 0 | 0 | 0 | 0 | 0 | 0
F4_Commercial_Miscellaneous_Existing_Food Preparation_Natural Gas_Range_E3 | F4 | Commercial | Miscellaneous | Existing | Food Preparation | Natural Gas | Range | E3 | Utility - Cost of Equipment | 0 | 0 | 0 | 0 | 0 | 0 | 0 | 0 | 0 | 0 | 0 | 0 | 0 | 0 | 0 | 0 | 0 | 0 | 0 | 0 | 0 | 0 | 0 | 0 | 0 | 0 | 0 | 0 | 0 | 0
F4_Commercial_Miscellaneous_Existing_Food Preparation_Natural Gas_Range_E4 | F4 | Commercial | Miscellaneous | Existing | Food Preparation | Natural Gas | Range | E4 | Utility - Cost of Equipment | 0 | 0 | 0 | 0 | 0 | 0 | 0 | 0 | 0 | 0 | 0 | 0 | 0 | 0 | 0 | 0 | 0 | 0 | 0 | 0 | 0 | 0 | 0 | 0 | 0 | 0 | 0 | 0 | 0 | 0
F4_Commercial_Miscellaneous_Existing_Food Preparation_Natural Gas_Range_E5 | F4 | Commercial | Miscellaneous | Existing | Food Preparation | Natural Gas | Range | E5 | Utility - Cost of Equipment | 0 | 0 | 0 | 0 | 0 | 0 | 0 | 0 | 0 | 0 | 0 | 0 | 0 | 0 | 0 | 0 | 0 | 0 | 0 | 0 | 0 | 0 | 0 | 0 | 0 | 0 | 0 | 0 | 0 | 0
F4_Commercial_Miscellaneous_Existing_Food Preparation_Natural Gas_Range_E6 | F4 | Commercial | Miscellaneous | Existing | Food Preparation | Natural Gas | Range | E6 | Utility - Cost of Equipment | 0 | 0 | 0 | 0 | 0 | 0 | 0 | 0 | 0 | 0 | 0 | 0 | 0 | 0 | 0 | 0 | 0 | 0 | 0 | 0 | 0 | 0 | 0 | 0 | 0 | 0 | 0 | 0 | 0 | 0
F4_Commercial_Miscellaneous_Existing_Food Preparation_Natural Gas_Range_E7 | F4 | Commercial | Miscellaneous | Existing | Food Preparation | Natural Gas | Range | E7 | Utility - Cost of Equipment | 0 | 0 | 0 | 0 | 0 | 0 | 0 | 0 | 0 | 0 | 0 | 0 | 0 | 0 | 0 | 0 | 0 | 0 | 0 | 0 | 0 | 0 | 0 | 0 | 0 | 0 | 0 | 0 | 0 | 0
F4_Commercial_Miscellaneous_Existing_Food Preparation_Natural Gas_Range_E8 | F4 | Commercial | Miscellaneous | Existing | Food Preparation | Natural Gas | Range | E8 | Utility - Cost of Equipment | 0 | 0 | 0 | 0 | 0 | 0 | 0 | 0 | 0 | 0 | 0 | 0 | 0 | 0 | 0 | 0 | 0 | 0 | 0 | 0 | 0 | 0 | 0 | 0 | 0 | 0 | 0 | 0 | 0 | 0
F4_Commercial_Miscellaneous_Existing_Food Preparation_Natural Gas_Range_E9 | F4 | Commercial | Miscellaneous | Existing | Food Preparation | Natural Gas | Range | E9 | Utility - Cost of Equipment | 0 | 0 | 0 | 0 | 0 | 0 | 0 | 0 | 0 | 0 | 0 | 0 | 0 | 0 | 0 | 0 | 0 | 0 | 0 | 0 | 0 | 0 | 0 | 0 | 0 | 0 | 0 | 0 | 0 | 0
F4_Commercial_Miscellaneous_Existing_Food Preparation_Natural Gas_Range_E10 | F4 | Commercial | Miscellaneous | Existing | Food Preparation | Natural Gas | Range | E10 | Utility - Cost of Equipment | 0 | 0 | 0 | 0 | 0 | 0 | 0 | 0 | 0 | 0 | 0 | 0 | 0 | 0 | 0 | 0 | 0 | 0 | 0 | 0 | 0 | 0 | 0 | 0 | 0 | 0 | 0 | 0 | 0 | 0
F5_Commercial_Miscellaneous_Existing_Food Preparation_Natural Gas_Range_E1 | F5 | Commercial | Miscellaneous | Existing | Food Preparation | Natural Gas | Range | E1 | Utility - Cost of Operation | 0.0084537 | 0.00851 | 0.008583 | 0.0087239 | 0.0089196 | 0.009155 | 0.0093688 | 0.0095519 | 0.0097258 | 0.0099033 | 0.010093 | 0.010279 | 0.010454 | 0.010631 | 0.010787 | 0.010935 | 0.011094 | 0.011255 | 0.011416 | 0.011577 | 0.011736 | 0.01189 | 0 | 0 | 0 | 0 | 0 | 0 | 0 | 0
F5_Commercial_Miscellaneous_Existing_Food Preparation_Natural Gas_Range_E2 | F5 | Commercial | Miscellaneous | Existing | Food Preparation | Natural Gas | Range | E2 | Utility - Cost of Operation | 0.0063402 | 0.0063825 | 0.0064372 | 0.006543 | 0.0066897 | 0.0068663 | 0.0070266 | 0.0071639 | 0.0072943 | 0.0074275 | 0.0075701 | 0.0077091 | 0.0078406 | 0.0079731 | 0.0080901 | 0.0082009 | 0.0083208 | 0.0084411 | 0.0085621 | 0.0086831 | 0.0088018 | 0.0089177 | 0 | 0 | 0 | 0 | 0 | 0 | 0 | 0
F5_Commercial_Miscellaneous_Existing_Food Preparation_Natural Gas_Range_E3 | F5 | Commercial | Miscellaneous | Existing | Food Preparation | Natural Gas | Range | E3 | Utility - Cost of Operation | 0 | 0 | 0 | 0 | 0 | 0 | 0 | 0 | 0 | 0 | 0 | 0 | 0 | 0 | 0 | 0 | 0 | 0 | 0 | 0 | 0 | 0 | 0 | 0 | 0 | 0 | 0 | 0 | 0 | 0
F5_Commercial_Miscellaneous_Existing_Food Preparation_Natural Gas_Range_E4 | F5 | Commercial | Miscellaneous | Existing | Food Preparation | Natural Gas | Range | E4 | Utility - Cost of Operation | 0 | 0 | 0 | 0 | 0 | 0 | 0 | 0 | 0 | 0 | 0 | 0 | 0 | 0 | 0 | 0 | 0 | 0 | 0 | 0 | 0 | 0 | 0 | 0 | 0 | 0 | 0 | 0 | 0 | 0
F5_Commercial_Miscellaneous_Existing_Food Preparation_Natural Gas_Range_E5 | F5 | Commercial | Miscellaneous | Existing | Food Preparation | Natural Gas | Range | E5 | Utility - Cost of Operation | 0 | 0 | 0 | 0 | 0 | 0 | 0 | 0 | 0 | 0 | 0 | 0 | 0 | 0 | 0 | 0 | 0 | 0 | 0 | 0 | 0 | 0 | 0 | 0 | 0 | 0 | 0 | 0 | 0 | 0
F5_Commercial_Miscellaneous_Existing_Food Preparation_Natural Gas_Range_E6 | F5 | Commercial | Miscellaneous | Existing | Food Preparation | Natural Gas | Range | E6 | Utility - Cost of Operation | 0 | 0 | 0 | 0 | 0 | 0 | 0 | 0 | 0 | 0 | 0 | 0 | 0 | 0 | 0 | 0 | 0 | 0 | 0 | 0 | 0 | 0 | 0 | 0 | 0 | 0 | 0 | 0 | 0 | 0
F5_Commercial_Miscellaneous_Existing_Food Preparation_Natural Gas_Range_E7 | F5 | Commercial | Miscellaneous | Existing | Food Preparation | Natural Gas | Range | E7 | Utility - Cost of Operation | 0 | 0 | 0 | 0 | 0 | 0 | 0 | 0 | 0 | 0 | 0 | 0 | 0 | 0 | 0 | 0 | 0 | 0 | 0 | 0 | 0 | 0 | 0 | 0 | 0 | 0 | 0 | 0 | 0 | 0
F5_Commercial_Miscellaneous_Existing_Food Preparation_Natural Gas_Range_E8 | F5 | Commercial | Miscellaneous | Existing | Food Preparation | Natural Gas | Range | E8 | Utility - Cost of Operation | 0 | 0 | 0 | 0 | 0 | 0 | 0 | 0 | 0 | 0 | 0 | 0 | 0 | 0 | 0 | 0 | 0 | 0 | 0 | 0 | 0 | 0 | 0 | 0 | 0 | 0 | 0 | 0 | 0 | 0
F5_Commercial_Miscellaneous_Existing_Food Preparation_Natural Gas_Range_E9 | F5 | Commercial | Miscellaneous | Existing | Food Preparation | Natural Gas | Range | E9 | Utility - Cost of Operation | 0 | 0 | 0 | 0 | 0 | 0 | 0 | 0 | 0 | 0 | 0 | 0 | 0 | 0 | 0 | 0 | 0 | 0 | 0 | 0 | 0 | 0 | 0 | 0 | 0 | 0 | 0 | 0 | 0 | 0
F5_Commercial_Miscellaneous_Existing_Food Preparation_Natural Gas_Range_E10 | F5 | Commercial | Miscellaneous | Existing | Food Preparation | Natural Gas | Range | E10 | Utility - Cost of Operation | 0 | 0 | 0 | 0 | 0 | 0 | 0 | 0 | 0 | 0 | 0 | 0 | 0 | 0 | 0 | 0 | 0 | 0 | 0 | 0 | 0 | 0 | 0 | 0 | 0 | 0 | 0 | 0 | 0 | 0
F6_Commercial_Miscellaneous_Existing_Food Preparation_Natural Gas_Range_E1 | F6 | Commercial | Miscellaneous | Existing | Food Preparation | Natural Gas | Range | E1 | Utility - Value of Sales | 0.010128 | 0.010196 | 0.010283 | 0.010452 | 0.010686 | 0.010968 | 0.011224 | 0.011444 | 0.011652 | 0.011865 | 0.012093 | 0.012315 | 0.012525 | 0.012736 | 0.012923 | 0.0131 | 0.013292 | 0.013484 | 0.013677 | 0.013871 | 0.01406 | 0.014245 | 0 | 0 | 0 | 0 | 0 | 0 | 0 | 0
F6_Commercial_Miscellaneous_Existing_Food Preparation_Natural Gas_Range_E2 | F6 | Commercial | Miscellaneous | Existing | Food Preparation | Natural Gas | Range | E2 | Utility - Value of Sales | 0.007596 | 0.0076466 | 0.0077122 | 0.0078389 | 0.0080147 | 0.0082262 | 0.0084183 | 0.0085829 | 0.0087391 | 0.0088986 | 0.0090694 | 0.009236 | 0.0093936 | 0.0095522 | 0.0096925 | 0.0098252 | 0.0099688 | 0.010113 | 0.010258 | 0.010403 | 0.010545 | 0.010684 | 0 | 0 | 0 | 0 | 0 | 0 | 0 | 0
F6_Commercial_Miscellaneous_Existing_Food Preparation_Natural Gas_Range_E3 | F6 | Commercial | Miscellaneous | Existing | Food Preparation | Natural Gas | Range | E3 | Utility - Value of Sales | 0 | 0 | 0 | 0 | 0 | 0 | 0 | 0 | 0 | 0 | 0 | 0 | 0 | 0 | 0 | 0 | 0 | 0 | 0 | 0 | 0 | 0 | 0 | 0 | 0 | 0 | 0 | 0 | 0 | 0
F6_Commercial_Miscellaneous_Existing_Food Preparation_Natural Gas_Range_E4 | F6 | Commercial | Miscellaneous | Existing | Food Preparation | Natural Gas | Range | E4 | Utility - Value of Sales | 0 | 0 | 0 | 0 | 0 | 0 | 0 | 0 | 0 | 0 | 0 | 0 | 0 | 0 | 0 | 0 | 0 | 0 | 0 | 0 | 0 | 0 | 0 | 0 | 0 | 0 | 0 | 0 | 0 | 0
F6_Commercial_Miscellaneous_Existing_Food Preparation_Natural Gas_Range_E5 | F6 | Commercial | Miscellaneous | Existing | Food Preparation | Natural Gas | Range | E5 | Utility - Value of Sales | 0 | 0 | 0 | 0 | 0 | 0 | 0 | 0 | 0 | 0 | 0 | 0 | 0 | 0 | 0 | 0 | 0 | 0 | 0 | 0 | 0 | 0 | 0 | 0 | 0 | 0 | 0 | 0 | 0 | 0
F6_Commercial_Miscellaneous_Existing_Food Preparation_Natural Gas_Range_E6 | F6 | Commercial | Miscellaneous | Existing | Food Preparation | Natural Gas | Range | E6 | Utility - Value of Sales | 0 | 0 | 0 | 0 | 0 | 0 | 0 | 0 | 0 | 0 | 0 | 0 | 0 | 0 | 0 | 0 | 0 | 0 | 0 | 0 | 0 | 0 | 0 | 0 | 0 | 0 | 0 | 0 | 0 | 0
F6_Commercial_Miscellaneous_Existing_Food Preparation_Natural Gas_Range_E7 | F6 | Commercial | Miscellaneous | Existing | Food Preparation | Natural Gas | Range | E7 | Utility - Value of Sales | 0 | 0 | 0 | 0 | 0 | 0 | 0 | 0 | 0 | 0 | 0 | 0 | 0 | 0 | 0 | 0 | 0 | 0 | 0 | 0 | 0 | 0 | 0 | 0 | 0 | 0 | 0 | 0 | 0 | 0
F6_Commercial_Miscellaneous_Existing_Food Preparation_Natural Gas_Range_E8 | F6 | Commercial | Miscellaneous | Existing | Food Preparation | Natural Gas | Range | E8 | Utility - Value of Sales | 0 | 0 | 0 | 0 | 0 | 0 | 0 | 0 | 0 | 0 | 0 | 0 | 0 | 0 | 0 | 0 | 0 | 0 | 0 | 0 | 0 | 0 | 0 | 0 | 0 | 0 | 0 | 0 | 0 | 0
F6_Commercial_Miscellaneous_Existing_Food Preparation_Natural Gas_Range_E9 | F6 | Commercial | Miscellaneous | Existing | Food Preparation | Natural Gas | Range | E9 | Utility - Value of Sales | 0 | 0 | 0 | 0 | 0 | 0 | 0 | 0 | 0 | 0 | 0 | 0 | 0 | 0 | 0 | 0 | 0 | 0 | 0 | 0 | 0 | 0 | 0 | 0 | 0 | 0 | 0 | 0 | 0 | 0
F6_Commercial_Miscellaneous_Existing_Food Preparation_Natural Gas_Range_E10 | F6 | Commercial | Miscellaneous | Existing | Food Preparation | Natural Gas | Range | E10 | Utility - Value of Sales | 0 | 0 | 0 | 0 | 0 | 0 | 0 | 0 | 0 | 0 | 0 | 0 | 0 | 0 | 0 | 0 | 0 | 0 | 0 | 0 | 0 | 0 | 0 | 0 | 0 | 0 | 0 | 0 | 0 | 0
F1_Commercial_Miscellaneous_Existing_Food Preparation_Natural Gas_Steamer_E1 | F1 | Commercial | Miscellaneous | Existing | Food Preparation | Natural Gas | Steamer | E1 | Participant - Cost of Equipment | 0.022236 | 0.022236 | 0.022236 | 0.022236 | 0.022236 | 0.022236 | 0.022236 | 0.022236 | 0.022236 | 0.022236 | 0.022236 | 0.022236 | 0.022236 | 0.022236 | 0.022236 | 0.022236 | 0.022236 | 0.022236 | 0.022236 | 0.022236 | 0.022236 | 0.022236 | 0 | 0 | 0 | 0 | 0 | 0 | 0 | 0
F1_Commercial_Miscellaneous_Existing_Food Preparation_Natural Gas_Steamer_E2 | F1 | Commercial | Miscellaneous | Existing | Food Preparation | Natural Gas | Steamer | E2 | Participant - Cost of Equipment | 0.023886 | 0.023886 | 0.023886 | 0.023886 | 0.023886 | 0.023886 | 0.023886 | 0.023886 | 0.023886 | 0.023886 | 0.023886 | 0.023886 | 0.023886 | 0.023886 | 0.023886 | 0.023886 | 0.023886 | 0.023886 | 0.023886 | 0.023886 | 0.023886 | 0.023886 | 0 | 0 | 0 | 0 | 0 | 0 | 0 | 0
F1_Commercial_Miscellaneous_Existing_Food Preparation_Natural Gas_Steamer_E3 | F1 | Commercial | Miscellaneous | Existing | Food Preparation | Natural Gas | Steamer | E3 | Participant - Cost of Equipment | 0 | 0 | 0 | 0 | 0 | 0 | 0 | 0 | 0 | 0 | 0 | 0 | 0 | 0 | 0 | 0 | 0 | 0 | 0 | 0 | 0 | 0 | 0 | 0 | 0 | 0 | 0 | 0 | 0 | 0
F1_Commercial_Miscellaneous_Existing_Food Preparation_Natural Gas_Steamer_E4 | F1 | Commercial | Miscellaneous | Existing | Food Preparation | Natural Gas | Steamer | E4 | Participant - Cost of Equipment | 0 | 0 | 0 | 0 | 0 | 0 | 0 | 0 | 0 | 0 | 0 | 0 | 0 | 0 | 0 | 0 | 0 | 0 | 0 | 0 | 0 | 0 | 0 | 0 | 0 | 0 | 0 | 0 | 0 | 0
F1_Commercial_Miscellaneous_Existing_Food Preparation_Natural Gas_Steamer_E5 | F1 | Commercial | Miscellaneous | Existing | Food Preparation | Natural Gas | Steamer | E5 | Participant - Cost of Equipment | 0 | 0 | 0 | 0 | 0 | 0 | 0 | 0 | 0 | 0 | 0 | 0 | 0 | 0 | 0 | 0 | 0 | 0 | 0 | 0 | 0 | 0 | 0 | 0 | 0 | 0 | 0 | 0 | 0 | 0
F1_Commercial_Miscellaneous_Existing_Food Preparation_Natural Gas_Steamer_E6 | F1 | Commercial | Miscellaneous | Existing | Food Preparation | Natural Gas | Steamer | E6 | Participant - Cost of Equipment | 0 | 0 | 0 | 0 | 0 | 0 | 0 | 0 | 0 | 0 | 0 | 0 | 0 | 0 | 0 | 0 | 0 | 0 | 0 | 0 | 0 | 0 | 0 | 0 | 0 | 0 | 0 | 0 | 0 | 0
F1_Commercial_Miscellaneous_Existing_Food Preparation_Natural Gas_Steamer_E7 | F1 | Commercial | Miscellaneous | Existing | Food Preparation | Natural Gas | Steamer | E7 | Participant - Cost of Equipment | 0 | 0 | 0 | 0 | 0 | 0 | 0 | 0 | 0 | 0 | 0 | 0 | 0 | 0 | 0 | 0 | 0 | 0 | 0 | 0 | 0 | 0 | 0 | 0 | 0 | 0 | 0 | 0 | 0 | 0
F1_Commercial_Miscellaneous_Existing_Food Preparation_Natural Gas_Steamer_E8 | F1 | Commercial | Miscellaneous | Existing | Food Preparation | Natural Gas | Steamer | E8 | Participant - Cost of Equipment | 0 | 0 | 0 | 0 | 0 | 0 | 0 | 0 | 0 | 0 | 0 | 0 | 0 | 0 | 0 | 0 | 0 | 0 | 0 | 0 | 0 | 0 | 0 | 0 | 0 | 0 | 0 | 0 | 0 | 0
F1_Commercial_Miscellaneous_Existing_Food Preparation_Natural Gas_Steamer_E9 | F1 | Commercial | Miscellaneous | Existing | Food Preparation | Natural Gas | Steamer | E9 | Participant - Cost of Equipment | 0 | 0 | 0 | 0 | 0 | 0 | 0 | 0 | 0 | 0 | 0 | 0 | 0 | 0 | 0 | 0 | 0 | 0 | 0 | 0 | 0 | 0 | 0 | 0 | 0 | 0 | 0 | 0 | 0 | 0
F1_Commercial_Miscellaneous_Existing_Food Preparation_Natural Gas_Steamer_E10 | F1 | Commercial | Miscellaneous | Existing | Food Preparation | Natural Gas | Steamer | E10 | Participant - Cost of Equipment | 0 | 0 | 0 | 0 | 0 | 0 | 0 | 0 | 0 | 0 | 0 | 0 | 0 | 0 | 0 | 0 | 0 | 0 | 0 | 0 | 0 | 0 | 0 | 0 | 0 | 0 | 0 | 0 | 0 | 0
F2_Commercial_Miscellaneous_Existing_Food Preparation_Natural Gas_Steamer_E1 | F2 | Commercial | Miscellaneous | Existing | Food Preparation | Natural Gas | Steamer | E1 | Participant - Cost of Operation | 0.024182 | 0.024387 | 0.024633 | 0.025043 | 0.02559 | 0.026239 | 0.026838 | 0.027355 | 0.027838 | 0.028315 | 0.028806 | 0.029295 | 0.02977 | 0.03026 | 0.030714 | 0.031163 | 0.031644 | 0.032128 | 0.032615 | 0.033105 | 0.033589 | 0.034066 | 0 | 0 | 0 | 0 | 0 | 0 | 0 | 0
F2_Commercial_Miscellaneous_Existing_Food Preparation_Natural Gas_Steamer_E2 | F2 | Commercial | Miscellaneous | Existing | Food Preparation | Natural Gas | Steamer | E2 | Participant - Cost of Operation | 0.0050441 | 0.0050869 | 0.0051381 | 0.0052238 | 0.0053379 | 0.0054732 | 0.0055983 | 0.0057061 | 0.0058068 | 0.0059063 | 0.0060086 | 0.0061106 | 0.0062097 | 0.0063119 | 0.0064067 | 0.0065004 | 0.0066006 | 0.0067015 | 0.0068033 | 0.0069054 | 0.0070064 | 0.0071059 | 0 | 0 | 0 | 0 | 0 | 0 | 0 | 0
F2_Commercial_Miscellaneous_Existing_Food Preparation_Natural Gas_Steamer_E3 | F2 | Commercial | Miscellaneous | Existing | Food Preparation | Natural Gas | Steamer | E3 | Participant - Cost of Operation | 0 | 0 | 0 | 0 | 0 | 0 | 0 | 0 | 0 | 0 | 0 | 0 | 0 | 0 | 0 | 0 | 0 | 0 | 0 | 0 | 0 | 0 | 0 | 0 | 0 | 0 | 0 | 0 | 0 | 0
F2_Commercial_Miscellaneous_Existing_Food Preparation_Natural Gas_Steamer_E4 | F2 | Commercial | Miscellaneous | Existing | Food Preparation | Natural Gas | Steamer | E4 | Participant - Cost of Operation | 0 | 0 | 0 | 0 | 0 | 0 | 0 | 0 | 0 | 0 | 0 | 0 | 0 | 0 | 0 | 0 | 0 | 0 | 0 | 0 | 0 | 0 | 0 | 0 | 0 | 0 | 0 | 0 | 0 | 0
F2_Commercial_Miscellaneous_Existing_Food Preparation_Natural Gas_Steamer_E5 | F2 | Commercial | Miscellaneous | Existing | Food Preparation | Natural Gas | Steamer | E5 | Participant - Cost of Operation | 0 | 0 | 0 | 0 | 0 | 0 | 0 | 0 | 0 | 0 | 0 | 0 | 0 | 0 | 0 | 0 | 0 | 0 | 0 | 0 | 0 | 0 | 0 | 0 | 0 | 0 | 0 | 0 | 0 | 0
F2_Commercial_Miscellaneous_Existing_Food Preparation_Natural Gas_Steamer_E6 | F2 | Commercial | Miscellaneous | Existing | Food Preparation | Natural Gas | Steamer | E6 | Participant - Cost of Operation | 0 | 0 | 0 | 0 | 0 | 0 | 0 | 0 | 0 | 0 | 0 | 0 | 0 | 0 | 0 | 0 | 0 | 0 | 0 | 0 | 0 | 0 | 0 | 0 | 0 | 0 | 0 | 0 | 0 | 0
F2_Commercial_Miscellaneous_Existing_Food Preparation_Natural Gas_Steamer_E7 | F2 | Commercial | Miscellaneous | Existing | Food Preparation | Natural Gas | Steamer | E7 | Participant - Cost of Operation | 0 | 0 | 0 | 0 | 0 | 0 | 0 | 0 | 0 | 0 | 0 | 0 | 0 | 0 | 0 | 0 | 0 | 0 | 0 | 0 | 0 | 0 | 0 | 0 | 0 | 0 | 0 | 0 | 0 | 0
F2_Commercial_Miscellaneous_Existing_Food Preparation_Natural Gas_Steamer_E8 | F2 | Commercial | Miscellaneous | Existing | Food Preparation | Natural Gas | Steamer | E8 | Participant - Cost of Operation | 0 | 0 | 0 | 0 | 0 | 0 | 0 | 0 | 0 | 0 | 0 | 0 | 0 | 0 | 0 | 0 | 0 | 0 | 0 | 0 | 0 | 0 | 0 | 0 | 0 | 0 | 0 | 0 | 0 | 0
F2_Commercial_Miscellaneous_Existing_Food Preparation_Natural Gas_Steamer_E9 | F2 | Commercial | Miscellaneous | Existing | Food Preparation | Natural Gas | Steamer | E9 | Participant - Cost of Operation | 0 | 0 | 0 | 0 | 0 | 0 | 0 | 0 | 0 | 0 | 0 | 0 | 0 | 0 | 0 | 0 | 0 | 0 | 0 | 0 | 0 | 0 | 0 | 0 | 0 | 0 | 0 | 0 | 0 | 0
F2_Commercial_Miscellaneous_Existing_Food Preparation_Natural Gas_Steamer_E10 | F2 | Commercial | Miscellaneous | Existing | Food Preparation | Natural Gas | Steamer | E10 | Participant - Cost of Operation | 0 | 0 | 0 | 0 | 0 | 0 | 0 | 0 | 0 | 0 | 0 | 0 | 0 | 0 | 0 | 0 | 0 | 0 | 0 | 0 | 0 | 0 | 0 | 0 | 0 | 0 | 0 | 0 | 0 | 0
F3_Commercial_Miscellaneous_Existing_Food Preparation_Natural Gas_Steamer_E1 | F3 | Commercial | Miscellaneous | Existing | Food Preparation | Natural Gas | Steamer | E1 | System - kBTUs of Conusmption | 2.2757 | 2.2823 | 2.2898 | 2.307 | 2.322 | 2.3348 | 2.3446 | 2.3529 | 2.3592 | 2.3633 | 2.3646 | 2.3644 | 2.3622 | 2.358 | 2.3511 | 2.343 | 2.3344 | 2.3251 | 2.3145 | 2.3043 | 2.2937 | 2.2828 | 0 | 0 | 0 | 0 | 0 | 0 | 0 | 0
F3_Commercial_Miscellaneous_Existing_Food Preparation_Natural Gas_Steamer_E2 | F3 | Commercial | Miscellaneous | Existing | Food Preparation | Natural Gas | Steamer | E2 | System - kBTUs of Conusmption | 0.47469 | 0.47607 | 0.47763 | 0.48122 | 0.48435 | 0.48702 | 0.48906 | 0.4908 | 0.4921 | 0.49296 | 0.49323 | 0.49319 | 0.49274 | 0.49187 | 0.49042 | 0.48874 | 0.48693 | 0.48499 | 0.48278 | 0.48065 | 0.47845 | 0.47617 | 0 | 0 | 0 | 0 | 0 | 0 | 0 | 0
F3_Commercial_Miscellaneous_Existing_Food Preparation_Natural Gas_Steamer_E3 | F3 | Commercial | Miscellaneous | Existing | Food Preparation | Natural Gas | Steamer | E3 | System - kBTUs of Conusmption | 0 | 0 | 0 | 0 | 0 | 0 | 0 | 0 | 0 | 0 | 0 | 0 | 0 | 0 | 0 | 0 | 0 | 0 | 0 | 0 | 0 | 0 | 0 | 0 | 0 | 0 | 0 | 0 | 0 | 0
F3_Commercial_Miscellaneous_Existing_Food Preparation_Natural Gas_Steamer_E4 | F3 | Commercial | Miscellaneous | Existing | Food Preparation | Natural Gas | Steamer | E4 | System - kBTUs of Conusmption | 0 | 0 | 0 | 0 | 0 | 0 | 0 | 0 | 0 | 0 | 0 | 0 | 0 | 0 | 0 | 0 | 0 | 0 | 0 | 0 | 0 | 0 | 0 | 0 | 0 | 0 | 0 | 0 | 0 | 0
F3_Commercial_Miscellaneous_Existing_Food Preparation_Natural Gas_Steamer_E5 | F3 | Commercial | Miscellaneous | Existing | Food Preparation | Natural Gas | Steamer | E5 | System - kBTUs of Conusmption | 0 | 0 | 0 | 0 | 0 | 0 | 0 | 0 | 0 | 0 | 0 | 0 | 0 | 0 | 0 | 0 | 0 | 0 | 0 | 0 | 0 | 0 | 0 | 0 | 0 | 0 | 0 | 0 | 0 | 0
F3_Commercial_Miscellaneous_Existing_Food Preparation_Natural Gas_Steamer_E6 | F3 | Commercial | Miscellaneous | Existing | Food Preparation | Natural Gas | Steamer | E6 | System - kBTUs of Conusmption | 0 | 0 | 0 | 0 | 0 | 0 | 0 | 0 | 0 | 0 | 0 | 0 | 0 | 0 | 0 | 0 | 0 | 0 | 0 | 0 | 0 | 0 | 0 | 0 | 0 | 0 | 0 | 0 | 0 | 0
F3_Commercial_Miscellaneous_Existing_Food Preparation_Natural Gas_Steamer_E7 | F3 | Commercial | Miscellaneous | Existing | Food Preparation | Natural Gas | Steamer | E7 | System - kBTUs of Conusmption | 0 | 0 | 0 | 0 | 0 | 0 | 0 | 0 | 0 | 0 | 0 | 0 | 0 | 0 | 0 | 0 | 0 | 0 | 0 | 0 | 0 | 0 | 0 | 0 | 0 | 0 | 0 | 0 | 0 | 0
F3_Commercial_Miscellaneous_Existing_Food Preparation_Natural Gas_Steamer_E8 | F3 | Commercial | Miscellaneous | Existing | Food Preparation | Natural Gas | Steamer | E8 | System - kBTUs of Conusmption | 0 | 0 | 0 | 0 | 0 | 0 | 0 | 0 | 0 | 0 | 0 | 0 | 0 | 0 | 0 | 0 | 0 | 0 | 0 | 0 | 0 | 0 | 0 | 0 | 0 | 0 | 0 | 0 | 0 | 0
F3_Commercial_Miscellaneous_Existing_Food Preparation_Natural Gas_Steamer_E9 | F3 | Commercial | Miscellaneous | Existing | Food Preparation | Natural Gas | Steamer | E9 | System - kBTUs of Conusmption | 0 | 0 | 0 | 0 | 0 | 0 | 0 | 0 | 0 | 0 | 0 | 0 | 0 | 0 | 0 | 0 | 0 | 0 | 0 | 0 | 0 | 0 | 0 | 0 | 0 | 0 | 0 | 0 | 0 | 0
F3_Commercial_Miscellaneous_Existing_Food Preparation_Natural Gas_Steamer_E10 | F3 | Commercial | Miscellaneous | Existing | Food Preparation | Natural Gas | Steamer | E10 | System - kBTUs of Conusmption | 0 | 0 | 0 | 0 | 0 | 0 | 0 | 0 | 0 | 0 | 0 | 0 | 0 | 0 | 0 | 0 | 0 | 0 | 0 | 0 | 0 | 0 | 0 | 0 | 0 | 0 | 0 | 0 | 0 | 0
F4_Commercial_Miscellaneous_Existing_Food Preparation_Natural Gas_Steamer_E1 | F4 | Commercial | Miscellaneous | Existing | Food Preparation | Natural Gas | Steamer | E1 | Utility - Cost of Equipment | 0.022236 | 0.022236 | 0.022236 | 0.022236 | 0.022236 | 0.022236 | 0.022236 | 0.022236 | 0.022236 | 0.022236 | 0.022236 | 0.022236 | 0.022236 | 0.022236 | 0.022236 | 0.022236 | 0.022236 | 0.022236 | 0.022236 | 0.022236 | 0.022236 | 0.022236 | 0 | 0 | 0 | 0 | 0 | 0 | 0 | 0
F4_Commercial_Miscellaneous_Existing_Food Preparation_Natural Gas_Steamer_E2 | F4 | Commercial | Miscellaneous | Existing | Food Preparation | Natural Gas | Steamer | E2 | Utility - Cost of Equipment | 0.023886 | 0.023886 | 0.023886 | 0.023886 | 0.023886 | 0.023886 | 0.023886 | 0.023886 | 0.023886 | 0.023886 | 0.023886 | 0.023886 | 0.023886 | 0.023886 | 0.023886 | 0.023886 | 0.023886 | 0.023886 | 0.023886 | 0.023886 | 0.023886 | 0.023886 | 0 | 0 | 0 | 0 | 0 | 0 | 0 | 0
F4_Commercial_Miscellaneous_Existing_Food Preparation_Natural Gas_Steamer_E3 | F4 | Commercial | Miscellaneous | Existing | Food Preparation | Natural Gas | Steamer | E3 | Utility - Cost of Equipment | 0 | 0 | 0 | 0 | 0 | 0 | 0 | 0 | 0 | 0 | 0 | 0 | 0 | 0 | 0 | 0 | 0 | 0 | 0 | 0 | 0 | 0 | 0 | 0 | 0 | 0 | 0 | 0 | 0 | 0
F4_Commercial_Miscellaneous_Existing_Food Preparation_Natural Gas_Steamer_E4 | F4 | Commercial | Miscellaneous | Existing | Food Preparation | Natural Gas | Steamer | E4 | Utility - Cost of Equipment | 0 | 0 | 0 | 0 | 0 | 0 | 0 | 0 | 0 | 0 | 0 | 0 | 0 | 0 | 0 | 0 | 0 | 0 | 0 | 0 | 0 | 0 | 0 | 0 | 0 | 0 | 0 | 0 | 0 | 0
F4_Commercial_Miscellaneous_Existing_Food Preparation_Natural Gas_Steamer_E5 | F4 | Commercial | Miscellaneous | Existing | Food Preparation | Natural Gas | Steamer | E5 | Utility - Cost of Equipment | 0 | 0 | 0 | 0 | 0 | 0 | 0 | 0 | 0 | 0 | 0 | 0 | 0 | 0 | 0 | 0 | 0 | 0 | 0 | 0 | 0 | 0 | 0 | 0 | 0 | 0 | 0 | 0 | 0 | 0
F4_Commercial_Miscellaneous_Existing_Food Preparation_Natural Gas_Steamer_E6 | F4 | Commercial | Miscellaneous | Existing | Food Preparation | Natural Gas | Steamer | E6 | Utility - Cost of Equipment | 0 | 0 | 0 | 0 | 0 | 0 | 0 | 0 | 0 | 0 | 0 | 0 | 0 | 0 | 0 | 0 | 0 | 0 | 0 | 0 | 0 | 0 | 0 | 0 | 0 | 0 | 0 | 0 | 0 | 0
F4_Commercial_Miscellaneous_Existing_Food Preparation_Natural Gas_Steamer_E7 | F4 | Commercial | Miscellaneous | Existing | Food Preparation | Natural Gas | Steamer | E7 | Utility - Cost of Equipment | 0 | 0 | 0 | 0 | 0 | 0 | 0 | 0 | 0 | 0 | 0 | 0 | 0 | 0 | 0 | 0 | 0 | 0 | 0 | 0 | 0 | 0 | 0 | 0 | 0 | 0 | 0 | 0 | 0 | 0
F4_Commercial_Miscellaneous_Existing_Food Preparation_Natural Gas_Steamer_E8 | F4 | Commercial | Miscellaneous | Existing | Food Preparation | Natural Gas | Steamer | E8 | Utility - Cost of Equipment | 0 | 0 | 0 | 0 | 0 | 0 | 0 | 0 | 0 | 0 | 0 | 0 | 0 | 0 | 0 | 0 | 0 | 0 | 0 | 0 | 0 | 0 | 0 | 0 | 0 | 0 | 0 | 0 | 0 | 0
F4_Commercial_Miscellaneous_Existing_Food Preparation_Natural Gas_Steamer_E9 | F4 | Commercial | Miscellaneous | Existing | Food Preparation | Natural Gas | Steamer | E9 | Utility - Cost of Equipment | 0 | 0 | 0 | 0 | 0 | 0 | 0 | 0 | 0 | 0 | 0 | 0 | 0 | 0 | 0 | 0 | 0 | 0 | 0 | 0 | 0 | 0 | 0 | 0 | 0 | 0 | 0 | 0 | 0 | 0
F4_Commercial_Miscellaneous_Existing_Food Preparation_Natural Gas_Steamer_E10 | F4 | Commercial | Miscellaneous | Existing | Food Preparation | Natural Gas | Steamer | E10 | Utility - Cost of Equipment | 0 | 0 | 0 | 0 | 0 | 0 | 0 | 0 | 0 | 0 | 0 | 0 | 0 | 0 | 0 | 0 | 0 | 0 | 0 | 0 | 0 | 0 | 0 | 0 | 0 | 0 | 0 | 0 | 0 | 0
F5_Commercial_Miscellaneous_Existing_Food Preparation_Natural Gas_Steamer_E1 | F5 | Commercial | Miscellaneous | Existing | Food Preparation | Natural Gas | Steamer | E1 | Utility - Cost of Operation | 0.020184 | 0.020355 | 0.02056 | 0.020903 | 0.02136 | 0.021901 | 0.022402 | 0.022833 | 0.023236 | 0.023634 | 0.024043 | 0.024452 | 0.024848 | 0.025257 | 0.025637 | 0.026011 | 0.026413 | 0.026816 | 0.027223 | 0.027632 | 0.028036 | 0.028435 | 0 | 0 | 0 | 0 | 0 | 0 | 0 | 0
F5_Commercial_Miscellaneous_Existing_Food Preparation_Natural Gas_Steamer_E2 | F5 | Commercial | Miscellaneous | Existing | Food Preparation | Natural Gas | Steamer | E2 | Utility - Cost of Operation | 0.0042102 | 0.0042459 | 0.0042887 | 0.0043602 | 0.0044554 | 0.0045684 | 0.0046728 | 0.0047627 | 0.0048469 | 0.0049298 | 0.0050153 | 0.0051004 | 0.0051831 | 0.0052684 | 0.0053476 | 0.0054258 | 0.0055094 | 0.0055936 | 0.0056785 | 0.0057638 | 0.0058481 | 0.0059312 | 0 | 0 | 0 | 0 | 0 | 0 | 0 | 0
F5_Commercial_Miscellaneous_Existing_Food Preparation_Natural Gas_Steamer_E3 | F5 | Commercial | Miscellaneous | Existing | Food Preparation | Natural Gas | Steamer | E3 | Utility - Cost of Operation | 0 | 0 | 0 | 0 | 0 | 0 | 0 | 0 | 0 | 0 | 0 | 0 | 0 | 0 | 0 | 0 | 0 | 0 | 0 | 0 | 0 | 0 | 0 | 0 | 0 | 0 | 0 | 0 | 0 | 0
F5_Commercial_Miscellaneous_Existing_Food Preparation_Natural Gas_Steamer_E4 | F5 | Commercial | Miscellaneous | Existing | Food Preparation | Natural Gas | Steamer | E4 | Utility - Cost of Operation | 0 | 0 | 0 | 0 | 0 | 0 | 0 | 0 | 0 | 0 | 0 | 0 | 0 | 0 | 0 | 0 | 0 | 0 | 0 | 0 | 0 | 0 | 0 | 0 | 0 | 0 | 0 | 0 | 0 | 0
F5_Commercial_Miscellaneous_Existing_Food Preparation_Natural Gas_Steamer_E5 | F5 | Commercial | Miscellaneous | Existing | Food Preparation | Natural Gas | Steamer | E5 | Utility - Cost of Operation | 0 | 0 | 0 | 0 | 0 | 0 | 0 | 0 | 0 | 0 | 0 | 0 | 0 | 0 | 0 | 0 | 0 | 0 | 0 | 0 | 0 | 0 | 0 | 0 | 0 | 0 | 0 | 0 | 0 | 0
F5_Commercial_Miscellaneous_Existing_Food Preparation_Natural Gas_Steamer_E6 | F5 | Commercial | Miscellaneous | Existing | Food Preparation | Natural Gas | Steamer | E6 | Utility - Cost of Operation | 0 | 0 | 0 | 0 | 0 | 0 | 0 | 0 | 0 | 0 | 0 | 0 | 0 | 0 | 0 | 0 | 0 | 0 | 0 | 0 | 0 | 0 | 0 | 0 | 0 | 0 | 0 | 0 | 0 | 0
F5_Commercial_Miscellaneous_Existing_Food Preparation_Natural Gas_Steamer_E7 | F5 | Commercial | Miscellaneous | Existing | Food Preparation | Natural Gas | Steamer | E7 | Utility - Cost of Operation | 0 | 0 | 0 | 0 | 0 | 0 | 0 | 0 | 0 | 0 | 0 | 0 | 0 | 0 | 0 | 0 | 0 | 0 | 0 | 0 | 0 | 0 | 0 | 0 | 0 | 0 | 0 | 0 | 0 | 0
F5_Commercial_Miscellaneous_Existing_Food Preparation_Natural Gas_Steamer_E8 | F5 | Commercial | Miscellaneous | Existing | Food Preparation | Natural Gas | Steamer | E8 | Utility - Cost of Operation | 0 | 0 | 0 | 0 | 0 | 0 | 0 | 0 | 0 | 0 | 0 | 0 | 0 | 0 | 0 | 0 | 0 | 0 | 0 | 0 | 0 | 0 | 0 | 0 | 0 | 0 | 0 | 0 | 0 | 0
F5_Commercial_Miscellaneous_Existing_Food Preparation_Natural Gas_Steamer_E9 | F5 | Commercial | Miscellaneous | Existing | Food Preparation | Natural Gas | Steamer | E9 | Utility - Cost of Operation | 0 | 0 | 0 | 0 | 0 | 0 | 0 | 0 | 0 | 0 | 0 | 0 | 0 | 0 | 0 | 0 | 0 | 0 | 0 | 0 | 0 | 0 | 0 | 0 | 0 | 0 | 0 | 0 | 0 | 0
F5_Commercial_Miscellaneous_Existing_Food Preparation_Natural Gas_Steamer_E10 | F5 | Commercial | Miscellaneous | Existing | Food Preparation | Natural Gas | Steamer | E10 | Utility - Cost of Operation | 0 | 0 | 0 | 0 | 0 | 0 | 0 | 0 | 0 | 0 | 0 | 0 | 0 | 0 | 0 | 0 | 0 | 0 | 0 | 0 | 0 | 0 | 0 | 0 | 0 | 0 | 0 | 0 | 0 | 0
F6_Commercial_Miscellaneous_Existing_Food Preparation_Natural Gas_Steamer_E1 | F6 | Commercial | Miscellaneous | Existing | Food Preparation | Natural Gas | Steamer | E1 | Utility - Value of Sales | 0.024182 | 0.024387 | 0.024633 | 0.025043 | 0.02559 | 0.026239 | 0.026838 | 0.027355 | 0.027838 | 0.028315 | 0.028806 | 0.029295 | 0.02977 | 0.03026 | 0.030714 | 0.031163 | 0.031644 | 0.032128 | 0.032615 | 0.033105 | 0.033589 | 0.034066 | 0 | 0 | 0 | 0 | 0 | 0 | 0 | 0
F6_Commercial_Miscellaneous_Existing_Food Preparation_Natural Gas_Steamer_E2 | F6 | Commercial | Miscellaneous | Existing | Food Preparation | Natural Gas | Steamer | E2 | Utility - Value of Sales | 0.0050441 | 0.0050869 | 0.0051381 | 0.0052238 | 0.0053379 | 0.0054732 | 0.0055983 | 0.0057061 | 0.0058068 | 0.0059063 | 0.0060086 | 0.0061106 | 0.0062097 | 0.0063119 | 0.0064067 | 0.0065004 | 0.0066006 | 0.0067015 | 0.0068033 | 0.0069054 | 0.0070064 | 0.0071059 | 0 | 0 | 0 | 0 | 0 | 0 | 0 | 0
F6_Commercial_Miscellaneous_Existing_Food Preparation_Natural Gas_Steamer_E3 | F6 | Commercial | Miscellaneous | Existing | Food Preparation | Natural Gas | Steamer | E3 | Utility - Value of Sales | 0 | 0 | 0 | 0 | 0 | 0 | 0 | 0 | 0 | 0 | 0 | 0 | 0 | 0 | 0 | 0 | 0 | 0 | 0 | 0 | 0 | 0 | 0 | 0 | 0 | 0 | 0 | 0 | 0 | 0
F6_Commercial_Miscellaneous_Existing_Food Preparation_Natural Gas_Steamer_E4 | F6 | Commercial | Miscellaneous | Existing | Food Preparation | Natural Gas | Steamer | E4 | Utility - Value of Sales | 0 | 0 | 0 | 0 | 0 | 0 | 0 | 0 | 0 | 0 | 0 | 0 | 0 | 0 | 0 | 0 | 0 | 0 | 0 | 0 | 0 | 0 | 0 | 0 | 0 | 0 | 0 | 0 | 0 | 0
F6_Commercial_Miscellaneous_Existing_Food Preparation_Natural Gas_Steamer_E5 | F6 | Commercial | Miscellaneous | Existing | Food Preparation | Natural Gas | Steamer | E5 | Utility - Value of Sales | 0 | 0 | 0 | 0 | 0 | 0 | 0 | 0 | 0 | 0 | 0 | 0 | 0 | 0 | 0 | 0 | 0 | 0 | 0 | 0 | 0 | 0 | 0 | 0 | 0 | 0 | 0 | 0 | 0 | 0
F6_Commercial_Miscellaneous_Existing_Food Preparation_Natural Gas_Steamer_E6 | F6 | Commercial | Miscellaneous | Existing | Food Preparation | Natural Gas | Steamer | E6 | Utility - Value of Sales | 0 | 0 | 0 | 0 | 0 | 0 | 0 | 0 | 0 | 0 | 0 | 0 | 0 | 0 | 0 | 0 | 0 | 0 | 0 | 0 | 0 | 0 | 0 | 0 | 0 | 0 | 0 | 0 | 0 | 0
F6_Commercial_Miscellaneous_Existing_Food Preparation_Natural Gas_Steamer_E7 | F6 | Commercial | Miscellaneous | Existing | Food Preparation | Natural Gas | Steamer | E7 | Utility - Value of Sales | 0 | 0 | 0 | 0 | 0 | 0 | 0 | 0 | 0 | 0 | 0 | 0 | 0 | 0 | 0 | 0 | 0 | 0 | 0 | 0 | 0 | 0 | 0 | 0 | 0 | 0 | 0 | 0 | 0 | 0
F6_Commercial_Miscellaneous_Existing_Food Preparation_Natural Gas_Steamer_E8 | F6 | Commercial | Miscellaneous | Existing | Food Preparation | Natural Gas | Steamer | E8 | Utility - Value of Sales | 0 | 0 | 0 | 0 | 0 | 0 | 0 | 0 | 0 | 0 | 0 | 0 | 0 | 0 | 0 | 0 | 0 | 0 | 0 | 0 | 0 | 0 | 0 | 0 | 0 | 0 | 0 | 0 | 0 | 0
F6_Commercial_Miscellaneous_Existing_Food Preparation_Natural Gas_Steamer_E9 | F6 | Commercial | Miscellaneous | Existing | Food Preparation | Natural Gas | Steamer | E9 | Utility - Value of Sales | 0 | 0 | 0 | 0 | 0 | 0 | 0 | 0 | 0 | 0 | 0 | 0 | 0 | 0 | 0 | 0 | 0 | 0 | 0 | 0 | 0 | 0 | 0 | 0 | 0 | 0 | 0 | 0 | 0 | 0
F6_Commercial_Miscellaneous_Existing_Food Preparation_Natural Gas_Steamer_E10 | F6 | Commercial | Miscellaneous | Existing | Food Preparation | Natural Gas | Steamer | E10 | Utility - Value of Sales | 0 | 0 | 0 | 0 | 0 | 0 | 0 | 0 | 0 | 0 | 0 | 0 | 0 | 0 | 0 | 0 | 0 | 0 | 0 | 0 | 0 | 0 | 0 | 0 | 0 | 0 | 0 | 0 | 0 | 0
F1_Commercial_Miscellaneous_Existing_Food Preparation_Natural Gas_Food Prep Other_E1 | F1 | Commercial | Miscellaneous | Existing | Food Preparation | Natural Gas | Food Prep Other | E1 | Participant - Cost of Equipment | 0.00094209 | 0.00094209 | 0.00094209 | 0.00094209 | 0.00094209 | 0.00094209 | 0.00094209 | 0.00094209 | 0.00094209 | 0.00094209 | 0.00094209 | 0.00094209 | 0.00094209 | 0.00094209 | 0.00094209 | 0.00094209 | 0.00094209 | 0.00094209 | 0.00094209 | 0.00094209 | 0.00094209 | 0.00094209 | 0 | 0 | 0 | 0 | 0 | 0 | 0 | 0
F1_Commercial_Miscellaneous_Existing_Food Preparation_Natural Gas_Food Prep Other_E2 | F1 | Commercial | Miscellaneous | Existing | Food Preparation | Natural Gas | Food Prep Other | E2 | Participant - Cost of Equipment | 0.00094303 | 0.00094303 | 0.00094303 | 0.00094303 | 0.00094303 | 0.00094303 | 0.00094303 | 0.00094303 | 0.00094303 | 0.00094303 | 0.00094303 | 0.00094303 | 0.00094303 | 0.00094303 | 0.00094303 | 0.00094303 | 0.00094303 | 0.00094303 | 0.00094303 | 0.00094303 | 0.00094303 | 0.00094303 | 0 | 0 | 0 | 0 | 0 | 0 | 0 | 0
F1_Commercial_Miscellaneous_Existing_Food Preparation_Natural Gas_Food Prep Other_E3 | F1 | Commercial | Miscellaneous | Existing | Food Preparation | Natural Gas | Food Prep Other | E3 | Participant - Cost of Equipment | 0 | 0 | 0 | 0 | 0 | 0 | 0 | 0 | 0 | 0 | 0 | 0 | 0 | 0 | 0 | 0 | 0 | 0 | 0 | 0 | 0 | 0 | 0 | 0 | 0 | 0 | 0 | 0 | 0 | 0
F1_Commercial_Miscellaneous_Existing_Food Preparation_Natural Gas_Food Prep Other_E4 | F1 | Commercial | Miscellaneous | Existing | Food Preparation | Natural Gas | Food Prep Other | E4 | Participant - Cost of Equipment | 0 | 0 | 0 | 0 | 0 | 0 | 0 | 0 | 0 | 0 | 0 | 0 | 0 | 0 | 0 | 0 | 0 | 0 | 0 | 0 | 0 | 0 | 0 | 0 | 0 | 0 | 0 | 0 | 0 | 0
F1_Commercial_Miscellaneous_Existing_Food Preparation_Natural Gas_Food Prep Other_E5 | F1 | Commercial | Miscellaneous | Existing | Food Preparation | Natural Gas | Food Prep Other | E5 | Participant - Cost of Equipment | 0 | 0 | 0 | 0 | 0 | 0 | 0 | 0 | 0 | 0 | 0 | 0 | 0 | 0 | 0 | 0 | 0 | 0 | 0 | 0 | 0 | 0 | 0 | 0 | 0 | 0 | 0 | 0 | 0 | 0
F1_Commercial_Miscellaneous_Existing_Food Preparation_Natural Gas_Food Prep Other_E6 | F1 | Commercial | Miscellaneous | Existing | Food Preparation | Natural Gas | Food Prep Other | E6 | Participant - Cost of Equipment | 0 | 0 | 0 | 0 | 0 | 0 | 0 | 0 | 0 | 0 | 0 | 0 | 0 | 0 | 0 | 0 | 0 | 0 | 0 | 0 | 0 | 0 | 0 | 0 | 0 | 0 | 0 | 0 | 0 | 0
F1_Commercial_Miscellaneous_Existing_Food Preparation_Natural Gas_Food Prep Other_E7 | F1 | Commercial | Miscellaneous | Existing | Food Preparation | Natural Gas | Food Prep Other | E7 | Participant - Cost of Equipment | 0 | 0 | 0 | 0 | 0 | 0 | 0 | 0 | 0 | 0 | 0 | 0 | 0 | 0 | 0 | 0 | 0 | 0 | 0 | 0 | 0 | 0 | 0 | 0 | 0 | 0 | 0 | 0 | 0 | 0
F1_Commercial_Miscellaneous_Existing_Food Preparation_Natural Gas_Food Prep Other_E8 | F1 | Commercial | Miscellaneous | Existing | Food Preparation | Natural Gas | Food Prep Other | E8 | Participant - Cost of Equipment | 0 | 0 | 0 | 0 | 0 | 0 | 0 | 0 | 0 | 0 | 0 | 0 | 0 | 0 | 0 | 0 | 0 | 0 | 0 | 0 | 0 | 0 | 0 | 0 | 0 | 0 | 0 | 0 | 0 | 0
F1_Commercial_Miscellaneous_Existing_Food Preparation_Natural Gas_Food Prep Other_E9 | F1 | Commercial | Miscellaneous | Existing | Food Preparation | Natural Gas | Food Prep Other | E9 | Participant - Cost of Equipment | 0 | 0 | 0 | 0 | 0 | 0 | 0 | 0 | 0 | 0 | 0 | 0 | 0 | 0 | 0 | 0 | 0 | 0 | 0 | 0 | 0 | 0 | 0 | 0 | 0 | 0 | 0 | 0 | 0 | 0
F1_Commercial_Miscellaneous_Existing_Food Preparation_Natural Gas_Food Prep Other_E10 | F1 | Commercial | Miscellaneous | Existing | Food Preparation | Natural Gas | Food Prep Other | E10 | Participant - Cost of Equipment | 0 | 0 | 0 | 0 | 0 | 0 | 0 | 0 | 0 | 0 | 0 | 0 | 0 | 0 | 0 | 0 | 0 | 0 | 0 | 0 | 0 | 0 | 0 | 0 | 0 | 0 | 0 | 0 | 0 | 0
F2_Commercial_Miscellaneous_Existing_Food Preparation_Natural Gas_Food Prep Other_E1 | F2 | Commercial | Miscellaneous | Existing | Food Preparation | Natural Gas | Food Prep Other | E1 | Participant - Cost of Operation | 0.010256 | 0.010325 | 0.010413 | 0.010584 | 0.010822 | 0.011107 | 0.011367 | 0.011589 | 0.0118 | 0.012015 | 0.012246 | 0.012471 | 0.012684 | 0.012898 | 0.013087 | 0.013266 | 0.01346 | 0.013655 | 0.013851 | 0.014046 | 0.014238 | 0.014426 | 0 | 0 | 0 | 0 | 0 | 0 | 0 | 0
F2_Commercial_Miscellaneous_Existing_Food Preparation_Natural Gas_Food Prep Other_E2 | F2 | Commercial | Miscellaneous | Existing | Food Preparation | Natural Gas | Food Prep Other | E2 | Participant - Cost of Operation | 0.010256 | 0.010325 | 0.010413 | 0.010584 | 0.010822 | 0.011107 | 0.011367 | 0.011589 | 0.0118 | 0.012015 | 0.012246 | 0.012471 | 0.012683 | 0.012898 | 0.013087 | 0.013266 | 0.01346 | 0.013655 | 0.01385 | 0.014046 | 0.014238 | 0.014426 | 0 | 0 | 0 | 0 | 0 | 0 | 0 | 0
F2_Commercial_Miscellaneous_Existing_Food Preparation_Natural Gas_Food Prep Other_E3 | F2 | Commercial | Miscellaneous | Existing | Food Preparation | Natural Gas | Food Prep Other | E3 | Participant - Cost of Operation | 0 | 0 | 0 | 0 | 0 | 0 | 0 | 0 | 0 | 0 | 0 | 0 | 0 | 0 | 0 | 0 | 0 | 0 | 0 | 0 | 0 | 0 | 0 | 0 | 0 | 0 | 0 | 0 | 0 | 0
F2_Commercial_Miscellaneous_Existing_Food Preparation_Natural Gas_Food Prep Other_E4 | F2 | Commercial | Miscellaneous | Existing | Food Preparation | Natural Gas | Food Prep Other | E4 | Participant - Cost of Operation | 0 | 0 | 0 | 0 | 0 | 0 | 0 | 0 | 0 | 0 | 0 | 0 | 0 | 0 | 0 | 0 | 0 | 0 | 0 | 0 | 0 | 0 | 0 | 0 | 0 | 0 | 0 | 0 | 0 | 0
F2_Commercial_Miscellaneous_Existing_Food Preparation_Natural Gas_Food Prep Other_E5 | F2 | Commercial | Miscellaneous | Existing | Food Preparation | Natural Gas | Food Prep Other | E5 | Participant - Cost of Operation | 0 | 0 | 0 | 0 | 0 | 0 | 0 | 0 | 0 | 0 | 0 | 0 | 0 | 0 | 0 | 0 | 0 | 0 | 0 | 0 | 0 | 0 | 0 | 0 | 0 | 0 | 0 | 0 | 0 | 0
F2_Commercial_Miscellaneous_Existing_Food Preparation_Natural Gas_Food Prep Other_E6 | F2 | Commercial | Miscellaneous | Existing | Food Preparation | Natural Gas | Food Prep Other | E6 | Participant - Cost of Operation | 0 | 0 | 0 | 0 | 0 | 0 | 0 | 0 | 0 | 0 | 0 | 0 | 0 | 0 | 0 | 0 | 0 | 0 | 0 | 0 | 0 | 0 | 0 | 0 | 0 | 0 | 0 | 0 | 0 | 0
F2_Commercial_Miscellaneous_Existing_Food Preparation_Natural Gas_Food Prep Other_E7 | F2 | Commercial | Miscellaneous | Existing | Food Preparation | Natural Gas | Food Prep Other | E7 | Participant - Cost of Operation | 0 | 0 | 0 | 0 | 0 | 0 | 0 | 0 | 0 | 0 | 0 | 0 | 0 | 0 | 0 | 0 | 0 | 0 | 0 | 0 | 0 | 0 | 0 | 0 | 0 | 0 | 0 | 0 | 0 | 0
F2_Commercial_Miscellaneous_Existing_Food Preparation_Natural Gas_Food Prep Other_E8 | F2 | Commercial | Miscellaneous | Existing | Food Preparation | Natural Gas | Food Prep Other | E8 | Participant - Cost of Operation | 0 | 0 | 0 | 0 | 0 | 0 | 0 | 0 | 0 | 0 | 0 | 0 | 0 | 0 | 0 | 0 | 0 | 0 | 0 | 0 | 0 | 0 | 0 | 0 | 0 | 0 | 0 | 0 | 0 | 0
F2_Commercial_Miscellaneous_Existing_Food Preparation_Natural Gas_Food Prep Other_E9 | F2 | Commercial | Miscellaneous | Existing | Food Preparation | Natural Gas | Food Prep Other | E9 | Participant - Cost of Operation | 0 | 0 | 0 | 0 | 0 | 0 | 0 | 0 | 0 | 0 | 0 | 0 | 0 | 0 | 0 | 0 | 0 | 0 | 0 | 0 | 0 | 0 | 0 | 0 | 0 | 0 | 0 | 0 | 0 | 0
F2_Commercial_Miscellaneous_Existing_Food Preparation_Natural Gas_Food Prep Other_E10 | F2 | Commercial | Miscellaneous | Existing | Food Preparation | Natural Gas | Food Prep Other | E10 | Participant - Cost of Operation | 0 | 0 | 0 | 0 | 0 | 0 | 0 | 0 | 0 | 0 | 0 | 0 | 0 | 0 | 0 | 0 | 0 | 0 | 0 | 0 | 0 | 0 | 0 | 0 | 0 | 0 | 0 | 0 | 0 | 0
F3_Commercial_Miscellaneous_Existing_Food Preparation_Natural Gas_Food Prep Other_E1 | F3 | Commercial | Miscellaneous | Existing | Food Preparation | Natural Gas | Food Prep Other | E1 | System - kBTUs of Conusmption | 0.97178 | 0.9744 | 0.97756 | 0.98576 | 0.99291 | 0.99897 | 1.0036 | 1.0081 | 1.0123 | 1.016 | 1.0192 | 1.0211 | 1.0215 | 1.0204 | 1.0174 | 1.0132 | 1.0088 | 1.004 | 0.99852 | 0.99325 | 0.98779 | 0.98218 | 0 | 0 | 0 | 0 | 0 | 0 | 0 | 0
F3_Commercial_Miscellaneous_Existing_Food Preparation_Natural Gas_Food Prep Other_E2 | F3 | Commercial | Miscellaneous | Existing | Food Preparation | Natural Gas | Food Prep Other | E2 | System - kBTUs of Conusmption | 0.97178 | 0.97439 | 0.97755 | 0.98575 | 0.9929 | 0.99896 | 1.0036 | 1.0081 | 1.0122 | 1.016 | 1.0192 | 1.0211 | 1.0215 | 1.0204 | 1.0174 | 1.0132 | 1.0088 | 1.004 | 0.99851 | 0.99325 | 0.98778 | 0.98217 | 0 | 0 | 0 | 0 | 0 | 0 | 0 | 0
F3_Commercial_Miscellaneous_Existing_Food Preparation_Natural Gas_Food Prep Other_E3 | F3 | Commercial | Miscellaneous | Existing | Food Preparation | Natural Gas | Food Prep Other | E3 | System - kBTUs of Conusmption | 0 | 0 | 0 | 0 | 0 | 0 | 0 | 0 | 0 | 0 | 0 | 0 | 0 | 0 | 0 | 0 | 0 | 0 | 0 | 0 | 0 | 0 | 0 | 0 | 0 | 0 | 0 | 0 | 0 | 0
F3_Commercial_Miscellaneous_Existing_Food Preparation_Natural Gas_Food Prep Other_E4 | F3 | Commercial | Miscellaneous | Existing | Food Preparation | Natural Gas | Food Prep Other | E4 | System - kBTUs of Conusmption | 0 | 0 | 0 | 0 | 0 | 0 | 0 | 0 | 0 | 0 | 0 | 0 | 0 | 0 | 0 | 0 | 0 | 0 | 0 | 0 | 0 | 0 | 0 | 0 | 0 | 0 | 0 | 0 | 0 | 0
F3_Commercial_Miscellaneous_Existing_Food Preparation_Natural Gas_Food Prep Other_E5 | F3 | Commercial | Miscellaneous | Existing | Food Preparation | Natural Gas | Food Prep Other | E5 | System - kBTUs of Conusmption | 0 | 0 | 0 | 0 | 0 | 0 | 0 | 0 | 0 | 0 | 0 | 0 | 0 | 0 | 0 | 0 | 0 | 0 | 0 | 0 | 0 | 0 | 0 | 0 | 0 | 0 | 0 | 0 | 0 | 0
F3_Commercial_Miscellaneous_Existing_Food Preparation_Natural Gas_Food Prep Other_E6 | F3 | Commercial | Miscellaneous | Existing | Food Preparation | Natural Gas | Food Prep Other | E6 | System - kBTUs of Conusmption | 0 | 0 | 0 | 0 | 0 | 0 | 0 | 0 | 0 | 0 | 0 | 0 | 0 | 0 | 0 | 0 | 0 | 0 | 0 | 0 | 0 | 0 | 0 | 0 | 0 | 0 | 0 | 0 | 0 | 0
F3_Commercial_Miscellaneous_Existing_Food Preparation_Natural Gas_Food Prep Other_E7 | F3 | Commercial | Miscellaneous | Existing | Food Preparation | Natural Gas | Food Prep Other | E7 | System - kBTUs of Conusmption | 0 | 0 | 0 | 0 | 0 | 0 | 0 | 0 | 0 | 0 | 0 | 0 | 0 | 0 | 0 | 0 | 0 | 0 | 0 | 0 | 0 | 0 | 0 | 0 | 0 | 0 | 0 | 0 | 0 | 0
F3_Commercial_Miscellaneous_Existing_Food Preparation_Natural Gas_Food Prep Other_E8 | F3 | Commercial | Miscellaneous | Existing | Food Preparation | Natural Gas | Food Prep Other | E8 | System - kBTUs of Conusmption | 0 | 0 | 0 | 0 | 0 | 0 | 0 | 0 | 0 | 0 | 0 | 0 | 0 | 0 | 0 | 0 | 0 | 0 | 0 | 0 | 0 | 0 | 0 | 0 | 0 | 0 | 0 | 0 | 0 | 0
F3_Commercial_Miscellaneous_Existing_Food Preparation_Natural Gas_Food Prep Other_E9 | F3 | Commercial | Miscellaneous | Existing | Food Preparation | Natural Gas | Food Prep Other | E9 | System - kBTUs of Conusmption | 0 | 0 | 0 | 0 | 0 | 0 | 0 | 0 | 0 | 0 | 0 | 0 | 0 | 0 | 0 | 0 | 0 | 0 | 0 | 0 | 0 | 0 | 0 | 0 | 0 | 0 | 0 | 0 | 0 | 0
F3_Commercial_Miscellaneous_Existing_Food Preparation_Natural Gas_Food Prep Other_E10 | F3 | Commercial | Miscellaneous | Existing | Food Preparation | Natural Gas | Food Prep Other | E10 | System - kBTUs of Conusmption | 0 | 0 | 0 | 0 | 0 | 0 | 0 | 0 | 0 | 0 | 0 | 0 | 0 | 0 | 0 | 0 | 0 | 0 | 0 | 0 | 0 | 0 | 0 | 0 | 0 | 0 | 0 | 0 | 0 | 0
F4_Commercial_Miscellaneous_Existing_Food Preparation_Natural Gas_Food Prep Other_E1 | F4 | Commercial | Miscellaneous | Existing | Food Preparation | Natural Gas | Food Prep Other | E1 | Utility - Cost of Equipment | 0.00094209 | 0.00094209 | 0.00094209 | 0.00094209 | 0.00094209 | 0.00094209 | 0.00094209 | 0.00094209 | 0.00094209 | 0.00094209 | 0.00094209 | 0.00094209 | 0.00094209 | 0.00094209 | 0.00094209 | 0.00094209 | 0.00094209 | 0.00094209 | 0.00094209 | 0.00094209 | 0.00094209 | 0.00094209 | 0 | 0 | 0 | 0 | 0 | 0 | 0 | 0
F4_Commercial_Miscellaneous_Existing_Food Preparation_Natural Gas_Food Prep Other_E2 | F4 | Commercial | Miscellaneous | Existing | Food Preparation | Natural Gas | Food Prep Other | E2 | Utility - Cost of Equipment | 0.00094303 | 0.00094303 | 0.00094303 | 0.00094303 | 0.00094303 | 0.00094303 | 0.00094303 | 0.00094303 | 0.00094303 | 0.00094303 | 0.00094303 | 0.00094303 | 0.00094303 | 0.00094303 | 0.00094303 | 0.00094303 | 0.00094303 | 0.00094303 | 0.00094303 | 0.00094303 | 0.00094303 | 0.00094303 | 0 | 0 | 0 | 0 | 0 | 0 | 0 | 0
F4_Commercial_Miscellaneous_Existing_Food Preparation_Natural Gas_Food Prep Other_E3 | F4 | Commercial | Miscellaneous | Existing | Food Preparation | Natural Gas | Food Prep Other | E3 | Utility - Cost of Equipment | 0 | 0 | 0 | 0 | 0 | 0 | 0 | 0 | 0 | 0 | 0 | 0 | 0 | 0 | 0 | 0 | 0 | 0 | 0 | 0 | 0 | 0 | 0 | 0 | 0 | 0 | 0 | 0 | 0 | 0
F4_Commercial_Miscellaneous_Existing_Food Preparation_Natural Gas_Food Prep Other_E4 | F4 | Commercial | Miscellaneous | Existing | Food Preparation | Natural Gas | Food Prep Other | E4 | Utility - Cost of Equipment | 0 | 0 | 0 | 0 | 0 | 0 | 0 | 0 | 0 | 0 | 0 | 0 | 0 | 0 | 0 | 0 | 0 | 0 | 0 | 0 | 0 | 0 | 0 | 0 | 0 | 0 | 0 | 0 | 0 | 0
F4_Commercial_Miscellaneous_Existing_Food Preparation_Natural Gas_Food Prep Other_E5 | F4 | Commercial | Miscellaneous | Existing | Food Preparation | Natural Gas | Food Prep Other | E5 | Utility - Cost of Equipment | 0 | 0 | 0 | 0 | 0 | 0 | 0 | 0 | 0 | 0 | 0 | 0 | 0 | 0 | 0 | 0 | 0 | 0 | 0 | 0 | 0 | 0 | 0 | 0 | 0 | 0 | 0 | 0 | 0 | 0
F4_Commercial_Miscellaneous_Existing_Food Preparation_Natural Gas_Food Prep Other_E6 | F4 | Commercial | Miscellaneous | Existing | Food Preparation | Natural Gas | Food Prep Other | E6 | Utility - Cost of Equipment | 0 | 0 | 0 | 0 | 0 | 0 | 0 | 0 | 0 | 0 | 0 | 0 | 0 | 0 | 0 | 0 | 0 | 0 | 0 | 0 | 0 | 0 | 0 | 0 | 0 | 0 | 0 | 0 | 0 | 0
F4_Commercial_Miscellaneous_Existing_Food Preparation_Natural Gas_Food Prep Other_E7 | F4 | Commercial | Miscellaneous | Existing | Food Preparation | Natural Gas | Food Prep Other | E7 | Utility - Cost of Equipment | 0 | 0 | 0 | 0 | 0 | 0 | 0 | 0 | 0 | 0 | 0 | 0 | 0 | 0 | 0 | 0 | 0 | 0 | 0 | 0 | 0 | 0 | 0 | 0 | 0 | 0 | 0 | 0 | 0 | 0
F4_Commercial_Miscellaneous_Existing_Food Preparation_Natural Gas_Food Prep Other_E8 | F4 | Commercial | Miscellaneous | Existing | Food Preparation | Natural Gas | Food Prep Other | E8 | Utility - Cost of Equipment | 0 | 0 | 0 | 0 | 0 | 0 | 0 | 0 | 0 | 0 | 0 | 0 | 0 | 0 | 0 | 0 | 0 | 0 | 0 | 0 | 0 | 0 | 0 | 0 | 0 | 0 | 0 | 0 | 0 | 0
F4_Commercial_Miscellaneous_Existing_Food Preparation_Natural Gas_Food Prep Other_E9 | F4 | Commercial | Miscellaneous | Existing | Food Preparation | Natural Gas | Food Prep Other | E9 | Utility - Cost of Equipment | 0 | 0 | 0 | 0 | 0 | 0 | 0 | 0 | 0 | 0 | 0 | 0 | 0 | 0 | 0 | 0 | 0 | 0 | 0 | 0 | 0 | 0 | 0 | 0 | 0 | 0 | 0 | 0 | 0 | 0
F4_Commercial_Miscellaneous_Existing_Food Preparation_Natural Gas_Food Prep Other_E10 | F4 | Commercial | Miscellaneous | Existing | Food Preparation | Natural Gas | Food Prep Other | E10 | Utility - Cost of Equipment | 0 | 0 | 0 | 0 | 0 | 0 | 0 | 0 | 0 | 0 | 0 | 0 | 0 | 0 | 0 | 0 | 0 | 0 | 0 | 0 | 0 | 0 | 0 | 0 | 0 | 0 | 0 | 0 | 0 | 0
F5_Commercial_Miscellaneous_Existing_Food Preparation_Natural Gas_Food Prep Other_E1 | F5 | Commercial | Miscellaneous | Existing | Food Preparation | Natural Gas | Food Prep Other | E1 | Utility - Cost of Operation | 0.0085608 | 0.0086178 | 0.0086918 | 0.0088345 | 0.0090326 | 0.009271 | 0.0094875 | 0.009673 | 0.009849 | 0.010029 | 0.010221 | 0.010409 | 0.010587 | 0.010765 | 0.010923 | 0.011073 | 0.011235 | 0.011397 | 0.011561 | 0.011724 | 0.011884 | 0.012041 | 0 | 0 | 0 | 0 | 0 | 0 | 0 | 0
F5_Commercial_Miscellaneous_Existing_Food Preparation_Natural Gas_Food Prep Other_E2 | F5 | Commercial | Miscellaneous | Existing | Food Preparation | Natural Gas | Food Prep Other | E2 | Utility - Cost of Operation | 0.0085607 | 0.0086178 | 0.0086917 | 0.0088344 | 0.0090325 | 0.009271 | 0.0094874 | 0.0096729 | 0.009849 | 0.010029 | 0.010221 | 0.010409 | 0.010587 | 0.010765 | 0.010923 | 0.011073 | 0.011235 | 0.011397 | 0.011561 | 0.011724 | 0.011884 | 0.012041 | 0 | 0 | 0 | 0 | 0 | 0 | 0 | 0
F5_Commercial_Miscellaneous_Existing_Food Preparation_Natural Gas_Food Prep Other_E3 | F5 | Commercial | Miscellaneous | Existing | Food Preparation | Natural Gas | Food Prep Other | E3 | Utility - Cost of Operation | 0 | 0 | 0 | 0 | 0 | 0 | 0 | 0 | 0 | 0 | 0 | 0 | 0 | 0 | 0 | 0 | 0 | 0 | 0 | 0 | 0 | 0 | 0 | 0 | 0 | 0 | 0 | 0 | 0 | 0
F5_Commercial_Miscellaneous_Existing_Food Preparation_Natural Gas_Food Prep Other_E4 | F5 | Commercial | Miscellaneous | Existing | Food Preparation | Natural Gas | Food Prep Other | E4 | Utility - Cost of Operation | 0 | 0 | 0 | 0 | 0 | 0 | 0 | 0 | 0 | 0 | 0 | 0 | 0 | 0 | 0 | 0 | 0 | 0 | 0 | 0 | 0 | 0 | 0 | 0 | 0 | 0 | 0 | 0 | 0 | 0
F5_Commercial_Miscellaneous_Existing_Food Preparation_Natural Gas_Food Prep Other_E5 | F5 | Commercial | Miscellaneous | Existing | Food Preparation | Natural Gas | Food Prep Other | E5 | Utility - Cost of Operation | 0 | 0 | 0 | 0 | 0 | 0 | 0 | 0 | 0 | 0 | 0 | 0 | 0 | 0 | 0 | 0 | 0 | 0 | 0 | 0 | 0 | 0 | 0 | 0 | 0 | 0 | 0 | 0 | 0 | 0
F5_Commercial_Miscellaneous_Existing_Food Preparation_Natural Gas_Food Prep Other_E6 | F5 | Commercial | Miscellaneous | Existing | Food Preparation | Natural Gas | Food Prep Other | E6 | Utility - Cost of Operation | 0 | 0 | 0 | 0 | 0 | 0 | 0 | 0 | 0 | 0 | 0 | 0 | 0 | 0 | 0 | 0 | 0 | 0 | 0 | 0 | 0 | 0 | 0 | 0 | 0 | 0 | 0 | 0 | 0 | 0
F5_Commercial_Miscellaneous_Existing_Food Preparation_Natural Gas_Food Prep Other_E7 | F5 | Commercial | Miscellaneous | Existing | Food Preparation | Natural Gas | Food Prep Other | E7 | Utility - Cost of Operation | 0 | 0 | 0 | 0 | 0 | 0 | 0 | 0 | 0 | 0 | 0 | 0 | 0 | 0 | 0 | 0 | 0 | 0 | 0 | 0 | 0 | 0 | 0 | 0 | 0 | 0 | 0 | 0 | 0 | 0
F5_Commercial_Miscellaneous_Existing_Food Preparation_Natural Gas_Food Prep Other_E8 | F5 | Commercial | Miscellaneous | Existing | Food Preparation | Natural Gas | Food Prep Other | E8 | Utility - Cost of Operation | 0 | 0 | 0 | 0 | 0 | 0 | 0 | 0 | 0 | 0 | 0 | 0 | 0 | 0 | 0 | 0 | 0 | 0 | 0 | 0 | 0 | 0 | 0 | 0 | 0 | 0 | 0 | 0 | 0 | 0
F5_Commercial_Miscellaneous_Existing_Food Preparation_Natural Gas_Food Prep Other_E9 | F5 | Commercial | Miscellaneous | Existing | Food Preparation | Natural Gas | Food Prep Other | E9 | Utility - Cost of Operation | 0 | 0 | 0 | 0 | 0 | 0 | 0 | 0 | 0 | 0 | 0 | 0 | 0 | 0 | 0 | 0 | 0 | 0 | 0 | 0 | 0 | 0 | 0 | 0 | 0 | 0 | 0 | 0 | 0 | 0
F5_Commercial_Miscellaneous_Existing_Food Preparation_Natural Gas_Food Prep Other_E10 | F5 | Commercial | Miscellaneous | Existing | Food Preparation | Natural Gas | Food Prep Other | E10 | Utility - Cost of Operation | 0 | 0 | 0 | 0 | 0 | 0 | 0 | 0 | 0 | 0 | 0 | 0 | 0 | 0 | 0 | 0 | 0 | 0 | 0 | 0 | 0 | 0 | 0 | 0 | 0 | 0 | 0 | 0 | 0 | 0
F6_Commercial_Miscellaneous_Existing_Food Preparation_Natural Gas_Food Prep Other_E1 | F6 | Commercial | Miscellaneous | Existing | Food Preparation | Natural Gas | Food Prep Other | E1 | Utility - Value of Sales | 0.010256 | 0.010325 | 0.010413 | 0.010584 | 0.010822 | 0.011107 | 0.011367 | 0.011589 | 0.0118 | 0.012015 | 0.012246 | 0.012471 | 0.012684 | 0.012898 | 0.013087 | 0.013266 | 0.01346 | 0.013655 | 0.013851 | 0.014046 | 0.014238 | 0.014426 | 0 | 0 | 0 | 0 | 0 | 0 | 0 | 0
F6_Commercial_Miscellaneous_Existing_Food Preparation_Natural Gas_Food Prep Other_E2 | F6 | Commercial | Miscellaneous | Existing | Food Preparation | Natural Gas | Food Prep Other | E2 | Utility - Value of Sales | 0.010256 | 0.010325 | 0.010413 | 0.010584 | 0.010822 | 0.011107 | 0.011367 | 0.011589 | 0.0118 | 0.012015 | 0.012246 | 0.012471 | 0.012683 | 0.012898 | 0.013087 | 0.013266 | 0.01346 | 0.013655 | 0.01385 | 0.014046 | 0.014238 | 0.014426 | 0 | 0 | 0 | 0 | 0 | 0 | 0 | 0
F6_Commercial_Miscellaneous_Existing_Food Preparation_Natural Gas_Food Prep Other_E3 | F6 | Commercial | Miscellaneous | Existing | Food Preparation | Natural Gas | Food Prep Other | E3 | Utility - Value of Sales | 0 | 0 | 0 | 0 | 0 | 0 | 0 | 0 | 0 | 0 | 0 | 0 | 0 | 0 | 0 | 0 | 0 | 0 | 0 | 0 | 0 | 0 | 0 | 0 | 0 | 0 | 0 | 0 | 0 | 0
F6_Commercial_Miscellaneous_Existing_Food Preparation_Natural Gas_Food Prep Other_E4 | F6 | Commercial | Miscellaneous | Existing | Food Preparation | Natural Gas | Food Prep Other | E4 | Utility - Value of Sales | 0 | 0 | 0 | 0 | 0 | 0 | 0 | 0 | 0 | 0 | 0 | 0 | 0 | 0 | 0 | 0 | 0 | 0 | 0 | 0 | 0 | 0 | 0 | 0 | 0 | 0 | 0 | 0 | 0 | 0
F6_Commercial_Miscellaneous_Existing_Food Preparation_Natural Gas_Food Prep Other_E5 | F6 | Commercial | Miscellaneous | Existing | Food Preparation | Natural Gas | Food Prep Other | E5 | Utility - Value of Sales | 0 | 0 | 0 | 0 | 0 | 0 | 0 | 0 | 0 | 0 | 0 | 0 | 0 | 0 | 0 | 0 | 0 | 0 | 0 | 0 | 0 | 0 | 0 | 0 | 0 | 0 | 0 | 0 | 0 | 0
F6_Commercial_Miscellaneous_Existing_Food Preparation_Natural Gas_Food Prep Other_E6 | F6 | Commercial | Miscellaneous | Existing | Food Preparation | Natural Gas | Food Prep Other | E6 | Utility - Value of Sales | 0 | 0 | 0 | 0 | 0 | 0 | 0 | 0 | 0 | 0 | 0 | 0 | 0 | 0 | 0 | 0 | 0 | 0 | 0 | 0 | 0 | 0 | 0 | 0 | 0 | 0 | 0 | 0 | 0 | 0
F6_Commercial_Miscellaneous_Existing_Food Preparation_Natural Gas_Food Prep Other_E7 | F6 | Commercial | Miscellaneous | Existing | Food Preparation | Natural Gas | Food Prep Other | E7 | Utility - Value of Sales | 0 | 0 | 0 | 0 | 0 | 0 | 0 | 0 | 0 | 0 | 0 | 0 | 0 | 0 | 0 | 0 | 0 | 0 | 0 | 0 | 0 | 0 | 0 | 0 | 0 | 0 | 0 | 0 | 0 | 0
F6_Commercial_Miscellaneous_Existing_Food Preparation_Natural Gas_Food Prep Other_E8 | F6 | Commercial | Miscellaneous | Existing | Food Preparation | Natural Gas | Food Prep Other | E8 | Utility - Value of Sales | 0 | 0 | 0 | 0 | 0 | 0 | 0 | 0 | 0 | 0 | 0 | 0 | 0 | 0 | 0 | 0 | 0 | 0 | 0 | 0 | 0 | 0 | 0 | 0 | 0 | 0 | 0 | 0 | 0 | 0
F6_Commercial_Miscellaneous_Existing_Food Preparation_Natural Gas_Food Prep Other_E9 | F6 | Commercial | Miscellaneous | Existing | Food Preparation | Natural Gas | Food Prep Other | E9 | Utility - Value of Sales | 0 | 0 | 0 | 0 | 0 | 0 | 0 | 0 | 0 | 0 | 0 | 0 | 0 | 0 | 0 | 0 | 0 | 0 | 0 | 0 | 0 | 0 | 0 | 0 | 0 | 0 | 0 | 0 | 0 | 0
F6_Commercial_Miscellaneous_Existing_Food Preparation_Natural Gas_Food Prep Other_E10 | F6 | Commercial | Miscellaneous | Existing | Food Preparation | Natural Gas | Food Prep Other | E10 | Utility - Value of Sales | 0 | 0 | 0 | 0 | 0 | 0 | 0 | 0 | 0 | 0 | 0 | 0 | 0 | 0 | 0 | 0 | 0 | 0 | 0 | 0 | 0 | 0 | 0 | 0 | 0 | 0 | 0 | 0 | 0 | 0
F1_Commercial_Miscellaneous_Existing_Miscellaneous_Natural Gas_Pool Heater_E1 | F1 | Commercial | Miscellaneous | Existing | Miscellaneous | Natural Gas | Pool Heater | E1 | Participant - Cost of Equipment | 8.2107e-05 | 8.2107e-05 | 8.2107e-05 | 8.2107e-05 | 8.2107e-05 | 8.2107e-05 | 8.2107e-05 | 8.2107e-05 | 8.2107e-05 | 8.2107e-05 | 8.2107e-05 | 8.2107e-05 | 8.2107e-05 | 8.2107e-05 | 8.2107e-05 | 8.2107e-05 | 8.2107e-05 | 8.2107e-05 | 8.2107e-05 | 8.2107e-05 | 8.2107e-05 | 8.2107e-05 | 0 | 0 | 0 | 0 | 0 | 0 | 0 | 0
F1_Commercial_Miscellaneous_Existing_Miscellaneous_Natural Gas_Pool Heater_E2 | F1 | Commercial | Miscellaneous | Existing | Miscellaneous | Natural Gas | Pool Heater | E2 | Participant - Cost of Equipment | 0.00013444 | 0.00013444 | 0.00013444 | 0.00013444 | 0.00013444 | 0.00013444 | 0.00013444 | 0.00013444 | 0.00013444 | 0.00013444 | 0.00013444 | 0.00013444 | 0.00013444 | 0.00013444 | 0.00013444 | 0.00013444 | 0.00013444 | 0.00013444 | 0.00013444 | 0.00013444 | 0.00013444 | 0.00013444 | 0 | 0 | 0 | 0 | 0 | 0 | 0 | 0
F1_Commercial_Miscellaneous_Existing_Miscellaneous_Natural Gas_Pool Heater_E3 | F1 | Commercial | Miscellaneous | Existing | Miscellaneous | Natural Gas | Pool Heater | E3 | Participant - Cost of Equipment | 0 | 0 | 0 | 0 | 0 | 0 | 0 | 0 | 0 | 0 | 0 | 0 | 0 | 0 | 0 | 0 | 0 | 0 | 0 | 0 | 0 | 0 | 0 | 0 | 0 | 0 | 0 | 0 | 0 | 0
F1_Commercial_Miscellaneous_Existing_Miscellaneous_Natural Gas_Pool Heater_E4 | F1 | Commercial | Miscellaneous | Existing | Miscellaneous | Natural Gas | Pool Heater | E4 | Participant - Cost of Equipment | 0 | 0 | 0 | 0 | 0 | 0 | 0 | 0 | 0 | 0 | 0 | 0 | 0 | 0 | 0 | 0 | 0 | 0 | 0 | 0 | 0 | 0 | 0 | 0 | 0 | 0 | 0 | 0 | 0 | 0
F1_Commercial_Miscellaneous_Existing_Miscellaneous_Natural Gas_Pool Heater_E5 | F1 | Commercial | Miscellaneous | Existing | Miscellaneous | Natural Gas | Pool Heater | E5 | Participant - Cost of Equipment | 0 | 0 | 0 | 0 | 0 | 0 | 0 | 0 | 0 | 0 | 0 | 0 | 0 | 0 | 0 | 0 | 0 | 0 | 0 | 0 | 0 | 0 | 0 | 0 | 0 | 0 | 0 | 0 | 0 | 0
F1_Commercial_Miscellaneous_Existing_Miscellaneous_Natural Gas_Pool Heater_E6 | F1 | Commercial | Miscellaneous | Existing | Miscellaneous | Natural Gas | Pool Heater | E6 | Participant - Cost of Equipment | 0 | 0 | 0 | 0 | 0 | 0 | 0 | 0 | 0 | 0 | 0 | 0 | 0 | 0 | 0 | 0 | 0 | 0 | 0 | 0 | 0 | 0 | 0 | 0 | 0 | 0 | 0 | 0 | 0 | 0
F1_Commercial_Miscellaneous_Existing_Miscellaneous_Natural Gas_Pool Heater_E7 | F1 | Commercial | Miscellaneous | Existing | Miscellaneous | Natural Gas | Pool Heater | E7 | Participant - Cost of Equipment | 0 | 0 | 0 | 0 | 0 | 0 | 0 | 0 | 0 | 0 | 0 | 0 | 0 | 0 | 0 | 0 | 0 | 0 | 0 | 0 | 0 | 0 | 0 | 0 | 0 | 0 | 0 | 0 | 0 | 0
F1_Commercial_Miscellaneous_Existing_Miscellaneous_Natural Gas_Pool Heater_E8 | F1 | Commercial | Miscellaneous | Existing | Miscellaneous | Natural Gas | Pool Heater | E8 | Participant - Cost of Equipment | 0 | 0 | 0 | 0 | 0 | 0 | 0 | 0 | 0 | 0 | 0 | 0 | 0 | 0 | 0 | 0 | 0 | 0 | 0 | 0 | 0 | 0 | 0 | 0 | 0 | 0 | 0 | 0 | 0 | 0
F1_Commercial_Miscellaneous_Existing_Miscellaneous_Natural Gas_Pool Heater_E9 | F1 | Commercial | Miscellaneous | Existing | Miscellaneous | Natural Gas | Pool Heater | E9 | Participant - Cost of Equipment | 0 | 0 | 0 | 0 | 0 | 0 | 0 | 0 | 0 | 0 | 0 | 0 | 0 | 0 | 0 | 0 | 0 | 0 | 0 | 0 | 0 | 0 | 0 | 0 | 0 | 0 | 0 | 0 | 0 | 0
F1_Commercial_Miscellaneous_Existing_Miscellaneous_Natural Gas_Pool Heater_E10 | F1 | Commercial | Miscellaneous | Existing | Miscellaneous | Natural Gas | Pool Heater | E10 | Participant - Cost of Equipment | 0 | 0 | 0 | 0 | 0 | 0 | 0 | 0 | 0 | 0 | 0 | 0 | 0 | 0 | 0 | 0 | 0 | 0 | 0 | 0 | 0 | 0 | 0 | 0 | 0 | 0 | 0 | 0 | 0 | 0
F2_Commercial_Miscellaneous_Existing_Miscellaneous_Natural Gas_Pool Heater_E1 | F2 | Commercial | Miscellaneous | Existing | Miscellaneous | Natural Gas | Pool Heater | E1 | Participant - Cost of Operation | 0.00034898 | 0.00034747 | 0.00034777 | 0.00035291 | 0.00036178 | 0.00037317 | 0.00038298 | 0.00039079 | 0.00039784 | 0.00040482 | 0.00041242 | 0.00042014 | 0.00042774 | 0.00043627 | 0.00044437 | 0.00045207 | 0.00045985 | 0.00046682 | 0.00047287 | 0.00047789 | 0.00048259 | 0.00048693 | 0 | 0 | 0 | 0 | 0 | 0 | 0 | 0
F2_Commercial_Miscellaneous_Existing_Miscellaneous_Natural Gas_Pool Heater_E2 | F2 | Commercial | Miscellaneous | Existing | Miscellaneous | Natural Gas | Pool Heater | E2 | Participant - Cost of Operation | 0.00029663 | 0.00029535 | 0.0002956 | 0.00029998 | 0.00030751 | 0.00031719 | 0.00032553 | 0.00033217 | 0.00033817 | 0.00034409 | 0.00035056 | 0.00035712 | 0.00036358 | 0.00037083 | 0.00037772 | 0.00038426 | 0.00039087 | 0.00039679 | 0.00040194 | 0.00040621 | 0.00041021 | 0.00041389 | 0 | 0 | 0 | 0 | 0 | 0 | 0 | 0
F2_Commercial_Miscellaneous_Existing_Miscellaneous_Natural Gas_Pool Heater_E3 | F2 | Commercial | Miscellaneous | Existing | Miscellaneous | Natural Gas | Pool Heater | E3 | Participant - Cost of Operation | 0 | 0 | 0 | 0 | 0 | 0 | 0 | 0 | 0 | 0 | 0 | 0 | 0 | 0 | 0 | 0 | 0 | 0 | 0 | 0 | 0 | 0 | 0 | 0 | 0 | 0 | 0 | 0 | 0 | 0
F2_Commercial_Miscellaneous_Existing_Miscellaneous_Natural Gas_Pool Heater_E4 | F2 | Commercial | Miscellaneous | Existing | Miscellaneous | Natural Gas | Pool Heater | E4 | Participant - Cost of Operation | 0 | 0 | 0 | 0 | 0 | 0 | 0 | 0 | 0 | 0 | 0 | 0 | 0 | 0 | 0 | 0 | 0 | 0 | 0 | 0 | 0 | 0 | 0 | 0 | 0 | 0 | 0 | 0 | 0 | 0
F2_Commercial_Miscellaneous_Existing_Miscellaneous_Natural Gas_Pool Heater_E5 | F2 | Commercial | Miscellaneous | Existing | Miscellaneous | Natural Gas | Pool Heater | E5 | Participant - Cost of Operation | 0 | 0 | 0 | 0 | 0 | 0 | 0 | 0 | 0 | 0 | 0 | 0 | 0 | 0 | 0 | 0 | 0 | 0 | 0 | 0 | 0 | 0 | 0 | 0 | 0 | 0 | 0 | 0 | 0 | 0
F2_Commercial_Miscellaneous_Existing_Miscellaneous_Natural Gas_Pool Heater_E6 | F2 | Commercial | Miscellaneous | Existing | Miscellaneous | Natural Gas | Pool Heater | E6 | Participant - Cost of Operation | 0 | 0 | 0 | 0 | 0 | 0 | 0 | 0 | 0 | 0 | 0 | 0 | 0 | 0 | 0 | 0 | 0 | 0 | 0 | 0 | 0 | 0 | 0 | 0 | 0 | 0 | 0 | 0 | 0 | 0
F2_Commercial_Miscellaneous_Existing_Miscellaneous_Natural Gas_Pool Heater_E7 | F2 | Commercial | Miscellaneous | Existing | Miscellaneous | Natural Gas | Pool Heater | E7 | Participant - Cost of Operation | 0 | 0 | 0 | 0 | 0 | 0 | 0 | 0 | 0 | 0 | 0 | 0 | 0 | 0 | 0 | 0 | 0 | 0 | 0 | 0 | 0 | 0 | 0 | 0 | 0 | 0 | 0 | 0 | 0 | 0
F2_Commercial_Miscellaneous_Existing_Miscellaneous_Natural Gas_Pool Heater_E8 | F2 | Commercial | Miscellaneous | Existing | Miscellaneous | Natural Gas | Pool Heater | E8 | Participant - Cost of Operation | 0 | 0 | 0 | 0 | 0 | 0 | 0 | 0 | 0 | 0 | 0 | 0 | 0 | 0 | 0 | 0 | 0 | 0 | 0 | 0 | 0 | 0 | 0 | 0 | 0 | 0 | 0 | 0 | 0 | 0
F2_Commercial_Miscellaneous_Existing_Miscellaneous_Natural Gas_Pool Heater_E9 | F2 | Commercial | Miscellaneous | Existing | Miscellaneous | Natural Gas | Pool Heater | E9 | Participant - Cost of Operation | 0 | 0 | 0 | 0 | 0 | 0 | 0 | 0 | 0 | 0 | 0 | 0 | 0 | 0 | 0 | 0 | 0 | 0 | 0 | 0 | 0 | 0 | 0 | 0 | 0 | 0 | 0 | 0 | 0 | 0
F2_Commercial_Miscellaneous_Existing_Miscellaneous_Natural Gas_Pool Heater_E10 | F2 | Commercial | Miscellaneous | Existing | Miscellaneous | Natural Gas | Pool Heater | E10 | Participant - Cost of Operation | 0 | 0 | 0 | 0 | 0 | 0 | 0 | 0 | 0 | 0 | 0 | 0 | 0 | 0 | 0 | 0 | 0 | 0 | 0 | 0 | 0 | 0 | 0 | 0 | 0 | 0 | 0 | 0 | 0 | 0
F3_Commercial_Miscellaneous_Existing_Miscellaneous_Natural Gas_Pool Heater_E1 | F3 | Commercial | Miscellaneous | Existing | Miscellaneous | Natural Gas | Pool Heater | E1 | System - kBTUs of Conusmption | 0.033549 | 0.03356 | 0.033621 | 0.033985 | 0.034297 | 0.034555 | 0.034738 | 0.034924 | 0.035096 | 0.035254 | 0.035381 | 0.035512 | 0.03563 | 0.035738 | 0.035815 | 0.035835 | 0.035776 | 0.035635 | 0.035389 | 0.035083 | 0.034765 | 0.034439 | 0 | 0 | 0 | 0 | 0 | 0 | 0 | 0
F3_Commercial_Miscellaneous_Existing_Miscellaneous_Natural Gas_Pool Heater_E2 | F3 | Commercial | Miscellaneous | Existing | Miscellaneous | Natural Gas | Pool Heater | E2 | System - kBTUs of Conusmption | 0.028516 | 0.028526 | 0.028578 | 0.028887 | 0.029153 | 0.029372 | 0.029527 | 0.029686 | 0.029832 | 0.029966 | 0.030074 | 0.030185 | 0.030286 | 0.030377 | 0.030443 | 0.03046 | 0.03041 | 0.03029 | 0.030081 | 0.029821 | 0.029551 | 0.029273 | 0 | 0 | 0 | 0 | 0 | 0 | 0 | 0
F3_Commercial_Miscellaneous_Existing_Miscellaneous_Natural Gas_Pool Heater_E3 | F3 | Commercial | Miscellaneous | Existing | Miscellaneous | Natural Gas | Pool Heater | E3 | System - kBTUs of Conusmption | 0 | 0 | 0 | 0 | 0 | 0 | 0 | 0 | 0 | 0 | 0 | 0 | 0 | 0 | 0 | 0 | 0 | 0 | 0 | 0 | 0 | 0 | 0 | 0 | 0 | 0 | 0 | 0 | 0 | 0
F3_Commercial_Miscellaneous_Existing_Miscellaneous_Natural Gas_Pool Heater_E4 | F3 | Commercial | Miscellaneous | Existing | Miscellaneous | Natural Gas | Pool Heater | E4 | System - kBTUs of Conusmption | 0 | 0 | 0 | 0 | 0 | 0 | 0 | 0 | 0 | 0 | 0 | 0 | 0 | 0 | 0 | 0 | 0 | 0 | 0 | 0 | 0 | 0 | 0 | 0 | 0 | 0 | 0 | 0 | 0 | 0
F3_Commercial_Miscellaneous_Existing_Miscellaneous_Natural Gas_Pool Heater_E5 | F3 | Commercial | Miscellaneous | Existing | Miscellaneous | Natural Gas | Pool Heater | E5 | System - kBTUs of Conusmption | 0 | 0 | 0 | 0 | 0 | 0 | 0 | 0 | 0 | 0 | 0 | 0 | 0 | 0 | 0 | 0 | 0 | 0 | 0 | 0 | 0 | 0 | 0 | 0 | 0 | 0 | 0 | 0 | 0 | 0
F3_Commercial_Miscellaneous_Existing_Miscellaneous_Natural Gas_Pool Heater_E6 | F3 | Commercial | Miscellaneous | Existing | Miscellaneous | Natural Gas | Pool Heater | E6 | System - kBTUs of Conusmption | 0 | 0 | 0 | 0 | 0 | 0 | 0 | 0 | 0 | 0 | 0 | 0 | 0 | 0 | 0 | 0 | 0 | 0 | 0 | 0 | 0 | 0 | 0 | 0 | 0 | 0 | 0 | 0 | 0 | 0
F3_Commercial_Miscellaneous_Existing_Miscellaneous_Natural Gas_Pool Heater_E7 | F3 | Commercial | Miscellaneous | Existing | Miscellaneous | Natural Gas | Pool Heater | E7 | System - kBTUs of Conusmption | 0 | 0 | 0 | 0 | 0 | 0 | 0 | 0 | 0 | 0 | 0 | 0 | 0 | 0 | 0 | 0 | 0 | 0 | 0 | 0 | 0 | 0 | 0 | 0 | 0 | 0 | 0 | 0 | 0 | 0
F3_Commercial_Miscellaneous_Existing_Miscellaneous_Natural Gas_Pool Heater_E8 | F3 | Commercial | Miscellaneous | Existing | Miscellaneous | Natural Gas | Pool Heater | E8 | System - kBTUs of Conusmption | 0 | 0 | 0 | 0 | 0 | 0 | 0 | 0 | 0 | 0 | 0 | 0 | 0 | 0 | 0 | 0 | 0 | 0 | 0 | 0 | 0 | 0 | 0 | 0 | 0 | 0 | 0 | 0 | 0 | 0
F3_Commercial_Miscellaneous_Existing_Miscellaneous_Natural Gas_Pool Heater_E9 | F3 | Commercial | Miscellaneous | Existing | Miscellaneous | Natural Gas | Pool Heater | E9 | System - kBTUs of Conusmption | 0 | 0 | 0 | 0 | 0 | 0 | 0 | 0 | 0 | 0 | 0 | 0 | 0 | 0 | 0 | 0 | 0 | 0 | 0 | 0 | 0 | 0 | 0 | 0 | 0 | 0 | 0 | 0 | 0 | 0
F3_Commercial_Miscellaneous_Existing_Miscellaneous_Natural Gas_Pool Heater_E10 | F3 | Commercial | Miscellaneous | Existing | Miscellaneous | Natural Gas | Pool Heater | E10 | System - kBTUs of Conusmption | 0 | 0 | 0 | 0 | 0 | 0 | 0 | 0 | 0 | 0 | 0 | 0 | 0 | 0 | 0 | 0 | 0 | 0 | 0 | 0 | 0 | 0 | 0 | 0 | 0 | 0 | 0 | 0 | 0 | 0
F4_Commercial_Miscellaneous_Existing_Miscellaneous_Natural Gas_Pool Heater_E1 | F4 | Commercial | Miscellaneous | Existing | Miscellaneous | Natural Gas | Pool Heater | E1 | Utility - Cost of Equipment | 8.2107e-05 | 8.2107e-05 | 8.2107e-05 | 8.2107e-05 | 8.2107e-05 | 8.2107e-05 | 8.2107e-05 | 8.2107e-05 | 8.2107e-05 | 8.2107e-05 | 8.2107e-05 | 8.2107e-05 | 8.2107e-05 | 8.2107e-05 | 8.2107e-05 | 8.2107e-05 | 8.2107e-05 | 8.2107e-05 | 8.2107e-05 | 8.2107e-05 | 8.2107e-05 | 8.2107e-05 | 0 | 0 | 0 | 0 | 0 | 0 | 0 | 0
F4_Commercial_Miscellaneous_Existing_Miscellaneous_Natural Gas_Pool Heater_E2 | F4 | Commercial | Miscellaneous | Existing | Miscellaneous | Natural Gas | Pool Heater | E2 | Utility - Cost of Equipment | 0.00013444 | 0.00013444 | 0.00013444 | 0.00013444 | 0.00013444 | 0.00013444 | 0.00013444 | 0.00013444 | 0.00013444 | 0.00013444 | 0.00013444 | 0.00013444 | 0.00013444 | 0.00013444 | 0.00013444 | 0.00013444 | 0.00013444 | 0.00013444 | 0.00013444 | 0.00013444 | 0.00013444 | 0.00013444 | 0 | 0 | 0 | 0 | 0 | 0 | 0 | 0
F4_Commercial_Miscellaneous_Existing_Miscellaneous_Natural Gas_Pool Heater_E3 | F4 | Commercial | Miscellaneous | Existing | Miscellaneous | Natural Gas | Pool Heater | E3 | Utility - Cost of Equipment | 0 | 0 | 0 | 0 | 0 | 0 | 0 | 0 | 0 | 0 | 0 | 0 | 0 | 0 | 0 | 0 | 0 | 0 | 0 | 0 | 0 | 0 | 0 | 0 | 0 | 0 | 0 | 0 | 0 | 0
F4_Commercial_Miscellaneous_Existing_Miscellaneous_Natural Gas_Pool Heater_E4 | F4 | Commercial | Miscellaneous | Existing | Miscellaneous | Natural Gas | Pool Heater | E4 | Utility - Cost of Equipment | 0 | 0 | 0 | 0 | 0 | 0 | 0 | 0 | 0 | 0 | 0 | 0 | 0 | 0 | 0 | 0 | 0 | 0 | 0 | 0 | 0 | 0 | 0 | 0 | 0 | 0 | 0 | 0 | 0 | 0
F4_Commercial_Miscellaneous_Existing_Miscellaneous_Natural Gas_Pool Heater_E5 | F4 | Commercial | Miscellaneous | Existing | Miscellaneous | Natural Gas | Pool Heater | E5 | Utility - Cost of Equipment | 0 | 0 | 0 | 0 | 0 | 0 | 0 | 0 | 0 | 0 | 0 | 0 | 0 | 0 | 0 | 0 | 0 | 0 | 0 | 0 | 0 | 0 | 0 | 0 | 0 | 0 | 0 | 0 | 0 | 0
F4_Commercial_Miscellaneous_Existing_Miscellaneous_Natural Gas_Pool Heater_E6 | F4 | Commercial | Miscellaneous | Existing | Miscellaneous | Natural Gas | Pool Heater | E6 | Utility - Cost of Equipment | 0 | 0 | 0 | 0 | 0 | 0 | 0 | 0 | 0 | 0 | 0 | 0 | 0 | 0 | 0 | 0 | 0 | 0 | 0 | 0 | 0 | 0 | 0 | 0 | 0 | 0 | 0 | 0 | 0 | 0
F4_Commercial_Miscellaneous_Existing_Miscellaneous_Natural Gas_Pool Heater_E7 | F4 | Commercial | Miscellaneous | Existing | Miscellaneous | Natural Gas | Pool Heater | E7 | Utility - Cost of Equipment | 0 | 0 | 0 | 0 | 0 | 0 | 0 | 0 | 0 | 0 | 0 | 0 | 0 | 0 | 0 | 0 | 0 | 0 | 0 | 0 | 0 | 0 | 0 | 0 | 0 | 0 | 0 | 0 | 0 | 0
F4_Commercial_Miscellaneous_Existing_Miscellaneous_Natural Gas_Pool Heater_E8 | F4 | Commercial | Miscellaneous | Existing | Miscellaneous | Natural Gas | Pool Heater | E8 | Utility - Cost of Equipment | 0 | 0 | 0 | 0 | 0 | 0 | 0 | 0 | 0 | 0 | 0 | 0 | 0 | 0 | 0 | 0 | 0 | 0 | 0 | 0 | 0 | 0 | 0 | 0 | 0 | 0 | 0 | 0 | 0 | 0
F4_Commercial_Miscellaneous_Existing_Miscellaneous_Natural Gas_Pool Heater_E9 | F4 | Commercial | Miscellaneous | Existing | Miscellaneous | Natural Gas | Pool Heater | E9 | Utility - Cost of Equipment | 0 | 0 | 0 | 0 | 0 | 0 | 0 | 0 | 0 | 0 | 0 | 0 | 0 | 0 | 0 | 0 | 0 | 0 | 0 | 0 | 0 | 0 | 0 | 0 | 0 | 0 | 0 | 0 | 0 | 0
F4_Commercial_Miscellaneous_Existing_Miscellaneous_Natural Gas_Pool Heater_E10 | F4 | Commercial | Miscellaneous | Existing | Miscellaneous | Natural Gas | Pool Heater | E10 | Utility - Cost of Equipment | 0 | 0 | 0 | 0 | 0 | 0 | 0 | 0 | 0 | 0 | 0 | 0 | 0 | 0 | 0 | 0 | 0 | 0 | 0 | 0 | 0 | 0 | 0 | 0 | 0 | 0 | 0 | 0 | 0 | 0
F5_Commercial_Miscellaneous_Existing_Miscellaneous_Natural Gas_Pool Heater_E1 | F5 | Commercial | Miscellaneous | Existing | Miscellaneous | Natural Gas | Pool Heater | E1 | Utility - Cost of Operation | 0.00029129 | 0.00029003 | 0.00029027 | 0.00029457 | 0.00030197 | 0.00031147 | 0.00031966 | 0.00032618 | 0.00033207 | 0.00033789 | 0.00034424 | 0.00035068 | 0.00035703 | 0.00036414 | 0.00037091 | 0.00037734 | 0.00038383 | 0.00038964 | 0.00039469 | 0.00039888 | 0.00040281 | 0.00040643 | 0 | 0 | 0 | 0 | 0 | 0 | 0 | 0
F5_Commercial_Miscellaneous_Existing_Miscellaneous_Natural Gas_Pool Heater_E2 | F5 | Commercial | Miscellaneous | Existing | Miscellaneous | Natural Gas | Pool Heater | E2 | Utility - Cost of Operation | 0.00024759 | 0.00024652 | 0.00024673 | 0.00025038 | 0.00025667 | 0.00026475 | 0.00027171 | 0.00027725 | 0.00028226 | 0.00028721 | 0.0002926 | 0.00029808 | 0.00030347 | 0.00030952 | 0.00031527 | 0.00032074 | 0.00032625 | 0.0003312 | 0.00033549 | 0.00033905 | 0.00034239 | 0.00034547 | 0 | 0 | 0 | 0 | 0 | 0 | 0 | 0
F5_Commercial_Miscellaneous_Existing_Miscellaneous_Natural Gas_Pool Heater_E3 | F5 | Commercial | Miscellaneous | Existing | Miscellaneous | Natural Gas | Pool Heater | E3 | Utility - Cost of Operation | 0 | 0 | 0 | 0 | 0 | 0 | 0 | 0 | 0 | 0 | 0 | 0 | 0 | 0 | 0 | 0 | 0 | 0 | 0 | 0 | 0 | 0 | 0 | 0 | 0 | 0 | 0 | 0 | 0 | 0
F5_Commercial_Miscellaneous_Existing_Miscellaneous_Natural Gas_Pool Heater_E4 | F5 | Commercial | Miscellaneous | Existing | Miscellaneous | Natural Gas | Pool Heater | E4 | Utility - Cost of Operation | 0 | 0 | 0 | 0 | 0 | 0 | 0 | 0 | 0 | 0 | 0 | 0 | 0 | 0 | 0 | 0 | 0 | 0 | 0 | 0 | 0 | 0 | 0 | 0 | 0 | 0 | 0 | 0 | 0 | 0
F5_Commercial_Miscellaneous_Existing_Miscellaneous_Natural Gas_Pool Heater_E5 | F5 | Commercial | Miscellaneous | Existing | Miscellaneous | Natural Gas | Pool Heater | E5 | Utility - Cost of Operation | 0 | 0 | 0 | 0 | 0 | 0 | 0 | 0 | 0 | 0 | 0 | 0 | 0 | 0 | 0 | 0 | 0 | 0 | 0 | 0 | 0 | 0 | 0 | 0 | 0 | 0 | 0 | 0 | 0 | 0
F5_Commercial_Miscellaneous_Existing_Miscellaneous_Natural Gas_Pool Heater_E6 | F5 | Commercial | Miscellaneous | Existing | Miscellaneous | Natural Gas | Pool Heater | E6 | Utility - Cost of Operation | 0 | 0 | 0 | 0 | 0 | 0 | 0 | 0 | 0 | 0 | 0 | 0 | 0 | 0 | 0 | 0 | 0 | 0 | 0 | 0 | 0 | 0 | 0 | 0 | 0 | 0 | 0 | 0 | 0 | 0
F5_Commercial_Miscellaneous_Existing_Miscellaneous_Natural Gas_Pool Heater_E7 | F5 | Commercial | Miscellaneous | Existing | Miscellaneous | Natural Gas | Pool Heater | E7 | Utility - Cost of Operation | 0 | 0 | 0 | 0 | 0 | 0 | 0 | 0 | 0 | 0 | 0 | 0 | 0 | 0 | 0 | 0 | 0 | 0 | 0 | 0 | 0 | 0 | 0 | 0 | 0 | 0 | 0 | 0 | 0 | 0
F5_Commercial_Miscellaneous_Existing_Miscellaneous_Natural Gas_Pool Heater_E8 | F5 | Commercial | Miscellaneous | Existing | Miscellaneous | Natural Gas | Pool Heater | E8 | Utility - Cost of Operation | 0 | 0 | 0 | 0 | 0 | 0 | 0 | 0 | 0 | 0 | 0 | 0 | 0 | 0 | 0 | 0 | 0 | 0 | 0 | 0 | 0 | 0 | 0 | 0 | 0 | 0 | 0 | 0 | 0 | 0
F5_Commercial_Miscellaneous_Existing_Miscellaneous_Natural Gas_Pool Heater_E9 | F5 | Commercial | Miscellaneous | Existing | Miscellaneous | Natural Gas | Pool Heater | E9 | Utility - Cost of Operation | 0 | 0 | 0 | 0 | 0 | 0 | 0 | 0 | 0 | 0 | 0 | 0 | 0 | 0 | 0 | 0 | 0 | 0 | 0 | 0 | 0 | 0 | 0 | 0 | 0 | 0 | 0 | 0 | 0 | 0
F5_Commercial_Miscellaneous_Existing_Miscellaneous_Natural Gas_Pool Heater_E10 | F5 | Commercial | Miscellaneous | Existing | Miscellaneous | Natural Gas | Pool Heater | E10 | Utility - Cost of Operation | 0 | 0 | 0 | 0 | 0 | 0 | 0 | 0 | 0 | 0 | 0 | 0 | 0 | 0 | 0 | 0 | 0 | 0 | 0 | 0 | 0 | 0 | 0 | 0 | 0 | 0 | 0 | 0 | 0 | 0
F6_Commercial_Miscellaneous_Existing_Miscellaneous_Natural Gas_Pool Heater_E1 | F6 | Commercial | Miscellaneous | Existing | Miscellaneous | Natural Gas | Pool Heater | E1 | Utility - Value of Sales | 0.00034898 | 0.00034747 | 0.00034777 | 0.00035291 | 0.00036178 | 0.00037317 | 0.00038298 | 0.00039079 | 0.00039784 | 0.00040482 | 0.00041242 | 0.00042014 | 0.00042774 | 0.00043627 | 0.00044437 | 0.00045207 | 0.00045985 | 0.00046682 | 0.00047287 | 0.00047789 | 0.00048259 | 0.00048693 | 0 | 0 | 0 | 0 | 0 | 0 | 0 | 0
F6_Commercial_Miscellaneous_Existing_Miscellaneous_Natural Gas_Pool Heater_E2 | F6 | Commercial | Miscellaneous | Existing | Miscellaneous | Natural Gas | Pool Heater | E2 | Utility - Value of Sales | 0.00029663 | 0.00029535 | 0.0002956 | 0.00029998 | 0.00030751 | 0.00031719 | 0.00032553 | 0.00033217 | 0.00033817 | 0.00034409 | 0.00035056 | 0.00035712 | 0.00036358 | 0.00037083 | 0.00037772 | 0.00038426 | 0.00039087 | 0.00039679 | 0.00040194 | 0.00040621 | 0.00041021 | 0.00041389 | 0 | 0 | 0 | 0 | 0 | 0 | 0 | 0
F6_Commercial_Miscellaneous_Existing_Miscellaneous_Natural Gas_Pool Heater_E3 | F6 | Commercial | Miscellaneous | Existing | Miscellaneous | Natural Gas | Pool Heater | E3 | Utility - Value of Sales | 0 | 0 | 0 | 0 | 0 | 0 | 0 | 0 | 0 | 0 | 0 | 0 | 0 | 0 | 0 | 0 | 0 | 0 | 0 | 0 | 0 | 0 | 0 | 0 | 0 | 0 | 0 | 0 | 0 | 0
F6_Commercial_Miscellaneous_Existing_Miscellaneous_Natural Gas_Pool Heater_E4 | F6 | Commercial | Miscellaneous | Existing | Miscellaneous | Natural Gas | Pool Heater | E4 | Utility - Value of Sales | 0 | 0 | 0 | 0 | 0 | 0 | 0 | 0 | 0 | 0 | 0 | 0 | 0 | 0 | 0 | 0 | 0 | 0 | 0 | 0 | 0 | 0 | 0 | 0 | 0 | 0 | 0 | 0 | 0 | 0
F6_Commercial_Miscellaneous_Existing_Miscellaneous_Natural Gas_Pool Heater_E5 | F6 | Commercial | Miscellaneous | Existing | Miscellaneous | Natural Gas | Pool Heater | E5 | Utility - Value of Sales | 0 | 0 | 0 | 0 | 0 | 0 | 0 | 0 | 0 | 0 | 0 | 0 | 0 | 0 | 0 | 0 | 0 | 0 | 0 | 0 | 0 | 0 | 0 | 0 | 0 | 0 | 0 | 0 | 0 | 0
F6_Commercial_Miscellaneous_Existing_Miscellaneous_Natural Gas_Pool Heater_E6 | F6 | Commercial | Miscellaneous | Existing | Miscellaneous | Natural Gas | Pool Heater | E6 | Utility - Value of Sales | 0 | 0 | 0 | 0 | 0 | 0 | 0 | 0 | 0 | 0 | 0 | 0 | 0 | 0 | 0 | 0 | 0 | 0 | 0 | 0 | 0 | 0 | 0 | 0 | 0 | 0 | 0 | 0 | 0 | 0
F6_Commercial_Miscellaneous_Existing_Miscellaneous_Natural Gas_Pool Heater_E7 | F6 | Commercial | Miscellaneous | Existing | Miscellaneous | Natural Gas | Pool Heater | E7 | Utility - Value of Sales | 0 | 0 | 0 | 0 | 0 | 0 | 0 | 0 | 0 | 0 | 0 | 0 | 0 | 0 | 0 | 0 | 0 | 0 | 0 | 0 | 0 | 0 | 0 | 0 | 0 | 0 | 0 | 0 | 0 | 0
F6_Commercial_Miscellaneous_Existing_Miscellaneous_Natural Gas_Pool Heater_E8 | F6 | Commercial | Miscellaneous | Existing | Miscellaneous | Natural Gas | Pool Heater | E8 | Utility - Value of Sales | 0 | 0 | 0 | 0 | 0 | 0 | 0 | 0 | 0 | 0 | 0 | 0 | 0 | 0 | 0 | 0 | 0 | 0 | 0 | 0 | 0 | 0 | 0 | 0 | 0 | 0 | 0 | 0 | 0 | 0
F6_Commercial_Miscellaneous_Existing_Miscellaneous_Natural Gas_Pool Heater_E9 | F6 | Commercial | Miscellaneous | Existing | Miscellaneous | Natural Gas | Pool Heater | E9 | Utility - Value of Sales | 0 | 0 | 0 | 0 | 0 | 0 | 0 | 0 | 0 | 0 | 0 | 0 | 0 | 0 | 0 | 0 | 0 | 0 | 0 | 0 | 0 | 0 | 0 | 0 | 0 | 0 | 0 | 0 | 0 | 0
F6_Commercial_Miscellaneous_Existing_Miscellaneous_Natural Gas_Pool Heater_E10 | F6 | Commercial | Miscellaneous | Existing | Miscellaneous | Natural Gas | Pool Heater | E10 | Utility - Value of Sales | 0 | 0 | 0 | 0 | 0 | 0 | 0 | 0 | 0 | 0 | 0 | 0 | 0 | 0 | 0 | 0 | 0 | 0 | 0 | 0 | 0 | 0 | 0 | 0 | 0 | 0 | 0 | 0 | 0 | 0
F1_Commercial_Miscellaneous_Existing_Miscellaneous_Natural Gas_Miscellaneous_E1 | F1 | Commercial | Miscellaneous | Existing | Miscellaneous | Natural Gas | Miscellaneous | E1 | Participant - Cost of Equipment | 9.3356e-05 | 9.3356e-05 | 9.3356e-05 | 9.3356e-05 | 9.3356e-05 | 9.3356e-05 | 9.3356e-05 | 9.3356e-05 | 9.3356e-05 | 9.3356e-05 | 9.3356e-05 | 9.3356e-05 | 9.3356e-05 | 9.3356e-05 | 9.3356e-05 | 9.3356e-05 | 9.3356e-05 | 9.3356e-05 | 9.3356e-05 | 9.3356e-05 | 9.3356e-05 | 9.3356e-05 | 0 | 0 | 0 | 0 | 0 | 0 | 0 | 0
F1_Commercial_Miscellaneous_Existing_Miscellaneous_Natural Gas_Miscellaneous_E2 | F1 | Commercial | Miscellaneous | Existing | Miscellaneous | Natural Gas | Miscellaneous | E2 | Participant - Cost of Equipment | 0 | 0 | 0 | 0 | 0 | 0 | 0 | 0 | 0 | 0 | 0 | 0 | 0 | 0 | 0 | 0 | 0 | 0 | 0 | 0 | 0 | 0 | 0 | 0 | 0 | 0 | 0 | 0 | 0 | 0
F1_Commercial_Miscellaneous_Existing_Miscellaneous_Natural Gas_Miscellaneous_E3 | F1 | Commercial | Miscellaneous | Existing | Miscellaneous | Natural Gas | Miscellaneous | E3 | Participant - Cost of Equipment | 0 | 0 | 0 | 0 | 0 | 0 | 0 | 0 | 0 | 0 | 0 | 0 | 0 | 0 | 0 | 0 | 0 | 0 | 0 | 0 | 0 | 0 | 0 | 0 | 0 | 0 | 0 | 0 | 0 | 0
F1_Commercial_Miscellaneous_Existing_Miscellaneous_Natural Gas_Miscellaneous_E4 | F1 | Commercial | Miscellaneous | Existing | Miscellaneous | Natural Gas | Miscellaneous | E4 | Participant - Cost of Equipment | 0 | 0 | 0 | 0 | 0 | 0 | 0 | 0 | 0 | 0 | 0 | 0 | 0 | 0 | 0 | 0 | 0 | 0 | 0 | 0 | 0 | 0 | 0 | 0 | 0 | 0 | 0 | 0 | 0 | 0
F1_Commercial_Miscellaneous_Existing_Miscellaneous_Natural Gas_Miscellaneous_E5 | F1 | Commercial | Miscellaneous | Existing | Miscellaneous | Natural Gas | Miscellaneous | E5 | Participant - Cost of Equipment | 0 | 0 | 0 | 0 | 0 | 0 | 0 | 0 | 0 | 0 | 0 | 0 | 0 | 0 | 0 | 0 | 0 | 0 | 0 | 0 | 0 | 0 | 0 | 0 | 0 | 0 | 0 | 0 | 0 | 0
F1_Commercial_Miscellaneous_Existing_Miscellaneous_Natural Gas_Miscellaneous_E6 | F1 | Commercial | Miscellaneous | Existing | Miscellaneous | Natural Gas | Miscellaneous | E6 | Participant - Cost of Equipment | 0 | 0 | 0 | 0 | 0 | 0 | 0 | 0 | 0 | 0 | 0 | 0 | 0 | 0 | 0 | 0 | 0 | 0 | 0 | 0 | 0 | 0 | 0 | 0 | 0 | 0 | 0 | 0 | 0 | 0
F1_Commercial_Miscellaneous_Existing_Miscellaneous_Natural Gas_Miscellaneous_E7 | F1 | Commercial | Miscellaneous | Existing | Miscellaneous | Natural Gas | Miscellaneous | E7 | Participant - Cost of Equipment | 0 | 0 | 0 | 0 | 0 | 0 | 0 | 0 | 0 | 0 | 0 | 0 | 0 | 0 | 0 | 0 | 0 | 0 | 0 | 0 | 0 | 0 | 0 | 0 | 0 | 0 | 0 | 0 | 0 | 0
F1_Commercial_Miscellaneous_Existing_Miscellaneous_Natural Gas_Miscellaneous_E8 | F1 | Commercial | Miscellaneous | Existing | Miscellaneous | Natural Gas | Miscellaneous | E8 | Participant - Cost of Equipment | 0 | 0 | 0 | 0 | 0 | 0 | 0 | 0 | 0 | 0 | 0 | 0 | 0 | 0 | 0 | 0 | 0 | 0 | 0 | 0 | 0 | 0 | 0 | 0 | 0 | 0 | 0 | 0 | 0 | 0
F1_Commercial_Miscellaneous_Existing_Miscellaneous_Natural Gas_Miscellaneous_E9 | F1 | Commercial | Miscellaneous | Existing | Miscellaneous | Natural Gas | Miscellaneous | E9 | Participant - Cost of Equipment | 0 | 0 | 0 | 0 | 0 | 0 | 0 | 0 | 0 | 0 | 0 | 0 | 0 | 0 | 0 | 0 | 0 | 0 | 0 | 0 | 0 | 0 | 0 | 0 | 0 | 0 | 0 | 0 | 0 | 0
F1_Commercial_Miscellaneous_Existing_Miscellaneous_Natural Gas_Miscellaneous_E10 | F1 | Commercial | Miscellaneous | Existing | Miscellaneous | Natural Gas | Miscellaneous | E10 | Participant - Cost of Equipment | 0 | 0 | 0 | 0 | 0 | 0 | 0 | 0 | 0 | 0 | 0 | 0 | 0 | 0 | 0 | 0 | 0 | 0 | 0 | 0 | 0 | 0 | 0 | 0 | 0 | 0 | 0 | 0 | 0 | 0
F2_Commercial_Miscellaneous_Existing_Miscellaneous_Natural Gas_Miscellaneous_E1 | F2 | Commercial | Miscellaneous | Existing | Miscellaneous | Natural Gas | Miscellaneous | E1 | Participant - Cost of Operation | 0.00041565 | 0.00041247 | 0.00041039 | 0.00041478 | 0.00042504 | 0.00043943 | 0.00045177 | 0.00046117 | 0.00046941 | 0.00047758 | 0.00048653 | 0.00049565 | 0.00050471 | 0.00051482 | 0.00052412 | 0.00053313 | 0.00054256 | 0.00055124 | 0.00055914 | 0.00056605 | 0.00057154 | 0.00057548 | 0 | 0 | 0 | 0 | 0 | 0 | 0 | 0
F2_Commercial_Miscellaneous_Existing_Miscellaneous_Natural Gas_Miscellaneous_E2 | F2 | Commercial | Miscellaneous | Existing | Miscellaneous | Natural Gas | Miscellaneous | E2 | Participant - Cost of Operation | 0 | 0 | 0 | 0 | 0 | 0 | 0 | 0 | 0 | 0 | 0 | 0 | 0 | 0 | 0 | 0 | 0 | 0 | 0 | 0 | 0 | 0 | 0 | 0 | 0 | 0 | 0 | 0 | 0 | 0
F2_Commercial_Miscellaneous_Existing_Miscellaneous_Natural Gas_Miscellaneous_E3 | F2 | Commercial | Miscellaneous | Existing | Miscellaneous | Natural Gas | Miscellaneous | E3 | Participant - Cost of Operation | 0 | 0 | 0 | 0 | 0 | 0 | 0 | 0 | 0 | 0 | 0 | 0 | 0 | 0 | 0 | 0 | 0 | 0 | 0 | 0 | 0 | 0 | 0 | 0 | 0 | 0 | 0 | 0 | 0 | 0
F2_Commercial_Miscellaneous_Existing_Miscellaneous_Natural Gas_Miscellaneous_E4 | F2 | Commercial | Miscellaneous | Existing | Miscellaneous | Natural Gas | Miscellaneous | E4 | Participant - Cost of Operation | 0 | 0 | 0 | 0 | 0 | 0 | 0 | 0 | 0 | 0 | 0 | 0 | 0 | 0 | 0 | 0 | 0 | 0 | 0 | 0 | 0 | 0 | 0 | 0 | 0 | 0 | 0 | 0 | 0 | 0
F2_Commercial_Miscellaneous_Existing_Miscellaneous_Natural Gas_Miscellaneous_E5 | F2 | Commercial | Miscellaneous | Existing | Miscellaneous | Natural Gas | Miscellaneous | E5 | Participant - Cost of Operation | 0 | 0 | 0 | 0 | 0 | 0 | 0 | 0 | 0 | 0 | 0 | 0 | 0 | 0 | 0 | 0 | 0 | 0 | 0 | 0 | 0 | 0 | 0 | 0 | 0 | 0 | 0 | 0 | 0 | 0
F2_Commercial_Miscellaneous_Existing_Miscellaneous_Natural Gas_Miscellaneous_E6 | F2 | Commercial | Miscellaneous | Existing | Miscellaneous | Natural Gas | Miscellaneous | E6 | Participant - Cost of Operation | 0 | 0 | 0 | 0 | 0 | 0 | 0 | 0 | 0 | 0 | 0 | 0 | 0 | 0 | 0 | 0 | 0 | 0 | 0 | 0 | 0 | 0 | 0 | 0 | 0 | 0 | 0 | 0 | 0 | 0
F2_Commercial_Miscellaneous_Existing_Miscellaneous_Natural Gas_Miscellaneous_E7 | F2 | Commercial | Miscellaneous | Existing | Miscellaneous | Natural Gas | Miscellaneous | E7 | Participant - Cost of Operation | 0 | 0 | 0 | 0 | 0 | 0 | 0 | 0 | 0 | 0 | 0 | 0 | 0 | 0 | 0 | 0 | 0 | 0 | 0 | 0 | 0 | 0 | 0 | 0 | 0 | 0 | 0 | 0 | 0 | 0
F2_Commercial_Miscellaneous_Existing_Miscellaneous_Natural Gas_Miscellaneous_E8 | F2 | Commercial | Miscellaneous | Existing | Miscellaneous | Natural Gas | Miscellaneous | E8 | Participant - Cost of Operation | 0 | 0 | 0 | 0 | 0 | 0 | 0 | 0 | 0 | 0 | 0 | 0 | 0 | 0 | 0 | 0 | 0 | 0 | 0 | 0 | 0 | 0 | 0 | 0 | 0 | 0 | 0 | 0 | 0 | 0
F2_Commercial_Miscellaneous_Existing_Miscellaneous_Natural Gas_Miscellaneous_E9 | F2 | Commercial | Miscellaneous | Existing | Miscellaneous | Natural Gas | Miscellaneous | E9 | Participant - Cost of Operation | 0 | 0 | 0 | 0 | 0 | 0 | 0 | 0 | 0 | 0 | 0 | 0 | 0 | 0 | 0 | 0 | 0 | 0 | 0 | 0 | 0 | 0 | 0 | 0 | 0 | 0 | 0 | 0 | 0 | 0
F2_Commercial_Miscellaneous_Existing_Miscellaneous_Natural Gas_Miscellaneous_E10 | F2 | Commercial | Miscellaneous | Existing | Miscellaneous | Natural Gas | Miscellaneous | E10 | Participant - Cost of Operation | 0 | 0 | 0 | 0 | 0 | 0 | 0 | 0 | 0 | 0 | 0 | 0 | 0 | 0 | 0 | 0 | 0 | 0 | 0 | 0 | 0 | 0 | 0 | 0 | 0 | 0 | 0 | 0 | 0 | 0
F3_Commercial_Miscellaneous_Existing_Miscellaneous_Natural Gas_Miscellaneous_E1 | F3 | Commercial | Miscellaneous | Existing | Miscellaneous | Natural Gas | Miscellaneous | E1 | System - kBTUs of Conusmption | 0.0401 | 0.040017 | 0.040019 | 0.040482 | 0.040883 | 0.041206 | 0.041421 | 0.041652 | 0.041866 | 0.042058 | 0.042208 | 0.042372 | 0.042521 | 0.042652 | 0.04274 | 0.042783 | 0.042743 | 0.042613 | 0.042363 | 0.042065 | 0.041683 | 0.041215 | 0 | 0 | 0 | 0 | 0 | 0 | 0 | 0
F3_Commercial_Miscellaneous_Existing_Miscellaneous_Natural Gas_Miscellaneous_E2 | F3 | Commercial | Miscellaneous | Existing | Miscellaneous | Natural Gas | Miscellaneous | E2 | System - kBTUs of Conusmption | 0 | 0 | 0 | 0 | 0 | 0 | 0 | 0 | 0 | 0 | 0 | 0 | 0 | 0 | 0 | 0 | 0 | 0 | 0 | 0 | 0 | 0 | 0 | 0 | 0 | 0 | 0 | 0 | 0 | 0
F3_Commercial_Miscellaneous_Existing_Miscellaneous_Natural Gas_Miscellaneous_E3 | F3 | Commercial | Miscellaneous | Existing | Miscellaneous | Natural Gas | Miscellaneous | E3 | System - kBTUs of Conusmption | 0 | 0 | 0 | 0 | 0 | 0 | 0 | 0 | 0 | 0 | 0 | 0 | 0 | 0 | 0 | 0 | 0 | 0 | 0 | 0 | 0 | 0 | 0 | 0 | 0 | 0 | 0 | 0 | 0 | 0
F3_Commercial_Miscellaneous_Existing_Miscellaneous_Natural Gas_Miscellaneous_E4 | F3 | Commercial | Miscellaneous | Existing | Miscellaneous | Natural Gas | Miscellaneous | E4 | System - kBTUs of Conusmption | 0 | 0 | 0 | 0 | 0 | 0 | 0 | 0 | 0 | 0 | 0 | 0 | 0 | 0 | 0 | 0 | 0 | 0 | 0 | 0 | 0 | 0 | 0 | 0 | 0 | 0 | 0 | 0 | 0 | 0
F3_Commercial_Miscellaneous_Existing_Miscellaneous_Natural Gas_Miscellaneous_E5 | F3 | Commercial | Miscellaneous | Existing | Miscellaneous | Natural Gas | Miscellaneous | E5 | System - kBTUs of Conusmption | 0 | 0 | 0 | 0 | 0 | 0 | 0 | 0 | 0 | 0 | 0 | 0 | 0 | 0 | 0 | 0 | 0 | 0 | 0 | 0 | 0 | 0 | 0 | 0 | 0 | 0 | 0 | 0 | 0 | 0
F3_Commercial_Miscellaneous_Existing_Miscellaneous_Natural Gas_Miscellaneous_E6 | F3 | Commercial | Miscellaneous | Existing | Miscellaneous | Natural Gas | Miscellaneous | E6 | System - kBTUs of Conusmption | 0 | 0 | 0 | 0 | 0 | 0 | 0 | 0 | 0 | 0 | 0 | 0 | 0 | 0 | 0 | 0 | 0 | 0 | 0 | 0 | 0 | 0 | 0 | 0 | 0 | 0 | 0 | 0 | 0 | 0
F3_Commercial_Miscellaneous_Existing_Miscellaneous_Natural Gas_Miscellaneous_E7 | F3 | Commercial | Miscellaneous | Existing | Miscellaneous | Natural Gas | Miscellaneous | E7 | System - kBTUs of Conusmption | 0 | 0 | 0 | 0 | 0 | 0 | 0 | 0 | 0 | 0 | 0 | 0 | 0 | 0 | 0 | 0 | 0 | 0 | 0 | 0 | 0 | 0 | 0 | 0 | 0 | 0 | 0 | 0 | 0 | 0
F3_Commercial_Miscellaneous_Existing_Miscellaneous_Natural Gas_Miscellaneous_E8 | F3 | Commercial | Miscellaneous | Existing | Miscellaneous | Natural Gas | Miscellaneous | E8 | System - kBTUs of Conusmption | 0 | 0 | 0 | 0 | 0 | 0 | 0 | 0 | 0 | 0 | 0 | 0 | 0 | 0 | 0 | 0 | 0 | 0 | 0 | 0 | 0 | 0 | 0 | 0 | 0 | 0 | 0 | 0 | 0 | 0
F3_Commercial_Miscellaneous_Existing_Miscellaneous_Natural Gas_Miscellaneous_E9 | F3 | Commercial | Miscellaneous | Existing | Miscellaneous | Natural Gas | Miscellaneous | E9 | System - kBTUs of Conusmption | 0 | 0 | 0 | 0 | 0 | 0 | 0 | 0 | 0 | 0 | 0 | 0 | 0 | 0 | 0 | 0 | 0 | 0 | 0 | 0 | 0 | 0 | 0 | 0 | 0 | 0 | 0 | 0 | 0 | 0
F3_Commercial_Miscellaneous_Existing_Miscellaneous_Natural Gas_Miscellaneous_E10 | F3 | Commercial | Miscellaneous | Existing | Miscellaneous | Natural Gas | Miscellaneous | E10 | System - kBTUs of Conusmption | 0 | 0 | 0 | 0 | 0 | 0 | 0 | 0 | 0 | 0 | 0 | 0 | 0 | 0 | 0 | 0 | 0 | 0 | 0 | 0 | 0 | 0 | 0 | 0 | 0 | 0 | 0 | 0 | 0 | 0
F4_Commercial_Miscellaneous_Existing_Miscellaneous_Natural Gas_Miscellaneous_E1 | F4 | Commercial | Miscellaneous | Existing | Miscellaneous | Natural Gas | Miscellaneous | E1 | Utility - Cost of Equipment | 9.3356e-05 | 9.3356e-05 | 9.3356e-05 | 9.3356e-05 | 9.3356e-05 | 9.3356e-05 | 9.3356e-05 | 9.3356e-05 | 9.3356e-05 | 9.3356e-05 | 9.3356e-05 | 9.3356e-05 | 9.3356e-05 | 9.3356e-05 | 9.3356e-05 | 9.3356e-05 | 9.3356e-05 | 9.3356e-05 | 9.3356e-05 | 9.3356e-05 | 9.3356e-05 | 9.3356e-05 | 0 | 0 | 0 | 0 | 0 | 0 | 0 | 0
F4_Commercial_Miscellaneous_Existing_Miscellaneous_Natural Gas_Miscellaneous_E2 | F4 | Commercial | Miscellaneous | Existing | Miscellaneous | Natural Gas | Miscellaneous | E2 | Utility - Cost of Equipment | 0 | 0 | 0 | 0 | 0 | 0 | 0 | 0 | 0 | 0 | 0 | 0 | 0 | 0 | 0 | 0 | 0 | 0 | 0 | 0 | 0 | 0 | 0 | 0 | 0 | 0 | 0 | 0 | 0 | 0
F4_Commercial_Miscellaneous_Existing_Miscellaneous_Natural Gas_Miscellaneous_E3 | F4 | Commercial | Miscellaneous | Existing | Miscellaneous | Natural Gas | Miscellaneous | E3 | Utility - Cost of Equipment | 0 | 0 | 0 | 0 | 0 | 0 | 0 | 0 | 0 | 0 | 0 | 0 | 0 | 0 | 0 | 0 | 0 | 0 | 0 | 0 | 0 | 0 | 0 | 0 | 0 | 0 | 0 | 0 | 0 | 0
F4_Commercial_Miscellaneous_Existing_Miscellaneous_Natural Gas_Miscellaneous_E4 | F4 | Commercial | Miscellaneous | Existing | Miscellaneous | Natural Gas | Miscellaneous | E4 | Utility - Cost of Equipment | 0 | 0 | 0 | 0 | 0 | 0 | 0 | 0 | 0 | 0 | 0 | 0 | 0 | 0 | 0 | 0 | 0 | 0 | 0 | 0 | 0 | 0 | 0 | 0 | 0 | 0 | 0 | 0 | 0 | 0
F4_Commercial_Miscellaneous_Existing_Miscellaneous_Natural Gas_Miscellaneous_E5 | F4 | Commercial | Miscellaneous | Existing | Miscellaneous | Natural Gas | Miscellaneous | E5 | Utility - Cost of Equipment | 0 | 0 | 0 | 0 | 0 | 0 | 0 | 0 | 0 | 0 | 0 | 0 | 0 | 0 | 0 | 0 | 0 | 0 | 0 | 0 | 0 | 0 | 0 | 0 | 0 | 0 | 0 | 0 | 0 | 0
F4_Commercial_Miscellaneous_Existing_Miscellaneous_Natural Gas_Miscellaneous_E6 | F4 | Commercial | Miscellaneous | Existing | Miscellaneous | Natural Gas | Miscellaneous | E6 | Utility - Cost of Equipment | 0 | 0 | 0 | 0 | 0 | 0 | 0 | 0 | 0 | 0 | 0 | 0 | 0 | 0 | 0 | 0 | 0 | 0 | 0 | 0 | 0 | 0 | 0 | 0 | 0 | 0 | 0 | 0 | 0 | 0
F4_Commercial_Miscellaneous_Existing_Miscellaneous_Natural Gas_Miscellaneous_E7 | F4 | Commercial | Miscellaneous | Existing | Miscellaneous | Natural Gas | Miscellaneous | E7 | Utility - Cost of Equipment | 0 | 0 | 0 | 0 | 0 | 0 | 0 | 0 | 0 | 0 | 0 | 0 | 0 | 0 | 0 | 0 | 0 | 0 | 0 | 0 | 0 | 0 | 0 | 0 | 0 | 0 | 0 | 0 | 0 | 0
F4_Commercial_Miscellaneous_Existing_Miscellaneous_Natural Gas_Miscellaneous_E8 | F4 | Commercial | Miscellaneous | Existing | Miscellaneous | Natural Gas | Miscellaneous | E8 | Utility - Cost of Equipment | 0 | 0 | 0 | 0 | 0 | 0 | 0 | 0 | 0 | 0 | 0 | 0 | 0 | 0 | 0 | 0 | 0 | 0 | 0 | 0 | 0 | 0 | 0 | 0 | 0 | 0 | 0 | 0 | 0 | 0
F4_Commercial_Miscellaneous_Existing_Miscellaneous_Natural Gas_Miscellaneous_E9 | F4 | Commercial | Miscellaneous | Existing | Miscellaneous | Natural Gas | Miscellaneous | E9 | Utility - Cost of Equipment | 0 | 0 | 0 | 0 | 0 | 0 | 0 | 0 | 0 | 0 | 0 | 0 | 0 | 0 | 0 | 0 | 0 | 0 | 0 | 0 | 0 | 0 | 0 | 0 | 0 | 0 | 0 | 0 | 0 | 0
F4_Commercial_Miscellaneous_Existing_Miscellaneous_Natural Gas_Miscellaneous_E10 | F4 | Commercial | Miscellaneous | Existing | Miscellaneous | Natural Gas | Miscellaneous | E10 | Utility - Cost of Equipment | 0 | 0 | 0 | 0 | 0 | 0 | 0 | 0 | 0 | 0 | 0 | 0 | 0 | 0 | 0 | 0 | 0 | 0 | 0 | 0 | 0 | 0 | 0 | 0 | 0 | 0 | 0 | 0 | 0 | 0
F5_Commercial_Miscellaneous_Existing_Miscellaneous_Natural Gas_Miscellaneous_E1 | F5 | Commercial | Miscellaneous | Existing | Miscellaneous | Natural Gas | Miscellaneous | E1 | Utility - Cost of Operation | 0.00034693 | 0.00034428 | 0.00034254 | 0.00034621 | 0.00035477 | 0.00036678 | 0.00037708 | 0.00038493 | 0.00039181 | 0.00039862 | 0.00040609 | 0.00041371 | 0.00042127 | 0.00042971 | 0.00043748 | 0.000445 | 0.00045286 | 0.00046011 | 0.0004667 | 0.00047247 | 0.00047705 | 0.00048034 | 0 | 0 | 0 | 0 | 0 | 0 | 0 | 0
F5_Commercial_Miscellaneous_Existing_Miscellaneous_Natural Gas_Miscellaneous_E2 | F5 | Commercial | Miscellaneous | Existing | Miscellaneous | Natural Gas | Miscellaneous | E2 | Utility - Cost of Operation | 0 | 0 | 0 | 0 | 0 | 0 | 0 | 0 | 0 | 0 | 0 | 0 | 0 | 0 | 0 | 0 | 0 | 0 | 0 | 0 | 0 | 0 | 0 | 0 | 0 | 0 | 0 | 0 | 0 | 0
F5_Commercial_Miscellaneous_Existing_Miscellaneous_Natural Gas_Miscellaneous_E3 | F5 | Commercial | Miscellaneous | Existing | Miscellaneous | Natural Gas | Miscellaneous | E3 | Utility - Cost of Operation | 0 | 0 | 0 | 0 | 0 | 0 | 0 | 0 | 0 | 0 | 0 | 0 | 0 | 0 | 0 | 0 | 0 | 0 | 0 | 0 | 0 | 0 | 0 | 0 | 0 | 0 | 0 | 0 | 0 | 0
F5_Commercial_Miscellaneous_Existing_Miscellaneous_Natural Gas_Miscellaneous_E4 | F5 | Commercial | Miscellaneous | Existing | Miscellaneous | Natural Gas | Miscellaneous | E4 | Utility - Cost of Operation | 0 | 0 | 0 | 0 | 0 | 0 | 0 | 0 | 0 | 0 | 0 | 0 | 0 | 0 | 0 | 0 | 0 | 0 | 0 | 0 | 0 | 0 | 0 | 0 | 0 | 0 | 0 | 0 | 0 | 0
F5_Commercial_Miscellaneous_Existing_Miscellaneous_Natural Gas_Miscellaneous_E5 | F5 | Commercial | Miscellaneous | Existing | Miscellaneous | Natural Gas | Miscellaneous | E5 | Utility - Cost of Operation | 0 | 0 | 0 | 0 | 0 | 0 | 0 | 0 | 0 | 0 | 0 | 0 | 0 | 0 | 0 | 0 | 0 | 0 | 0 | 0 | 0 | 0 | 0 | 0 | 0 | 0 | 0 | 0 | 0 | 0
F5_Commercial_Miscellaneous_Existing_Miscellaneous_Natural Gas_Miscellaneous_E6 | F5 | Commercial | Miscellaneous | Existing | Miscellaneous | Natural Gas | Miscellaneous | E6 | Utility - Cost of Operation | 0 | 0 | 0 | 0 | 0 | 0 | 0 | 0 | 0 | 0 | 0 | 0 | 0 | 0 | 0 | 0 | 0 | 0 | 0 | 0 | 0 | 0 | 0 | 0 | 0 | 0 | 0 | 0 | 0 | 0
F5_Commercial_Miscellaneous_Existing_Miscellaneous_Natural Gas_Miscellaneous_E7 | F5 | Commercial | Miscellaneous | Existing | Miscellaneous | Natural Gas | Miscellaneous | E7 | Utility - Cost of Operation | 0 | 0 | 0 | 0 | 0 | 0 | 0 | 0 | 0 | 0 | 0 | 0 | 0 | 0 | 0 | 0 | 0 | 0 | 0 | 0 | 0 | 0 | 0 | 0 | 0 | 0 | 0 | 0 | 0 | 0
F5_Commercial_Miscellaneous_Existing_Miscellaneous_Natural Gas_Miscellaneous_E8 | F5 | Commercial | Miscellaneous | Existing | Miscellaneous | Natural Gas | Miscellaneous | E8 | Utility - Cost of Operation | 0 | 0 | 0 | 0 | 0 | 0 | 0 | 0 | 0 | 0 | 0 | 0 | 0 | 0 | 0 | 0 | 0 | 0 | 0 | 0 | 0 | 0 | 0 | 0 | 0 | 0 | 0 | 0 | 0 | 0
F5_Commercial_Miscellaneous_Existing_Miscellaneous_Natural Gas_Miscellaneous_E9 | F5 | Commercial | Miscellaneous | Existing | Miscellaneous | Natural Gas | Miscellaneous | E9 | Utility - Cost of Operation | 0 | 0 | 0 | 0 | 0 | 0 | 0 | 0 | 0 | 0 | 0 | 0 | 0 | 0 | 0 | 0 | 0 | 0 | 0 | 0 | 0 | 0 | 0 | 0 | 0 | 0 | 0 | 0 | 0 | 0
F5_Commercial_Miscellaneous_Existing_Miscellaneous_Natural Gas_Miscellaneous_E10 | F5 | Commercial | Miscellaneous | Existing | Miscellaneous | Natural Gas | Miscellaneous | E10 | Utility - Cost of Operation | 0 | 0 | 0 | 0 | 0 | 0 | 0 | 0 | 0 | 0 | 0 | 0 | 0 | 0 | 0 | 0 | 0 | 0 | 0 | 0 | 0 | 0 | 0 | 0 | 0 | 0 | 0 | 0 | 0 | 0
F6_Commercial_Miscellaneous_Existing_Miscellaneous_Natural Gas_Miscellaneous_E1 | F6 | Commercial | Miscellaneous | Existing | Miscellaneous | Natural Gas | Miscellaneous | E1 | Utility - Value of Sales | 0.00041565 | 0.00041247 | 0.00041039 | 0.00041478 | 0.00042504 | 0.00043943 | 0.00045177 | 0.00046117 | 0.00046941 | 0.00047758 | 0.00048653 | 0.00049565 | 0.00050471 | 0.00051482 | 0.00052412 | 0.00053313 | 0.00054256 | 0.00055124 | 0.00055914 | 0.00056605 | 0.00057154 | 0.00057548 | 0 | 0 | 0 | 0 | 0 | 0 | 0 | 0
F6_Commercial_Miscellaneous_Existing_Miscellaneous_Natural Gas_Miscellaneous_E2 | F6 | Commercial | Miscellaneous | Existing | Miscellaneous | Natural Gas | Miscellaneous | E2 | Utility - Value of Sales | 0 | 0 | 0 | 0 | 0 | 0 | 0 | 0 | 0 | 0 | 0 | 0 | 0 | 0 | 0 | 0 | 0 | 0 | 0 | 0 | 0 | 0 | 0 | 0 | 0 | 0 | 0 | 0 | 0 | 0
F6_Commercial_Miscellaneous_Existing_Miscellaneous_Natural Gas_Miscellaneous_E3 | F6 | Commercial | Miscellaneous | Existing | Miscellaneous | Natural Gas | Miscellaneous | E3 | Utility - Value of Sales | 0 | 0 | 0 | 0 | 0 | 0 | 0 | 0 | 0 | 0 | 0 | 0 | 0 | 0 | 0 | 0 | 0 | 0 | 0 | 0 | 0 | 0 | 0 | 0 | 0 | 0 | 0 | 0 | 0 | 0
F6_Commercial_Miscellaneous_Existing_Miscellaneous_Natural Gas_Miscellaneous_E4 | F6 | Commercial | Miscellaneous | Existing | Miscellaneous | Natural Gas | Miscellaneous | E4 | Utility - Value of Sales | 0 | 0 | 0 | 0 | 0 | 0 | 0 | 0 | 0 | 0 | 0 | 0 | 0 | 0 | 0 | 0 | 0 | 0 | 0 | 0 | 0 | 0 | 0 | 0 | 0 | 0 | 0 | 0 | 0 | 0
F6_Commercial_Miscellaneous_Existing_Miscellaneous_Natural Gas_Miscellaneous_E5 | F6 | Commercial | Miscellaneous | Existing | Miscellaneous | Natural Gas | Miscellaneous | E5 | Utility - Value of Sales | 0 | 0 | 0 | 0 | 0 | 0 | 0 | 0 | 0 | 0 | 0 | 0 | 0 | 0 | 0 | 0 | 0 | 0 | 0 | 0 | 0 | 0 | 0 | 0 | 0 | 0 | 0 | 0 | 0 | 0
F6_Commercial_Miscellaneous_Existing_Miscellaneous_Natural Gas_Miscellaneous_E6 | F6 | Commercial | Miscellaneous | Existing | Miscellaneous | Natural Gas | Miscellaneous | E6 | Utility - Value of Sales | 0 | 0 | 0 | 0 | 0 | 0 | 0 | 0 | 0 | 0 | 0 | 0 | 0 | 0 | 0 | 0 | 0 | 0 | 0 | 0 | 0 | 0 | 0 | 0 | 0 | 0 | 0 | 0 | 0 | 0
F6_Commercial_Miscellaneous_Existing_Miscellaneous_Natural Gas_Miscellaneous_E7 | F6 | Commercial | Miscellaneous | Existing | Miscellaneous | Natural Gas | Miscellaneous | E7 | Utility - Value of Sales | 0 | 0 | 0 | 0 | 0 | 0 | 0 | 0 | 0 | 0 | 0 | 0 | 0 | 0 | 0 | 0 | 0 | 0 | 0 | 0 | 0 | 0 | 0 | 0 | 0 | 0 | 0 | 0 | 0 | 0
F6_Commercial_Miscellaneous_Existing_Miscellaneous_Natural Gas_Miscellaneous_E8 | F6 | Commercial | Miscellaneous | Existing | Miscellaneous | Natural Gas | Miscellaneous | E8 | Utility - Value of Sales | 0 | 0 | 0 | 0 | 0 | 0 | 0 | 0 | 0 | 0 | 0 | 0 | 0 | 0 | 0 | 0 | 0 | 0 | 0 | 0 | 0 | 0 | 0 | 0 | 0 | 0 | 0 | 0 | 0 | 0
F6_Commercial_Miscellaneous_Existing_Miscellaneous_Natural Gas_Miscellaneous_E9 | F6 | Commercial | Miscellaneous | Existing | Miscellaneous | Natural Gas | Miscellaneous | E9 | Utility - Value of Sales | 0 | 0 | 0 | 0 | 0 | 0 | 0 | 0 | 0 | 0 | 0 | 0 | 0 | 0 | 0 | 0 | 0 | 0 | 0 | 0 | 0 | 0 | 0 | 0 | 0 | 0 | 0 | 0 | 0 | 0
F6_Commercial_Miscellaneous_Existing_Miscellaneous_Natural Gas_Miscellaneous_E10 | F6 | Commercial | Miscellaneous | Existing | Miscellaneous | Natural Gas | Miscellaneous | E10 | Utility - Value of Sales | 0 | 0 | 0 | 0 | 0 | 0 | 0 | 0 | 0 | 0 | 0 | 0 | 0 | 0 | 0 | 0 | 0 | 0 | 0 | 0 | 0 | 0 | 0 | 0 | 0 | 0 | 0 | 0 | 0 | 0
F1_Commercial_Miscellaneous_New_Space Heating_Natural Gas_Furnace_E1 | F1 | Commercial | Miscellaneous | New | Space Heating | Natural Gas | Furnace | E1 | Participant - Cost of Equipment | 0.054081 | 0.054081 | 0.054081 | 0.054081 | 0.054081 | 0.054081 | 0.054081 | 0.054081 | 0.054081 | 0.054081 | 0.054081 | 0.054081 | 0.054081 | 0.054081 | 0.054081 | 0.054081 | 0.054081 | 0.054081 | 0.054081 | 0.054081 | 0.054081 | 0.054081 | 0 | 0 | 0 | 0 | 0 | 0 | 0 | 0
F1_Commercial_Miscellaneous_New_Space Heating_Natural Gas_Furnace_E2 | F1 | Commercial | Miscellaneous | New | Space Heating | Natural Gas | Furnace | E2 | Participant - Cost of Equipment | 0.064898 | 0.064898 | 0.064898 | 0.064898 | 0.064898 | 0.064898 | 0.064898 | 0.064898 | 0.064898 | 0.064898 | 0.064898 | 0.064898 | 0.064898 | 0.064898 | 0.064898 | 0.064898 | 0.064898 | 0.064898 | 0.064898 | 0.064898 | 0.064898 | 0.064898 | 0 | 0 | 0 | 0 | 0 | 0 | 0 | 0
F1_Commercial_Miscellaneous_New_Space Heating_Natural Gas_Furnace_E3 | F1 | Commercial | Miscellaneous | New | Space Heating | Natural Gas | Furnace | E3 | Participant - Cost of Equipment | 0.075714 | 0.075714 | 0.075714 | 0.075714 | 0.075714 | 0.075714 | 0.075714 | 0.075714 | 0.075714 | 0.075714 | 0.075714 | 0.075714 | 0.075714 | 0.075714 | 0.075714 | 0.075714 | 0.075714 | 0.075714 | 0.075714 | 0.075714 | 0.075714 | 0.075714 | 0 | 0 | 0 | 0 | 0 | 0 | 0 | 0
F1_Commercial_Miscellaneous_New_Space Heating_Natural Gas_Furnace_E4 | F1 | Commercial | Miscellaneous | New | Space Heating | Natural Gas | Furnace | E4 | Participant - Cost of Equipment | 0 | 0 | 0 | 0 | 0 | 0 | 0 | 0 | 0 | 0 | 0 | 0 | 0 | 0 | 0 | 0 | 0 | 0 | 0 | 0 | 0 | 0 | 0 | 0 | 0 | 0 | 0 | 0 | 0 | 0
F1_Commercial_Miscellaneous_New_Space Heating_Natural Gas_Furnace_E5 | F1 | Commercial | Miscellaneous | New | Space Heating | Natural Gas | Furnace | E5 | Participant - Cost of Equipment | 0 | 0 | 0 | 0 | 0 | 0 | 0 | 0 | 0 | 0 | 0 | 0 | 0 | 0 | 0 | 0 | 0 | 0 | 0 | 0 | 0 | 0 | 0 | 0 | 0 | 0 | 0 | 0 | 0 | 0
F1_Commercial_Miscellaneous_New_Space Heating_Natural Gas_Furnace_E6 | F1 | Commercial | Miscellaneous | New | Space Heating | Natural Gas | Furnace | E6 | Participant - Cost of Equipment | 0 | 0 | 0 | 0 | 0 | 0 | 0 | 0 | 0 | 0 | 0 | 0 | 0 | 0 | 0 | 0 | 0 | 0 | 0 | 0 | 0 | 0 | 0 | 0 | 0 | 0 | 0 | 0 | 0 | 0
F1_Commercial_Miscellaneous_New_Space Heating_Natural Gas_Furnace_E7 | F1 | Commercial | Miscellaneous | New | Space Heating | Natural Gas | Furnace | E7 | Participant - Cost of Equipment | 0 | 0 | 0 | 0 | 0 | 0 | 0 | 0 | 0 | 0 | 0 | 0 | 0 | 0 | 0 | 0 | 0 | 0 | 0 | 0 | 0 | 0 | 0 | 0 | 0 | 0 | 0 | 0 | 0 | 0
F1_Commercial_Miscellaneous_New_Space Heating_Natural Gas_Furnace_E8 | F1 | Commercial | Miscellaneous | New | Space Heating | Natural Gas | Furnace | E8 | Participant - Cost of Equipment | 0 | 0 | 0 | 0 | 0 | 0 | 0 | 0 | 0 | 0 | 0 | 0 | 0 | 0 | 0 | 0 | 0 | 0 | 0 | 0 | 0 | 0 | 0 | 0 | 0 | 0 | 0 | 0 | 0 | 0
F1_Commercial_Miscellaneous_New_Space Heating_Natural Gas_Furnace_E9 | F1 | Commercial | Miscellaneous | New | Space Heating | Natural Gas | Furnace | E9 | Participant - Cost of Equipment | 0 | 0 | 0 | 0 | 0 | 0 | 0 | 0 | 0 | 0 | 0 | 0 | 0 | 0 | 0 | 0 | 0 | 0 | 0 | 0 | 0 | 0 | 0 | 0 | 0 | 0 | 0 | 0 | 0 | 0
F1_Commercial_Miscellaneous_New_Space Heating_Natural Gas_Furnace_E10 | F1 | Commercial | Miscellaneous | New | Space Heating | Natural Gas | Furnace | E10 | Participant - Cost of Equipment | 0 | 0 | 0 | 0 | 0 | 0 | 0 | 0 | 0 | 0 | 0 | 0 | 0 | 0 | 0 | 0 | 0 | 0 | 0 | 0 | 0 | 0 | 0 | 0 | 0 | 0 | 0 | 0 | 0 | 0
F2_Commercial_Miscellaneous_New_Space Heating_Natural Gas_Furnace_E1 | F2 | Commercial | Miscellaneous | New | Space Heating | Natural Gas | Furnace | E1 | Participant - Cost of Operation | 0.24855 | 0.25151 | 0.25471 | 0.25886 | 0.26379 | 0.26929 | 0.27445 | 0.27924 | 0.28392 | 0.28866 | 0.29358 | 0.2986 | 0.30365 | 0.30892 | 0.31412 | 0.31944 | 0.32499 | 0.33062 | 0.33633 | 0.34211 | 0.34789 | 0.35366 | 0 | 0 | 0 | 0 | 0 | 0 | 0 | 0
F2_Commercial_Miscellaneous_New_Space Heating_Natural Gas_Furnace_E2 | F2 | Commercial | Miscellaneous | New | Space Heating | Natural Gas | Furnace | E2 | Participant - Cost of Operation | 0.22094 | 0.22356 | 0.22641 | 0.2301 | 0.23448 | 0.23937 | 0.24396 | 0.24821 | 0.25237 | 0.25659 | 0.26096 | 0.26542 | 0.26991 | 0.27459 | 0.27922 | 0.28394 | 0.28888 | 0.29389 | 0.29896 | 0.30409 | 0.30924 | 0.31436 | 0 | 0 | 0 | 0 | 0 | 0 | 0 | 0
F2_Commercial_Miscellaneous_New_Space Heating_Natural Gas_Furnace_E3 | F2 | Commercial | Miscellaneous | New | Space Heating | Natural Gas | Furnace | E3 | Participant - Cost of Operation | 0.20931 | 0.2118 | 0.21449 | 0.21799 | 0.22214 | 0.22677 | 0.23112 | 0.23515 | 0.23909 | 0.24308 | 0.24723 | 0.25145 | 0.2557 | 0.26014 | 0.26452 | 0.269 | 0.27368 | 0.27842 | 0.28322 | 0.28809 | 0.29296 | 0.29782 | 0 | 0 | 0 | 0 | 0 | 0 | 0 | 0
F2_Commercial_Miscellaneous_New_Space Heating_Natural Gas_Furnace_E4 | F2 | Commercial | Miscellaneous | New | Space Heating | Natural Gas | Furnace | E4 | Participant - Cost of Operation | 0 | 0 | 0 | 0 | 0 | 0 | 0 | 0 | 0 | 0 | 0 | 0 | 0 | 0 | 0 | 0 | 0 | 0 | 0 | 0 | 0 | 0 | 0 | 0 | 0 | 0 | 0 | 0 | 0 | 0
F2_Commercial_Miscellaneous_New_Space Heating_Natural Gas_Furnace_E5 | F2 | Commercial | Miscellaneous | New | Space Heating | Natural Gas | Furnace | E5 | Participant - Cost of Operation | 0 | 0 | 0 | 0 | 0 | 0 | 0 | 0 | 0 | 0 | 0 | 0 | 0 | 0 | 0 | 0 | 0 | 0 | 0 | 0 | 0 | 0 | 0 | 0 | 0 | 0 | 0 | 0 | 0 | 0
F2_Commercial_Miscellaneous_New_Space Heating_Natural Gas_Furnace_E6 | F2 | Commercial | Miscellaneous | New | Space Heating | Natural Gas | Furnace | E6 | Participant - Cost of Operation | 0 | 0 | 0 | 0 | 0 | 0 | 0 | 0 | 0 | 0 | 0 | 0 | 0 | 0 | 0 | 0 | 0 | 0 | 0 | 0 | 0 | 0 | 0 | 0 | 0 | 0 | 0 | 0 | 0 | 0
F2_Commercial_Miscellaneous_New_Space Heating_Natural Gas_Furnace_E7 | F2 | Commercial | Miscellaneous | New | Space Heating | Natural Gas | Furnace | E7 | Participant - Cost of Operation | 0 | 0 | 0 | 0 | 0 | 0 | 0 | 0 | 0 | 0 | 0 | 0 | 0 | 0 | 0 | 0 | 0 | 0 | 0 | 0 | 0 | 0 | 0 | 0 | 0 | 0 | 0 | 0 | 0 | 0
F2_Commercial_Miscellaneous_New_Space Heating_Natural Gas_Furnace_E8 | F2 | Commercial | Miscellaneous | New | Space Heating | Natural Gas | Furnace | E8 | Participant - Cost of Operation | 0 | 0 | 0 | 0 | 0 | 0 | 0 | 0 | 0 | 0 | 0 | 0 | 0 | 0 | 0 | 0 | 0 | 0 | 0 | 0 | 0 | 0 | 0 | 0 | 0 | 0 | 0 | 0 | 0 | 0
F2_Commercial_Miscellaneous_New_Space Heating_Natural Gas_Furnace_E9 | F2 | Commercial | Miscellaneous | New | Space Heating | Natural Gas | Furnace | E9 | Participant - Cost of Operation | 0 | 0 | 0 | 0 | 0 | 0 | 0 | 0 | 0 | 0 | 0 | 0 | 0 | 0 | 0 | 0 | 0 | 0 | 0 | 0 | 0 | 0 | 0 | 0 | 0 | 0 | 0 | 0 | 0 | 0
F2_Commercial_Miscellaneous_New_Space Heating_Natural Gas_Furnace_E10 | F2 | Commercial | Miscellaneous | New | Space Heating | Natural Gas | Furnace | E10 | Participant - Cost of Operation | 0 | 0 | 0 | 0 | 0 | 0 | 0 | 0 | 0 | 0 | 0 | 0 | 0 | 0 | 0 | 0 | 0 | 0 | 0 | 0 | 0 | 0 | 0 | 0 | 0 | 0 | 0 | 0 | 0 | 0
F3_Commercial_Miscellaneous_New_Space Heating_Natural Gas_Furnace_E1 | F3 | Commercial | Miscellaneous | New | Space Heating | Natural Gas | Furnace | E1 | System - kBTUs of Conusmption | 21.935 | 21.9557 | 21.9723 | 22.03 | 22.07 | 22.0921 | 22.0918 | 22.089 | 22.0801 | 22.0654 | 22.042 | 22.0172 | 21.988 | 21.9548 | 21.9139 | 21.874 | 21.8311 | 21.7853 | 21.7329 | 21.6825 | 21.6301 | 21.5763 | 0 | 0 | 0 | 0 | 0 | 0 | 0 | 0
F3_Commercial_Miscellaneous_New_Space Heating_Natural Gas_Furnace_E2 | F3 | Commercial | Miscellaneous | New | Space Heating | Natural Gas | Furnace | E2 | System - kBTUs of Conusmption | 19.4978 | 19.5161 | 19.5309 | 19.5823 | 19.6178 | 19.6374 | 19.6372 | 19.6346 | 19.6267 | 19.6137 | 19.5929 | 19.5709 | 19.5449 | 19.5154 | 19.479 | 19.4436 | 19.4054 | 19.3647 | 19.3181 | 19.2733 | 19.2268 | 19.1789 | 0 | 0 | 0 | 0 | 0 | 0 | 0 | 0
F3_Commercial_Miscellaneous_New_Space Heating_Natural Gas_Furnace_E3 | F3 | Commercial | Miscellaneous | New | Space Heating | Natural Gas | Furnace | E3 | System - kBTUs of Conusmption | 18.4716 | 18.489 | 18.503 | 18.5516 | 18.5853 | 18.6039 | 18.6036 | 18.6012 | 18.5937 | 18.5814 | 18.5617 | 18.5408 | 18.5162 | 18.4883 | 18.4538 | 18.4202 | 18.3841 | 18.3455 | 18.3014 | 18.2589 | 18.2148 | 18.1695 | 0 | 0 | 0 | 0 | 0 | 0 | 0 | 0
F3_Commercial_Miscellaneous_New_Space Heating_Natural Gas_Furnace_E4 | F3 | Commercial | Miscellaneous | New | Space Heating | Natural Gas | Furnace | E4 | System - kBTUs of Conusmption | 0 | 0 | 0 | 0 | 0 | 0 | 0 | 0 | 0 | 0 | 0 | 0 | 0 | 0 | 0 | 0 | 0 | 0 | 0 | 0 | 0 | 0 | 0 | 0 | 0 | 0 | 0 | 0 | 0 | 0
F3_Commercial_Miscellaneous_New_Space Heating_Natural Gas_Furnace_E5 | F3 | Commercial | Miscellaneous | New | Space Heating | Natural Gas | Furnace | E5 | System - kBTUs of Conusmption | 0 | 0 | 0 | 0 | 0 | 0 | 0 | 0 | 0 | 0 | 0 | 0 | 0 | 0 | 0 | 0 | 0 | 0 | 0 | 0 | 0 | 0 | 0 | 0 | 0 | 0 | 0 | 0 | 0 | 0
F3_Commercial_Miscellaneous_New_Space Heating_Natural Gas_Furnace_E6 | F3 | Commercial | Miscellaneous | New | Space Heating | Natural Gas | Furnace | E6 | System - kBTUs of Conusmption | 0 | 0 | 0 | 0 | 0 | 0 | 0 | 0 | 0 | 0 | 0 | 0 | 0 | 0 | 0 | 0 | 0 | 0 | 0 | 0 | 0 | 0 | 0 | 0 | 0 | 0 | 0 | 0 | 0 | 0
F3_Commercial_Miscellaneous_New_Space Heating_Natural Gas_Furnace_E7 | F3 | Commercial | Miscellaneous | New | Space Heating | Natural Gas | Furnace | E7 | System - kBTUs of Conusmption | 0 | 0 | 0 | 0 | 0 | 0 | 0 | 0 | 0 | 0 | 0 | 0 | 0 | 0 | 0 | 0 | 0 | 0 | 0 | 0 | 0 | 0 | 0 | 0 | 0 | 0 | 0 | 0 | 0 | 0
F3_Commercial_Miscellaneous_New_Space Heating_Natural Gas_Furnace_E8 | F3 | Commercial | Miscellaneous | New | Space Heating | Natural Gas | Furnace | E8 | System - kBTUs of Conusmption | 0 | 0 | 0 | 0 | 0 | 0 | 0 | 0 | 0 | 0 | 0 | 0 | 0 | 0 | 0 | 0 | 0 | 0 | 0 | 0 | 0 | 0 | 0 | 0 | 0 | 0 | 0 | 0 | 0 | 0
F3_Commercial_Miscellaneous_New_Space Heating_Natural Gas_Furnace_E9 | F3 | Commercial | Miscellaneous | New | Space Heating | Natural Gas | Furnace | E9 | System - kBTUs of Conusmption | 0 | 0 | 0 | 0 | 0 | 0 | 0 | 0 | 0 | 0 | 0 | 0 | 0 | 0 | 0 | 0 | 0 | 0 | 0 | 0 | 0 | 0 | 0 | 0 | 0 | 0 | 0 | 0 | 0 | 0
F3_Commercial_Miscellaneous_New_Space Heating_Natural Gas_Furnace_E10 | F3 | Commercial | Miscellaneous | New | Space Heating | Natural Gas | Furnace | E10 | System - kBTUs of Conusmption | 0 | 0 | 0 | 0 | 0 | 0 | 0 | 0 | 0 | 0 | 0 | 0 | 0 | 0 | 0 | 0 | 0 | 0 | 0 | 0 | 0 | 0 | 0 | 0 | 0 | 0 | 0 | 0 | 0 | 0
F4_Commercial_Miscellaneous_New_Space Heating_Natural Gas_Furnace_E1 | F4 | Commercial | Miscellaneous | New | Space Heating | Natural Gas | Furnace | E1 | Utility - Cost of Equipment | 0.054081 | 0.054081 | 0.054081 | 0.054081 | 0.054081 | 0.054081 | 0.054081 | 0.054081 | 0.054081 | 0.054081 | 0.054081 | 0.054081 | 0.054081 | 0.054081 | 0.054081 | 0.054081 | 0.054081 | 0.054081 | 0.054081 | 0.054081 | 0.054081 | 0.054081 | 0 | 0 | 0 | 0 | 0 | 0 | 0 | 0
F4_Commercial_Miscellaneous_New_Space Heating_Natural Gas_Furnace_E2 | F4 | Commercial | Miscellaneous | New | Space Heating | Natural Gas | Furnace | E2 | Utility - Cost of Equipment | 0.064898 | 0.064898 | 0.064898 | 0.064898 | 0.064898 | 0.064898 | 0.064898 | 0.064898 | 0.064898 | 0.064898 | 0.064898 | 0.064898 | 0.064898 | 0.064898 | 0.064898 | 0.064898 | 0.064898 | 0.064898 | 0.064898 | 0.064898 | 0.064898 | 0.064898 | 0 | 0 | 0 | 0 | 0 | 0 | 0 | 0
F4_Commercial_Miscellaneous_New_Space Heating_Natural Gas_Furnace_E3 | F4 | Commercial | Miscellaneous | New | Space Heating | Natural Gas | Furnace | E3 | Utility - Cost of Equipment | 0.075714 | 0.075714 | 0.075714 | 0.075714 | 0.075714 | 0.075714 | 0.075714 | 0.075714 | 0.075714 | 0.075714 | 0.075714 | 0.075714 | 0.075714 | 0.075714 | 0.075714 | 0.075714 | 0.075714 | 0.075714 | 0.075714 | 0.075714 | 0.075714 | 0.075714 | 0 | 0 | 0 | 0 | 0 | 0 | 0 | 0
F4_Commercial_Miscellaneous_New_Space Heating_Natural Gas_Furnace_E4 | F4 | Commercial | Miscellaneous | New | Space Heating | Natural Gas | Furnace | E4 | Utility - Cost of Equipment | 0 | 0 | 0 | 0 | 0 | 0 | 0 | 0 | 0 | 0 | 0 | 0 | 0 | 0 | 0 | 0 | 0 | 0 | 0 | 0 | 0 | 0 | 0 | 0 | 0 | 0 | 0 | 0 | 0 | 0
F4_Commercial_Miscellaneous_New_Space Heating_Natural Gas_Furnace_E5 | F4 | Commercial | Miscellaneous | New | Space Heating | Natural Gas | Furnace | E5 | Utility - Cost of Equipment | 0 | 0 | 0 | 0 | 0 | 0 | 0 | 0 | 0 | 0 | 0 | 0 | 0 | 0 | 0 | 0 | 0 | 0 | 0 | 0 | 0 | 0 | 0 | 0 | 0 | 0 | 0 | 0 | 0 | 0
F4_Commercial_Miscellaneous_New_Space Heating_Natural Gas_Furnace_E6 | F4 | Commercial | Miscellaneous | New | Space Heating | Natural Gas | Furnace | E6 | Utility - Cost of Equipment | 0 | 0 | 0 | 0 | 0 | 0 | 0 | 0 | 0 | 0 | 0 | 0 | 0 | 0 | 0 | 0 | 0 | 0 | 0 | 0 | 0 | 0 | 0 | 0 | 0 | 0 | 0 | 0 | 0 | 0
F4_Commercial_Miscellaneous_New_Space Heating_Natural Gas_Furnace_E7 | F4 | Commercial | Miscellaneous | New | Space Heating | Natural Gas | Furnace | E7 | Utility - Cost of Equipment | 0 | 0 | 0 | 0 | 0 | 0 | 0 | 0 | 0 | 0 | 0 | 0 | 0 | 0 | 0 | 0 | 0 | 0 | 0 | 0 | 0 | 0 | 0 | 0 | 0 | 0 | 0 | 0 | 0 | 0
F4_Commercial_Miscellaneous_New_Space Heating_Natural Gas_Furnace_E8 | F4 | Commercial | Miscellaneous | New | Space Heating | Natural Gas | Furnace | E8 | Utility - Cost of Equipment | 0 | 0 | 0 | 0 | 0 | 0 | 0 | 0 | 0 | 0 | 0 | 0 | 0 | 0 | 0 | 0 | 0 | 0 | 0 | 0 | 0 | 0 | 0 | 0 | 0 | 0 | 0 | 0 | 0 | 0
F4_Commercial_Miscellaneous_New_Space Heating_Natural Gas_Furnace_E9 | F4 | Commercial | Miscellaneous | New | Space Heating | Natural Gas | Furnace | E9 | Utility - Cost of Equipment | 0 | 0 | 0 | 0 | 0 | 0 | 0 | 0 | 0 | 0 | 0 | 0 | 0 | 0 | 0 | 0 | 0 | 0 | 0 | 0 | 0 | 0 | 0 | 0 | 0 | 0 | 0 | 0 | 0 | 0
F4_Commercial_Miscellaneous_New_Space Heating_Natural Gas_Furnace_E10 | F4 | Commercial | Miscellaneous | New | Space Heating | Natural Gas | Furnace | E10 | Utility - Cost of Equipment | 0 | 0 | 0 | 0 | 0 | 0 | 0 | 0 | 0 | 0 | 0 | 0 | 0 | 0 | 0 | 0 | 0 | 0 | 0 | 0 | 0 | 0 | 0 | 0 | 0 | 0 | 0 | 0 | 0 | 0
F5_Commercial_Miscellaneous_New_Space Heating_Natural Gas_Furnace_E1 | F5 | Commercial | Miscellaneous | New | Space Heating | Natural Gas | Furnace | E1 | Utility - Cost of Operation | 0.20746 | 0.20993 | 0.2126 | 0.21607 | 0.22018 | 0.22477 | 0.22908 | 0.23307 | 0.23698 | 0.24094 | 0.24505 | 0.24923 | 0.25345 | 0.25785 | 0.26219 | 0.26663 | 0.27126 | 0.27596 | 0.28073 | 0.28555 | 0.29038 | 0.29519 | 0 | 0 | 0 | 0 | 0 | 0 | 0 | 0
F5_Commercial_Miscellaneous_New_Space Heating_Natural Gas_Furnace_E2 | F5 | Commercial | Miscellaneous | New | Space Heating | Natural Gas | Furnace | E2 | Utility - Cost of Operation | 0.18441 | 0.1866 | 0.18898 | 0.19206 | 0.19572 | 0.19979 | 0.20363 | 0.20717 | 0.21065 | 0.21417 | 0.21782 | 0.22154 | 0.22529 | 0.2292 | 0.23306 | 0.237 | 0.24112 | 0.2453 | 0.24954 | 0.25382 | 0.25811 | 0.26239 | 0 | 0 | 0 | 0 | 0 | 0 | 0 | 0
F5_Commercial_Miscellaneous_New_Space Heating_Natural Gas_Furnace_E3 | F5 | Commercial | Miscellaneous | New | Space Heating | Natural Gas | Furnace | E3 | Utility - Cost of Operation | 0.1747 | 0.17678 | 0.17903 | 0.18195 | 0.18541 | 0.18928 | 0.19291 | 0.19627 | 0.19956 | 0.20289 | 0.20635 | 0.20988 | 0.21343 | 0.21713 | 0.22079 | 0.22453 | 0.22843 | 0.23239 | 0.2364 | 0.24046 | 0.24453 | 0.24858 | 0 | 0 | 0 | 0 | 0 | 0 | 0 | 0
F5_Commercial_Miscellaneous_New_Space Heating_Natural Gas_Furnace_E4 | F5 | Commercial | Miscellaneous | New | Space Heating | Natural Gas | Furnace | E4 | Utility - Cost of Operation | 0 | 0 | 0 | 0 | 0 | 0 | 0 | 0 | 0 | 0 | 0 | 0 | 0 | 0 | 0 | 0 | 0 | 0 | 0 | 0 | 0 | 0 | 0 | 0 | 0 | 0 | 0 | 0 | 0 | 0
F5_Commercial_Miscellaneous_New_Space Heating_Natural Gas_Furnace_E5 | F5 | Commercial | Miscellaneous | New | Space Heating | Natural Gas | Furnace | E5 | Utility - Cost of Operation | 0 | 0 | 0 | 0 | 0 | 0 | 0 | 0 | 0 | 0 | 0 | 0 | 0 | 0 | 0 | 0 | 0 | 0 | 0 | 0 | 0 | 0 | 0 | 0 | 0 | 0 | 0 | 0 | 0 | 0
F5_Commercial_Miscellaneous_New_Space Heating_Natural Gas_Furnace_E6 | F5 | Commercial | Miscellaneous | New | Space Heating | Natural Gas | Furnace | E6 | Utility - Cost of Operation | 0 | 0 | 0 | 0 | 0 | 0 | 0 | 0 | 0 | 0 | 0 | 0 | 0 | 0 | 0 | 0 | 0 | 0 | 0 | 0 | 0 | 0 | 0 | 0 | 0 | 0 | 0 | 0 | 0 | 0
F5_Commercial_Miscellaneous_New_Space Heating_Natural Gas_Furnace_E7 | F5 | Commercial | Miscellaneous | New | Space Heating | Natural Gas | Furnace | E7 | Utility - Cost of Operation | 0 | 0 | 0 | 0 | 0 | 0 | 0 | 0 | 0 | 0 | 0 | 0 | 0 | 0 | 0 | 0 | 0 | 0 | 0 | 0 | 0 | 0 | 0 | 0 | 0 | 0 | 0 | 0 | 0 | 0
F5_Commercial_Miscellaneous_New_Space Heating_Natural Gas_Furnace_E8 | F5 | Commercial | Miscellaneous | New | Space Heating | Natural Gas | Furnace | E8 | Utility - Cost of Operation | 0 | 0 | 0 | 0 | 0 | 0 | 0 | 0 | 0 | 0 | 0 | 0 | 0 | 0 | 0 | 0 | 0 | 0 | 0 | 0 | 0 | 0 | 0 | 0 | 0 | 0 | 0 | 0 | 0 | 0
F5_Commercial_Miscellaneous_New_Space Heating_Natural Gas_Furnace_E9 | F5 | Commercial | Miscellaneous | New | Space Heating | Natural Gas | Furnace | E9 | Utility - Cost of Operation | 0 | 0 | 0 | 0 | 0 | 0 | 0 | 0 | 0 | 0 | 0 | 0 | 0 | 0 | 0 | 0 | 0 | 0 | 0 | 0 | 0 | 0 | 0 | 0 | 0 | 0 | 0 | 0 | 0 | 0
F5_Commercial_Miscellaneous_New_Space Heating_Natural Gas_Furnace_E10 | F5 | Commercial | Miscellaneous | New | Space Heating | Natural Gas | Furnace | E10 | Utility - Cost of Operation | 0 | 0 | 0 | 0 | 0 | 0 | 0 | 0 | 0 | 0 | 0 | 0 | 0 | 0 | 0 | 0 | 0 | 0 | 0 | 0 | 0 | 0 | 0 | 0 | 0 | 0 | 0 | 0 | 0 | 0
F6_Commercial_Miscellaneous_New_Space Heating_Natural Gas_Furnace_E1 | F6 | Commercial | Miscellaneous | New | Space Heating | Natural Gas | Furnace | E1 | Utility - Value of Sales | 0.24855 | 0.25151 | 0.25471 | 0.25886 | 0.26379 | 0.26929 | 0.27445 | 0.27924 | 0.28392 | 0.28866 | 0.29358 | 0.2986 | 0.30365 | 0.30892 | 0.31412 | 0.31944 | 0.32499 | 0.33062 | 0.33633 | 0.34211 | 0.34789 | 0.35366 | 0 | 0 | 0 | 0 | 0 | 0 | 0 | 0
F6_Commercial_Miscellaneous_New_Space Heating_Natural Gas_Furnace_E2 | F6 | Commercial | Miscellaneous | New | Space Heating | Natural Gas | Furnace | E2 | Utility - Value of Sales | 0.22094 | 0.22356 | 0.22641 | 0.2301 | 0.23448 | 0.23937 | 0.24396 | 0.24821 | 0.25237 | 0.25659 | 0.26096 | 0.26542 | 0.26991 | 0.27459 | 0.27922 | 0.28394 | 0.28888 | 0.29389 | 0.29896 | 0.30409 | 0.30924 | 0.31436 | 0 | 0 | 0 | 0 | 0 | 0 | 0 | 0
F6_Commercial_Miscellaneous_New_Space Heating_Natural Gas_Furnace_E3 | F6 | Commercial | Miscellaneous | New | Space Heating | Natural Gas | Furnace | E3 | Utility - Value of Sales | 0.20931 | 0.2118 | 0.21449 | 0.21799 | 0.22214 | 0.22677 | 0.23112 | 0.23515 | 0.23909 | 0.24308 | 0.24723 | 0.25145 | 0.2557 | 0.26014 | 0.26452 | 0.269 | 0.27368 | 0.27842 | 0.28322 | 0.28809 | 0.29296 | 0.29782 | 0 | 0 | 0 | 0 | 0 | 0 | 0 | 0
F6_Commercial_Miscellaneous_New_Space Heating_Natural Gas_Furnace_E4 | F6 | Commercial | Miscellaneous | New | Space Heating | Natural Gas | Furnace | E4 | Utility - Value of Sales | 0 | 0 | 0 | 0 | 0 | 0 | 0 | 0 | 0 | 0 | 0 | 0 | 0 | 0 | 0 | 0 | 0 | 0 | 0 | 0 | 0 | 0 | 0 | 0 | 0 | 0 | 0 | 0 | 0 | 0
F6_Commercial_Miscellaneous_New_Space Heating_Natural Gas_Furnace_E5 | F6 | Commercial | Miscellaneous | New | Space Heating | Natural Gas | Furnace | E5 | Utility - Value of Sales | 0 | 0 | 0 | 0 | 0 | 0 | 0 | 0 | 0 | 0 | 0 | 0 | 0 | 0 | 0 | 0 | 0 | 0 | 0 | 0 | 0 | 0 | 0 | 0 | 0 | 0 | 0 | 0 | 0 | 0
F6_Commercial_Miscellaneous_New_Space Heating_Natural Gas_Furnace_E6 | F6 | Commercial | Miscellaneous | New | Space Heating | Natural Gas | Furnace | E6 | Utility - Value of Sales | 0 | 0 | 0 | 0 | 0 | 0 | 0 | 0 | 0 | 0 | 0 | 0 | 0 | 0 | 0 | 0 | 0 | 0 | 0 | 0 | 0 | 0 | 0 | 0 | 0 | 0 | 0 | 0 | 0 | 0
F6_Commercial_Miscellaneous_New_Space Heating_Natural Gas_Furnace_E7 | F6 | Commercial | Miscellaneous | New | Space Heating | Natural Gas | Furnace | E7 | Utility - Value of Sales | 0 | 0 | 0 | 0 | 0 | 0 | 0 | 0 | 0 | 0 | 0 | 0 | 0 | 0 | 0 | 0 | 0 | 0 | 0 | 0 | 0 | 0 | 0 | 0 | 0 | 0 | 0 | 0 | 0 | 0
F6_Commercial_Miscellaneous_New_Space Heating_Natural Gas_Furnace_E8 | F6 | Commercial | Miscellaneous | New | Space Heating | Natural Gas | Furnace | E8 | Utility - Value of Sales | 0 | 0 | 0 | 0 | 0 | 0 | 0 | 0 | 0 | 0 | 0 | 0 | 0 | 0 | 0 | 0 | 0 | 0 | 0 | 0 | 0 | 0 | 0 | 0 | 0 | 0 | 0 | 0 | 0 | 0
F6_Commercial_Miscellaneous_New_Space Heating_Natural Gas_Furnace_E9 | F6 | Commercial | Miscellaneous | New | Space Heating | Natural Gas | Furnace | E9 | Utility - Value of Sales | 0 | 0 | 0 | 0 | 0 | 0 | 0 | 0 | 0 | 0 | 0 | 0 | 0 | 0 | 0 | 0 | 0 | 0 | 0 | 0 | 0 | 0 | 0 | 0 | 0 | 0 | 0 | 0 | 0 | 0
F6_Commercial_Miscellaneous_New_Space Heating_Natural Gas_Furnace_E10 | F6 | Commercial | Miscellaneous | New | Space Heating | Natural Gas | Furnace | E10 | Utility - Value of Sales | 0 | 0 | 0 | 0 | 0 | 0 | 0 | 0 | 0 | 0 | 0 | 0 | 0 | 0 | 0 | 0 | 0 | 0 | 0 | 0 | 0 | 0 | 0 | 0 | 0 | 0 | 0 | 0 | 0 | 0
F1_Commercial_Miscellaneous_New_Space Heating_Natural Gas_Boiler_E1 | F1 | Commercial | Miscellaneous | New | Space Heating | Natural Gas | Boiler | E1 | Participant - Cost of Equipment | 0.21295 | 0.21295 | 0.21295 | 0.21295 | 0.21295 | 0.21295 | 0.21295 | 0.21295 | 0.21295 | 0.21295 | 0.21295 | 0.21295 | 0.21295 | 0.21295 | 0.21295 | 0.21295 | 0.21295 | 0.21295 | 0.21295 | 0.21295 | 0.21295 | 0.21295 | 0 | 0 | 0 | 0 | 0 | 0 | 0 | 0
F1_Commercial_Miscellaneous_New_Space Heating_Natural Gas_Boiler_E2 | F1 | Commercial | Miscellaneous | New | Space Heating | Natural Gas | Boiler | E2 | Participant - Cost of Equipment | 0.23794 | 0.23794 | 0.23794 | 0.23794 | 0.23794 | 0.23794 | 0.23794 | 0.23794 | 0.23794 | 0.23794 | 0.23794 | 0.23794 | 0.23794 | 0.23794 | 0.23794 | 0.23794 | 0.23794 | 0.23794 | 0.23794 | 0.23794 | 0.23794 | 0.23794 | 0 | 0 | 0 | 0 | 0 | 0 | 0 | 0
F1_Commercial_Miscellaneous_New_Space Heating_Natural Gas_Boiler_E3 | F1 | Commercial | Miscellaneous | New | Space Heating | Natural Gas | Boiler | E3 | Participant - Cost of Equipment | 0.28812 | 0.28812 | 0.28812 | 0.28812 | 0.28812 | 0.28812 | 0.28812 | 0.28812 | 0.28812 | 0.28812 | 0.28812 | 0.28812 | 0.28812 | 0.28812 | 0.28812 | 0.28812 | 0.28812 | 0.28812 | 0.28812 | 0.28812 | 0.28812 | 0.28812 | 0 | 0 | 0 | 0 | 0 | 0 | 0 | 0
F1_Commercial_Miscellaneous_New_Space Heating_Natural Gas_Boiler_E4 | F1 | Commercial | Miscellaneous | New | Space Heating | Natural Gas | Boiler | E4 | Participant - Cost of Equipment | 1.4709 | 1.4709 | 1.4709 | 1.4709 | 1.4709 | 1.4709 | 1.4709 | 1.4709 | 1.4709 | 1.4709 | 1.4709 | 1.4709 | 1.4709 | 1.4709 | 1.4709 | 1.4709 | 1.4709 | 1.4709 | 1.4709 | 1.4709 | 1.4709 | 1.4709 | 0 | 0 | 0 | 0 | 0 | 0 | 0 | 0
F1_Commercial_Miscellaneous_New_Space Heating_Natural Gas_Boiler_E5 | F1 | Commercial | Miscellaneous | New | Space Heating | Natural Gas | Boiler | E5 | Participant - Cost of Equipment | 0 | 0 | 0 | 0 | 0 | 0 | 0 | 0 | 0 | 0 | 0 | 0 | 0 | 0 | 0 | 0 | 0 | 0 | 0 | 0 | 0 | 0 | 0 | 0 | 0 | 0 | 0 | 0 | 0 | 0
F1_Commercial_Miscellaneous_New_Space Heating_Natural Gas_Boiler_E6 | F1 | Commercial | Miscellaneous | New | Space Heating | Natural Gas | Boiler | E6 | Participant - Cost of Equipment | 0 | 0 | 0 | 0 | 0 | 0 | 0 | 0 | 0 | 0 | 0 | 0 | 0 | 0 | 0 | 0 | 0 | 0 | 0 | 0 | 0 | 0 | 0 | 0 | 0 | 0 | 0 | 0 | 0 | 0
F1_Commercial_Miscellaneous_New_Space Heating_Natural Gas_Boiler_E7 | F1 | Commercial | Miscellaneous | New | Space Heating | Natural Gas | Boiler | E7 | Participant - Cost of Equipment | 0 | 0 | 0 | 0 | 0 | 0 | 0 | 0 | 0 | 0 | 0 | 0 | 0 | 0 | 0 | 0 | 0 | 0 | 0 | 0 | 0 | 0 | 0 | 0 | 0 | 0 | 0 | 0 | 0 | 0
F1_Commercial_Miscellaneous_New_Space Heating_Natural Gas_Boiler_E8 | F1 | Commercial | Miscellaneous | New | Space Heating | Natural Gas | Boiler | E8 | Participant - Cost of Equipment | 0 | 0 | 0 | 0 | 0 | 0 | 0 | 0 | 0 | 0 | 0 | 0 | 0 | 0 | 0 | 0 | 0 | 0 | 0 | 0 | 0 | 0 | 0 | 0 | 0 | 0 | 0 | 0 | 0 | 0
F1_Commercial_Miscellaneous_New_Space Heating_Natural Gas_Boiler_E9 | F1 | Commercial | Miscellaneous | New | Space Heating | Natural Gas | Boiler | E9 | Participant - Cost of Equipment | 0 | 0 | 0 | 0 | 0 | 0 | 0 | 0 | 0 | 0 | 0 | 0 | 0 | 0 | 0 | 0 | 0 | 0 | 0 | 0 | 0 | 0 | 0 | 0 | 0 | 0 | 0 | 0 | 0 | 0
F1_Commercial_Miscellaneous_New_Space Heating_Natural Gas_Boiler_E10 | F1 | Commercial | Miscellaneous | New | Space Heating | Natural Gas | Boiler | E10 | Participant - Cost of Equipment | 0 | 0 | 0 | 0 | 0 | 0 | 0 | 0 | 0 | 0 | 0 | 0 | 0 | 0 | 0 | 0 | 0 | 0 | 0 | 0 | 0 | 0 | 0 | 0 | 0 | 0 | 0 | 0 | 0 | 0
F2_Commercial_Miscellaneous_New_Space Heating_Natural Gas_Boiler_E1 | F2 | Commercial | Miscellaneous | New | Space Heating | Natural Gas | Boiler | E1 | Participant - Cost of Operation | 0.96256 | 0.97415 | 0.98657 | 1.0024 | 1.0212 | 1.0422 | 1.0623 | 1.081 | 1.0993 | 1.1179 | 1.1372 | 1.1569 | 1.1767 | 1.1973 | 1.2177 | 1.2386 | 1.2603 | 1.2824 | 1.3048 | 1.3274 | 1.3499 | 1.3724 | 0 | 0 | 0 | 0 | 0 | 0 | 0 | 0
F2_Commercial_Miscellaneous_New_Space Heating_Natural Gas_Boiler_E2 | F2 | Commercial | Miscellaneous | New | Space Heating | Natural Gas | Boiler | E2 | Participant - Cost of Operation | 0.90594 | 0.91685 | 0.92853 | 0.94343 | 0.96112 | 0.98092 | 0.9998 | 1.0174 | 1.0347 | 1.0522 | 1.0703 | 1.0888 | 1.1075 | 1.1269 | 1.1461 | 1.1657 | 1.1862 | 1.207 | 1.228 | 1.2493 | 1.2705 | 1.2916 | 0 | 0 | 0 | 0 | 0 | 0 | 0 | 0
F2_Commercial_Miscellaneous_New_Space Heating_Natural Gas_Boiler_E3 | F2 | Commercial | Miscellaneous | New | Space Heating | Natural Gas | Boiler | E3 | Participant - Cost of Operation | 0.79386 | 0.80342 | 0.81366 | 0.82671 | 0.84222 | 0.85957 | 0.87611 | 0.89152 | 0.90667 | 0.92201 | 0.93791 | 0.95412 | 0.97046 | 0.98747 | 1.0043 | 1.0215 | 1.0395 | 1.0577 | 1.0761 | 1.0947 | 1.1134 | 1.1319 | 0 | 0 | 0 | 0 | 0 | 0 | 0 | 0
F2_Commercial_Miscellaneous_New_Space Heating_Natural Gas_Boiler_E4 | F2 | Commercial | Miscellaneous | New | Space Heating | Natural Gas | Boiler | E4 | Participant - Cost of Operation | 0.51115 | 0.51645 | 0.52254 | 0.53137 | 0.54246 | 0.55516 | 0.56681 | 0.57711 | 0.58692 | 0.59665 | 0.60668 | 0.61671 | 0.62654 | 0.63668 | 0.64652 | 0.65659 | 0.66725 | 0.67801 | 0.68889 | 0.69985 | 0.71077 | 0.72161 | 0 | 0 | 0 | 0 | 0 | 0 | 0 | 0
F2_Commercial_Miscellaneous_New_Space Heating_Natural Gas_Boiler_E5 | F2 | Commercial | Miscellaneous | New | Space Heating | Natural Gas | Boiler | E5 | Participant - Cost of Operation | 0 | 0 | 0 | 0 | 0 | 0 | 0 | 0 | 0 | 0 | 0 | 0 | 0 | 0 | 0 | 0 | 0 | 0 | 0 | 0 | 0 | 0 | 0 | 0 | 0 | 0 | 0 | 0 | 0 | 0
F2_Commercial_Miscellaneous_New_Space Heating_Natural Gas_Boiler_E6 | F2 | Commercial | Miscellaneous | New | Space Heating | Natural Gas | Boiler | E6 | Participant - Cost of Operation | 0 | 0 | 0 | 0 | 0 | 0 | 0 | 0 | 0 | 0 | 0 | 0 | 0 | 0 | 0 | 0 | 0 | 0 | 0 | 0 | 0 | 0 | 0 | 0 | 0 | 0 | 0 | 0 | 0 | 0
F2_Commercial_Miscellaneous_New_Space Heating_Natural Gas_Boiler_E7 | F2 | Commercial | Miscellaneous | New | Space Heating | Natural Gas | Boiler | E7 | Participant - Cost of Operation | 0 | 0 | 0 | 0 | 0 | 0 | 0 | 0 | 0 | 0 | 0 | 0 | 0 | 0 | 0 | 0 | 0 | 0 | 0 | 0 | 0 | 0 | 0 | 0 | 0 | 0 | 0 | 0 | 0 | 0
F2_Commercial_Miscellaneous_New_Space Heating_Natural Gas_Boiler_E8 | F2 | Commercial | Miscellaneous | New | Space Heating | Natural Gas | Boiler | E8 | Participant - Cost of Operation | 0 | 0 | 0 | 0 | 0 | 0 | 0 | 0 | 0 | 0 | 0 | 0 | 0 | 0 | 0 | 0 | 0 | 0 | 0 | 0 | 0 | 0 | 0 | 0 | 0 | 0 | 0 | 0 | 0 | 0
F2_Commercial_Miscellaneous_New_Space Heating_Natural Gas_Boiler_E9 | F2 | Commercial | Miscellaneous | New | Space Heating | Natural Gas | Boiler | E9 | Participant - Cost of Operation | 0 | 0 | 0 | 0 | 0 | 0 | 0 | 0 | 0 | 0 | 0 | 0 | 0 | 0 | 0 | 0 | 0 | 0 | 0 | 0 | 0 | 0 | 0 | 0 | 0 | 0 | 0 | 0 | 0 | 0
F2_Commercial_Miscellaneous_New_Space Heating_Natural Gas_Boiler_E10 | F2 | Commercial | Miscellaneous | New | Space Heating | Natural Gas | Boiler | E10 | Participant - Cost of Operation | 0 | 0 | 0 | 0 | 0 | 0 | 0 | 0 | 0 | 0 | 0 | 0 | 0 | 0 | 0 | 0 | 0 | 0 | 0 | 0 | 0 | 0 | 0 | 0 | 0 | 0 | 0 | 0 | 0 | 0
F3_Commercial_Miscellaneous_New_Space Heating_Natural Gas_Boiler_E1 | F3 | Commercial | Miscellaneous | New | Space Heating | Natural Gas | Boiler | E1 | System - kBTUs of Conusmption | 83.741 | 83.7771 | 83.796 | 83.9541 | 84.064 | 84.1255 | 84.1244 | 84.1144 | 84.0831 | 84.0317 | 83.9496 | 83.8626 | 83.76 | 83.6435 | 83.4998 | 83.3597 | 83.2092 | 83.0482 | 82.8644 | 82.6874 | 82.5036 | 82.3146 | 0 | 0 | 0 | 0 | 0 | 0 | 0 | 0
F3_Commercial_Miscellaneous_New_Space Heating_Natural Gas_Boiler_E2 | F3 | Commercial | Miscellaneous | New | Space Heating | Natural Gas | Boiler | E2 | System - kBTUs of Conusmption | 78.815 | 78.849 | 78.8669 | 79.0157 | 79.119 | 79.1769 | 79.1759 | 79.1665 | 79.1371 | 79.0887 | 79.0114 | 78.9295 | 78.833 | 78.7233 | 78.588 | 78.4562 | 78.3145 | 78.1631 | 77.99 | 77.8234 | 77.6504 | 77.4726 | 0 | 0 | 0 | 0 | 0 | 0 | 0 | 0
F3_Commercial_Miscellaneous_New_Space Heating_Natural Gas_Boiler_E3 | F3 | Commercial | Miscellaneous | New | Space Heating | Natural Gas | Boiler | E3 | System - kBTUs of Conusmption | 69.0647 | 69.0945 | 69.1101 | 69.2405 | 69.3311 | 69.3818 | 69.381 | 69.3727 | 69.3469 | 69.3045 | 69.2368 | 69.165 | 69.0804 | 68.9843 | 68.8658 | 68.7503 | 68.6261 | 68.4934 | 68.3418 | 68.1958 | 68.0442 | 67.8884 | 0 | 0 | 0 | 0 | 0 | 0 | 0 | 0
F3_Commercial_Miscellaneous_New_Space Heating_Natural Gas_Boiler_E4 | F3 | Commercial | Miscellaneous | New | Space Heating | Natural Gas | Boiler | E4 | System - kBTUs of Conusmption | 47.3827 | 47.5242 | 47.6763 | 47.97 | 48.2077 | 48.3869 | 48.4945 | 48.5805 | 48.6322 | 48.6489 | 48.621 | 48.5725 | 48.4929 | 48.3819 | 48.245 | 48.1117 | 47.9683 | 47.815 | 47.6399 | 47.4713 | 47.2963 | 47.1163 | 0 | 0 | 0 | 0 | 0 | 0 | 0 | 0
F3_Commercial_Miscellaneous_New_Space Heating_Natural Gas_Boiler_E5 | F3 | Commercial | Miscellaneous | New | Space Heating | Natural Gas | Boiler | E5 | System - kBTUs of Conusmption | 0 | 0 | 0 | 0 | 0 | 0 | 0 | 0 | 0 | 0 | 0 | 0 | 0 | 0 | 0 | 0 | 0 | 0 | 0 | 0 | 0 | 0 | 0 | 0 | 0 | 0 | 0 | 0 | 0 | 0
F3_Commercial_Miscellaneous_New_Space Heating_Natural Gas_Boiler_E6 | F3 | Commercial | Miscellaneous | New | Space Heating | Natural Gas | Boiler | E6 | System - kBTUs of Conusmption | 0 | 0 | 0 | 0 | 0 | 0 | 0 | 0 | 0 | 0 | 0 | 0 | 0 | 0 | 0 | 0 | 0 | 0 | 0 | 0 | 0 | 0 | 0 | 0 | 0 | 0 | 0 | 0 | 0 | 0
F3_Commercial_Miscellaneous_New_Space Heating_Natural Gas_Boiler_E7 | F3 | Commercial | Miscellaneous | New | Space Heating | Natural Gas | Boiler | E7 | System - kBTUs of Conusmption | 0 | 0 | 0 | 0 | 0 | 0 | 0 | 0 | 0 | 0 | 0 | 0 | 0 | 0 | 0 | 0 | 0 | 0 | 0 | 0 | 0 | 0 | 0 | 0 | 0 | 0 | 0 | 0 | 0 | 0
F3_Commercial_Miscellaneous_New_Space Heating_Natural Gas_Boiler_E8 | F3 | Commercial | Miscellaneous | New | Space Heating | Natural Gas | Boiler | E8 | System - kBTUs of Conusmption | 0 | 0 | 0 | 0 | 0 | 0 | 0 | 0 | 0 | 0 | 0 | 0 | 0 | 0 | 0 | 0 | 0 | 0 | 0 | 0 | 0 | 0 | 0 | 0 | 0 | 0 | 0 | 0 | 0 | 0
F3_Commercial_Miscellaneous_New_Space Heating_Natural Gas_Boiler_E9 | F3 | Commercial | Miscellaneous | New | Space Heating | Natural Gas | Boiler | E9 | System - kBTUs of Conusmption | 0 | 0 | 0 | 0 | 0 | 0 | 0 | 0 | 0 | 0 | 0 | 0 | 0 | 0 | 0 | 0 | 0 | 0 | 0 | 0 | 0 | 0 | 0 | 0 | 0 | 0 | 0 | 0 | 0 | 0
F3_Commercial_Miscellaneous_New_Space Heating_Natural Gas_Boiler_E10 | F3 | Commercial | Miscellaneous | New | Space Heating | Natural Gas | Boiler | E10 | System - kBTUs of Conusmption | 0 | 0 | 0 | 0 | 0 | 0 | 0 | 0 | 0 | 0 | 0 | 0 | 0 | 0 | 0 | 0 | 0 | 0 | 0 | 0 | 0 | 0 | 0 | 0 | 0 | 0 | 0 | 0 | 0 | 0
F4_Commercial_Miscellaneous_New_Space Heating_Natural Gas_Boiler_E1 | F4 | Commercial | Miscellaneous | New | Space Heating | Natural Gas | Boiler | E1 | Utility - Cost of Equipment | 0.21295 | 0.21295 | 0.21295 | 0.21295 | 0.21295 | 0.21295 | 0.21295 | 0.21295 | 0.21295 | 0.21295 | 0.21295 | 0.21295 | 0.21295 | 0.21295 | 0.21295 | 0.21295 | 0.21295 | 0.21295 | 0.21295 | 0.21295 | 0.21295 | 0.21295 | 0 | 0 | 0 | 0 | 0 | 0 | 0 | 0
F4_Commercial_Miscellaneous_New_Space Heating_Natural Gas_Boiler_E2 | F4 | Commercial | Miscellaneous | New | Space Heating | Natural Gas | Boiler | E2 | Utility - Cost of Equipment | 0.23794 | 0.23794 | 0.23794 | 0.23794 | 0.23794 | 0.23794 | 0.23794 | 0.23794 | 0.23794 | 0.23794 | 0.23794 | 0.23794 | 0.23794 | 0.23794 | 0.23794 | 0.23794 | 0.23794 | 0.23794 | 0.23794 | 0.23794 | 0.23794 | 0.23794 | 0 | 0 | 0 | 0 | 0 | 0 | 0 | 0
F4_Commercial_Miscellaneous_New_Space Heating_Natural Gas_Boiler_E3 | F4 | Commercial | Miscellaneous | New | Space Heating | Natural Gas | Boiler | E3 | Utility - Cost of Equipment | 0.28812 | 0.28812 | 0.28812 | 0.28812 | 0.28812 | 0.28812 | 0.28812 | 0.28812 | 0.28812 | 0.28812 | 0.28812 | 0.28812 | 0.28812 | 0.28812 | 0.28812 | 0.28812 | 0.28812 | 0.28812 | 0.28812 | 0.28812 | 0.28812 | 0.28812 | 0 | 0 | 0 | 0 | 0 | 0 | 0 | 0
F4_Commercial_Miscellaneous_New_Space Heating_Natural Gas_Boiler_E4 | F4 | Commercial | Miscellaneous | New | Space Heating | Natural Gas | Boiler | E4 | Utility - Cost of Equipment | 1.4709 | 1.4709 | 1.4709 | 1.4709 | 1.4709 | 1.4709 | 1.4709 | 1.4709 | 1.4709 | 1.4709 | 1.4709 | 1.4709 | 1.4709 | 1.4709 | 1.4709 | 1.4709 | 1.4709 | 1.4709 | 1.4709 | 1.4709 | 1.4709 | 1.4709 | 0 | 0 | 0 | 0 | 0 | 0 | 0 | 0
F4_Commercial_Miscellaneous_New_Space Heating_Natural Gas_Boiler_E5 | F4 | Commercial | Miscellaneous | New | Space Heating | Natural Gas | Boiler | E5 | Utility - Cost of Equipment | 0 | 0 | 0 | 0 | 0 | 0 | 0 | 0 | 0 | 0 | 0 | 0 | 0 | 0 | 0 | 0 | 0 | 0 | 0 | 0 | 0 | 0 | 0 | 0 | 0 | 0 | 0 | 0 | 0 | 0
F4_Commercial_Miscellaneous_New_Space Heating_Natural Gas_Boiler_E6 | F4 | Commercial | Miscellaneous | New | Space Heating | Natural Gas | Boiler | E6 | Utility - Cost of Equipment | 0 | 0 | 0 | 0 | 0 | 0 | 0 | 0 | 0 | 0 | 0 | 0 | 0 | 0 | 0 | 0 | 0 | 0 | 0 | 0 | 0 | 0 | 0 | 0 | 0 | 0 | 0 | 0 | 0 | 0
F4_Commercial_Miscellaneous_New_Space Heating_Natural Gas_Boiler_E7 | F4 | Commercial | Miscellaneous | New | Space Heating | Natural Gas | Boiler | E7 | Utility - Cost of Equipment | 0 | 0 | 0 | 0 | 0 | 0 | 0 | 0 | 0 | 0 | 0 | 0 | 0 | 0 | 0 | 0 | 0 | 0 | 0 | 0 | 0 | 0 | 0 | 0 | 0 | 0 | 0 | 0 | 0 | 0
F4_Commercial_Miscellaneous_New_Space Heating_Natural Gas_Boiler_E8 | F4 | Commercial | Miscellaneous | New | Space Heating | Natural Gas | Boiler | E8 | Utility - Cost of Equipment | 0 | 0 | 0 | 0 | 0 | 0 | 0 | 0 | 0 | 0 | 0 | 0 | 0 | 0 | 0 | 0 | 0 | 0 | 0 | 0 | 0 | 0 | 0 | 0 | 0 | 0 | 0 | 0 | 0 | 0
F4_Commercial_Miscellaneous_New_Space Heating_Natural Gas_Boiler_E9 | F4 | Commercial | Miscellaneous | New | Space Heating | Natural Gas | Boiler | E9 | Utility - Cost of Equipment | 0 | 0 | 0 | 0 | 0 | 0 | 0 | 0 | 0 | 0 | 0 | 0 | 0 | 0 | 0 | 0 | 0 | 0 | 0 | 0 | 0 | 0 | 0 | 0 | 0 | 0 | 0 | 0 | 0 | 0
F4_Commercial_Miscellaneous_New_Space Heating_Natural Gas_Boiler_E10 | F4 | Commercial | Miscellaneous | New | Space Heating | Natural Gas | Boiler | E10 | Utility - Cost of Equipment | 0 | 0 | 0 | 0 | 0 | 0 | 0 | 0 | 0 | 0 | 0 | 0 | 0 | 0 | 0 | 0 | 0 | 0 | 0 | 0 | 0 | 0 | 0 | 0 | 0 | 0 | 0 | 0 | 0 | 0
F5_Commercial_Miscellaneous_New_Space Heating_Natural Gas_Boiler_E1 | F5 | Commercial | Miscellaneous | New | Space Heating | Natural Gas | Boiler | E1 | Utility - Cost of Operation | 0.80343 | 0.8131 | 0.82347 | 0.83667 | 0.85237 | 0.86993 | 0.88667 | 0.90226 | 0.9176 | 0.93311 | 0.94921 | 0.96561 | 0.98215 | 0.99936 | 1.0164 | 1.0338 | 1.052 | 1.0704 | 1.0891 | 1.1079 | 1.1268 | 1.1455 | 0 | 0 | 0 | 0 | 0 | 0 | 0 | 0
F5_Commercial_Miscellaneous_New_Space Heating_Natural Gas_Boiler_E2 | F5 | Commercial | Miscellaneous | New | Space Heating | Natural Gas | Boiler | E2 | Utility - Cost of Operation | 0.75617 | 0.76527 | 0.77503 | 0.78746 | 0.80223 | 0.81876 | 0.83451 | 0.84919 | 0.86362 | 0.87823 | 0.89337 | 0.90881 | 0.92438 | 0.94058 | 0.95661 | 0.97301 | 0.9901 | 1.0074 | 1.025 | 1.0428 | 1.0605 | 1.0781 | 0 | 0 | 0 | 0 | 0 | 0 | 0 | 0
F5_Commercial_Miscellaneous_New_Space Heating_Natural Gas_Boiler_E3 | F5 | Commercial | Miscellaneous | New | Space Heating | Natural Gas | Boiler | E3 | Utility - Cost of Operation | 0.66262 | 0.6706 | 0.67915 | 0.69004 | 0.70298 | 0.71747 | 0.73127 | 0.74414 | 0.75678 | 0.76958 | 0.78285 | 0.79638 | 0.81002 | 0.82422 | 0.83827 | 0.85264 | 0.86762 | 0.8828 | 0.89821 | 0.91376 | 0.9293 | 0.94474 | 0 | 0 | 0 | 0 | 0 | 0 | 0 | 0
F5_Commercial_Miscellaneous_New_Space Heating_Natural Gas_Boiler_E4 | F5 | Commercial | Miscellaneous | New | Space Heating | Natural Gas | Boiler | E4 | Utility - Cost of Operation | 0.42665 | 0.43107 | 0.43615 | 0.44352 | 0.45278 | 0.46338 | 0.4731 | 0.4817 | 0.48989 | 0.49801 | 0.50638 | 0.51476 | 0.52296 | 0.53143 | 0.53963 | 0.54804 | 0.55694 | 0.56592 | 0.575 | 0.58415 | 0.59326 | 0.60232 | 0 | 0 | 0 | 0 | 0 | 0 | 0 | 0
F5_Commercial_Miscellaneous_New_Space Heating_Natural Gas_Boiler_E5 | F5 | Commercial | Miscellaneous | New | Space Heating | Natural Gas | Boiler | E5 | Utility - Cost of Operation | 0 | 0 | 0 | 0 | 0 | 0 | 0 | 0 | 0 | 0 | 0 | 0 | 0 | 0 | 0 | 0 | 0 | 0 | 0 | 0 | 0 | 0 | 0 | 0 | 0 | 0 | 0 | 0 | 0 | 0
F5_Commercial_Miscellaneous_New_Space Heating_Natural Gas_Boiler_E6 | F5 | Commercial | Miscellaneous | New | Space Heating | Natural Gas | Boiler | E6 | Utility - Cost of Operation | 0 | 0 | 0 | 0 | 0 | 0 | 0 | 0 | 0 | 0 | 0 | 0 | 0 | 0 | 0 | 0 | 0 | 0 | 0 | 0 | 0 | 0 | 0 | 0 | 0 | 0 | 0 | 0 | 0 | 0
F5_Commercial_Miscellaneous_New_Space Heating_Natural Gas_Boiler_E7 | F5 | Commercial | Miscellaneous | New | Space Heating | Natural Gas | Boiler | E7 | Utility - Cost of Operation | 0 | 0 | 0 | 0 | 0 | 0 | 0 | 0 | 0 | 0 | 0 | 0 | 0 | 0 | 0 | 0 | 0 | 0 | 0 | 0 | 0 | 0 | 0 | 0 | 0 | 0 | 0 | 0 | 0 | 0
F5_Commercial_Miscellaneous_New_Space Heating_Natural Gas_Boiler_E8 | F5 | Commercial | Miscellaneous | New | Space Heating | Natural Gas | Boiler | E8 | Utility - Cost of Operation | 0 | 0 | 0 | 0 | 0 | 0 | 0 | 0 | 0 | 0 | 0 | 0 | 0 | 0 | 0 | 0 | 0 | 0 | 0 | 0 | 0 | 0 | 0 | 0 | 0 | 0 | 0 | 0 | 0 | 0
F5_Commercial_Miscellaneous_New_Space Heating_Natural Gas_Boiler_E9 | F5 | Commercial | Miscellaneous | New | Space Heating | Natural Gas | Boiler | E9 | Utility - Cost of Operation | 0 | 0 | 0 | 0 | 0 | 0 | 0 | 0 | 0 | 0 | 0 | 0 | 0 | 0 | 0 | 0 | 0 | 0 | 0 | 0 | 0 | 0 | 0 | 0 | 0 | 0 | 0 | 0 | 0 | 0
F5_Commercial_Miscellaneous_New_Space Heating_Natural Gas_Boiler_E10 | F5 | Commercial | Miscellaneous | New | Space Heating | Natural Gas | Boiler | E10 | Utility - Cost of Operation | 0 | 0 | 0 | 0 | 0 | 0 | 0 | 0 | 0 | 0 | 0 | 0 | 0 | 0 | 0 | 0 | 0 | 0 | 0 | 0 | 0 | 0 | 0 | 0 | 0 | 0 | 0 | 0 | 0 | 0
F6_Commercial_Miscellaneous_New_Space Heating_Natural Gas_Boiler_E1 | F6 | Commercial | Miscellaneous | New | Space Heating | Natural Gas | Boiler | E1 | Utility - Value of Sales | 0.96256 | 0.97415 | 0.98657 | 1.0024 | 1.0212 | 1.0422 | 1.0623 | 1.081 | 1.0993 | 1.1179 | 1.1372 | 1.1569 | 1.1767 | 1.1973 | 1.2177 | 1.2386 | 1.2603 | 1.2824 | 1.3048 | 1.3274 | 1.3499 | 1.3724 | 0 | 0 | 0 | 0 | 0 | 0 | 0 | 0
F6_Commercial_Miscellaneous_New_Space Heating_Natural Gas_Boiler_E2 | F6 | Commercial | Miscellaneous | New | Space Heating | Natural Gas | Boiler | E2 | Utility - Value of Sales | 0.90594 | 0.91685 | 0.92853 | 0.94343 | 0.96112 | 0.98092 | 0.9998 | 1.0174 | 1.0347 | 1.0522 | 1.0703 | 1.0888 | 1.1075 | 1.1269 | 1.1461 | 1.1657 | 1.1862 | 1.207 | 1.228 | 1.2493 | 1.2705 | 1.2916 | 0 | 0 | 0 | 0 | 0 | 0 | 0 | 0
F6_Commercial_Miscellaneous_New_Space Heating_Natural Gas_Boiler_E3 | F6 | Commercial | Miscellaneous | New | Space Heating | Natural Gas | Boiler | E3 | Utility - Value of Sales | 0.79386 | 0.80342 | 0.81366 | 0.82671 | 0.84222 | 0.85957 | 0.87611 | 0.89152 | 0.90667 | 0.92201 | 0.93791 | 0.95412 | 0.97046 | 0.98747 | 1.0043 | 1.0215 | 1.0395 | 1.0577 | 1.0761 | 1.0947 | 1.1134 | 1.1319 | 0 | 0 | 0 | 0 | 0 | 0 | 0 | 0
F6_Commercial_Miscellaneous_New_Space Heating_Natural Gas_Boiler_E4 | F6 | Commercial | Miscellaneous | New | Space Heating | Natural Gas | Boiler | E4 | Utility - Value of Sales | 0.51115 | 0.51645 | 0.52254 | 0.53137 | 0.54246 | 0.55516 | 0.56681 | 0.57711 | 0.58692 | 0.59665 | 0.60668 | 0.61671 | 0.62654 | 0.63668 | 0.64652 | 0.65659 | 0.66725 | 0.67801 | 0.68889 | 0.69985 | 0.71077 | 0.72161 | 0 | 0 | 0 | 0 | 0 | 0 | 0 | 0
F6_Commercial_Miscellaneous_New_Space Heating_Natural Gas_Boiler_E5 | F6 | Commercial | Miscellaneous | New | Space Heating | Natural Gas | Boiler | E5 | Utility - Value of Sales | 0 | 0 | 0 | 0 | 0 | 0 | 0 | 0 | 0 | 0 | 0 | 0 | 0 | 0 | 0 | 0 | 0 | 0 | 0 | 0 | 0 | 0 | 0 | 0 | 0 | 0 | 0 | 0 | 0 | 0
F6_Commercial_Miscellaneous_New_Space Heating_Natural Gas_Boiler_E6 | F6 | Commercial | Miscellaneous | New | Space Heating | Natural Gas | Boiler | E6 | Utility - Value of Sales | 0 | 0 | 0 | 0 | 0 | 0 | 0 | 0 | 0 | 0 | 0 | 0 | 0 | 0 | 0 | 0 | 0 | 0 | 0 | 0 | 0 | 0 | 0 | 0 | 0 | 0 | 0 | 0 | 0 | 0
F6_Commercial_Miscellaneous_New_Space Heating_Natural Gas_Boiler_E7 | F6 | Commercial | Miscellaneous | New | Space Heating | Natural Gas | Boiler | E7 | Utility - Value of Sales | 0 | 0 | 0 | 0 | 0 | 0 | 0 | 0 | 0 | 0 | 0 | 0 | 0 | 0 | 0 | 0 | 0 | 0 | 0 | 0 | 0 | 0 | 0 | 0 | 0 | 0 | 0 | 0 | 0 | 0
F6_Commercial_Miscellaneous_New_Space Heating_Natural Gas_Boiler_E8 | F6 | Commercial | Miscellaneous | New | Space Heating | Natural Gas | Boiler | E8 | Utility - Value of Sales | 0 | 0 | 0 | 0 | 0 | 0 | 0 | 0 | 0 | 0 | 0 | 0 | 0 | 0 | 0 | 0 | 0 | 0 | 0 | 0 | 0 | 0 | 0 | 0 | 0 | 0 | 0 | 0 | 0 | 0
F6_Commercial_Miscellaneous_New_Space Heating_Natural Gas_Boiler_E9 | F6 | Commercial | Miscellaneous | New | Space Heating | Natural Gas | Boiler | E9 | Utility - Value of Sales | 0 | 0 | 0 | 0 | 0 | 0 | 0 | 0 | 0 | 0 | 0 | 0 | 0 | 0 | 0 | 0 | 0 | 0 | 0 | 0 | 0 | 0 | 0 | 0 | 0 | 0 | 0 | 0 | 0 | 0
F6_Commercial_Miscellaneous_New_Space Heating_Natural Gas_Boiler_E10 | F6 | Commercial | Miscellaneous | New | Space Heating | Natural Gas | Boiler | E10 | Utility - Value of Sales | 0 | 0 | 0 | 0 | 0 | 0 | 0 | 0 | 0 | 0 | 0 | 0 | 0 | 0 | 0 | 0 | 0 | 0 | 0 | 0 | 0 | 0 | 0 | 0 | 0 | 0 | 0 | 0 | 0 | 0
F1_Commercial_Miscellaneous_New_Space Heating_Natural Gas_Unit Heater_E1 | F1 | Commercial | Miscellaneous | New | Space Heating | Natural Gas | Unit Heater | E1 | Participant - Cost of Equipment | 0.044225 | 0.044225 | 0.044225 | 0.044225 | 0.044225 | 0.044225 | 0.044225 | 0.044225 | 0.044225 | 0.044225 | 0.044225 | 0.044225 | 0.044225 | 0.044225 | 0.044225 | 0.044225 | 0.044225 | 0.044225 | 0.044225 | 0.044225 | 0.044225 | 0.044225 | 0 | 0 | 0 | 0 | 0 | 0 | 0 | 0
F1_Commercial_Miscellaneous_New_Space Heating_Natural Gas_Unit Heater_E2 | F1 | Commercial | Miscellaneous | New | Space Heating | Natural Gas | Unit Heater | E2 | Participant - Cost of Equipment | 0.096993 | 0.096993 | 0.096993 | 0.096993 | 0.096993 | 0.096993 | 0.096993 | 0.096993 | 0.096993 | 0.096993 | 0.096993 | 0.096993 | 0.096993 | 0.096993 | 0.096993 | 0.096993 | 0.096993 | 0.096993 | 0.096993 | 0.096993 | 0.096993 | 0.096993 | 0 | 0 | 0 | 0 | 0 | 0 | 0 | 0
F1_Commercial_Miscellaneous_New_Space Heating_Natural Gas_Unit Heater_E3 | F1 | Commercial | Miscellaneous | New | Space Heating | Natural Gas | Unit Heater | E3 | Participant - Cost of Equipment | 0.051705 | 0.051705 | 0.051705 | 0.051705 | 0.051705 | 0.051705 | 0.051705 | 0.051705 | 0.051705 | 0.051705 | 0.051705 | 0.051705 | 0.051705 | 0.051705 | 0.051705 | 0.051705 | 0.051705 | 0.051705 | 0.051705 | 0.051705 | 0.051705 | 0.051705 | 0 | 0 | 0 | 0 | 0 | 0 | 0 | 0
F1_Commercial_Miscellaneous_New_Space Heating_Natural Gas_Unit Heater_E4 | F1 | Commercial | Miscellaneous | New | Space Heating | Natural Gas | Unit Heater | E4 | Participant - Cost of Equipment | 0 | 0 | 0 | 0 | 0 | 0 | 0 | 0 | 0 | 0 | 0 | 0 | 0 | 0 | 0 | 0 | 0 | 0 | 0 | 0 | 0 | 0 | 0 | 0 | 0 | 0 | 0 | 0 | 0 | 0
F1_Commercial_Miscellaneous_New_Space Heating_Natural Gas_Unit Heater_E5 | F1 | Commercial | Miscellaneous | New | Space Heating | Natural Gas | Unit Heater | E5 | Participant - Cost of Equipment | 0 | 0 | 0 | 0 | 0 | 0 | 0 | 0 | 0 | 0 | 0 | 0 | 0 | 0 | 0 | 0 | 0 | 0 | 0 | 0 | 0 | 0 | 0 | 0 | 0 | 0 | 0 | 0 | 0 | 0
F1_Commercial_Miscellaneous_New_Space Heating_Natural Gas_Unit Heater_E6 | F1 | Commercial | Miscellaneous | New | Space Heating | Natural Gas | Unit Heater | E6 | Participant - Cost of Equipment | 0 | 0 | 0 | 0 | 0 | 0 | 0 | 0 | 0 | 0 | 0 | 0 | 0 | 0 | 0 | 0 | 0 | 0 | 0 | 0 | 0 | 0 | 0 | 0 | 0 | 0 | 0 | 0 | 0 | 0
F1_Commercial_Miscellaneous_New_Space Heating_Natural Gas_Unit Heater_E7 | F1 | Commercial | Miscellaneous | New | Space Heating | Natural Gas | Unit Heater | E7 | Participant - Cost of Equipment | 0 | 0 | 0 | 0 | 0 | 0 | 0 | 0 | 0 | 0 | 0 | 0 | 0 | 0 | 0 | 0 | 0 | 0 | 0 | 0 | 0 | 0 | 0 | 0 | 0 | 0 | 0 | 0 | 0 | 0
F1_Commercial_Miscellaneous_New_Space Heating_Natural Gas_Unit Heater_E8 | F1 | Commercial | Miscellaneous | New | Space Heating | Natural Gas | Unit Heater | E8 | Participant - Cost of Equipment | 0 | 0 | 0 | 0 | 0 | 0 | 0 | 0 | 0 | 0 | 0 | 0 | 0 | 0 | 0 | 0 | 0 | 0 | 0 | 0 | 0 | 0 | 0 | 0 | 0 | 0 | 0 | 0 | 0 | 0
F1_Commercial_Miscellaneous_New_Space Heating_Natural Gas_Unit Heater_E9 | F1 | Commercial | Miscellaneous | New | Space Heating | Natural Gas | Unit Heater | E9 | Participant - Cost of Equipment | 0 | 0 | 0 | 0 | 0 | 0 | 0 | 0 | 0 | 0 | 0 | 0 | 0 | 0 | 0 | 0 | 0 | 0 | 0 | 0 | 0 | 0 | 0 | 0 | 0 | 0 | 0 | 0 | 0 | 0
F1_Commercial_Miscellaneous_New_Space Heating_Natural Gas_Unit Heater_E10 | F1 | Commercial | Miscellaneous | New | Space Heating | Natural Gas | Unit Heater | E10 | Participant - Cost of Equipment | 0 | 0 | 0 | 0 | 0 | 0 | 0 | 0 | 0 | 0 | 0 | 0 | 0 | 0 | 0 | 0 | 0 | 0 | 0 | 0 | 0 | 0 | 0 | 0 | 0 | 0 | 0 | 0 | 0 | 0
F2_Commercial_Miscellaneous_New_Space Heating_Natural Gas_Unit Heater_E1 | F2 | Commercial | Miscellaneous | New | Space Heating | Natural Gas | Unit Heater | E1 | Participant - Cost of Operation | 0.62063 | 0.62594 | 0.63229 | 0.64281 | 0.65683 | 0.67337 | 0.68857 | 0.70211 | 0.71523 | 0.72797 | 0.74081 | 0.75329 | 0.76505 | 0.77682 | 0.78806 | 0.7996 | 0.81194 | 0.82436 | 0.83688 | 0.84945 | 0.86189 | 0.87414 | 0 | 0 | 0 | 0 | 0 | 0 | 0 | 0
F2_Commercial_Miscellaneous_New_Space Heating_Natural Gas_Unit Heater_E2 | F2 | Commercial | Miscellaneous | New | Space Heating | Natural Gas | Unit Heater | E2 | Participant - Cost of Operation | 0.59109 | 0.59614 | 0.6022 | 0.61221 | 0.62557 | 0.64132 | 0.6558 | 0.66869 | 0.68119 | 0.69332 | 0.70555 | 0.71744 | 0.72863 | 0.73984 | 0.75055 | 0.76154 | 0.77329 | 0.78512 | 0.79705 | 0.80902 | 0.82087 | 0.83254 | 0 | 0 | 0 | 0 | 0 | 0 | 0 | 0
F2_Commercial_Miscellaneous_New_Space Heating_Natural Gas_Unit Heater_E3 | F2 | Commercial | Miscellaneous | New | Space Heating | Natural Gas | Unit Heater | E3 | Participant - Cost of Operation | 0.53907 | 0.54464 | 0.55104 | 0.56053 | 0.57233 | 0.5858 | 0.59816 | 0.60908 | 0.61942 | 0.62965 | 0.64012 | 0.65053 | 0.66067 | 0.67136 | 0.68174 | 0.69236 | 0.70361 | 0.71496 | 0.72643 | 0.738 | 0.74951 | 0.76096 | 0 | 0 | 0 | 0 | 0 | 0 | 0 | 0
F2_Commercial_Miscellaneous_New_Space Heating_Natural Gas_Unit Heater_E4 | F2 | Commercial | Miscellaneous | New | Space Heating | Natural Gas | Unit Heater | E4 | Participant - Cost of Operation | 0 | 0 | 0 | 0 | 0 | 0 | 0 | 0 | 0 | 0 | 0 | 0 | 0 | 0 | 0 | 0 | 0 | 0 | 0 | 0 | 0 | 0 | 0 | 0 | 0 | 0 | 0 | 0 | 0 | 0
F2_Commercial_Miscellaneous_New_Space Heating_Natural Gas_Unit Heater_E5 | F2 | Commercial | Miscellaneous | New | Space Heating | Natural Gas | Unit Heater | E5 | Participant - Cost of Operation | 0 | 0 | 0 | 0 | 0 | 0 | 0 | 0 | 0 | 0 | 0 | 0 | 0 | 0 | 0 | 0 | 0 | 0 | 0 | 0 | 0 | 0 | 0 | 0 | 0 | 0 | 0 | 0 | 0 | 0
F2_Commercial_Miscellaneous_New_Space Heating_Natural Gas_Unit Heater_E6 | F2 | Commercial | Miscellaneous | New | Space Heating | Natural Gas | Unit Heater | E6 | Participant - Cost of Operation | 0 | 0 | 0 | 0 | 0 | 0 | 0 | 0 | 0 | 0 | 0 | 0 | 0 | 0 | 0 | 0 | 0 | 0 | 0 | 0 | 0 | 0 | 0 | 0 | 0 | 0 | 0 | 0 | 0 | 0
F2_Commercial_Miscellaneous_New_Space Heating_Natural Gas_Unit Heater_E7 | F2 | Commercial | Miscellaneous | New | Space Heating | Natural Gas | Unit Heater | E7 | Participant - Cost of Operation | 0 | 0 | 0 | 0 | 0 | 0 | 0 | 0 | 0 | 0 | 0 | 0 | 0 | 0 | 0 | 0 | 0 | 0 | 0 | 0 | 0 | 0 | 0 | 0 | 0 | 0 | 0 | 0 | 0 | 0
F2_Commercial_Miscellaneous_New_Space Heating_Natural Gas_Unit Heater_E8 | F2 | Commercial | Miscellaneous | New | Space Heating | Natural Gas | Unit Heater | E8 | Participant - Cost of Operation | 0 | 0 | 0 | 0 | 0 | 0 | 0 | 0 | 0 | 0 | 0 | 0 | 0 | 0 | 0 | 0 | 0 | 0 | 0 | 0 | 0 | 0 | 0 | 0 | 0 | 0 | 0 | 0 | 0 | 0
F2_Commercial_Miscellaneous_New_Space Heating_Natural Gas_Unit Heater_E9 | F2 | Commercial | Miscellaneous | New | Space Heating | Natural Gas | Unit Heater | E9 | Participant - Cost of Operation | 0 | 0 | 0 | 0 | 0 | 0 | 0 | 0 | 0 | 0 | 0 | 0 | 0 | 0 | 0 | 0 | 0 | 0 | 0 | 0 | 0 | 0 | 0 | 0 | 0 | 0 | 0 | 0 | 0 | 0
F2_Commercial_Miscellaneous_New_Space Heating_Natural Gas_Unit Heater_E10 | F2 | Commercial | Miscellaneous | New | Space Heating | Natural Gas | Unit Heater | E10 | Participant - Cost of Operation | 0 | 0 | 0 | 0 | 0 | 0 | 0 | 0 | 0 | 0 | 0 | 0 | 0 | 0 | 0 | 0 | 0 | 0 | 0 | 0 | 0 | 0 | 0 | 0 | 0 | 0 | 0 | 0 | 0 | 0
F3_Commercial_Miscellaneous_New_Space Heating_Natural Gas_Unit Heater_E1 | F3 | Commercial | Miscellaneous | New | Space Heating | Natural Gas | Unit Heater | E1 | System - kBTUs of Conusmption | 58.2055 | 58.3795 | 58.5723 | 59.0154 | 59.4072 | 59.7375 | 59.9886 | 60.2377 | 60.4694 | 60.6172 | 60.6675 | 60.6564 | 60.5666 | 60.3947 | 60.1828 | 59.9762 | 59.7541 | 59.5168 | 59.2457 | 58.9845 | 58.7134 | 58.4348 | 0 | 0 | 0 | 0 | 0 | 0 | 0 | 0
F3_Commercial_Miscellaneous_New_Space Heating_Natural Gas_Unit Heater_E2 | F3 | Commercial | Miscellaneous | New | Space Heating | Natural Gas | Unit Heater | E2 | System - kBTUs of Conusmption | 55.4351 | 55.6008 | 55.7844 | 56.2064 | 56.5796 | 56.8942 | 57.1333 | 57.3706 | 57.5912 | 57.732 | 57.7799 | 57.7693 | 57.6838 | 57.5201 | 57.3183 | 57.1215 | 56.91 | 56.684 | 56.4257 | 56.177 | 55.9188 | 55.6535 | 0 | 0 | 0 | 0 | 0 | 0 | 0 | 0
F3_Commercial_Miscellaneous_New_Space Heating_Natural Gas_Unit Heater_E3 | F3 | Commercial | Miscellaneous | New | Space Heating | Natural Gas | Unit Heater | E3 | System - kBTUs of Conusmption | 49.8796 | 50.0311 | 50.1921 | 50.522 | 50.7875 | 50.9888 | 51.1107 | 51.2057 | 51.2587 | 51.2719 | 51.2338 | 51.1698 | 51.067 | 50.9501 | 50.806 | 50.6655 | 50.5145 | 50.3531 | 50.1687 | 49.9911 | 49.8068 | 49.6173 | 0 | 0 | 0 | 0 | 0 | 0 | 0 | 0
F3_Commercial_Miscellaneous_New_Space Heating_Natural Gas_Unit Heater_E4 | F3 | Commercial | Miscellaneous | New | Space Heating | Natural Gas | Unit Heater | E4 | System - kBTUs of Conusmption | 0 | 0 | 0 | 0 | 0 | 0 | 0 | 0 | 0 | 0 | 0 | 0 | 0 | 0 | 0 | 0 | 0 | 0 | 0 | 0 | 0 | 0 | 0 | 0 | 0 | 0 | 0 | 0 | 0 | 0
F3_Commercial_Miscellaneous_New_Space Heating_Natural Gas_Unit Heater_E5 | F3 | Commercial | Miscellaneous | New | Space Heating | Natural Gas | Unit Heater | E5 | System - kBTUs of Conusmption | 0 | 0 | 0 | 0 | 0 | 0 | 0 | 0 | 0 | 0 | 0 | 0 | 0 | 0 | 0 | 0 | 0 | 0 | 0 | 0 | 0 | 0 | 0 | 0 | 0 | 0 | 0 | 0 | 0 | 0
F3_Commercial_Miscellaneous_New_Space Heating_Natural Gas_Unit Heater_E6 | F3 | Commercial | Miscellaneous | New | Space Heating | Natural Gas | Unit Heater | E6 | System - kBTUs of Conusmption | 0 | 0 | 0 | 0 | 0 | 0 | 0 | 0 | 0 | 0 | 0 | 0 | 0 | 0 | 0 | 0 | 0 | 0 | 0 | 0 | 0 | 0 | 0 | 0 | 0 | 0 | 0 | 0 | 0 | 0
F3_Commercial_Miscellaneous_New_Space Heating_Natural Gas_Unit Heater_E7 | F3 | Commercial | Miscellaneous | New | Space Heating | Natural Gas | Unit Heater | E7 | System - kBTUs of Conusmption | 0 | 0 | 0 | 0 | 0 | 0 | 0 | 0 | 0 | 0 | 0 | 0 | 0 | 0 | 0 | 0 | 0 | 0 | 0 | 0 | 0 | 0 | 0 | 0 | 0 | 0 | 0 | 0 | 0 | 0
F3_Commercial_Miscellaneous_New_Space Heating_Natural Gas_Unit Heater_E8 | F3 | Commercial | Miscellaneous | New | Space Heating | Natural Gas | Unit Heater | E8 | System - kBTUs of Conusmption | 0 | 0 | 0 | 0 | 0 | 0 | 0 | 0 | 0 | 0 | 0 | 0 | 0 | 0 | 0 | 0 | 0 | 0 | 0 | 0 | 0 | 0 | 0 | 0 | 0 | 0 | 0 | 0 | 0 | 0
F3_Commercial_Miscellaneous_New_Space Heating_Natural Gas_Unit Heater_E9 | F3 | Commercial | Miscellaneous | New | Space Heating | Natural Gas | Unit Heater | E9 | System - kBTUs of Conusmption | 0 | 0 | 0 | 0 | 0 | 0 | 0 | 0 | 0 | 0 | 0 | 0 | 0 | 0 | 0 | 0 | 0 | 0 | 0 | 0 | 0 | 0 | 0 | 0 | 0 | 0 | 0 | 0 | 0 | 0
F3_Commercial_Miscellaneous_New_Space Heating_Natural Gas_Unit Heater_E10 | F3 | Commercial | Miscellaneous | New | Space Heating | Natural Gas | Unit Heater | E10 | System - kBTUs of Conusmption | 0 | 0 | 0 | 0 | 0 | 0 | 0 | 0 | 0 | 0 | 0 | 0 | 0 | 0 | 0 | 0 | 0 | 0 | 0 | 0 | 0 | 0 | 0 | 0 | 0 | 0 | 0 | 0 | 0 | 0
F4_Commercial_Miscellaneous_New_Space Heating_Natural Gas_Unit Heater_E1 | F4 | Commercial | Miscellaneous | New | Space Heating | Natural Gas | Unit Heater | E1 | Utility - Cost of Equipment | 0.044225 | 0.044225 | 0.044225 | 0.044225 | 0.044225 | 0.044225 | 0.044225 | 0.044225 | 0.044225 | 0.044225 | 0.044225 | 0.044225 | 0.044225 | 0.044225 | 0.044225 | 0.044225 | 0.044225 | 0.044225 | 0.044225 | 0.044225 | 0.044225 | 0.044225 | 0 | 0 | 0 | 0 | 0 | 0 | 0 | 0
F4_Commercial_Miscellaneous_New_Space Heating_Natural Gas_Unit Heater_E2 | F4 | Commercial | Miscellaneous | New | Space Heating | Natural Gas | Unit Heater | E2 | Utility - Cost of Equipment | 0.096993 | 0.096993 | 0.096993 | 0.096993 | 0.096993 | 0.096993 | 0.096993 | 0.096993 | 0.096993 | 0.096993 | 0.096993 | 0.096993 | 0.096993 | 0.096993 | 0.096993 | 0.096993 | 0.096993 | 0.096993 | 0.096993 | 0.096993 | 0.096993 | 0.096993 | 0 | 0 | 0 | 0 | 0 | 0 | 0 | 0
F4_Commercial_Miscellaneous_New_Space Heating_Natural Gas_Unit Heater_E3 | F4 | Commercial | Miscellaneous | New | Space Heating | Natural Gas | Unit Heater | E3 | Utility - Cost of Equipment | 0.051705 | 0.051705 | 0.051705 | 0.051705 | 0.051705 | 0.051705 | 0.051705 | 0.051705 | 0.051705 | 0.051705 | 0.051705 | 0.051705 | 0.051705 | 0.051705 | 0.051705 | 0.051705 | 0.051705 | 0.051705 | 0.051705 | 0.051705 | 0.051705 | 0.051705 | 0 | 0 | 0 | 0 | 0 | 0 | 0 | 0
F4_Commercial_Miscellaneous_New_Space Heating_Natural Gas_Unit Heater_E4 | F4 | Commercial | Miscellaneous | New | Space Heating | Natural Gas | Unit Heater | E4 | Utility - Cost of Equipment | 0 | 0 | 0 | 0 | 0 | 0 | 0 | 0 | 0 | 0 | 0 | 0 | 0 | 0 | 0 | 0 | 0 | 0 | 0 | 0 | 0 | 0 | 0 | 0 | 0 | 0 | 0 | 0 | 0 | 0
F4_Commercial_Miscellaneous_New_Space Heating_Natural Gas_Unit Heater_E5 | F4 | Commercial | Miscellaneous | New | Space Heating | Natural Gas | Unit Heater | E5 | Utility - Cost of Equipment | 0 | 0 | 0 | 0 | 0 | 0 | 0 | 0 | 0 | 0 | 0 | 0 | 0 | 0 | 0 | 0 | 0 | 0 | 0 | 0 | 0 | 0 | 0 | 0 | 0 | 0 | 0 | 0 | 0 | 0
F4_Commercial_Miscellaneous_New_Space Heating_Natural Gas_Unit Heater_E6 | F4 | Commercial | Miscellaneous | New | Space Heating | Natural Gas | Unit Heater | E6 | Utility - Cost of Equipment | 0 | 0 | 0 | 0 | 0 | 0 | 0 | 0 | 0 | 0 | 0 | 0 | 0 | 0 | 0 | 0 | 0 | 0 | 0 | 0 | 0 | 0 | 0 | 0 | 0 | 0 | 0 | 0 | 0 | 0
F4_Commercial_Miscellaneous_New_Space Heating_Natural Gas_Unit Heater_E7 | F4 | Commercial | Miscellaneous | New | Space Heating | Natural Gas | Unit Heater | E7 | Utility - Cost of Equipment | 0 | 0 | 0 | 0 | 0 | 0 | 0 | 0 | 0 | 0 | 0 | 0 | 0 | 0 | 0 | 0 | 0 | 0 | 0 | 0 | 0 | 0 | 0 | 0 | 0 | 0 | 0 | 0 | 0 | 0
F4_Commercial_Miscellaneous_New_Space Heating_Natural Gas_Unit Heater_E8 | F4 | Commercial | Miscellaneous | New | Space Heating | Natural Gas | Unit Heater | E8 | Utility - Cost of Equipment | 0 | 0 | 0 | 0 | 0 | 0 | 0 | 0 | 0 | 0 | 0 | 0 | 0 | 0 | 0 | 0 | 0 | 0 | 0 | 0 | 0 | 0 | 0 | 0 | 0 | 0 | 0 | 0 | 0 | 0
F4_Commercial_Miscellaneous_New_Space Heating_Natural Gas_Unit Heater_E9 | F4 | Commercial | Miscellaneous | New | Space Heating | Natural Gas | Unit Heater | E9 | Utility - Cost of Equipment | 0 | 0 | 0 | 0 | 0 | 0 | 0 | 0 | 0 | 0 | 0 | 0 | 0 | 0 | 0 | 0 | 0 | 0 | 0 | 0 | 0 | 0 | 0 | 0 | 0 | 0 | 0 | 0 | 0 | 0
F4_Commercial_Miscellaneous_New_Space Heating_Natural Gas_Unit Heater_E10 | F4 | Commercial | Miscellaneous | New | Space Heating | Natural Gas | Unit Heater | E10 | Utility - Cost of Equipment | 0 | 0 | 0 | 0 | 0 | 0 | 0 | 0 | 0 | 0 | 0 | 0 | 0 | 0 | 0 | 0 | 0 | 0 | 0 | 0 | 0 | 0 | 0 | 0 | 0 | 0 | 0 | 0 | 0 | 0
F5_Commercial_Miscellaneous_New_Space Heating_Natural Gas_Unit Heater_E1 | F5 | Commercial | Miscellaneous | New | Space Heating | Natural Gas | Unit Heater | E1 | Utility - Cost of Operation | 0.51802 | 0.52246 | 0.52776 | 0.53654 | 0.54824 | 0.56205 | 0.57474 | 0.58603 | 0.59699 | 0.60762 | 0.61834 | 0.62876 | 0.63857 | 0.64839 | 0.65778 | 0.66741 | 0.67771 | 0.68807 | 0.69853 | 0.70902 | 0.7194 | 0.72963 | 0 | 0 | 0 | 0 | 0 | 0 | 0 | 0
F5_Commercial_Miscellaneous_New_Space Heating_Natural Gas_Unit Heater_E2 | F5 | Commercial | Miscellaneous | New | Space Heating | Natural Gas | Unit Heater | E2 | Utility - Cost of Operation | 0.49337 | 0.49759 | 0.50264 | 0.511 | 0.52215 | 0.5353 | 0.54738 | 0.55814 | 0.56858 | 0.5787 | 0.58891 | 0.59883 | 0.60817 | 0.61753 | 0.62647 | 0.63564 | 0.64545 | 0.65532 | 0.66528 | 0.67527 | 0.68516 | 0.6949 | 0 | 0 | 0 | 0 | 0 | 0 | 0 | 0
F5_Commercial_Miscellaneous_New_Space Heating_Natural Gas_Unit Heater_E3 | F5 | Commercial | Miscellaneous | New | Space Heating | Natural Gas | Unit Heater | E3 | Utility - Cost of Operation | 0.44995 | 0.4546 | 0.45994 | 0.46786 | 0.47771 | 0.48895 | 0.49927 | 0.50838 | 0.51702 | 0.52555 | 0.53429 | 0.54298 | 0.55144 | 0.56037 | 0.56903 | 0.5779 | 0.58729 | 0.59676 | 0.60634 | 0.61599 | 0.6256 | 0.63515 | 0 | 0 | 0 | 0 | 0 | 0 | 0 | 0
F5_Commercial_Miscellaneous_New_Space Heating_Natural Gas_Unit Heater_E4 | F5 | Commercial | Miscellaneous | New | Space Heating | Natural Gas | Unit Heater | E4 | Utility - Cost of Operation | 0 | 0 | 0 | 0 | 0 | 0 | 0 | 0 | 0 | 0 | 0 | 0 | 0 | 0 | 0 | 0 | 0 | 0 | 0 | 0 | 0 | 0 | 0 | 0 | 0 | 0 | 0 | 0 | 0 | 0
F5_Commercial_Miscellaneous_New_Space Heating_Natural Gas_Unit Heater_E5 | F5 | Commercial | Miscellaneous | New | Space Heating | Natural Gas | Unit Heater | E5 | Utility - Cost of Operation | 0 | 0 | 0 | 0 | 0 | 0 | 0 | 0 | 0 | 0 | 0 | 0 | 0 | 0 | 0 | 0 | 0 | 0 | 0 | 0 | 0 | 0 | 0 | 0 | 0 | 0 | 0 | 0 | 0 | 0
F5_Commercial_Miscellaneous_New_Space Heating_Natural Gas_Unit Heater_E6 | F5 | Commercial | Miscellaneous | New | Space Heating | Natural Gas | Unit Heater | E6 | Utility - Cost of Operation | 0 | 0 | 0 | 0 | 0 | 0 | 0 | 0 | 0 | 0 | 0 | 0 | 0 | 0 | 0 | 0 | 0 | 0 | 0 | 0 | 0 | 0 | 0 | 0 | 0 | 0 | 0 | 0 | 0 | 0
F5_Commercial_Miscellaneous_New_Space Heating_Natural Gas_Unit Heater_E7 | F5 | Commercial | Miscellaneous | New | Space Heating | Natural Gas | Unit Heater | E7 | Utility - Cost of Operation | 0 | 0 | 0 | 0 | 0 | 0 | 0 | 0 | 0 | 0 | 0 | 0 | 0 | 0 | 0 | 0 | 0 | 0 | 0 | 0 | 0 | 0 | 0 | 0 | 0 | 0 | 0 | 0 | 0 | 0
F5_Commercial_Miscellaneous_New_Space Heating_Natural Gas_Unit Heater_E8 | F5 | Commercial | Miscellaneous | New | Space Heating | Natural Gas | Unit Heater | E8 | Utility - Cost of Operation | 0 | 0 | 0 | 0 | 0 | 0 | 0 | 0 | 0 | 0 | 0 | 0 | 0 | 0 | 0 | 0 | 0 | 0 | 0 | 0 | 0 | 0 | 0 | 0 | 0 | 0 | 0 | 0 | 0 | 0
F5_Commercial_Miscellaneous_New_Space Heating_Natural Gas_Unit Heater_E9 | F5 | Commercial | Miscellaneous | New | Space Heating | Natural Gas | Unit Heater | E9 | Utility - Cost of Operation | 0 | 0 | 0 | 0 | 0 | 0 | 0 | 0 | 0 | 0 | 0 | 0 | 0 | 0 | 0 | 0 | 0 | 0 | 0 | 0 | 0 | 0 | 0 | 0 | 0 | 0 | 0 | 0 | 0 | 0
F5_Commercial_Miscellaneous_New_Space Heating_Natural Gas_Unit Heater_E10 | F5 | Commercial | Miscellaneous | New | Space Heating | Natural Gas | Unit Heater | E10 | Utility - Cost of Operation | 0 | 0 | 0 | 0 | 0 | 0 | 0 | 0 | 0 | 0 | 0 | 0 | 0 | 0 | 0 | 0 | 0 | 0 | 0 | 0 | 0 | 0 | 0 | 0 | 0 | 0 | 0 | 0 | 0 | 0
F6_Commercial_Miscellaneous_New_Space Heating_Natural Gas_Unit Heater_E1 | F6 | Commercial | Miscellaneous | New | Space Heating | Natural Gas | Unit Heater | E1 | Utility - Value of Sales | 0.62063 | 0.62594 | 0.63229 | 0.64281 | 0.65683 | 0.67337 | 0.68857 | 0.70211 | 0.71523 | 0.72797 | 0.74081 | 0.75329 | 0.76505 | 0.77682 | 0.78806 | 0.7996 | 0.81194 | 0.82436 | 0.83688 | 0.84945 | 0.86189 | 0.87414 | 0 | 0 | 0 | 0 | 0 | 0 | 0 | 0
F6_Commercial_Miscellaneous_New_Space Heating_Natural Gas_Unit Heater_E2 | F6 | Commercial | Miscellaneous | New | Space Heating | Natural Gas | Unit Heater | E2 | Utility - Value of Sales | 0.59109 | 0.59614 | 0.6022 | 0.61221 | 0.62557 | 0.64132 | 0.6558 | 0.66869 | 0.68119 | 0.69332 | 0.70555 | 0.71744 | 0.72863 | 0.73984 | 0.75055 | 0.76154 | 0.77329 | 0.78512 | 0.79705 | 0.80902 | 0.82087 | 0.83254 | 0 | 0 | 0 | 0 | 0 | 0 | 0 | 0
F6_Commercial_Miscellaneous_New_Space Heating_Natural Gas_Unit Heater_E3 | F6 | Commercial | Miscellaneous | New | Space Heating | Natural Gas | Unit Heater | E3 | Utility - Value of Sales | 0.53907 | 0.54464 | 0.55104 | 0.56053 | 0.57233 | 0.5858 | 0.59816 | 0.60908 | 0.61942 | 0.62965 | 0.64012 | 0.65053 | 0.66067 | 0.67136 | 0.68174 | 0.69236 | 0.70361 | 0.71496 | 0.72643 | 0.738 | 0.74951 | 0.76096 | 0 | 0 | 0 | 0 | 0 | 0 | 0 | 0
F6_Commercial_Miscellaneous_New_Space Heating_Natural Gas_Unit Heater_E4 | F6 | Commercial | Miscellaneous | New | Space Heating | Natural Gas | Unit Heater | E4 | Utility - Value of Sales | 0 | 0 | 0 | 0 | 0 | 0 | 0 | 0 | 0 | 0 | 0 | 0 | 0 | 0 | 0 | 0 | 0 | 0 | 0 | 0 | 0 | 0 | 0 | 0 | 0 | 0 | 0 | 0 | 0 | 0
F6_Commercial_Miscellaneous_New_Space Heating_Natural Gas_Unit Heater_E5 | F6 | Commercial | Miscellaneous | New | Space Heating | Natural Gas | Unit Heater | E5 | Utility - Value of Sales | 0 | 0 | 0 | 0 | 0 | 0 | 0 | 0 | 0 | 0 | 0 | 0 | 0 | 0 | 0 | 0 | 0 | 0 | 0 | 0 | 0 | 0 | 0 | 0 | 0 | 0 | 0 | 0 | 0 | 0
F6_Commercial_Miscellaneous_New_Space Heating_Natural Gas_Unit Heater_E6 | F6 | Commercial | Miscellaneous | New | Space Heating | Natural Gas | Unit Heater | E6 | Utility - Value of Sales | 0 | 0 | 0 | 0 | 0 | 0 | 0 | 0 | 0 | 0 | 0 | 0 | 0 | 0 | 0 | 0 | 0 | 0 | 0 | 0 | 0 | 0 | 0 | 0 | 0 | 0 | 0 | 0 | 0 | 0
F6_Commercial_Miscellaneous_New_Space Heating_Natural Gas_Unit Heater_E7 | F6 | Commercial | Miscellaneous | New | Space Heating | Natural Gas | Unit Heater | E7 | Utility - Value of Sales | 0 | 0 | 0 | 0 | 0 | 0 | 0 | 0 | 0 | 0 | 0 | 0 | 0 | 0 | 0 | 0 | 0 | 0 | 0 | 0 | 0 | 0 | 0 | 0 | 0 | 0 | 0 | 0 | 0 | 0
F6_Commercial_Miscellaneous_New_Space Heating_Natural Gas_Unit Heater_E8 | F6 | Commercial | Miscellaneous | New | Space Heating | Natural Gas | Unit Heater | E8 | Utility - Value of Sales | 0 | 0 | 0 | 0 | 0 | 0 | 0 | 0 | 0 | 0 | 0 | 0 | 0 | 0 | 0 | 0 | 0 | 0 | 0 | 0 | 0 | 0 | 0 | 0 | 0 | 0 | 0 | 0 | 0 | 0
F6_Commercial_Miscellaneous_New_Space Heating_Natural Gas_Unit Heater_E9 | F6 | Commercial | Miscellaneous | New | Space Heating | Natural Gas | Unit Heater | E9 | Utility - Value of Sales | 0 | 0 | 0 | 0 | 0 | 0 | 0 | 0 | 0 | 0 | 0 | 0 | 0 | 0 | 0 | 0 | 0 | 0 | 0 | 0 | 0 | 0 | 0 | 0 | 0 | 0 | 0 | 0 | 0 | 0
F6_Commercial_Miscellaneous_New_Space Heating_Natural Gas_Unit Heater_E10 | F6 | Commercial | Miscellaneous | New | Space Heating | Natural Gas | Unit Heater | E10 | Utility - Value of Sales | 0 | 0 | 0 | 0 | 0 | 0 | 0 | 0 | 0 | 0 | 0 | 0 | 0 | 0 | 0 | 0 | 0 | 0 | 0 | 0 | 0 | 0 | 0 | 0 | 0 | 0 | 0 | 0 | 0 | 0
F1_Commercial_Miscellaneous_New_Water Heating_Natural Gas_Water Heater_E1 | F1 | Commercial | Miscellaneous | New | Water Heating | Natural Gas | Water Heater | E1 | Participant - Cost of Equipment | 0.016543 | 0.016543 | 0.016543 | 0.016543 | 0.016543 | 0.016543 | 0.016543 | 0.016543 | 0.016543 | 0.016543 | 0.016543 | 0.016543 | 0.016543 | 0.016543 | 0.016543 | 0.016543 | 0.016543 | 0.016543 | 0.016543 | 0.016543 | 0.016543 | 0.016543 | 0 | 0 | 0 | 0 | 0 | 0 | 0 | 0
F1_Commercial_Miscellaneous_New_Water Heating_Natural Gas_Water Heater_E2 | F1 | Commercial | Miscellaneous | New | Water Heating | Natural Gas | Water Heater | E2 | Participant - Cost of Equipment | 0.016384 | 0.016384 | 0.016384 | 0.016384 | 0.016384 | 0.016384 | 0.016384 | 0.016384 | 0.016384 | 0.016384 | 0.016384 | 0.016384 | 0.016384 | 0.016384 | 0.016384 | 0.016384 | 0.016384 | 0.016384 | 0.016384 | 0.016384 | 0.016384 | 0.016384 | 0 | 0 | 0 | 0 | 0 | 0 | 0 | 0
F1_Commercial_Miscellaneous_New_Water Heating_Natural Gas_Water Heater_E3 | F1 | Commercial | Miscellaneous | New | Water Heating | Natural Gas | Water Heater | E3 | Participant - Cost of Equipment | 0.016725 | 0.016725 | 0.016725 | 0.016725 | 0.016725 | 0.016725 | 0.016725 | 0.016725 | 0.016725 | 0.016725 | 0.016725 | 0.016725 | 0.016725 | 0.016725 | 0.016725 | 0.016725 | 0.016725 | 0.016725 | 0.016725 | 0.016725 | 0.016725 | 0.016725 | 0 | 0 | 0 | 0 | 0 | 0 | 0 | 0
F1_Commercial_Miscellaneous_New_Water Heating_Natural Gas_Water Heater_E4 | F1 | Commercial | Miscellaneous | New | Water Heating | Natural Gas | Water Heater | E4 | Participant - Cost of Equipment | 0.013352 | 0.013352 | 0.013352 | 0.013352 | 0.013352 | 0.013352 | 0.013352 | 0.013352 | 0.013352 | 0.013352 | 0.013352 | 0.013352 | 0.013352 | 0.013352 | 0.013352 | 0.013352 | 0.013352 | 0.013352 | 0.013352 | 0.013352 | 0.013352 | 0.013352 | 0 | 0 | 0 | 0 | 0 | 0 | 0 | 0
F1_Commercial_Miscellaneous_New_Water Heating_Natural Gas_Water Heater_E5 | F1 | Commercial | Miscellaneous | New | Water Heating | Natural Gas | Water Heater | E5 | Participant - Cost of Equipment | 0 | 0 | 0 | 0 | 0 | 0 | 0 | 0 | 0 | 0 | 0 | 0 | 0 | 0 | 0 | 0 | 0 | 0 | 0 | 0 | 0 | 0 | 0 | 0 | 0 | 0 | 0 | 0 | 0 | 0
F1_Commercial_Miscellaneous_New_Water Heating_Natural Gas_Water Heater_E6 | F1 | Commercial | Miscellaneous | New | Water Heating | Natural Gas | Water Heater | E6 | Participant - Cost of Equipment | 0 | 0 | 0 | 0 | 0 | 0 | 0 | 0 | 0 | 0 | 0 | 0 | 0 | 0 | 0 | 0 | 0 | 0 | 0 | 0 | 0 | 0 | 0 | 0 | 0 | 0 | 0 | 0 | 0 | 0
F1_Commercial_Miscellaneous_New_Water Heating_Natural Gas_Water Heater_E7 | F1 | Commercial | Miscellaneous | New | Water Heating | Natural Gas | Water Heater | E7 | Participant - Cost of Equipment | 0 | 0 | 0 | 0 | 0 | 0 | 0 | 0 | 0 | 0 | 0 | 0 | 0 | 0 | 0 | 0 | 0 | 0 | 0 | 0 | 0 | 0 | 0 | 0 | 0 | 0 | 0 | 0 | 0 | 0
F1_Commercial_Miscellaneous_New_Water Heating_Natural Gas_Water Heater_E8 | F1 | Commercial | Miscellaneous | New | Water Heating | Natural Gas | Water Heater | E8 | Participant - Cost of Equipment | 0 | 0 | 0 | 0 | 0 | 0 | 0 | 0 | 0 | 0 | 0 | 0 | 0 | 0 | 0 | 0 | 0 | 0 | 0 | 0 | 0 | 0 | 0 | 0 | 0 | 0 | 0 | 0 | 0 | 0
F1_Commercial_Miscellaneous_New_Water Heating_Natural Gas_Water Heater_E9 | F1 | Commercial | Miscellaneous | New | Water Heating | Natural Gas | Water Heater | E9 | Participant - Cost of Equipment | 0 | 0 | 0 | 0 | 0 | 0 | 0 | 0 | 0 | 0 | 0 | 0 | 0 | 0 | 0 | 0 | 0 | 0 | 0 | 0 | 0 | 0 | 0 | 0 | 0 | 0 | 0 | 0 | 0 | 0
F1_Commercial_Miscellaneous_New_Water Heating_Natural Gas_Water Heater_E10 | F1 | Commercial | Miscellaneous | New | Water Heating | Natural Gas | Water Heater | E10 | Participant - Cost of Equipment | 0 | 0 | 0 | 0 | 0 | 0 | 0 | 0 | 0 | 0 | 0 | 0 | 0 | 0 | 0 | 0 | 0 | 0 | 0 | 0 | 0 | 0 | 0 | 0 | 0 | 0 | 0 | 0 | 0 | 0
F2_Commercial_Miscellaneous_New_Water Heating_Natural Gas_Water Heater_E1 | F2 | Commercial | Miscellaneous | New | Water Heating | Natural Gas | Water Heater | E1 | Participant - Cost of Operation | 0.14375 | 0.14471 | 0.14595 | 0.14835 | 0.15167 | 0.15568 | 0.15931 | 0.16243 | 0.16538 | 0.1684 | 0.17163 | 0.17479 | 0.17777 | 0.18077 | 0.18342 | 0.18594 | 0.18865 | 0.19138 | 0.19412 | 0.19687 | 0.19956 | 0.20219 | 0 | 0 | 0 | 0 | 0 | 0 | 0 | 0
F2_Commercial_Miscellaneous_New_Water Heating_Natural Gas_Water Heater_E2 | F2 | Commercial | Miscellaneous | New | Water Heating | Natural Gas | Water Heater | E2 | Participant - Cost of Operation | 0.13177 | 0.13265 | 0.13379 | 0.13598 | 0.13903 | 0.1427 | 0.14603 | 0.14889 | 0.1516 | 0.15437 | 0.15733 | 0.16022 | 0.16295 | 0.16571 | 0.16814 | 0.17044 | 0.17293 | 0.17543 | 0.17795 | 0.18046 | 0.18293 | 0.18534 | 0 | 0 | 0 | 0 | 0 | 0 | 0 | 0
F2_Commercial_Miscellaneous_New_Water Heating_Natural Gas_Water Heater_E3 | F2 | Commercial | Miscellaneous | New | Water Heating | Natural Gas | Water Heater | E3 | Participant - Cost of Operation | 0.12908 | 0.12994 | 0.13106 | 0.13321 | 0.1362 | 0.13979 | 0.14305 | 0.14585 | 0.14851 | 0.15122 | 0.15412 | 0.15695 | 0.15963 | 0.16232 | 0.16471 | 0.16696 | 0.1694 | 0.17185 | 0.17432 | 0.17678 | 0.1792 | 0.18156 | 0 | 0 | 0 | 0 | 0 | 0 | 0 | 0
F2_Commercial_Miscellaneous_New_Water Heating_Natural Gas_Water Heater_E4 | F2 | Commercial | Miscellaneous | New | Water Heating | Natural Gas | Water Heater | E4 | Participant - Cost of Operation | 0.086281 | 0.087071 | 0.088003 | 0.08948 | 0.091417 | 0.093693 | 0.095802 | 0.097638 | 0.09936 | 0.10105 | 0.10277 | 0.10448 | 0.10611 | 0.10777 | 0.10937 | 0.11101 | 0.11276 | 0.11452 | 0.1163 | 0.11809 | 0.11986 | 0.12161 | 0 | 0 | 0 | 0 | 0 | 0 | 0 | 0
F2_Commercial_Miscellaneous_New_Water Heating_Natural Gas_Water Heater_E5 | F2 | Commercial | Miscellaneous | New | Water Heating | Natural Gas | Water Heater | E5 | Participant - Cost of Operation | 0 | 0 | 0 | 0 | 0 | 0 | 0 | 0 | 0 | 0 | 0 | 0 | 0 | 0 | 0 | 0 | 0 | 0 | 0 | 0 | 0 | 0 | 0 | 0 | 0 | 0 | 0 | 0 | 0 | 0
F2_Commercial_Miscellaneous_New_Water Heating_Natural Gas_Water Heater_E6 | F2 | Commercial | Miscellaneous | New | Water Heating | Natural Gas | Water Heater | E6 | Participant - Cost of Operation | 0 | 0 | 0 | 0 | 0 | 0 | 0 | 0 | 0 | 0 | 0 | 0 | 0 | 0 | 0 | 0 | 0 | 0 | 0 | 0 | 0 | 0 | 0 | 0 | 0 | 0 | 0 | 0 | 0 | 0
F2_Commercial_Miscellaneous_New_Water Heating_Natural Gas_Water Heater_E7 | F2 | Commercial | Miscellaneous | New | Water Heating | Natural Gas | Water Heater | E7 | Participant - Cost of Operation | 0 | 0 | 0 | 0 | 0 | 0 | 0 | 0 | 0 | 0 | 0 | 0 | 0 | 0 | 0 | 0 | 0 | 0 | 0 | 0 | 0 | 0 | 0 | 0 | 0 | 0 | 0 | 0 | 0 | 0
F2_Commercial_Miscellaneous_New_Water Heating_Natural Gas_Water Heater_E8 | F2 | Commercial | Miscellaneous | New | Water Heating | Natural Gas | Water Heater | E8 | Participant - Cost of Operation | 0 | 0 | 0 | 0 | 0 | 0 | 0 | 0 | 0 | 0 | 0 | 0 | 0 | 0 | 0 | 0 | 0 | 0 | 0 | 0 | 0 | 0 | 0 | 0 | 0 | 0 | 0 | 0 | 0 | 0
F2_Commercial_Miscellaneous_New_Water Heating_Natural Gas_Water Heater_E9 | F2 | Commercial | Miscellaneous | New | Water Heating | Natural Gas | Water Heater | E9 | Participant - Cost of Operation | 0 | 0 | 0 | 0 | 0 | 0 | 0 | 0 | 0 | 0 | 0 | 0 | 0 | 0 | 0 | 0 | 0 | 0 | 0 | 0 | 0 | 0 | 0 | 0 | 0 | 0 | 0 | 0 | 0 | 0
F2_Commercial_Miscellaneous_New_Water Heating_Natural Gas_Water Heater_E10 | F2 | Commercial | Miscellaneous | New | Water Heating | Natural Gas | Water Heater | E10 | Participant - Cost of Operation | 0 | 0 | 0 | 0 | 0 | 0 | 0 | 0 | 0 | 0 | 0 | 0 | 0 | 0 | 0 | 0 | 0 | 0 | 0 | 0 | 0 | 0 | 0 | 0 | 0 | 0 | 0 | 0 | 0 | 0
F3_Commercial_Miscellaneous_New_Water Heating_Natural Gas_Water Heater_E1 | F3 | Commercial | Miscellaneous | New | Water Heating | Natural Gas | Water Heater | E1 | System - kBTUs of Conusmption | 13.6202 | 13.6568 | 13.7011 | 13.8161 | 13.9162 | 14.0011 | 14.0656 | 14.1291 | 14.1874 | 14.2405 | 14.2848 | 14.3117 | 14.3174 | 14.3019 | 14.2595 | 14.2011 | 14.1384 | 14.0714 | 13.9948 | 13.9211 | 13.8445 | 13.7658 | 0 | 0 | 0 | 0 | 0 | 0 | 0 | 0
F3_Commercial_Miscellaneous_New_Water Heating_Natural Gas_Water Heater_E2 | F3 | Commercial | Miscellaneous | New | Water Heating | Natural Gas | Water Heater | E2 | System - kBTUs of Conusmption | 12.4851 | 12.5187 | 12.5593 | 12.6647 | 12.7566 | 12.8344 | 12.8935 | 12.9517 | 13.0051 | 13.0538 | 13.0944 | 13.1191 | 13.1243 | 13.1101 | 13.0712 | 13.0177 | 12.9602 | 12.8988 | 12.8286 | 12.761 | 12.6908 | 12.6187 | 0 | 0 | 0 | 0 | 0 | 0 | 0 | 0
F3_Commercial_Miscellaneous_New_Water Heating_Natural Gas_Water Heater_E3 | F3 | Commercial | Miscellaneous | New | Water Heating | Natural Gas | Water Heater | E3 | System - kBTUs of Conusmption | 12.2303 | 12.2632 | 12.303 | 12.4063 | 12.4962 | 12.5725 | 12.6304 | 12.6874 | 12.7397 | 12.7874 | 12.8271 | 12.8513 | 12.8564 | 12.8426 | 12.8044 | 12.752 | 12.6957 | 12.6355 | 12.5668 | 12.5006 | 12.4318 | 12.3612 | 0 | 0 | 0 | 0 | 0 | 0 | 0 | 0
F3_Commercial_Miscellaneous_New_Water Heating_Natural Gas_Water Heater_E4 | F3 | Commercial | Miscellaneous | New | Water Heating | Natural Gas | Water Heater | E4 | System - kBTUs of Conusmption | 8.0596 | 8.0838 | 8.1106 | 8.1691 | 8.2204 | 8.2638 | 8.2972 | 8.325 | 8.3444 | 8.3551 | 8.3552 | 8.3496 | 8.3359 | 8.314 | 8.287 | 8.2606 | 8.2323 | 8.2021 | 8.1675 | 8.1343 | 8.0997 | 8.0642 | 0 | 0 | 0 | 0 | 0 | 0 | 0 | 0
F3_Commercial_Miscellaneous_New_Water Heating_Natural Gas_Water Heater_E5 | F3 | Commercial | Miscellaneous | New | Water Heating | Natural Gas | Water Heater | E5 | System - kBTUs of Conusmption | 0 | 0 | 0 | 0 | 0 | 0 | 0 | 0 | 0 | 0 | 0 | 0 | 0 | 0 | 0 | 0 | 0 | 0 | 0 | 0 | 0 | 0 | 0 | 0 | 0 | 0 | 0 | 0 | 0 | 0
F3_Commercial_Miscellaneous_New_Water Heating_Natural Gas_Water Heater_E6 | F3 | Commercial | Miscellaneous | New | Water Heating | Natural Gas | Water Heater | E6 | System - kBTUs of Conusmption | 0 | 0 | 0 | 0 | 0 | 0 | 0 | 0 | 0 | 0 | 0 | 0 | 0 | 0 | 0 | 0 | 0 | 0 | 0 | 0 | 0 | 0 | 0 | 0 | 0 | 0 | 0 | 0 | 0 | 0
F3_Commercial_Miscellaneous_New_Water Heating_Natural Gas_Water Heater_E7 | F3 | Commercial | Miscellaneous | New | Water Heating | Natural Gas | Water Heater | E7 | System - kBTUs of Conusmption | 0 | 0 | 0 | 0 | 0 | 0 | 0 | 0 | 0 | 0 | 0 | 0 | 0 | 0 | 0 | 0 | 0 | 0 | 0 | 0 | 0 | 0 | 0 | 0 | 0 | 0 | 0 | 0 | 0 | 0
F3_Commercial_Miscellaneous_New_Water Heating_Natural Gas_Water Heater_E8 | F3 | Commercial | Miscellaneous | New | Water Heating | Natural Gas | Water Heater | E8 | System - kBTUs of Conusmption | 0 | 0 | 0 | 0 | 0 | 0 | 0 | 0 | 0 | 0 | 0 | 0 | 0 | 0 | 0 | 0 | 0 | 0 | 0 | 0 | 0 | 0 | 0 | 0 | 0 | 0 | 0 | 0 | 0 | 0
F3_Commercial_Miscellaneous_New_Water Heating_Natural Gas_Water Heater_E9 | F3 | Commercial | Miscellaneous | New | Water Heating | Natural Gas | Water Heater | E9 | System - kBTUs of Conusmption | 0 | 0 | 0 | 0 | 0 | 0 | 0 | 0 | 0 | 0 | 0 | 0 | 0 | 0 | 0 | 0 | 0 | 0 | 0 | 0 | 0 | 0 | 0 | 0 | 0 | 0 | 0 | 0 | 0 | 0
F3_Commercial_Miscellaneous_New_Water Heating_Natural Gas_Water Heater_E10 | F3 | Commercial | Miscellaneous | New | Water Heating | Natural Gas | Water Heater | E10 | System - kBTUs of Conusmption | 0 | 0 | 0 | 0 | 0 | 0 | 0 | 0 | 0 | 0 | 0 | 0 | 0 | 0 | 0 | 0 | 0 | 0 | 0 | 0 | 0 | 0 | 0 | 0 | 0 | 0 | 0 | 0 | 0 | 0
F4_Commercial_Miscellaneous_New_Water Heating_Natural Gas_Water Heater_E1 | F4 | Commercial | Miscellaneous | New | Water Heating | Natural Gas | Water Heater | E1 | Utility - Cost of Equipment | 0.016543 | 0.016543 | 0.016543 | 0.016543 | 0.016543 | 0.016543 | 0.016543 | 0.016543 | 0.016543 | 0.016543 | 0.016543 | 0.016543 | 0.016543 | 0.016543 | 0.016543 | 0.016543 | 0.016543 | 0.016543 | 0.016543 | 0.016543 | 0.016543 | 0.016543 | 0 | 0 | 0 | 0 | 0 | 0 | 0 | 0
F4_Commercial_Miscellaneous_New_Water Heating_Natural Gas_Water Heater_E2 | F4 | Commercial | Miscellaneous | New | Water Heating | Natural Gas | Water Heater | E2 | Utility - Cost of Equipment | 0.016384 | 0.016384 | 0.016384 | 0.016384 | 0.016384 | 0.016384 | 0.016384 | 0.016384 | 0.016384 | 0.016384 | 0.016384 | 0.016384 | 0.016384 | 0.016384 | 0.016384 | 0.016384 | 0.016384 | 0.016384 | 0.016384 | 0.016384 | 0.016384 | 0.016384 | 0 | 0 | 0 | 0 | 0 | 0 | 0 | 0
F4_Commercial_Miscellaneous_New_Water Heating_Natural Gas_Water Heater_E3 | F4 | Commercial | Miscellaneous | New | Water Heating | Natural Gas | Water Heater | E3 | Utility - Cost of Equipment | 0.016725 | 0.016725 | 0.016725 | 0.016725 | 0.016725 | 0.016725 | 0.016725 | 0.016725 | 0.016725 | 0.016725 | 0.016725 | 0.016725 | 0.016725 | 0.016725 | 0.016725 | 0.016725 | 0.016725 | 0.016725 | 0.016725 | 0.016725 | 0.016725 | 0.016725 | 0 | 0 | 0 | 0 | 0 | 0 | 0 | 0
F4_Commercial_Miscellaneous_New_Water Heating_Natural Gas_Water Heater_E4 | F4 | Commercial | Miscellaneous | New | Water Heating | Natural Gas | Water Heater | E4 | Utility - Cost of Equipment | 0.013352 | 0.013352 | 0.013352 | 0.013352 | 0.013352 | 0.013352 | 0.013352 | 0.013352 | 0.013352 | 0.013352 | 0.013352 | 0.013352 | 0.013352 | 0.013352 | 0.013352 | 0.013352 | 0.013352 | 0.013352 | 0.013352 | 0.013352 | 0.013352 | 0.013352 | 0 | 0 | 0 | 0 | 0 | 0 | 0 | 0
F4_Commercial_Miscellaneous_New_Water Heating_Natural Gas_Water Heater_E5 | F4 | Commercial | Miscellaneous | New | Water Heating | Natural Gas | Water Heater | E5 | Utility - Cost of Equipment | 0 | 0 | 0 | 0 | 0 | 0 | 0 | 0 | 0 | 0 | 0 | 0 | 0 | 0 | 0 | 0 | 0 | 0 | 0 | 0 | 0 | 0 | 0 | 0 | 0 | 0 | 0 | 0 | 0 | 0
F4_Commercial_Miscellaneous_New_Water Heating_Natural Gas_Water Heater_E6 | F4 | Commercial | Miscellaneous | New | Water Heating | Natural Gas | Water Heater | E6 | Utility - Cost of Equipment | 0 | 0 | 0 | 0 | 0 | 0 | 0 | 0 | 0 | 0 | 0 | 0 | 0 | 0 | 0 | 0 | 0 | 0 | 0 | 0 | 0 | 0 | 0 | 0 | 0 | 0 | 0 | 0 | 0 | 0
F4_Commercial_Miscellaneous_New_Water Heating_Natural Gas_Water Heater_E7 | F4 | Commercial | Miscellaneous | New | Water Heating | Natural Gas | Water Heater | E7 | Utility - Cost of Equipment | 0 | 0 | 0 | 0 | 0 | 0 | 0 | 0 | 0 | 0 | 0 | 0 | 0 | 0 | 0 | 0 | 0 | 0 | 0 | 0 | 0 | 0 | 0 | 0 | 0 | 0 | 0 | 0 | 0 | 0
F4_Commercial_Miscellaneous_New_Water Heating_Natural Gas_Water Heater_E8 | F4 | Commercial | Miscellaneous | New | Water Heating | Natural Gas | Water Heater | E8 | Utility - Cost of Equipment | 0 | 0 | 0 | 0 | 0 | 0 | 0 | 0 | 0 | 0 | 0 | 0 | 0 | 0 | 0 | 0 | 0 | 0 | 0 | 0 | 0 | 0 | 0 | 0 | 0 | 0 | 0 | 0 | 0 | 0
F4_Commercial_Miscellaneous_New_Water Heating_Natural Gas_Water Heater_E9 | F4 | Commercial | Miscellaneous | New | Water Heating | Natural Gas | Water Heater | E9 | Utility - Cost of Equipment | 0 | 0 | 0 | 0 | 0 | 0 | 0 | 0 | 0 | 0 | 0 | 0 | 0 | 0 | 0 | 0 | 0 | 0 | 0 | 0 | 0 | 0 | 0 | 0 | 0 | 0 | 0 | 0 | 0 | 0
F4_Commercial_Miscellaneous_New_Water Heating_Natural Gas_Water Heater_E10 | F4 | Commercial | Miscellaneous | New | Water Heating | Natural Gas | Water Heater | E10 | Utility - Cost of Equipment | 0 | 0 | 0 | 0 | 0 | 0 | 0 | 0 | 0 | 0 | 0 | 0 | 0 | 0 | 0 | 0 | 0 | 0 | 0 | 0 | 0 | 0 | 0 | 0 | 0 | 0 | 0 | 0 | 0 | 0
F5_Commercial_Miscellaneous_New_Water Heating_Natural Gas_Water Heater_E1 | F5 | Commercial | Miscellaneous | New | Water Heating | Natural Gas | Water Heater | E1 | Utility - Cost of Operation | 0.11998 | 0.12078 | 0.12182 | 0.12382 | 0.1266 | 0.12994 | 0.13297 | 0.13557 | 0.13804 | 0.14056 | 0.14326 | 0.14589 | 0.14838 | 0.15088 | 0.1531 | 0.1552 | 0.15747 | 0.15974 | 0.16203 | 0.16432 | 0.16657 | 0.16876 | 0 | 0 | 0 | 0 | 0 | 0 | 0 | 0
F5_Commercial_Miscellaneous_New_Water Heating_Natural Gas_Water Heater_E2 | F5 | Commercial | Miscellaneous | New | Water Heating | Natural Gas | Water Heater | E2 | Utility - Cost of Operation | 0.10999 | 0.11072 | 0.11167 | 0.1135 | 0.11605 | 0.11911 | 0.12189 | 0.12428 | 0.12654 | 0.12885 | 0.13132 | 0.13373 | 0.13601 | 0.13831 | 0.14034 | 0.14226 | 0.14434 | 0.14643 | 0.14853 | 0.15063 | 0.15269 | 0.1547 | 0 | 0 | 0 | 0 | 0 | 0 | 0 | 0
F5_Commercial_Miscellaneous_New_Water Heating_Natural Gas_Water Heater_E3 | F5 | Commercial | Miscellaneous | New | Water Heating | Natural Gas | Water Heater | E3 | Utility - Cost of Operation | 0.10774 | 0.10846 | 0.10939 | 0.11119 | 0.11368 | 0.11668 | 0.1194 | 0.12174 | 0.12395 | 0.12622 | 0.12864 | 0.131 | 0.13324 | 0.13549 | 0.13748 | 0.13936 | 0.1414 | 0.14344 | 0.1455 | 0.14755 | 0.14957 | 0.15154 | 0 | 0 | 0 | 0 | 0 | 0 | 0 | 0
F5_Commercial_Miscellaneous_New_Water Heating_Natural Gas_Water Heater_E4 | F5 | Commercial | Miscellaneous | New | Water Heating | Natural Gas | Water Heater | E4 | Utility - Cost of Operation | 0.072017 | 0.072676 | 0.073454 | 0.074687 | 0.076304 | 0.078204 | 0.079964 | 0.081496 | 0.082934 | 0.084344 | 0.085783 | 0.087203 | 0.088567 | 0.089957 | 0.091293 | 0.092662 | 0.09412 | 0.09559 | 0.097074 | 0.098565 | 0.10004 | 0.10151 | 0 | 0 | 0 | 0 | 0 | 0 | 0 | 0
F5_Commercial_Miscellaneous_New_Water Heating_Natural Gas_Water Heater_E5 | F5 | Commercial | Miscellaneous | New | Water Heating | Natural Gas | Water Heater | E5 | Utility - Cost of Operation | 0 | 0 | 0 | 0 | 0 | 0 | 0 | 0 | 0 | 0 | 0 | 0 | 0 | 0 | 0 | 0 | 0 | 0 | 0 | 0 | 0 | 0 | 0 | 0 | 0 | 0 | 0 | 0 | 0 | 0
F5_Commercial_Miscellaneous_New_Water Heating_Natural Gas_Water Heater_E6 | F5 | Commercial | Miscellaneous | New | Water Heating | Natural Gas | Water Heater | E6 | Utility - Cost of Operation | 0 | 0 | 0 | 0 | 0 | 0 | 0 | 0 | 0 | 0 | 0 | 0 | 0 | 0 | 0 | 0 | 0 | 0 | 0 | 0 | 0 | 0 | 0 | 0 | 0 | 0 | 0 | 0 | 0 | 0
F5_Commercial_Miscellaneous_New_Water Heating_Natural Gas_Water Heater_E7 | F5 | Commercial | Miscellaneous | New | Water Heating | Natural Gas | Water Heater | E7 | Utility - Cost of Operation | 0 | 0 | 0 | 0 | 0 | 0 | 0 | 0 | 0 | 0 | 0 | 0 | 0 | 0 | 0 | 0 | 0 | 0 | 0 | 0 | 0 | 0 | 0 | 0 | 0 | 0 | 0 | 0 | 0 | 0
F5_Commercial_Miscellaneous_New_Water Heating_Natural Gas_Water Heater_E8 | F5 | Commercial | Miscellaneous | New | Water Heating | Natural Gas | Water Heater | E8 | Utility - Cost of Operation | 0 | 0 | 0 | 0 | 0 | 0 | 0 | 0 | 0 | 0 | 0 | 0 | 0 | 0 | 0 | 0 | 0 | 0 | 0 | 0 | 0 | 0 | 0 | 0 | 0 | 0 | 0 | 0 | 0 | 0
F5_Commercial_Miscellaneous_New_Water Heating_Natural Gas_Water Heater_E9 | F5 | Commercial | Miscellaneous | New | Water Heating | Natural Gas | Water Heater | E9 | Utility - Cost of Operation | 0 | 0 | 0 | 0 | 0 | 0 | 0 | 0 | 0 | 0 | 0 | 0 | 0 | 0 | 0 | 0 | 0 | 0 | 0 | 0 | 0 | 0 | 0 | 0 | 0 | 0 | 0 | 0 | 0 | 0
F5_Commercial_Miscellaneous_New_Water Heating_Natural Gas_Water Heater_E10 | F5 | Commercial | Miscellaneous | New | Water Heating | Natural Gas | Water Heater | E10 | Utility - Cost of Operation | 0 | 0 | 0 | 0 | 0 | 0 | 0 | 0 | 0 | 0 | 0 | 0 | 0 | 0 | 0 | 0 | 0 | 0 | 0 | 0 | 0 | 0 | 0 | 0 | 0 | 0 | 0 | 0 | 0 | 0
F6_Commercial_Miscellaneous_New_Water Heating_Natural Gas_Water Heater_E1 | F6 | Commercial | Miscellaneous | New | Water Heating | Natural Gas | Water Heater | E1 | Utility - Value of Sales | 0.14375 | 0.14471 | 0.14595 | 0.14835 | 0.15167 | 0.15568 | 0.15931 | 0.16243 | 0.16538 | 0.1684 | 0.17163 | 0.17479 | 0.17777 | 0.18077 | 0.18342 | 0.18594 | 0.18865 | 0.19138 | 0.19412 | 0.19687 | 0.19956 | 0.20219 | 0 | 0 | 0 | 0 | 0 | 0 | 0 | 0
F6_Commercial_Miscellaneous_New_Water Heating_Natural Gas_Water Heater_E2 | F6 | Commercial | Miscellaneous | New | Water Heating | Natural Gas | Water Heater | E2 | Utility - Value of Sales | 0.13177 | 0.13265 | 0.13379 | 0.13598 | 0.13903 | 0.1427 | 0.14603 | 0.14889 | 0.1516 | 0.15437 | 0.15733 | 0.16022 | 0.16295 | 0.16571 | 0.16814 | 0.17044 | 0.17293 | 0.17543 | 0.17795 | 0.18046 | 0.18293 | 0.18534 | 0 | 0 | 0 | 0 | 0 | 0 | 0 | 0
F6_Commercial_Miscellaneous_New_Water Heating_Natural Gas_Water Heater_E3 | F6 | Commercial | Miscellaneous | New | Water Heating | Natural Gas | Water Heater | E3 | Utility - Value of Sales | 0.12908 | 0.12994 | 0.13106 | 0.13321 | 0.1362 | 0.13979 | 0.14305 | 0.14585 | 0.14851 | 0.15122 | 0.15412 | 0.15695 | 0.15963 | 0.16232 | 0.16471 | 0.16696 | 0.1694 | 0.17185 | 0.17432 | 0.17678 | 0.1792 | 0.18156 | 0 | 0 | 0 | 0 | 0 | 0 | 0 | 0
F6_Commercial_Miscellaneous_New_Water Heating_Natural Gas_Water Heater_E4 | F6 | Commercial | Miscellaneous | New | Water Heating | Natural Gas | Water Heater | E4 | Utility - Value of Sales | 0.086281 | 0.087071 | 0.088003 | 0.08948 | 0.091417 | 0.093693 | 0.095802 | 0.097638 | 0.09936 | 0.10105 | 0.10277 | 0.10448 | 0.10611 | 0.10777 | 0.10937 | 0.11101 | 0.11276 | 0.11452 | 0.1163 | 0.11809 | 0.11986 | 0.12161 | 0 | 0 | 0 | 0 | 0 | 0 | 0 | 0
F6_Commercial_Miscellaneous_New_Water Heating_Natural Gas_Water Heater_E5 | F6 | Commercial | Miscellaneous | New | Water Heating | Natural Gas | Water Heater | E5 | Utility - Value of Sales | 0 | 0 | 0 | 0 | 0 | 0 | 0 | 0 | 0 | 0 | 0 | 0 | 0 | 0 | 0 | 0 | 0 | 0 | 0 | 0 | 0 | 0 | 0 | 0 | 0 | 0 | 0 | 0 | 0 | 0
F6_Commercial_Miscellaneous_New_Water Heating_Natural Gas_Water Heater_E6 | F6 | Commercial | Miscellaneous | New | Water Heating | Natural Gas | Water Heater | E6 | Utility - Value of Sales | 0 | 0 | 0 | 0 | 0 | 0 | 0 | 0 | 0 | 0 | 0 | 0 | 0 | 0 | 0 | 0 | 0 | 0 | 0 | 0 | 0 | 0 | 0 | 0 | 0 | 0 | 0 | 0 | 0 | 0
F6_Commercial_Miscellaneous_New_Water Heating_Natural Gas_Water Heater_E7 | F6 | Commercial | Miscellaneous | New | Water Heating | Natural Gas | Water Heater | E7 | Utility - Value of Sales | 0 | 0 | 0 | 0 | 0 | 0 | 0 | 0 | 0 | 0 | 0 | 0 | 0 | 0 | 0 | 0 | 0 | 0 | 0 | 0 | 0 | 0 | 0 | 0 | 0 | 0 | 0 | 0 | 0 | 0
F6_Commercial_Miscellaneous_New_Water Heating_Natural Gas_Water Heater_E8 | F6 | Commercial | Miscellaneous | New | Water Heating | Natural Gas | Water Heater | E8 | Utility - Value of Sales | 0 | 0 | 0 | 0 | 0 | 0 | 0 | 0 | 0 | 0 | 0 | 0 | 0 | 0 | 0 | 0 | 0 | 0 | 0 | 0 | 0 | 0 | 0 | 0 | 0 | 0 | 0 | 0 | 0 | 0
F6_Commercial_Miscellaneous_New_Water Heating_Natural Gas_Water Heater_E9 | F6 | Commercial | Miscellaneous | New | Water Heating | Natural Gas | Water Heater | E9 | Utility - Value of Sales | 0 | 0 | 0 | 0 | 0 | 0 | 0 | 0 | 0 | 0 | 0 | 0 | 0 | 0 | 0 | 0 | 0 | 0 | 0 | 0 | 0 | 0 | 0 | 0 | 0 | 0 | 0 | 0 | 0 | 0
F6_Commercial_Miscellaneous_New_Water Heating_Natural Gas_Water Heater_E10 | F6 | Commercial | Miscellaneous | New | Water Heating | Natural Gas | Water Heater | E10 | Utility - Value of Sales | 0 | 0 | 0 | 0 | 0 | 0 | 0 | 0 | 0 | 0 | 0 | 0 | 0 | 0 | 0 | 0 | 0 | 0 | 0 | 0 | 0 | 0 | 0 | 0 | 0 | 0 | 0 | 0 | 0 | 0
F1_Commercial_Miscellaneous_New_Food Preparation_Natural Gas_Oven_E1 | F1 | Commercial | Miscellaneous | New | Food Preparation | Natural Gas | Oven | E1 | Participant - Cost of Equipment | 0.0086119 | 0.0086119 | 0.0086119 | 0.0086119 | 0.0086119 | 0.0086119 | 0.0086119 | 0.0086119 | 0.0086119 | 0.0086119 | 0.0086119 | 0.0086119 | 0.0086119 | 0.0086119 | 0.0086119 | 0.0086119 | 0.0086119 | 0.0086119 | 0.0086119 | 0.0086119 | 0.0086119 | 0.0086119 | 0 | 0 | 0 | 0 | 0 | 0 | 0 | 0
F1_Commercial_Miscellaneous_New_Food Preparation_Natural Gas_Oven_E2 | F1 | Commercial | Miscellaneous | New | Food Preparation | Natural Gas | Oven | E2 | Participant - Cost of Equipment | 0.0086686 | 0.0086686 | 0.0086686 | 0.0086686 | 0.0086686 | 0.0086686 | 0.0086686 | 0.0086686 | 0.0086686 | 0.0086686 | 0.0086686 | 0.0086686 | 0.0086686 | 0.0086686 | 0.0086686 | 0.0086686 | 0.0086686 | 0.0086686 | 0.0086686 | 0.0086686 | 0.0086686 | 0.0086686 | 0 | 0 | 0 | 0 | 0 | 0 | 0 | 0
F1_Commercial_Miscellaneous_New_Food Preparation_Natural Gas_Oven_E3 | F1 | Commercial | Miscellaneous | New | Food Preparation | Natural Gas | Oven | E3 | Participant - Cost of Equipment | 0 | 0 | 0 | 0 | 0 | 0 | 0 | 0 | 0 | 0 | 0 | 0 | 0 | 0 | 0 | 0 | 0 | 0 | 0 | 0 | 0 | 0 | 0 | 0 | 0 | 0 | 0 | 0 | 0 | 0
F1_Commercial_Miscellaneous_New_Food Preparation_Natural Gas_Oven_E4 | F1 | Commercial | Miscellaneous | New | Food Preparation | Natural Gas | Oven | E4 | Participant - Cost of Equipment | 0 | 0 | 0 | 0 | 0 | 0 | 0 | 0 | 0 | 0 | 0 | 0 | 0 | 0 | 0 | 0 | 0 | 0 | 0 | 0 | 0 | 0 | 0 | 0 | 0 | 0 | 0 | 0 | 0 | 0
F1_Commercial_Miscellaneous_New_Food Preparation_Natural Gas_Oven_E5 | F1 | Commercial | Miscellaneous | New | Food Preparation | Natural Gas | Oven | E5 | Participant - Cost of Equipment | 0 | 0 | 0 | 0 | 0 | 0 | 0 | 0 | 0 | 0 | 0 | 0 | 0 | 0 | 0 | 0 | 0 | 0 | 0 | 0 | 0 | 0 | 0 | 0 | 0 | 0 | 0 | 0 | 0 | 0
F1_Commercial_Miscellaneous_New_Food Preparation_Natural Gas_Oven_E6 | F1 | Commercial | Miscellaneous | New | Food Preparation | Natural Gas | Oven | E6 | Participant - Cost of Equipment | 0 | 0 | 0 | 0 | 0 | 0 | 0 | 0 | 0 | 0 | 0 | 0 | 0 | 0 | 0 | 0 | 0 | 0 | 0 | 0 | 0 | 0 | 0 | 0 | 0 | 0 | 0 | 0 | 0 | 0
F1_Commercial_Miscellaneous_New_Food Preparation_Natural Gas_Oven_E7 | F1 | Commercial | Miscellaneous | New | Food Preparation | Natural Gas | Oven | E7 | Participant - Cost of Equipment | 0 | 0 | 0 | 0 | 0 | 0 | 0 | 0 | 0 | 0 | 0 | 0 | 0 | 0 | 0 | 0 | 0 | 0 | 0 | 0 | 0 | 0 | 0 | 0 | 0 | 0 | 0 | 0 | 0 | 0
F1_Commercial_Miscellaneous_New_Food Preparation_Natural Gas_Oven_E8 | F1 | Commercial | Miscellaneous | New | Food Preparation | Natural Gas | Oven | E8 | Participant - Cost of Equipment | 0 | 0 | 0 | 0 | 0 | 0 | 0 | 0 | 0 | 0 | 0 | 0 | 0 | 0 | 0 | 0 | 0 | 0 | 0 | 0 | 0 | 0 | 0 | 0 | 0 | 0 | 0 | 0 | 0 | 0
F1_Commercial_Miscellaneous_New_Food Preparation_Natural Gas_Oven_E9 | F1 | Commercial | Miscellaneous | New | Food Preparation | Natural Gas | Oven | E9 | Participant - Cost of Equipment | 0 | 0 | 0 | 0 | 0 | 0 | 0 | 0 | 0 | 0 | 0 | 0 | 0 | 0 | 0 | 0 | 0 | 0 | 0 | 0 | 0 | 0 | 0 | 0 | 0 | 0 | 0 | 0 | 0 | 0
F1_Commercial_Miscellaneous_New_Food Preparation_Natural Gas_Oven_E10 | F1 | Commercial | Miscellaneous | New | Food Preparation | Natural Gas | Oven | E10 | Participant - Cost of Equipment | 0 | 0 | 0 | 0 | 0 | 0 | 0 | 0 | 0 | 0 | 0 | 0 | 0 | 0 | 0 | 0 | 0 | 0 | 0 | 0 | 0 | 0 | 0 | 0 | 0 | 0 | 0 | 0 | 0 | 0
F2_Commercial_Miscellaneous_New_Food Preparation_Natural Gas_Oven_E1 | F2 | Commercial | Miscellaneous | New | Food Preparation | Natural Gas | Oven | E1 | Participant - Cost of Operation | 0.0087914 | 0.0088666 | 0.0089566 | 0.0091056 | 0.0093042 | 0.0095385 | 0.0097538 | 0.0099456 | 0.010132 | 0.010312 | 0.010494 | 0.010671 | 0.010837 | 0.011004 | 0.011163 | 0.011327 | 0.011501 | 0.011677 | 0.011855 | 0.012033 | 0.012209 | 0.012383 | 0 | 0 | 0 | 0 | 0 | 0 | 0 | 0
F2_Commercial_Miscellaneous_New_Food Preparation_Natural Gas_Oven_E2 | F2 | Commercial | Miscellaneous | New | Food Preparation | Natural Gas | Oven | E2 | Participant - Cost of Operation | 0.006028 | 0.0060795 | 0.0061413 | 0.0062434 | 0.0063796 | 0.0065403 | 0.0066879 | 0.0068193 | 0.0069468 | 0.0070705 | 0.0071952 | 0.0073165 | 0.0074306 | 0.007545 | 0.0076542 | 0.0077662 | 0.0078861 | 0.0080067 | 0.0081283 | 0.0082505 | 0.0083713 | 0.0084903 | 0 | 0 | 0 | 0 | 0 | 0 | 0 | 0
F2_Commercial_Miscellaneous_New_Food Preparation_Natural Gas_Oven_E3 | F2 | Commercial | Miscellaneous | New | Food Preparation | Natural Gas | Oven | E3 | Participant - Cost of Operation | 0 | 0 | 0 | 0 | 0 | 0 | 0 | 0 | 0 | 0 | 0 | 0 | 0 | 0 | 0 | 0 | 0 | 0 | 0 | 0 | 0 | 0 | 0 | 0 | 0 | 0 | 0 | 0 | 0 | 0
F2_Commercial_Miscellaneous_New_Food Preparation_Natural Gas_Oven_E4 | F2 | Commercial | Miscellaneous | New | Food Preparation | Natural Gas | Oven | E4 | Participant - Cost of Operation | 0 | 0 | 0 | 0 | 0 | 0 | 0 | 0 | 0 | 0 | 0 | 0 | 0 | 0 | 0 | 0 | 0 | 0 | 0 | 0 | 0 | 0 | 0 | 0 | 0 | 0 | 0 | 0 | 0 | 0
F2_Commercial_Miscellaneous_New_Food Preparation_Natural Gas_Oven_E5 | F2 | Commercial | Miscellaneous | New | Food Preparation | Natural Gas | Oven | E5 | Participant - Cost of Operation | 0 | 0 | 0 | 0 | 0 | 0 | 0 | 0 | 0 | 0 | 0 | 0 | 0 | 0 | 0 | 0 | 0 | 0 | 0 | 0 | 0 | 0 | 0 | 0 | 0 | 0 | 0 | 0 | 0 | 0
F2_Commercial_Miscellaneous_New_Food Preparation_Natural Gas_Oven_E6 | F2 | Commercial | Miscellaneous | New | Food Preparation | Natural Gas | Oven | E6 | Participant - Cost of Operation | 0 | 0 | 0 | 0 | 0 | 0 | 0 | 0 | 0 | 0 | 0 | 0 | 0 | 0 | 0 | 0 | 0 | 0 | 0 | 0 | 0 | 0 | 0 | 0 | 0 | 0 | 0 | 0 | 0 | 0
F2_Commercial_Miscellaneous_New_Food Preparation_Natural Gas_Oven_E7 | F2 | Commercial | Miscellaneous | New | Food Preparation | Natural Gas | Oven | E7 | Participant - Cost of Operation | 0 | 0 | 0 | 0 | 0 | 0 | 0 | 0 | 0 | 0 | 0 | 0 | 0 | 0 | 0 | 0 | 0 | 0 | 0 | 0 | 0 | 0 | 0 | 0 | 0 | 0 | 0 | 0 | 0 | 0
F2_Commercial_Miscellaneous_New_Food Preparation_Natural Gas_Oven_E8 | F2 | Commercial | Miscellaneous | New | Food Preparation | Natural Gas | Oven | E8 | Participant - Cost of Operation | 0 | 0 | 0 | 0 | 0 | 0 | 0 | 0 | 0 | 0 | 0 | 0 | 0 | 0 | 0 | 0 | 0 | 0 | 0 | 0 | 0 | 0 | 0 | 0 | 0 | 0 | 0 | 0 | 0 | 0
F2_Commercial_Miscellaneous_New_Food Preparation_Natural Gas_Oven_E9 | F2 | Commercial | Miscellaneous | New | Food Preparation | Natural Gas | Oven | E9 | Participant - Cost of Operation | 0 | 0 | 0 | 0 | 0 | 0 | 0 | 0 | 0 | 0 | 0 | 0 | 0 | 0 | 0 | 0 | 0 | 0 | 0 | 0 | 0 | 0 | 0 | 0 | 0 | 0 | 0 | 0 | 0 | 0
F2_Commercial_Miscellaneous_New_Food Preparation_Natural Gas_Oven_E10 | F2 | Commercial | Miscellaneous | New | Food Preparation | Natural Gas | Oven | E10 | Participant - Cost of Operation | 0 | 0 | 0 | 0 | 0 | 0 | 0 | 0 | 0 | 0 | 0 | 0 | 0 | 0 | 0 | 0 | 0 | 0 | 0 | 0 | 0 | 0 | 0 | 0 | 0 | 0 | 0 | 0 | 0 | 0
F3_Commercial_Miscellaneous_New_Food Preparation_Natural Gas_Oven_E1 | F3 | Commercial | Miscellaneous | New | Food Preparation | Natural Gas | Oven | E1 | System - kBTUs of Conusmption | 0.8245 | 0.82696 | 0.82969 | 0.83597 | 0.84152 | 0.8462 | 0.84976 | 0.85329 | 0.85657 | 0.85866 | 0.85937 | 0.85922 | 0.85794 | 0.85551 | 0.85251 | 0.84958 | 0.84644 | 0.84307 | 0.83923 | 0.83553 | 0.83169 | 0.82775 | 0 | 0 | 0 | 0 | 0 | 0 | 0 | 0
F3_Commercial_Miscellaneous_New_Food Preparation_Natural Gas_Oven_E2 | F3 | Commercial | Miscellaneous | New | Food Preparation | Natural Gas | Oven | E2 | System - kBTUs of Conusmption | 0.56533 | 0.56702 | 0.56889 | 0.5732 | 0.577 | 0.58021 | 0.58265 | 0.58507 | 0.58732 | 0.58876 | 0.58924 | 0.58914 | 0.58826 | 0.58659 | 0.58454 | 0.58253 | 0.58037 | 0.57807 | 0.57543 | 0.5729 | 0.57026 | 0.56756 | 0 | 0 | 0 | 0 | 0 | 0 | 0 | 0
F3_Commercial_Miscellaneous_New_Food Preparation_Natural Gas_Oven_E3 | F3 | Commercial | Miscellaneous | New | Food Preparation | Natural Gas | Oven | E3 | System - kBTUs of Conusmption | 0 | 0 | 0 | 0 | 0 | 0 | 0 | 0 | 0 | 0 | 0 | 0 | 0 | 0 | 0 | 0 | 0 | 0 | 0 | 0 | 0 | 0 | 0 | 0 | 0 | 0 | 0 | 0 | 0 | 0
F3_Commercial_Miscellaneous_New_Food Preparation_Natural Gas_Oven_E4 | F3 | Commercial | Miscellaneous | New | Food Preparation | Natural Gas | Oven | E4 | System - kBTUs of Conusmption | 0 | 0 | 0 | 0 | 0 | 0 | 0 | 0 | 0 | 0 | 0 | 0 | 0 | 0 | 0 | 0 | 0 | 0 | 0 | 0 | 0 | 0 | 0 | 0 | 0 | 0 | 0 | 0 | 0 | 0
F3_Commercial_Miscellaneous_New_Food Preparation_Natural Gas_Oven_E5 | F3 | Commercial | Miscellaneous | New | Food Preparation | Natural Gas | Oven | E5 | System - kBTUs of Conusmption | 0 | 0 | 0 | 0 | 0 | 0 | 0 | 0 | 0 | 0 | 0 | 0 | 0 | 0 | 0 | 0 | 0 | 0 | 0 | 0 | 0 | 0 | 0 | 0 | 0 | 0 | 0 | 0 | 0 | 0
F3_Commercial_Miscellaneous_New_Food Preparation_Natural Gas_Oven_E6 | F3 | Commercial | Miscellaneous | New | Food Preparation | Natural Gas | Oven | E6 | System - kBTUs of Conusmption | 0 | 0 | 0 | 0 | 0 | 0 | 0 | 0 | 0 | 0 | 0 | 0 | 0 | 0 | 0 | 0 | 0 | 0 | 0 | 0 | 0 | 0 | 0 | 0 | 0 | 0 | 0 | 0 | 0 | 0
F3_Commercial_Miscellaneous_New_Food Preparation_Natural Gas_Oven_E7 | F3 | Commercial | Miscellaneous | New | Food Preparation | Natural Gas | Oven | E7 | System - kBTUs of Conusmption | 0 | 0 | 0 | 0 | 0 | 0 | 0 | 0 | 0 | 0 | 0 | 0 | 0 | 0 | 0 | 0 | 0 | 0 | 0 | 0 | 0 | 0 | 0 | 0 | 0 | 0 | 0 | 0 | 0 | 0
F3_Commercial_Miscellaneous_New_Food Preparation_Natural Gas_Oven_E8 | F3 | Commercial | Miscellaneous | New | Food Preparation | Natural Gas | Oven | E8 | System - kBTUs of Conusmption | 0 | 0 | 0 | 0 | 0 | 0 | 0 | 0 | 0 | 0 | 0 | 0 | 0 | 0 | 0 | 0 | 0 | 0 | 0 | 0 | 0 | 0 | 0 | 0 | 0 | 0 | 0 | 0 | 0 | 0
F3_Commercial_Miscellaneous_New_Food Preparation_Natural Gas_Oven_E9 | F3 | Commercial | Miscellaneous | New | Food Preparation | Natural Gas | Oven | E9 | System - kBTUs of Conusmption | 0 | 0 | 0 | 0 | 0 | 0 | 0 | 0 | 0 | 0 | 0 | 0 | 0 | 0 | 0 | 0 | 0 | 0 | 0 | 0 | 0 | 0 | 0 | 0 | 0 | 0 | 0 | 0 | 0 | 0
F3_Commercial_Miscellaneous_New_Food Preparation_Natural Gas_Oven_E10 | F3 | Commercial | Miscellaneous | New | Food Preparation | Natural Gas | Oven | E10 | System - kBTUs of Conusmption | 0 | 0 | 0 | 0 | 0 | 0 | 0 | 0 | 0 | 0 | 0 | 0 | 0 | 0 | 0 | 0 | 0 | 0 | 0 | 0 | 0 | 0 | 0 | 0 | 0 | 0 | 0 | 0 | 0 | 0
F4_Commercial_Miscellaneous_New_Food Preparation_Natural Gas_Oven_E1 | F4 | Commercial | Miscellaneous | New | Food Preparation | Natural Gas | Oven | E1 | Utility - Cost of Equipment | 0.0086119 | 0.0086119 | 0.0086119 | 0.0086119 | 0.0086119 | 0.0086119 | 0.0086119 | 0.0086119 | 0.0086119 | 0.0086119 | 0.0086119 | 0.0086119 | 0.0086119 | 0.0086119 | 0.0086119 | 0.0086119 | 0.0086119 | 0.0086119 | 0.0086119 | 0.0086119 | 0.0086119 | 0.0086119 | 0 | 0 | 0 | 0 | 0 | 0 | 0 | 0
F4_Commercial_Miscellaneous_New_Food Preparation_Natural Gas_Oven_E2 | F4 | Commercial | Miscellaneous | New | Food Preparation | Natural Gas | Oven | E2 | Utility - Cost of Equipment | 0.0086686 | 0.0086686 | 0.0086686 | 0.0086686 | 0.0086686 | 0.0086686 | 0.0086686 | 0.0086686 | 0.0086686 | 0.0086686 | 0.0086686 | 0.0086686 | 0.0086686 | 0.0086686 | 0.0086686 | 0.0086686 | 0.0086686 | 0.0086686 | 0.0086686 | 0.0086686 | 0.0086686 | 0.0086686 | 0 | 0 | 0 | 0 | 0 | 0 | 0 | 0
F4_Commercial_Miscellaneous_New_Food Preparation_Natural Gas_Oven_E3 | F4 | Commercial | Miscellaneous | New | Food Preparation | Natural Gas | Oven | E3 | Utility - Cost of Equipment | 0 | 0 | 0 | 0 | 0 | 0 | 0 | 0 | 0 | 0 | 0 | 0 | 0 | 0 | 0 | 0 | 0 | 0 | 0 | 0 | 0 | 0 | 0 | 0 | 0 | 0 | 0 | 0 | 0 | 0
F4_Commercial_Miscellaneous_New_Food Preparation_Natural Gas_Oven_E4 | F4 | Commercial | Miscellaneous | New | Food Preparation | Natural Gas | Oven | E4 | Utility - Cost of Equipment | 0 | 0 | 0 | 0 | 0 | 0 | 0 | 0 | 0 | 0 | 0 | 0 | 0 | 0 | 0 | 0 | 0 | 0 | 0 | 0 | 0 | 0 | 0 | 0 | 0 | 0 | 0 | 0 | 0 | 0
F4_Commercial_Miscellaneous_New_Food Preparation_Natural Gas_Oven_E5 | F4 | Commercial | Miscellaneous | New | Food Preparation | Natural Gas | Oven | E5 | Utility - Cost of Equipment | 0 | 0 | 0 | 0 | 0 | 0 | 0 | 0 | 0 | 0 | 0 | 0 | 0 | 0 | 0 | 0 | 0 | 0 | 0 | 0 | 0 | 0 | 0 | 0 | 0 | 0 | 0 | 0 | 0 | 0
F4_Commercial_Miscellaneous_New_Food Preparation_Natural Gas_Oven_E6 | F4 | Commercial | Miscellaneous | New | Food Preparation | Natural Gas | Oven | E6 | Utility - Cost of Equipment | 0 | 0 | 0 | 0 | 0 | 0 | 0 | 0 | 0 | 0 | 0 | 0 | 0 | 0 | 0 | 0 | 0 | 0 | 0 | 0 | 0 | 0 | 0 | 0 | 0 | 0 | 0 | 0 | 0 | 0
F4_Commercial_Miscellaneous_New_Food Preparation_Natural Gas_Oven_E7 | F4 | Commercial | Miscellaneous | New | Food Preparation | Natural Gas | Oven | E7 | Utility - Cost of Equipment | 0 | 0 | 0 | 0 | 0 | 0 | 0 | 0 | 0 | 0 | 0 | 0 | 0 | 0 | 0 | 0 | 0 | 0 | 0 | 0 | 0 | 0 | 0 | 0 | 0 | 0 | 0 | 0 | 0 | 0
F4_Commercial_Miscellaneous_New_Food Preparation_Natural Gas_Oven_E8 | F4 | Commercial | Miscellaneous | New | Food Preparation | Natural Gas | Oven | E8 | Utility - Cost of Equipment | 0 | 0 | 0 | 0 | 0 | 0 | 0 | 0 | 0 | 0 | 0 | 0 | 0 | 0 | 0 | 0 | 0 | 0 | 0 | 0 | 0 | 0 | 0 | 0 | 0 | 0 | 0 | 0 | 0 | 0
F4_Commercial_Miscellaneous_New_Food Preparation_Natural Gas_Oven_E9 | F4 | Commercial | Miscellaneous | New | Food Preparation | Natural Gas | Oven | E9 | Utility - Cost of Equipment | 0 | 0 | 0 | 0 | 0 | 0 | 0 | 0 | 0 | 0 | 0 | 0 | 0 | 0 | 0 | 0 | 0 | 0 | 0 | 0 | 0 | 0 | 0 | 0 | 0 | 0 | 0 | 0 | 0 | 0
F4_Commercial_Miscellaneous_New_Food Preparation_Natural Gas_Oven_E10 | F4 | Commercial | Miscellaneous | New | Food Preparation | Natural Gas | Oven | E10 | Utility - Cost of Equipment | 0 | 0 | 0 | 0 | 0 | 0 | 0 | 0 | 0 | 0 | 0 | 0 | 0 | 0 | 0 | 0 | 0 | 0 | 0 | 0 | 0 | 0 | 0 | 0 | 0 | 0 | 0 | 0 | 0 | 0
F5_Commercial_Miscellaneous_New_Food Preparation_Natural Gas_Oven_E1 | F5 | Commercial | Miscellaneous | New | Food Preparation | Natural Gas | Oven | E1 | Utility - Cost of Operation | 0.007338 | 0.0074007 | 0.0074759 | 0.0076003 | 0.007766 | 0.0079616 | 0.0081413 | 0.0083014 | 0.0084566 | 0.0086071 | 0.0087589 | 0.0089065 | 0.0090455 | 0.0091847 | 0.0093176 | 0.009454 | 0.0095999 | 0.0097468 | 0.0098948 | 0.010043 | 0.010191 | 0.010335 | 0 | 0 | 0 | 0 | 0 | 0 | 0 | 0
F5_Commercial_Miscellaneous_New_Food Preparation_Natural Gas_Oven_E2 | F5 | Commercial | Miscellaneous | New | Food Preparation | Natural Gas | Oven | E2 | Utility - Cost of Operation | 0.0050314 | 0.0050744 | 0.005126 | 0.0052112 | 0.0053249 | 0.005459 | 0.0055822 | 0.005692 | 0.0057984 | 0.0059016 | 0.0060057 | 0.0061069 | 0.0062022 | 0.0062976 | 0.0063888 | 0.0064823 | 0.0065823 | 0.006683 | 0.0067846 | 0.0068865 | 0.0069873 | 0.0070867 | 0 | 0 | 0 | 0 | 0 | 0 | 0 | 0
F5_Commercial_Miscellaneous_New_Food Preparation_Natural Gas_Oven_E3 | F5 | Commercial | Miscellaneous | New | Food Preparation | Natural Gas | Oven | E3 | Utility - Cost of Operation | 0 | 0 | 0 | 0 | 0 | 0 | 0 | 0 | 0 | 0 | 0 | 0 | 0 | 0 | 0 | 0 | 0 | 0 | 0 | 0 | 0 | 0 | 0 | 0 | 0 | 0 | 0 | 0 | 0 | 0
F5_Commercial_Miscellaneous_New_Food Preparation_Natural Gas_Oven_E4 | F5 | Commercial | Miscellaneous | New | Food Preparation | Natural Gas | Oven | E4 | Utility - Cost of Operation | 0 | 0 | 0 | 0 | 0 | 0 | 0 | 0 | 0 | 0 | 0 | 0 | 0 | 0 | 0 | 0 | 0 | 0 | 0 | 0 | 0 | 0 | 0 | 0 | 0 | 0 | 0 | 0 | 0 | 0
F5_Commercial_Miscellaneous_New_Food Preparation_Natural Gas_Oven_E5 | F5 | Commercial | Miscellaneous | New | Food Preparation | Natural Gas | Oven | E5 | Utility - Cost of Operation | 0 | 0 | 0 | 0 | 0 | 0 | 0 | 0 | 0 | 0 | 0 | 0 | 0 | 0 | 0 | 0 | 0 | 0 | 0 | 0 | 0 | 0 | 0 | 0 | 0 | 0 | 0 | 0 | 0 | 0
F5_Commercial_Miscellaneous_New_Food Preparation_Natural Gas_Oven_E6 | F5 | Commercial | Miscellaneous | New | Food Preparation | Natural Gas | Oven | E6 | Utility - Cost of Operation | 0 | 0 | 0 | 0 | 0 | 0 | 0 | 0 | 0 | 0 | 0 | 0 | 0 | 0 | 0 | 0 | 0 | 0 | 0 | 0 | 0 | 0 | 0 | 0 | 0 | 0 | 0 | 0 | 0 | 0
F5_Commercial_Miscellaneous_New_Food Preparation_Natural Gas_Oven_E7 | F5 | Commercial | Miscellaneous | New | Food Preparation | Natural Gas | Oven | E7 | Utility - Cost of Operation | 0 | 0 | 0 | 0 | 0 | 0 | 0 | 0 | 0 | 0 | 0 | 0 | 0 | 0 | 0 | 0 | 0 | 0 | 0 | 0 | 0 | 0 | 0 | 0 | 0 | 0 | 0 | 0 | 0 | 0
F5_Commercial_Miscellaneous_New_Food Preparation_Natural Gas_Oven_E8 | F5 | Commercial | Miscellaneous | New | Food Preparation | Natural Gas | Oven | E8 | Utility - Cost of Operation | 0 | 0 | 0 | 0 | 0 | 0 | 0 | 0 | 0 | 0 | 0 | 0 | 0 | 0 | 0 | 0 | 0 | 0 | 0 | 0 | 0 | 0 | 0 | 0 | 0 | 0 | 0 | 0 | 0 | 0
F5_Commercial_Miscellaneous_New_Food Preparation_Natural Gas_Oven_E9 | F5 | Commercial | Miscellaneous | New | Food Preparation | Natural Gas | Oven | E9 | Utility - Cost of Operation | 0 | 0 | 0 | 0 | 0 | 0 | 0 | 0 | 0 | 0 | 0 | 0 | 0 | 0 | 0 | 0 | 0 | 0 | 0 | 0 | 0 | 0 | 0 | 0 | 0 | 0 | 0 | 0 | 0 | 0
F5_Commercial_Miscellaneous_New_Food Preparation_Natural Gas_Oven_E10 | F5 | Commercial | Miscellaneous | New | Food Preparation | Natural Gas | Oven | E10 | Utility - Cost of Operation | 0 | 0 | 0 | 0 | 0 | 0 | 0 | 0 | 0 | 0 | 0 | 0 | 0 | 0 | 0 | 0 | 0 | 0 | 0 | 0 | 0 | 0 | 0 | 0 | 0 | 0 | 0 | 0 | 0 | 0
F6_Commercial_Miscellaneous_New_Food Preparation_Natural Gas_Oven_E1 | F6 | Commercial | Miscellaneous | New | Food Preparation | Natural Gas | Oven | E1 | Utility - Value of Sales | 0.0087914 | 0.0088666 | 0.0089566 | 0.0091056 | 0.0093042 | 0.0095385 | 0.0097538 | 0.0099456 | 0.010132 | 0.010312 | 0.010494 | 0.010671 | 0.010837 | 0.011004 | 0.011163 | 0.011327 | 0.011501 | 0.011677 | 0.011855 | 0.012033 | 0.012209 | 0.012383 | 0 | 0 | 0 | 0 | 0 | 0 | 0 | 0
F6_Commercial_Miscellaneous_New_Food Preparation_Natural Gas_Oven_E2 | F6 | Commercial | Miscellaneous | New | Food Preparation | Natural Gas | Oven | E2 | Utility - Value of Sales | 0.006028 | 0.0060795 | 0.0061413 | 0.0062434 | 0.0063796 | 0.0065403 | 0.0066879 | 0.0068193 | 0.0069468 | 0.0070705 | 0.0071952 | 0.0073165 | 0.0074306 | 0.007545 | 0.0076542 | 0.0077662 | 0.0078861 | 0.0080067 | 0.0081283 | 0.0082505 | 0.0083713 | 0.0084903 | 0 | 0 | 0 | 0 | 0 | 0 | 0 | 0
F6_Commercial_Miscellaneous_New_Food Preparation_Natural Gas_Oven_E3 | F6 | Commercial | Miscellaneous | New | Food Preparation | Natural Gas | Oven | E3 | Utility - Value of Sales | 0 | 0 | 0 | 0 | 0 | 0 | 0 | 0 | 0 | 0 | 0 | 0 | 0 | 0 | 0 | 0 | 0 | 0 | 0 | 0 | 0 | 0 | 0 | 0 | 0 | 0 | 0 | 0 | 0 | 0
F6_Commercial_Miscellaneous_New_Food Preparation_Natural Gas_Oven_E4 | F6 | Commercial | Miscellaneous | New | Food Preparation | Natural Gas | Oven | E4 | Utility - Value of Sales | 0 | 0 | 0 | 0 | 0 | 0 | 0 | 0 | 0 | 0 | 0 | 0 | 0 | 0 | 0 | 0 | 0 | 0 | 0 | 0 | 0 | 0 | 0 | 0 | 0 | 0 | 0 | 0 | 0 | 0
F6_Commercial_Miscellaneous_New_Food Preparation_Natural Gas_Oven_E5 | F6 | Commercial | Miscellaneous | New | Food Preparation | Natural Gas | Oven | E5 | Utility - Value of Sales | 0 | 0 | 0 | 0 | 0 | 0 | 0 | 0 | 0 | 0 | 0 | 0 | 0 | 0 | 0 | 0 | 0 | 0 | 0 | 0 | 0 | 0 | 0 | 0 | 0 | 0 | 0 | 0 | 0 | 0
F6_Commercial_Miscellaneous_New_Food Preparation_Natural Gas_Oven_E6 | F6 | Commercial | Miscellaneous | New | Food Preparation | Natural Gas | Oven | E6 | Utility - Value of Sales | 0 | 0 | 0 | 0 | 0 | 0 | 0 | 0 | 0 | 0 | 0 | 0 | 0 | 0 | 0 | 0 | 0 | 0 | 0 | 0 | 0 | 0 | 0 | 0 | 0 | 0 | 0 | 0 | 0 | 0
F6_Commercial_Miscellaneous_New_Food Preparation_Natural Gas_Oven_E7 | F6 | Commercial | Miscellaneous | New | Food Preparation | Natural Gas | Oven | E7 | Utility - Value of Sales | 0 | 0 | 0 | 0 | 0 | 0 | 0 | 0 | 0 | 0 | 0 | 0 | 0 | 0 | 0 | 0 | 0 | 0 | 0 | 0 | 0 | 0 | 0 | 0 | 0 | 0 | 0 | 0 | 0 | 0
F6_Commercial_Miscellaneous_New_Food Preparation_Natural Gas_Oven_E8 | F6 | Commercial | Miscellaneous | New | Food Preparation | Natural Gas | Oven | E8 | Utility - Value of Sales | 0 | 0 | 0 | 0 | 0 | 0 | 0 | 0 | 0 | 0 | 0 | 0 | 0 | 0 | 0 | 0 | 0 | 0 | 0 | 0 | 0 | 0 | 0 | 0 | 0 | 0 | 0 | 0 | 0 | 0
F6_Commercial_Miscellaneous_New_Food Preparation_Natural Gas_Oven_E9 | F6 | Commercial | Miscellaneous | New | Food Preparation | Natural Gas | Oven | E9 | Utility - Value of Sales | 0 | 0 | 0 | 0 | 0 | 0 | 0 | 0 | 0 | 0 | 0 | 0 | 0 | 0 | 0 | 0 | 0 | 0 | 0 | 0 | 0 | 0 | 0 | 0 | 0 | 0 | 0 | 0 | 0 | 0
F6_Commercial_Miscellaneous_New_Food Preparation_Natural Gas_Oven_E10 | F6 | Commercial | Miscellaneous | New | Food Preparation | Natural Gas | Oven | E10 | Utility - Value of Sales | 0 | 0 | 0 | 0 | 0 | 0 | 0 | 0 | 0 | 0 | 0 | 0 | 0 | 0 | 0 | 0 | 0 | 0 | 0 | 0 | 0 | 0 | 0 | 0 | 0 | 0 | 0 | 0 | 0 | 0
F1_Commercial_Miscellaneous_New_Food Preparation_Natural Gas_Conveyor Oven_E1 | F1 | Commercial | Miscellaneous | New | Food Preparation | Natural Gas | Conveyor Oven | E1 | Participant - Cost of Equipment | 0.0038873 | 0.0038873 | 0.0038873 | 0.0038873 | 0.0038873 | 0.0038873 | 0.0038873 | 0.0038873 | 0.0038873 | 0.0038873 | 0.0038873 | 0.0038873 | 0.0038873 | 0.0038873 | 0.0038873 | 0.0038873 | 0.0038873 | 0.0038873 | 0.0038873 | 0.0038873 | 0.0038873 | 0.0038873 | 0 | 0 | 0 | 0 | 0 | 0 | 0 | 0
F1_Commercial_Miscellaneous_New_Food Preparation_Natural Gas_Conveyor Oven_E2 | F1 | Commercial | Miscellaneous | New | Food Preparation | Natural Gas | Conveyor Oven | E2 | Participant - Cost of Equipment | 0.0047391 | 0.0047391 | 0.0047391 | 0.0047391 | 0.0047391 | 0.0047391 | 0.0047391 | 0.0047391 | 0.0047391 | 0.0047391 | 0.0047391 | 0.0047391 | 0.0047391 | 0.0047391 | 0.0047391 | 0.0047391 | 0.0047391 | 0.0047391 | 0.0047391 | 0.0047391 | 0.0047391 | 0.0047391 | 0 | 0 | 0 | 0 | 0 | 0 | 0 | 0
F1_Commercial_Miscellaneous_New_Food Preparation_Natural Gas_Conveyor Oven_E3 | F1 | Commercial | Miscellaneous | New | Food Preparation | Natural Gas | Conveyor Oven | E3 | Participant - Cost of Equipment | 0 | 0 | 0 | 0 | 0 | 0 | 0 | 0 | 0 | 0 | 0 | 0 | 0 | 0 | 0 | 0 | 0 | 0 | 0 | 0 | 0 | 0 | 0 | 0 | 0 | 0 | 0 | 0 | 0 | 0
F1_Commercial_Miscellaneous_New_Food Preparation_Natural Gas_Conveyor Oven_E4 | F1 | Commercial | Miscellaneous | New | Food Preparation | Natural Gas | Conveyor Oven | E4 | Participant - Cost of Equipment | 0 | 0 | 0 | 0 | 0 | 0 | 0 | 0 | 0 | 0 | 0 | 0 | 0 | 0 | 0 | 0 | 0 | 0 | 0 | 0 | 0 | 0 | 0 | 0 | 0 | 0 | 0 | 0 | 0 | 0
F1_Commercial_Miscellaneous_New_Food Preparation_Natural Gas_Conveyor Oven_E5 | F1 | Commercial | Miscellaneous | New | Food Preparation | Natural Gas | Conveyor Oven | E5 | Participant - Cost of Equipment | 0 | 0 | 0 | 0 | 0 | 0 | 0 | 0 | 0 | 0 | 0 | 0 | 0 | 0 | 0 | 0 | 0 | 0 | 0 | 0 | 0 | 0 | 0 | 0 | 0 | 0 | 0 | 0 | 0 | 0
F1_Commercial_Miscellaneous_New_Food Preparation_Natural Gas_Conveyor Oven_E6 | F1 | Commercial | Miscellaneous | New | Food Preparation | Natural Gas | Conveyor Oven | E6 | Participant - Cost of Equipment | 0 | 0 | 0 | 0 | 0 | 0 | 0 | 0 | 0 | 0 | 0 | 0 | 0 | 0 | 0 | 0 | 0 | 0 | 0 | 0 | 0 | 0 | 0 | 0 | 0 | 0 | 0 | 0 | 0 | 0
F1_Commercial_Miscellaneous_New_Food Preparation_Natural Gas_Conveyor Oven_E7 | F1 | Commercial | Miscellaneous | New | Food Preparation | Natural Gas | Conveyor Oven | E7 | Participant - Cost of Equipment | 0 | 0 | 0 | 0 | 0 | 0 | 0 | 0 | 0 | 0 | 0 | 0 | 0 | 0 | 0 | 0 | 0 | 0 | 0 | 0 | 0 | 0 | 0 | 0 | 0 | 0 | 0 | 0 | 0 | 0
F1_Commercial_Miscellaneous_New_Food Preparation_Natural Gas_Conveyor Oven_E8 | F1 | Commercial | Miscellaneous | New | Food Preparation | Natural Gas | Conveyor Oven | E8 | Participant - Cost of Equipment | 0 | 0 | 0 | 0 | 0 | 0 | 0 | 0 | 0 | 0 | 0 | 0 | 0 | 0 | 0 | 0 | 0 | 0 | 0 | 0 | 0 | 0 | 0 | 0 | 0 | 0 | 0 | 0 | 0 | 0
F1_Commercial_Miscellaneous_New_Food Preparation_Natural Gas_Conveyor Oven_E9 | F1 | Commercial | Miscellaneous | New | Food Preparation | Natural Gas | Conveyor Oven | E9 | Participant - Cost of Equipment | 0 | 0 | 0 | 0 | 0 | 0 | 0 | 0 | 0 | 0 | 0 | 0 | 0 | 0 | 0 | 0 | 0 | 0 | 0 | 0 | 0 | 0 | 0 | 0 | 0 | 0 | 0 | 0 | 0 | 0
F1_Commercial_Miscellaneous_New_Food Preparation_Natural Gas_Conveyor Oven_E10 | F1 | Commercial | Miscellaneous | New | Food Preparation | Natural Gas | Conveyor Oven | E10 | Participant - Cost of Equipment | 0 | 0 | 0 | 0 | 0 | 0 | 0 | 0 | 0 | 0 | 0 | 0 | 0 | 0 | 0 | 0 | 0 | 0 | 0 | 0 | 0 | 0 | 0 | 0 | 0 | 0 | 0 | 0 | 0 | 0
F2_Commercial_Miscellaneous_New_Food Preparation_Natural Gas_Conveyor Oven_E1 | F2 | Commercial | Miscellaneous | New | Food Preparation | Natural Gas | Conveyor Oven | E1 | Participant - Cost of Operation | 0.014845 | 0.015011 | 0.015199 | 0.015465 | 0.015786 | 0.016144 | 0.016471 | 0.016757 | 0.017023 | 0.017291 | 0.017572 | 0.017857 | 0.018144 | 0.018445 | 0.018739 | 0.019039 | 0.019356 | 0.019676 | 0.02 | 0.020327 | 0.020654 | 0.02098 | 0 | 0 | 0 | 0 | 0 | 0 | 0 | 0
F2_Commercial_Miscellaneous_New_Food Preparation_Natural Gas_Conveyor Oven_E2 | F2 | Commercial | Miscellaneous | New | Food Preparation | Natural Gas | Conveyor Oven | E2 | Participant - Cost of Operation | 0.011285 | 0.011411 | 0.011554 | 0.011756 | 0.012 | 0.012272 | 0.012521 | 0.012738 | 0.01294 | 0.013144 | 0.013357 | 0.013574 | 0.013792 | 0.014021 | 0.014244 | 0.014473 | 0.014714 | 0.014957 | 0.015203 | 0.015452 | 0.0157 | 0.015948 | 0 | 0 | 0 | 0 | 0 | 0 | 0 | 0
F2_Commercial_Miscellaneous_New_Food Preparation_Natural Gas_Conveyor Oven_E3 | F2 | Commercial | Miscellaneous | New | Food Preparation | Natural Gas | Conveyor Oven | E3 | Participant - Cost of Operation | 0 | 0 | 0 | 0 | 0 | 0 | 0 | 0 | 0 | 0 | 0 | 0 | 0 | 0 | 0 | 0 | 0 | 0 | 0 | 0 | 0 | 0 | 0 | 0 | 0 | 0 | 0 | 0 | 0 | 0
F2_Commercial_Miscellaneous_New_Food Preparation_Natural Gas_Conveyor Oven_E4 | F2 | Commercial | Miscellaneous | New | Food Preparation | Natural Gas | Conveyor Oven | E4 | Participant - Cost of Operation | 0 | 0 | 0 | 0 | 0 | 0 | 0 | 0 | 0 | 0 | 0 | 0 | 0 | 0 | 0 | 0 | 0 | 0 | 0 | 0 | 0 | 0 | 0 | 0 | 0 | 0 | 0 | 0 | 0 | 0
F2_Commercial_Miscellaneous_New_Food Preparation_Natural Gas_Conveyor Oven_E5 | F2 | Commercial | Miscellaneous | New | Food Preparation | Natural Gas | Conveyor Oven | E5 | Participant - Cost of Operation | 0 | 0 | 0 | 0 | 0 | 0 | 0 | 0 | 0 | 0 | 0 | 0 | 0 | 0 | 0 | 0 | 0 | 0 | 0 | 0 | 0 | 0 | 0 | 0 | 0 | 0 | 0 | 0 | 0 | 0
F2_Commercial_Miscellaneous_New_Food Preparation_Natural Gas_Conveyor Oven_E6 | F2 | Commercial | Miscellaneous | New | Food Preparation | Natural Gas | Conveyor Oven | E6 | Participant - Cost of Operation | 0 | 0 | 0 | 0 | 0 | 0 | 0 | 0 | 0 | 0 | 0 | 0 | 0 | 0 | 0 | 0 | 0 | 0 | 0 | 0 | 0 | 0 | 0 | 0 | 0 | 0 | 0 | 0 | 0 | 0
F2_Commercial_Miscellaneous_New_Food Preparation_Natural Gas_Conveyor Oven_E7 | F2 | Commercial | Miscellaneous | New | Food Preparation | Natural Gas | Conveyor Oven | E7 | Participant - Cost of Operation | 0 | 0 | 0 | 0 | 0 | 0 | 0 | 0 | 0 | 0 | 0 | 0 | 0 | 0 | 0 | 0 | 0 | 0 | 0 | 0 | 0 | 0 | 0 | 0 | 0 | 0 | 0 | 0 | 0 | 0
F2_Commercial_Miscellaneous_New_Food Preparation_Natural Gas_Conveyor Oven_E8 | F2 | Commercial | Miscellaneous | New | Food Preparation | Natural Gas | Conveyor Oven | E8 | Participant - Cost of Operation | 0 | 0 | 0 | 0 | 0 | 0 | 0 | 0 | 0 | 0 | 0 | 0 | 0 | 0 | 0 | 0 | 0 | 0 | 0 | 0 | 0 | 0 | 0 | 0 | 0 | 0 | 0 | 0 | 0 | 0
F2_Commercial_Miscellaneous_New_Food Preparation_Natural Gas_Conveyor Oven_E9 | F2 | Commercial | Miscellaneous | New | Food Preparation | Natural Gas | Conveyor Oven | E9 | Participant - Cost of Operation | 0 | 0 | 0 | 0 | 0 | 0 | 0 | 0 | 0 | 0 | 0 | 0 | 0 | 0 | 0 | 0 | 0 | 0 | 0 | 0 | 0 | 0 | 0 | 0 | 0 | 0 | 0 | 0 | 0 | 0
F2_Commercial_Miscellaneous_New_Food Preparation_Natural Gas_Conveyor Oven_E10 | F2 | Commercial | Miscellaneous | New | Food Preparation | Natural Gas | Conveyor Oven | E10 | Participant - Cost of Operation | 0 | 0 | 0 | 0 | 0 | 0 | 0 | 0 | 0 | 0 | 0 | 0 | 0 | 0 | 0 | 0 | 0 | 0 | 0 | 0 | 0 | 0 | 0 | 0 | 0 | 0 | 0 | 0 | 0 | 0
F3_Commercial_Miscellaneous_New_Food Preparation_Natural Gas_Conveyor Oven_E1 | F3 | Commercial | Miscellaneous | New | Food Preparation | Natural Gas | Conveyor Oven | E1 | System - kBTUs of Conusmption | 1.355 | 1.3591 | 1.3634 | 1.3717 | 1.3779 | 1.3822 | 1.3841 | 1.3848 | 1.3841 | 1.3829 | 1.3809 | 1.3788 | 1.3764 | 1.3736 | 1.3701 | 1.3668 | 1.3632 | 1.3593 | 1.3549 | 1.3507 | 1.3463 | 1.3417 | 0 | 0 | 0 | 0 | 0 | 0 | 0 | 0
F3_Commercial_Miscellaneous_New_Food Preparation_Natural Gas_Conveyor Oven_E2 | F3 | Commercial | Miscellaneous | New | Food Preparation | Natural Gas | Conveyor Oven | E2 | System - kBTUs of Conusmption | 1.03 | 1.0331 | 1.0364 | 1.0427 | 1.0475 | 1.0507 | 1.0521 | 1.0527 | 1.0521 | 1.0512 | 1.0497 | 1.0481 | 1.0462 | 1.0441 | 1.0415 | 1.039 | 1.0362 | 1.0333 | 1.0299 | 1.0267 | 1.0234 | 1.0199 | 0 | 0 | 0 | 0 | 0 | 0 | 0 | 0
F3_Commercial_Miscellaneous_New_Food Preparation_Natural Gas_Conveyor Oven_E3 | F3 | Commercial | Miscellaneous | New | Food Preparation | Natural Gas | Conveyor Oven | E3 | System - kBTUs of Conusmption | 0 | 0 | 0 | 0 | 0 | 0 | 0 | 0 | 0 | 0 | 0 | 0 | 0 | 0 | 0 | 0 | 0 | 0 | 0 | 0 | 0 | 0 | 0 | 0 | 0 | 0 | 0 | 0 | 0 | 0
F3_Commercial_Miscellaneous_New_Food Preparation_Natural Gas_Conveyor Oven_E4 | F3 | Commercial | Miscellaneous | New | Food Preparation | Natural Gas | Conveyor Oven | E4 | System - kBTUs of Conusmption | 0 | 0 | 0 | 0 | 0 | 0 | 0 | 0 | 0 | 0 | 0 | 0 | 0 | 0 | 0 | 0 | 0 | 0 | 0 | 0 | 0 | 0 | 0 | 0 | 0 | 0 | 0 | 0 | 0 | 0
F3_Commercial_Miscellaneous_New_Food Preparation_Natural Gas_Conveyor Oven_E5 | F3 | Commercial | Miscellaneous | New | Food Preparation | Natural Gas | Conveyor Oven | E5 | System - kBTUs of Conusmption | 0 | 0 | 0 | 0 | 0 | 0 | 0 | 0 | 0 | 0 | 0 | 0 | 0 | 0 | 0 | 0 | 0 | 0 | 0 | 0 | 0 | 0 | 0 | 0 | 0 | 0 | 0 | 0 | 0 | 0
F3_Commercial_Miscellaneous_New_Food Preparation_Natural Gas_Conveyor Oven_E6 | F3 | Commercial | Miscellaneous | New | Food Preparation | Natural Gas | Conveyor Oven | E6 | System - kBTUs of Conusmption | 0 | 0 | 0 | 0 | 0 | 0 | 0 | 0 | 0 | 0 | 0 | 0 | 0 | 0 | 0 | 0 | 0 | 0 | 0 | 0 | 0 | 0 | 0 | 0 | 0 | 0 | 0 | 0 | 0 | 0
F3_Commercial_Miscellaneous_New_Food Preparation_Natural Gas_Conveyor Oven_E7 | F3 | Commercial | Miscellaneous | New | Food Preparation | Natural Gas | Conveyor Oven | E7 | System - kBTUs of Conusmption | 0 | 0 | 0 | 0 | 0 | 0 | 0 | 0 | 0 | 0 | 0 | 0 | 0 | 0 | 0 | 0 | 0 | 0 | 0 | 0 | 0 | 0 | 0 | 0 | 0 | 0 | 0 | 0 | 0 | 0
F3_Commercial_Miscellaneous_New_Food Preparation_Natural Gas_Conveyor Oven_E8 | F3 | Commercial | Miscellaneous | New | Food Preparation | Natural Gas | Conveyor Oven | E8 | System - kBTUs of Conusmption | 0 | 0 | 0 | 0 | 0 | 0 | 0 | 0 | 0 | 0 | 0 | 0 | 0 | 0 | 0 | 0 | 0 | 0 | 0 | 0 | 0 | 0 | 0 | 0 | 0 | 0 | 0 | 0 | 0 | 0
F3_Commercial_Miscellaneous_New_Food Preparation_Natural Gas_Conveyor Oven_E9 | F3 | Commercial | Miscellaneous | New | Food Preparation | Natural Gas | Conveyor Oven | E9 | System - kBTUs of Conusmption | 0 | 0 | 0 | 0 | 0 | 0 | 0 | 0 | 0 | 0 | 0 | 0 | 0 | 0 | 0 | 0 | 0 | 0 | 0 | 0 | 0 | 0 | 0 | 0 | 0 | 0 | 0 | 0 | 0 | 0
F3_Commercial_Miscellaneous_New_Food Preparation_Natural Gas_Conveyor Oven_E10 | F3 | Commercial | Miscellaneous | New | Food Preparation | Natural Gas | Conveyor Oven | E10 | System - kBTUs of Conusmption | 0 | 0 | 0 | 0 | 0 | 0 | 0 | 0 | 0 | 0 | 0 | 0 | 0 | 0 | 0 | 0 | 0 | 0 | 0 | 0 | 0 | 0 | 0 | 0 | 0 | 0 | 0 | 0 | 0 | 0
F4_Commercial_Miscellaneous_New_Food Preparation_Natural Gas_Conveyor Oven_E1 | F4 | Commercial | Miscellaneous | New | Food Preparation | Natural Gas | Conveyor Oven | E1 | Utility - Cost of Equipment | 0.0038873 | 0.0038873 | 0.0038873 | 0.0038873 | 0.0038873 | 0.0038873 | 0.0038873 | 0.0038873 | 0.0038873 | 0.0038873 | 0.0038873 | 0.0038873 | 0.0038873 | 0.0038873 | 0.0038873 | 0.0038873 | 0.0038873 | 0.0038873 | 0.0038873 | 0.0038873 | 0.0038873 | 0.0038873 | 0 | 0 | 0 | 0 | 0 | 0 | 0 | 0
F4_Commercial_Miscellaneous_New_Food Preparation_Natural Gas_Conveyor Oven_E2 | F4 | Commercial | Miscellaneous | New | Food Preparation | Natural Gas | Conveyor Oven | E2 | Utility - Cost of Equipment | 0.0047391 | 0.0047391 | 0.0047391 | 0.0047391 | 0.0047391 | 0.0047391 | 0.0047391 | 0.0047391 | 0.0047391 | 0.0047391 | 0.0047391 | 0.0047391 | 0.0047391 | 0.0047391 | 0.0047391 | 0.0047391 | 0.0047391 | 0.0047391 | 0.0047391 | 0.0047391 | 0.0047391 | 0.0047391 | 0 | 0 | 0 | 0 | 0 | 0 | 0 | 0
F4_Commercial_Miscellaneous_New_Food Preparation_Natural Gas_Conveyor Oven_E3 | F4 | Commercial | Miscellaneous | New | Food Preparation | Natural Gas | Conveyor Oven | E3 | Utility - Cost of Equipment | 0 | 0 | 0 | 0 | 0 | 0 | 0 | 0 | 0 | 0 | 0 | 0 | 0 | 0 | 0 | 0 | 0 | 0 | 0 | 0 | 0 | 0 | 0 | 0 | 0 | 0 | 0 | 0 | 0 | 0
F4_Commercial_Miscellaneous_New_Food Preparation_Natural Gas_Conveyor Oven_E4 | F4 | Commercial | Miscellaneous | New | Food Preparation | Natural Gas | Conveyor Oven | E4 | Utility - Cost of Equipment | 0 | 0 | 0 | 0 | 0 | 0 | 0 | 0 | 0 | 0 | 0 | 0 | 0 | 0 | 0 | 0 | 0 | 0 | 0 | 0 | 0 | 0 | 0 | 0 | 0 | 0 | 0 | 0 | 0 | 0
F4_Commercial_Miscellaneous_New_Food Preparation_Natural Gas_Conveyor Oven_E5 | F4 | Commercial | Miscellaneous | New | Food Preparation | Natural Gas | Conveyor Oven | E5 | Utility - Cost of Equipment | 0 | 0 | 0 | 0 | 0 | 0 | 0 | 0 | 0 | 0 | 0 | 0 | 0 | 0 | 0 | 0 | 0 | 0 | 0 | 0 | 0 | 0 | 0 | 0 | 0 | 0 | 0 | 0 | 0 | 0
F4_Commercial_Miscellaneous_New_Food Preparation_Natural Gas_Conveyor Oven_E6 | F4 | Commercial | Miscellaneous | New | Food Preparation | Natural Gas | Conveyor Oven | E6 | Utility - Cost of Equipment | 0 | 0 | 0 | 0 | 0 | 0 | 0 | 0 | 0 | 0 | 0 | 0 | 0 | 0 | 0 | 0 | 0 | 0 | 0 | 0 | 0 | 0 | 0 | 0 | 0 | 0 | 0 | 0 | 0 | 0
F4_Commercial_Miscellaneous_New_Food Preparation_Natural Gas_Conveyor Oven_E7 | F4 | Commercial | Miscellaneous | New | Food Preparation | Natural Gas | Conveyor Oven | E7 | Utility - Cost of Equipment | 0 | 0 | 0 | 0 | 0 | 0 | 0 | 0 | 0 | 0 | 0 | 0 | 0 | 0 | 0 | 0 | 0 | 0 | 0 | 0 | 0 | 0 | 0 | 0 | 0 | 0 | 0 | 0 | 0 | 0
F4_Commercial_Miscellaneous_New_Food Preparation_Natural Gas_Conveyor Oven_E8 | F4 | Commercial | Miscellaneous | New | Food Preparation | Natural Gas | Conveyor Oven | E8 | Utility - Cost of Equipment | 0 | 0 | 0 | 0 | 0 | 0 | 0 | 0 | 0 | 0 | 0 | 0 | 0 | 0 | 0 | 0 | 0 | 0 | 0 | 0 | 0 | 0 | 0 | 0 | 0 | 0 | 0 | 0 | 0 | 0
F4_Commercial_Miscellaneous_New_Food Preparation_Natural Gas_Conveyor Oven_E9 | F4 | Commercial | Miscellaneous | New | Food Preparation | Natural Gas | Conveyor Oven | E9 | Utility - Cost of Equipment | 0 | 0 | 0 | 0 | 0 | 0 | 0 | 0 | 0 | 0 | 0 | 0 | 0 | 0 | 0 | 0 | 0 | 0 | 0 | 0 | 0 | 0 | 0 | 0 | 0 | 0 | 0 | 0 | 0 | 0
F4_Commercial_Miscellaneous_New_Food Preparation_Natural Gas_Conveyor Oven_E10 | F4 | Commercial | Miscellaneous | New | Food Preparation | Natural Gas | Conveyor Oven | E10 | Utility - Cost of Equipment | 0 | 0 | 0 | 0 | 0 | 0 | 0 | 0 | 0 | 0 | 0 | 0 | 0 | 0 | 0 | 0 | 0 | 0 | 0 | 0 | 0 | 0 | 0 | 0 | 0 | 0 | 0 | 0 | 0 | 0
F5_Commercial_Miscellaneous_New_Food Preparation_Natural Gas_Conveyor Oven_E1 | F5 | Commercial | Miscellaneous | New | Food Preparation | Natural Gas | Conveyor Oven | E1 | Utility - Cost of Operation | 0.012391 | 0.012529 | 0.012687 | 0.012908 | 0.013176 | 0.013475 | 0.013748 | 0.013987 | 0.014209 | 0.014433 | 0.014667 | 0.014905 | 0.015144 | 0.015396 | 0.015641 | 0.015892 | 0.016156 | 0.016423 | 0.016694 | 0.016967 | 0.017239 | 0.017511 | 0 | 0 | 0 | 0 | 0 | 0 | 0 | 0
F5_Commercial_Miscellaneous_New_Food Preparation_Natural Gas_Conveyor Oven_E2 | F5 | Commercial | Miscellaneous | New | Food Preparation | Natural Gas | Conveyor Oven | E2 | Utility - Cost of Operation | 0.0094191 | 0.0095243 | 0.0096438 | 0.0098124 | 0.010016 | 0.010243 | 0.010451 | 0.010632 | 0.010801 | 0.010971 | 0.011149 | 0.01133 | 0.011512 | 0.011703 | 0.011889 | 0.01208 | 0.012281 | 0.012484 | 0.01269 | 0.012897 | 0.013105 | 0.013311 | 0 | 0 | 0 | 0 | 0 | 0 | 0 | 0
F5_Commercial_Miscellaneous_New_Food Preparation_Natural Gas_Conveyor Oven_E3 | F5 | Commercial | Miscellaneous | New | Food Preparation | Natural Gas | Conveyor Oven | E3 | Utility - Cost of Operation | 0 | 0 | 0 | 0 | 0 | 0 | 0 | 0 | 0 | 0 | 0 | 0 | 0 | 0 | 0 | 0 | 0 | 0 | 0 | 0 | 0 | 0 | 0 | 0 | 0 | 0 | 0 | 0 | 0 | 0
F5_Commercial_Miscellaneous_New_Food Preparation_Natural Gas_Conveyor Oven_E4 | F5 | Commercial | Miscellaneous | New | Food Preparation | Natural Gas | Conveyor Oven | E4 | Utility - Cost of Operation | 0 | 0 | 0 | 0 | 0 | 0 | 0 | 0 | 0 | 0 | 0 | 0 | 0 | 0 | 0 | 0 | 0 | 0 | 0 | 0 | 0 | 0 | 0 | 0 | 0 | 0 | 0 | 0 | 0 | 0
F5_Commercial_Miscellaneous_New_Food Preparation_Natural Gas_Conveyor Oven_E5 | F5 | Commercial | Miscellaneous | New | Food Preparation | Natural Gas | Conveyor Oven | E5 | Utility - Cost of Operation | 0 | 0 | 0 | 0 | 0 | 0 | 0 | 0 | 0 | 0 | 0 | 0 | 0 | 0 | 0 | 0 | 0 | 0 | 0 | 0 | 0 | 0 | 0 | 0 | 0 | 0 | 0 | 0 | 0 | 0
F5_Commercial_Miscellaneous_New_Food Preparation_Natural Gas_Conveyor Oven_E6 | F5 | Commercial | Miscellaneous | New | Food Preparation | Natural Gas | Conveyor Oven | E6 | Utility - Cost of Operation | 0 | 0 | 0 | 0 | 0 | 0 | 0 | 0 | 0 | 0 | 0 | 0 | 0 | 0 | 0 | 0 | 0 | 0 | 0 | 0 | 0 | 0 | 0 | 0 | 0 | 0 | 0 | 0 | 0 | 0
F5_Commercial_Miscellaneous_New_Food Preparation_Natural Gas_Conveyor Oven_E7 | F5 | Commercial | Miscellaneous | New | Food Preparation | Natural Gas | Conveyor Oven | E7 | Utility - Cost of Operation | 0 | 0 | 0 | 0 | 0 | 0 | 0 | 0 | 0 | 0 | 0 | 0 | 0 | 0 | 0 | 0 | 0 | 0 | 0 | 0 | 0 | 0 | 0 | 0 | 0 | 0 | 0 | 0 | 0 | 0
F5_Commercial_Miscellaneous_New_Food Preparation_Natural Gas_Conveyor Oven_E8 | F5 | Commercial | Miscellaneous | New | Food Preparation | Natural Gas | Conveyor Oven | E8 | Utility - Cost of Operation | 0 | 0 | 0 | 0 | 0 | 0 | 0 | 0 | 0 | 0 | 0 | 0 | 0 | 0 | 0 | 0 | 0 | 0 | 0 | 0 | 0 | 0 | 0 | 0 | 0 | 0 | 0 | 0 | 0 | 0
F5_Commercial_Miscellaneous_New_Food Preparation_Natural Gas_Conveyor Oven_E9 | F5 | Commercial | Miscellaneous | New | Food Preparation | Natural Gas | Conveyor Oven | E9 | Utility - Cost of Operation | 0 | 0 | 0 | 0 | 0 | 0 | 0 | 0 | 0 | 0 | 0 | 0 | 0 | 0 | 0 | 0 | 0 | 0 | 0 | 0 | 0 | 0 | 0 | 0 | 0 | 0 | 0 | 0 | 0 | 0
F5_Commercial_Miscellaneous_New_Food Preparation_Natural Gas_Conveyor Oven_E10 | F5 | Commercial | Miscellaneous | New | Food Preparation | Natural Gas | Conveyor Oven | E10 | Utility - Cost of Operation | 0 | 0 | 0 | 0 | 0 | 0 | 0 | 0 | 0 | 0 | 0 | 0 | 0 | 0 | 0 | 0 | 0 | 0 | 0 | 0 | 0 | 0 | 0 | 0 | 0 | 0 | 0 | 0 | 0 | 0
F6_Commercial_Miscellaneous_New_Food Preparation_Natural Gas_Conveyor Oven_E1 | F6 | Commercial | Miscellaneous | New | Food Preparation | Natural Gas | Conveyor Oven | E1 | Utility - Value of Sales | 0.014845 | 0.015011 | 0.015199 | 0.015465 | 0.015786 | 0.016144 | 0.016471 | 0.016757 | 0.017023 | 0.017291 | 0.017572 | 0.017857 | 0.018144 | 0.018445 | 0.018739 | 0.019039 | 0.019356 | 0.019676 | 0.02 | 0.020327 | 0.020654 | 0.02098 | 0 | 0 | 0 | 0 | 0 | 0 | 0 | 0
F6_Commercial_Miscellaneous_New_Food Preparation_Natural Gas_Conveyor Oven_E2 | F6 | Commercial | Miscellaneous | New | Food Preparation | Natural Gas | Conveyor Oven | E2 | Utility - Value of Sales | 0.011285 | 0.011411 | 0.011554 | 0.011756 | 0.012 | 0.012272 | 0.012521 | 0.012738 | 0.01294 | 0.013144 | 0.013357 | 0.013574 | 0.013792 | 0.014021 | 0.014244 | 0.014473 | 0.014714 | 0.014957 | 0.015203 | 0.015452 | 0.0157 | 0.015948 | 0 | 0 | 0 | 0 | 0 | 0 | 0 | 0
F6_Commercial_Miscellaneous_New_Food Preparation_Natural Gas_Conveyor Oven_E3 | F6 | Commercial | Miscellaneous | New | Food Preparation | Natural Gas | Conveyor Oven | E3 | Utility - Value of Sales | 0 | 0 | 0 | 0 | 0 | 0 | 0 | 0 | 0 | 0 | 0 | 0 | 0 | 0 | 0 | 0 | 0 | 0 | 0 | 0 | 0 | 0 | 0 | 0 | 0 | 0 | 0 | 0 | 0 | 0
F6_Commercial_Miscellaneous_New_Food Preparation_Natural Gas_Conveyor Oven_E4 | F6 | Commercial | Miscellaneous | New | Food Preparation | Natural Gas | Conveyor Oven | E4 | Utility - Value of Sales | 0 | 0 | 0 | 0 | 0 | 0 | 0 | 0 | 0 | 0 | 0 | 0 | 0 | 0 | 0 | 0 | 0 | 0 | 0 | 0 | 0 | 0 | 0 | 0 | 0 | 0 | 0 | 0 | 0 | 0
F6_Commercial_Miscellaneous_New_Food Preparation_Natural Gas_Conveyor Oven_E5 | F6 | Commercial | Miscellaneous | New | Food Preparation | Natural Gas | Conveyor Oven | E5 | Utility - Value of Sales | 0 | 0 | 0 | 0 | 0 | 0 | 0 | 0 | 0 | 0 | 0 | 0 | 0 | 0 | 0 | 0 | 0 | 0 | 0 | 0 | 0 | 0 | 0 | 0 | 0 | 0 | 0 | 0 | 0 | 0
F6_Commercial_Miscellaneous_New_Food Preparation_Natural Gas_Conveyor Oven_E6 | F6 | Commercial | Miscellaneous | New | Food Preparation | Natural Gas | Conveyor Oven | E6 | Utility - Value of Sales | 0 | 0 | 0 | 0 | 0 | 0 | 0 | 0 | 0 | 0 | 0 | 0 | 0 | 0 | 0 | 0 | 0 | 0 | 0 | 0 | 0 | 0 | 0 | 0 | 0 | 0 | 0 | 0 | 0 | 0
F6_Commercial_Miscellaneous_New_Food Preparation_Natural Gas_Conveyor Oven_E7 | F6 | Commercial | Miscellaneous | New | Food Preparation | Natural Gas | Conveyor Oven | E7 | Utility - Value of Sales | 0 | 0 | 0 | 0 | 0 | 0 | 0 | 0 | 0 | 0 | 0 | 0 | 0 | 0 | 0 | 0 | 0 | 0 | 0 | 0 | 0 | 0 | 0 | 0 | 0 | 0 | 0 | 0 | 0 | 0
F6_Commercial_Miscellaneous_New_Food Preparation_Natural Gas_Conveyor Oven_E8 | F6 | Commercial | Miscellaneous | New | Food Preparation | Natural Gas | Conveyor Oven | E8 | Utility - Value of Sales | 0 | 0 | 0 | 0 | 0 | 0 | 0 | 0 | 0 | 0 | 0 | 0 | 0 | 0 | 0 | 0 | 0 | 0 | 0 | 0 | 0 | 0 | 0 | 0 | 0 | 0 | 0 | 0 | 0 | 0
F6_Commercial_Miscellaneous_New_Food Preparation_Natural Gas_Conveyor Oven_E9 | F6 | Commercial | Miscellaneous | New | Food Preparation | Natural Gas | Conveyor Oven | E9 | Utility - Value of Sales | 0 | 0 | 0 | 0 | 0 | 0 | 0 | 0 | 0 | 0 | 0 | 0 | 0 | 0 | 0 | 0 | 0 | 0 | 0 | 0 | 0 | 0 | 0 | 0 | 0 | 0 | 0 | 0 | 0 | 0
F6_Commercial_Miscellaneous_New_Food Preparation_Natural Gas_Conveyor Oven_E10 | F6 | Commercial | Miscellaneous | New | Food Preparation | Natural Gas | Conveyor Oven | E10 | Utility - Value of Sales | 0 | 0 | 0 | 0 | 0 | 0 | 0 | 0 | 0 | 0 | 0 | 0 | 0 | 0 | 0 | 0 | 0 | 0 | 0 | 0 | 0 | 0 | 0 | 0 | 0 | 0 | 0 | 0 | 0 | 0
F1_Commercial_Miscellaneous_New_Food Preparation_Natural Gas_Double Rack Oven_E1 | F1 | Commercial | Miscellaneous | New | Food Preparation | Natural Gas | Double Rack Oven | E1 | Participant - Cost of Equipment | 0.0074996 | 0.0074996 | 0.0074996 | 0.0074996 | 0.0074996 | 0.0074996 | 0.0074996 | 0.0074996 | 0.0074996 | 0.0074996 | 0.0074996 | 0.0074996 | 0.0074996 | 0.0074996 | 0.0074996 | 0.0074996 | 0.0074996 | 0.0074996 | 0.0074996 | 0.0074996 | 0.0074996 | 0.0074996 | 0 | 0 | 0 | 0 | 0 | 0 | 0 | 0
F1_Commercial_Miscellaneous_New_Food Preparation_Natural Gas_Double Rack Oven_E2 | F1 | Commercial | Miscellaneous | New | Food Preparation | Natural Gas | Double Rack Oven | E2 | Participant - Cost of Equipment | 0.0099736 | 0.0099736 | 0.0099736 | 0.0099736 | 0.0099736 | 0.0099736 | 0.0099736 | 0.0099736 | 0.0099736 | 0.0099736 | 0.0099736 | 0.0099736 | 0.0099736 | 0.0099736 | 0.0099736 | 0.0099736 | 0.0099736 | 0.0099736 | 0.0099736 | 0.0099736 | 0.0099736 | 0.0099736 | 0 | 0 | 0 | 0 | 0 | 0 | 0 | 0
F1_Commercial_Miscellaneous_New_Food Preparation_Natural Gas_Double Rack Oven_E3 | F1 | Commercial | Miscellaneous | New | Food Preparation | Natural Gas | Double Rack Oven | E3 | Participant - Cost of Equipment | 0 | 0 | 0 | 0 | 0 | 0 | 0 | 0 | 0 | 0 | 0 | 0 | 0 | 0 | 0 | 0 | 0 | 0 | 0 | 0 | 0 | 0 | 0 | 0 | 0 | 0 | 0 | 0 | 0 | 0
F1_Commercial_Miscellaneous_New_Food Preparation_Natural Gas_Double Rack Oven_E4 | F1 | Commercial | Miscellaneous | New | Food Preparation | Natural Gas | Double Rack Oven | E4 | Participant - Cost of Equipment | 0 | 0 | 0 | 0 | 0 | 0 | 0 | 0 | 0 | 0 | 0 | 0 | 0 | 0 | 0 | 0 | 0 | 0 | 0 | 0 | 0 | 0 | 0 | 0 | 0 | 0 | 0 | 0 | 0 | 0
F1_Commercial_Miscellaneous_New_Food Preparation_Natural Gas_Double Rack Oven_E5 | F1 | Commercial | Miscellaneous | New | Food Preparation | Natural Gas | Double Rack Oven | E5 | Participant - Cost of Equipment | 0 | 0 | 0 | 0 | 0 | 0 | 0 | 0 | 0 | 0 | 0 | 0 | 0 | 0 | 0 | 0 | 0 | 0 | 0 | 0 | 0 | 0 | 0 | 0 | 0 | 0 | 0 | 0 | 0 | 0
F1_Commercial_Miscellaneous_New_Food Preparation_Natural Gas_Double Rack Oven_E6 | F1 | Commercial | Miscellaneous | New | Food Preparation | Natural Gas | Double Rack Oven | E6 | Participant - Cost of Equipment | 0 | 0 | 0 | 0 | 0 | 0 | 0 | 0 | 0 | 0 | 0 | 0 | 0 | 0 | 0 | 0 | 0 | 0 | 0 | 0 | 0 | 0 | 0 | 0 | 0 | 0 | 0 | 0 | 0 | 0
F1_Commercial_Miscellaneous_New_Food Preparation_Natural Gas_Double Rack Oven_E7 | F1 | Commercial | Miscellaneous | New | Food Preparation | Natural Gas | Double Rack Oven | E7 | Participant - Cost of Equipment | 0 | 0 | 0 | 0 | 0 | 0 | 0 | 0 | 0 | 0 | 0 | 0 | 0 | 0 | 0 | 0 | 0 | 0 | 0 | 0 | 0 | 0 | 0 | 0 | 0 | 0 | 0 | 0 | 0 | 0
F1_Commercial_Miscellaneous_New_Food Preparation_Natural Gas_Double Rack Oven_E8 | F1 | Commercial | Miscellaneous | New | Food Preparation | Natural Gas | Double Rack Oven | E8 | Participant - Cost of Equipment | 0 | 0 | 0 | 0 | 0 | 0 | 0 | 0 | 0 | 0 | 0 | 0 | 0 | 0 | 0 | 0 | 0 | 0 | 0 | 0 | 0 | 0 | 0 | 0 | 0 | 0 | 0 | 0 | 0 | 0
F1_Commercial_Miscellaneous_New_Food Preparation_Natural Gas_Double Rack Oven_E9 | F1 | Commercial | Miscellaneous | New | Food Preparation | Natural Gas | Double Rack Oven | E9 | Participant - Cost of Equipment | 0 | 0 | 0 | 0 | 0 | 0 | 0 | 0 | 0 | 0 | 0 | 0 | 0 | 0 | 0 | 0 | 0 | 0 | 0 | 0 | 0 | 0 | 0 | 0 | 0 | 0 | 0 | 0 | 0 | 0
F1_Commercial_Miscellaneous_New_Food Preparation_Natural Gas_Double Rack Oven_E10 | F1 | Commercial | Miscellaneous | New | Food Preparation | Natural Gas | Double Rack Oven | E10 | Participant - Cost of Equipment | 0 | 0 | 0 | 0 | 0 | 0 | 0 | 0 | 0 | 0 | 0 | 0 | 0 | 0 | 0 | 0 | 0 | 0 | 0 | 0 | 0 | 0 | 0 | 0 | 0 | 0 | 0 | 0 | 0 | 0
F2_Commercial_Miscellaneous_New_Food Preparation_Natural Gas_Double Rack Oven_E1 | F2 | Commercial | Miscellaneous | New | Food Preparation | Natural Gas | Double Rack Oven | E1 | Participant - Cost of Operation | 0.025436 | 0.025653 | 0.025914 | 0.026345 | 0.02692 | 0.027598 | 0.02822 | 0.028775 | 0.029313 | 0.029835 | 0.030361 | 0.030873 | 0.031355 | 0.031837 | 0.032298 | 0.032771 | 0.033276 | 0.033785 | 0.034299 | 0.034814 | 0.035324 | 0.035826 | 0 | 0 | 0 | 0 | 0 | 0 | 0 | 0
F2_Commercial_Miscellaneous_New_Food Preparation_Natural Gas_Double Rack Oven_E2 | F2 | Commercial | Miscellaneous | New | Food Preparation | Natural Gas | Double Rack Oven | E2 | Participant - Cost of Operation | 0.013874 | 0.013993 | 0.014135 | 0.01437 | 0.014683 | 0.015053 | 0.015393 | 0.015696 | 0.015989 | 0.016274 | 0.016561 | 0.01684 | 0.017103 | 0.017366 | 0.017617 | 0.017875 | 0.018151 | 0.018428 | 0.018708 | 0.018989 | 0.019267 | 0.019541 | 0 | 0 | 0 | 0 | 0 | 0 | 0 | 0
F2_Commercial_Miscellaneous_New_Food Preparation_Natural Gas_Double Rack Oven_E3 | F2 | Commercial | Miscellaneous | New | Food Preparation | Natural Gas | Double Rack Oven | E3 | Participant - Cost of Operation | 0 | 0 | 0 | 0 | 0 | 0 | 0 | 0 | 0 | 0 | 0 | 0 | 0 | 0 | 0 | 0 | 0 | 0 | 0 | 0 | 0 | 0 | 0 | 0 | 0 | 0 | 0 | 0 | 0 | 0
F2_Commercial_Miscellaneous_New_Food Preparation_Natural Gas_Double Rack Oven_E4 | F2 | Commercial | Miscellaneous | New | Food Preparation | Natural Gas | Double Rack Oven | E4 | Participant - Cost of Operation | 0 | 0 | 0 | 0 | 0 | 0 | 0 | 0 | 0 | 0 | 0 | 0 | 0 | 0 | 0 | 0 | 0 | 0 | 0 | 0 | 0 | 0 | 0 | 0 | 0 | 0 | 0 | 0 | 0 | 0
F2_Commercial_Miscellaneous_New_Food Preparation_Natural Gas_Double Rack Oven_E5 | F2 | Commercial | Miscellaneous | New | Food Preparation | Natural Gas | Double Rack Oven | E5 | Participant - Cost of Operation | 0 | 0 | 0 | 0 | 0 | 0 | 0 | 0 | 0 | 0 | 0 | 0 | 0 | 0 | 0 | 0 | 0 | 0 | 0 | 0 | 0 | 0 | 0 | 0 | 0 | 0 | 0 | 0 | 0 | 0
F2_Commercial_Miscellaneous_New_Food Preparation_Natural Gas_Double Rack Oven_E6 | F2 | Commercial | Miscellaneous | New | Food Preparation | Natural Gas | Double Rack Oven | E6 | Participant - Cost of Operation | 0 | 0 | 0 | 0 | 0 | 0 | 0 | 0 | 0 | 0 | 0 | 0 | 0 | 0 | 0 | 0 | 0 | 0 | 0 | 0 | 0 | 0 | 0 | 0 | 0 | 0 | 0 | 0 | 0 | 0
F2_Commercial_Miscellaneous_New_Food Preparation_Natural Gas_Double Rack Oven_E7 | F2 | Commercial | Miscellaneous | New | Food Preparation | Natural Gas | Double Rack Oven | E7 | Participant - Cost of Operation | 0 | 0 | 0 | 0 | 0 | 0 | 0 | 0 | 0 | 0 | 0 | 0 | 0 | 0 | 0 | 0 | 0 | 0 | 0 | 0 | 0 | 0 | 0 | 0 | 0 | 0 | 0 | 0 | 0 | 0
F2_Commercial_Miscellaneous_New_Food Preparation_Natural Gas_Double Rack Oven_E8 | F2 | Commercial | Miscellaneous | New | Food Preparation | Natural Gas | Double Rack Oven | E8 | Participant - Cost of Operation | 0 | 0 | 0 | 0 | 0 | 0 | 0 | 0 | 0 | 0 | 0 | 0 | 0 | 0 | 0 | 0 | 0 | 0 | 0 | 0 | 0 | 0 | 0 | 0 | 0 | 0 | 0 | 0 | 0 | 0
F2_Commercial_Miscellaneous_New_Food Preparation_Natural Gas_Double Rack Oven_E9 | F2 | Commercial | Miscellaneous | New | Food Preparation | Natural Gas | Double Rack Oven | E9 | Participant - Cost of Operation | 0 | 0 | 0 | 0 | 0 | 0 | 0 | 0 | 0 | 0 | 0 | 0 | 0 | 0 | 0 | 0 | 0 | 0 | 0 | 0 | 0 | 0 | 0 | 0 | 0 | 0 | 0 | 0 | 0 | 0
F2_Commercial_Miscellaneous_New_Food Preparation_Natural Gas_Double Rack Oven_E10 | F2 | Commercial | Miscellaneous | New | Food Preparation | Natural Gas | Double Rack Oven | E10 | Participant - Cost of Operation | 0 | 0 | 0 | 0 | 0 | 0 | 0 | 0 | 0 | 0 | 0 | 0 | 0 | 0 | 0 | 0 | 0 | 0 | 0 | 0 | 0 | 0 | 0 | 0 | 0 | 0 | 0 | 0 | 0 | 0
F3_Commercial_Miscellaneous_New_Food Preparation_Natural Gas_Double Rack Oven_E1 | F3 | Commercial | Miscellaneous | New | Food Preparation | Natural Gas | Double Rack Oven | E1 | System - kBTUs of Conusmption | 2.3855 | 2.3926 | 2.4005 | 2.4187 | 2.4347 | 2.4483 | 2.4586 | 2.4688 | 2.4783 | 2.4843 | 2.4864 | 2.4859 | 2.4823 | 2.4752 | 2.4665 | 2.4581 | 2.449 | 2.4392 | 2.4281 | 2.4174 | 2.4063 | 2.3949 | 0 | 0 | 0 | 0 | 0 | 0 | 0 | 0
F3_Commercial_Miscellaneous_New_Food Preparation_Natural Gas_Double Rack Oven_E2 | F3 | Commercial | Miscellaneous | New | Food Preparation | Natural Gas | Double Rack Oven | E2 | System - kBTUs of Conusmption | 1.3012 | 1.3051 | 1.3094 | 1.3193 | 1.328 | 1.3354 | 1.341 | 1.3466 | 1.3518 | 1.3551 | 1.3562 | 1.356 | 1.354 | 1.3501 | 1.3454 | 1.3408 | 1.3358 | 1.3305 | 1.3244 | 1.3186 | 1.3125 | 1.3063 | 0 | 0 | 0 | 0 | 0 | 0 | 0 | 0
F3_Commercial_Miscellaneous_New_Food Preparation_Natural Gas_Double Rack Oven_E3 | F3 | Commercial | Miscellaneous | New | Food Preparation | Natural Gas | Double Rack Oven | E3 | System - kBTUs of Conusmption | 0 | 0 | 0 | 0 | 0 | 0 | 0 | 0 | 0 | 0 | 0 | 0 | 0 | 0 | 0 | 0 | 0 | 0 | 0 | 0 | 0 | 0 | 0 | 0 | 0 | 0 | 0 | 0 | 0 | 0
F3_Commercial_Miscellaneous_New_Food Preparation_Natural Gas_Double Rack Oven_E4 | F3 | Commercial | Miscellaneous | New | Food Preparation | Natural Gas | Double Rack Oven | E4 | System - kBTUs of Conusmption | 0 | 0 | 0 | 0 | 0 | 0 | 0 | 0 | 0 | 0 | 0 | 0 | 0 | 0 | 0 | 0 | 0 | 0 | 0 | 0 | 0 | 0 | 0 | 0 | 0 | 0 | 0 | 0 | 0 | 0
F3_Commercial_Miscellaneous_New_Food Preparation_Natural Gas_Double Rack Oven_E5 | F3 | Commercial | Miscellaneous | New | Food Preparation | Natural Gas | Double Rack Oven | E5 | System - kBTUs of Conusmption | 0 | 0 | 0 | 0 | 0 | 0 | 0 | 0 | 0 | 0 | 0 | 0 | 0 | 0 | 0 | 0 | 0 | 0 | 0 | 0 | 0 | 0 | 0 | 0 | 0 | 0 | 0 | 0 | 0 | 0
F3_Commercial_Miscellaneous_New_Food Preparation_Natural Gas_Double Rack Oven_E6 | F3 | Commercial | Miscellaneous | New | Food Preparation | Natural Gas | Double Rack Oven | E6 | System - kBTUs of Conusmption | 0 | 0 | 0 | 0 | 0 | 0 | 0 | 0 | 0 | 0 | 0 | 0 | 0 | 0 | 0 | 0 | 0 | 0 | 0 | 0 | 0 | 0 | 0 | 0 | 0 | 0 | 0 | 0 | 0 | 0
F3_Commercial_Miscellaneous_New_Food Preparation_Natural Gas_Double Rack Oven_E7 | F3 | Commercial | Miscellaneous | New | Food Preparation | Natural Gas | Double Rack Oven | E7 | System - kBTUs of Conusmption | 0 | 0 | 0 | 0 | 0 | 0 | 0 | 0 | 0 | 0 | 0 | 0 | 0 | 0 | 0 | 0 | 0 | 0 | 0 | 0 | 0 | 0 | 0 | 0 | 0 | 0 | 0 | 0 | 0 | 0
F3_Commercial_Miscellaneous_New_Food Preparation_Natural Gas_Double Rack Oven_E8 | F3 | Commercial | Miscellaneous | New | Food Preparation | Natural Gas | Double Rack Oven | E8 | System - kBTUs of Conusmption | 0 | 0 | 0 | 0 | 0 | 0 | 0 | 0 | 0 | 0 | 0 | 0 | 0 | 0 | 0 | 0 | 0 | 0 | 0 | 0 | 0 | 0 | 0 | 0 | 0 | 0 | 0 | 0 | 0 | 0
F3_Commercial_Miscellaneous_New_Food Preparation_Natural Gas_Double Rack Oven_E9 | F3 | Commercial | Miscellaneous | New | Food Preparation | Natural Gas | Double Rack Oven | E9 | System - kBTUs of Conusmption | 0 | 0 | 0 | 0 | 0 | 0 | 0 | 0 | 0 | 0 | 0 | 0 | 0 | 0 | 0 | 0 | 0 | 0 | 0 | 0 | 0 | 0 | 0 | 0 | 0 | 0 | 0 | 0 | 0 | 0
F3_Commercial_Miscellaneous_New_Food Preparation_Natural Gas_Double Rack Oven_E10 | F3 | Commercial | Miscellaneous | New | Food Preparation | Natural Gas | Double Rack Oven | E10 | System - kBTUs of Conusmption | 0 | 0 | 0 | 0 | 0 | 0 | 0 | 0 | 0 | 0 | 0 | 0 | 0 | 0 | 0 | 0 | 0 | 0 | 0 | 0 | 0 | 0 | 0 | 0 | 0 | 0 | 0 | 0 | 0 | 0
F4_Commercial_Miscellaneous_New_Food Preparation_Natural Gas_Double Rack Oven_E1 | F4 | Commercial | Miscellaneous | New | Food Preparation | Natural Gas | Double Rack Oven | E1 | Utility - Cost of Equipment | 0.0074996 | 0.0074996 | 0.0074996 | 0.0074996 | 0.0074996 | 0.0074996 | 0.0074996 | 0.0074996 | 0.0074996 | 0.0074996 | 0.0074996 | 0.0074996 | 0.0074996 | 0.0074996 | 0.0074996 | 0.0074996 | 0.0074996 | 0.0074996 | 0.0074996 | 0.0074996 | 0.0074996 | 0.0074996 | 0 | 0 | 0 | 0 | 0 | 0 | 0 | 0
F4_Commercial_Miscellaneous_New_Food Preparation_Natural Gas_Double Rack Oven_E2 | F4 | Commercial | Miscellaneous | New | Food Preparation | Natural Gas | Double Rack Oven | E2 | Utility - Cost of Equipment | 0.0099736 | 0.0099736 | 0.0099736 | 0.0099736 | 0.0099736 | 0.0099736 | 0.0099736 | 0.0099736 | 0.0099736 | 0.0099736 | 0.0099736 | 0.0099736 | 0.0099736 | 0.0099736 | 0.0099736 | 0.0099736 | 0.0099736 | 0.0099736 | 0.0099736 | 0.0099736 | 0.0099736 | 0.0099736 | 0 | 0 | 0 | 0 | 0 | 0 | 0 | 0
F4_Commercial_Miscellaneous_New_Food Preparation_Natural Gas_Double Rack Oven_E3 | F4 | Commercial | Miscellaneous | New | Food Preparation | Natural Gas | Double Rack Oven | E3 | Utility - Cost of Equipment | 0 | 0 | 0 | 0 | 0 | 0 | 0 | 0 | 0 | 0 | 0 | 0 | 0 | 0 | 0 | 0 | 0 | 0 | 0 | 0 | 0 | 0 | 0 | 0 | 0 | 0 | 0 | 0 | 0 | 0
F4_Commercial_Miscellaneous_New_Food Preparation_Natural Gas_Double Rack Oven_E4 | F4 | Commercial | Miscellaneous | New | Food Preparation | Natural Gas | Double Rack Oven | E4 | Utility - Cost of Equipment | 0 | 0 | 0 | 0 | 0 | 0 | 0 | 0 | 0 | 0 | 0 | 0 | 0 | 0 | 0 | 0 | 0 | 0 | 0 | 0 | 0 | 0 | 0 | 0 | 0 | 0 | 0 | 0 | 0 | 0
F4_Commercial_Miscellaneous_New_Food Preparation_Natural Gas_Double Rack Oven_E5 | F4 | Commercial | Miscellaneous | New | Food Preparation | Natural Gas | Double Rack Oven | E5 | Utility - Cost of Equipment | 0 | 0 | 0 | 0 | 0 | 0 | 0 | 0 | 0 | 0 | 0 | 0 | 0 | 0 | 0 | 0 | 0 | 0 | 0 | 0 | 0 | 0 | 0 | 0 | 0 | 0 | 0 | 0 | 0 | 0
F4_Commercial_Miscellaneous_New_Food Preparation_Natural Gas_Double Rack Oven_E6 | F4 | Commercial | Miscellaneous | New | Food Preparation | Natural Gas | Double Rack Oven | E6 | Utility - Cost of Equipment | 0 | 0 | 0 | 0 | 0 | 0 | 0 | 0 | 0 | 0 | 0 | 0 | 0 | 0 | 0 | 0 | 0 | 0 | 0 | 0 | 0 | 0 | 0 | 0 | 0 | 0 | 0 | 0 | 0 | 0
F4_Commercial_Miscellaneous_New_Food Preparation_Natural Gas_Double Rack Oven_E7 | F4 | Commercial | Miscellaneous | New | Food Preparation | Natural Gas | Double Rack Oven | E7 | Utility - Cost of Equipment | 0 | 0 | 0 | 0 | 0 | 0 | 0 | 0 | 0 | 0 | 0 | 0 | 0 | 0 | 0 | 0 | 0 | 0 | 0 | 0 | 0 | 0 | 0 | 0 | 0 | 0 | 0 | 0 | 0 | 0
F4_Commercial_Miscellaneous_New_Food Preparation_Natural Gas_Double Rack Oven_E8 | F4 | Commercial | Miscellaneous | New | Food Preparation | Natural Gas | Double Rack Oven | E8 | Utility - Cost of Equipment | 0 | 0 | 0 | 0 | 0 | 0 | 0 | 0 | 0 | 0 | 0 | 0 | 0 | 0 | 0 | 0 | 0 | 0 | 0 | 0 | 0 | 0 | 0 | 0 | 0 | 0 | 0 | 0 | 0 | 0
F4_Commercial_Miscellaneous_New_Food Preparation_Natural Gas_Double Rack Oven_E9 | F4 | Commercial | Miscellaneous | New | Food Preparation | Natural Gas | Double Rack Oven | E9 | Utility - Cost of Equipment | 0 | 0 | 0 | 0 | 0 | 0 | 0 | 0 | 0 | 0 | 0 | 0 | 0 | 0 | 0 | 0 | 0 | 0 | 0 | 0 | 0 | 0 | 0 | 0 | 0 | 0 | 0 | 0 | 0 | 0
F4_Commercial_Miscellaneous_New_Food Preparation_Natural Gas_Double Rack Oven_E10 | F4 | Commercial | Miscellaneous | New | Food Preparation | Natural Gas | Double Rack Oven | E10 | Utility - Cost of Equipment | 0 | 0 | 0 | 0 | 0 | 0 | 0 | 0 | 0 | 0 | 0 | 0 | 0 | 0 | 0 | 0 | 0 | 0 | 0 | 0 | 0 | 0 | 0 | 0 | 0 | 0 | 0 | 0 | 0 | 0
F5_Commercial_Miscellaneous_New_Food Preparation_Natural Gas_Double Rack Oven_E1 | F5 | Commercial | Miscellaneous | New | Food Preparation | Natural Gas | Double Rack Oven | E1 | Utility - Cost of Operation | 0.021231 | 0.021412 | 0.02163 | 0.02199 | 0.022469 | 0.023035 | 0.023555 | 0.024018 | 0.024467 | 0.024903 | 0.025342 | 0.025769 | 0.026171 | 0.026574 | 0.026958 | 0.027353 | 0.027775 | 0.0282 | 0.028628 | 0.029058 | 0.029484 | 0.029903 | 0 | 0 | 0 | 0 | 0 | 0 | 0 | 0
F5_Commercial_Miscellaneous_New_Food Preparation_Natural Gas_Double Rack Oven_E2 | F5 | Commercial | Miscellaneous | New | Food Preparation | Natural Gas | Double Rack Oven | E2 | Utility - Cost of Operation | 0.01158 | 0.011679 | 0.011798 | 0.011994 | 0.012256 | 0.012565 | 0.012848 | 0.013101 | 0.013346 | 0.013583 | 0.013823 | 0.014056 | 0.014275 | 0.014495 | 0.014705 | 0.01492 | 0.01515 | 0.015382 | 0.015615 | 0.01585 | 0.016082 | 0.016311 | 0 | 0 | 0 | 0 | 0 | 0 | 0 | 0
F5_Commercial_Miscellaneous_New_Food Preparation_Natural Gas_Double Rack Oven_E3 | F5 | Commercial | Miscellaneous | New | Food Preparation | Natural Gas | Double Rack Oven | E3 | Utility - Cost of Operation | 0 | 0 | 0 | 0 | 0 | 0 | 0 | 0 | 0 | 0 | 0 | 0 | 0 | 0 | 0 | 0 | 0 | 0 | 0 | 0 | 0 | 0 | 0 | 0 | 0 | 0 | 0 | 0 | 0 | 0
F5_Commercial_Miscellaneous_New_Food Preparation_Natural Gas_Double Rack Oven_E4 | F5 | Commercial | Miscellaneous | New | Food Preparation | Natural Gas | Double Rack Oven | E4 | Utility - Cost of Operation | 0 | 0 | 0 | 0 | 0 | 0 | 0 | 0 | 0 | 0 | 0 | 0 | 0 | 0 | 0 | 0 | 0 | 0 | 0 | 0 | 0 | 0 | 0 | 0 | 0 | 0 | 0 | 0 | 0 | 0
F5_Commercial_Miscellaneous_New_Food Preparation_Natural Gas_Double Rack Oven_E5 | F5 | Commercial | Miscellaneous | New | Food Preparation | Natural Gas | Double Rack Oven | E5 | Utility - Cost of Operation | 0 | 0 | 0 | 0 | 0 | 0 | 0 | 0 | 0 | 0 | 0 | 0 | 0 | 0 | 0 | 0 | 0 | 0 | 0 | 0 | 0 | 0 | 0 | 0 | 0 | 0 | 0 | 0 | 0 | 0
F5_Commercial_Miscellaneous_New_Food Preparation_Natural Gas_Double Rack Oven_E6 | F5 | Commercial | Miscellaneous | New | Food Preparation | Natural Gas | Double Rack Oven | E6 | Utility - Cost of Operation | 0 | 0 | 0 | 0 | 0 | 0 | 0 | 0 | 0 | 0 | 0 | 0 | 0 | 0 | 0 | 0 | 0 | 0 | 0 | 0 | 0 | 0 | 0 | 0 | 0 | 0 | 0 | 0 | 0 | 0
F5_Commercial_Miscellaneous_New_Food Preparation_Natural Gas_Double Rack Oven_E7 | F5 | Commercial | Miscellaneous | New | Food Preparation | Natural Gas | Double Rack Oven | E7 | Utility - Cost of Operation | 0 | 0 | 0 | 0 | 0 | 0 | 0 | 0 | 0 | 0 | 0 | 0 | 0 | 0 | 0 | 0 | 0 | 0 | 0 | 0 | 0 | 0 | 0 | 0 | 0 | 0 | 0 | 0 | 0 | 0
F5_Commercial_Miscellaneous_New_Food Preparation_Natural Gas_Double Rack Oven_E8 | F5 | Commercial | Miscellaneous | New | Food Preparation | Natural Gas | Double Rack Oven | E8 | Utility - Cost of Operation | 0 | 0 | 0 | 0 | 0 | 0 | 0 | 0 | 0 | 0 | 0 | 0 | 0 | 0 | 0 | 0 | 0 | 0 | 0 | 0 | 0 | 0 | 0 | 0 | 0 | 0 | 0 | 0 | 0 | 0
F5_Commercial_Miscellaneous_New_Food Preparation_Natural Gas_Double Rack Oven_E9 | F5 | Commercial | Miscellaneous | New | Food Preparation | Natural Gas | Double Rack Oven | E9 | Utility - Cost of Operation | 0 | 0 | 0 | 0 | 0 | 0 | 0 | 0 | 0 | 0 | 0 | 0 | 0 | 0 | 0 | 0 | 0 | 0 | 0 | 0 | 0 | 0 | 0 | 0 | 0 | 0 | 0 | 0 | 0 | 0
F5_Commercial_Miscellaneous_New_Food Preparation_Natural Gas_Double Rack Oven_E10 | F5 | Commercial | Miscellaneous | New | Food Preparation | Natural Gas | Double Rack Oven | E10 | Utility - Cost of Operation | 0 | 0 | 0 | 0 | 0 | 0 | 0 | 0 | 0 | 0 | 0 | 0 | 0 | 0 | 0 | 0 | 0 | 0 | 0 | 0 | 0 | 0 | 0 | 0 | 0 | 0 | 0 | 0 | 0 | 0
F6_Commercial_Miscellaneous_New_Food Preparation_Natural Gas_Double Rack Oven_E1 | F6 | Commercial | Miscellaneous | New | Food Preparation | Natural Gas | Double Rack Oven | E1 | Utility - Value of Sales | 0.025436 | 0.025653 | 0.025914 | 0.026345 | 0.02692 | 0.027598 | 0.02822 | 0.028775 | 0.029313 | 0.029835 | 0.030361 | 0.030873 | 0.031355 | 0.031837 | 0.032298 | 0.032771 | 0.033276 | 0.033785 | 0.034299 | 0.034814 | 0.035324 | 0.035826 | 0 | 0 | 0 | 0 | 0 | 0 | 0 | 0
F6_Commercial_Miscellaneous_New_Food Preparation_Natural Gas_Double Rack Oven_E2 | F6 | Commercial | Miscellaneous | New | Food Preparation | Natural Gas | Double Rack Oven | E2 | Utility - Value of Sales | 0.013874 | 0.013993 | 0.014135 | 0.01437 | 0.014683 | 0.015053 | 0.015393 | 0.015696 | 0.015989 | 0.016274 | 0.016561 | 0.01684 | 0.017103 | 0.017366 | 0.017617 | 0.017875 | 0.018151 | 0.018428 | 0.018708 | 0.018989 | 0.019267 | 0.019541 | 0 | 0 | 0 | 0 | 0 | 0 | 0 | 0
F6_Commercial_Miscellaneous_New_Food Preparation_Natural Gas_Double Rack Oven_E3 | F6 | Commercial | Miscellaneous | New | Food Preparation | Natural Gas | Double Rack Oven | E3 | Utility - Value of Sales | 0 | 0 | 0 | 0 | 0 | 0 | 0 | 0 | 0 | 0 | 0 | 0 | 0 | 0 | 0 | 0 | 0 | 0 | 0 | 0 | 0 | 0 | 0 | 0 | 0 | 0 | 0 | 0 | 0 | 0
F6_Commercial_Miscellaneous_New_Food Preparation_Natural Gas_Double Rack Oven_E4 | F6 | Commercial | Miscellaneous | New | Food Preparation | Natural Gas | Double Rack Oven | E4 | Utility - Value of Sales | 0 | 0 | 0 | 0 | 0 | 0 | 0 | 0 | 0 | 0 | 0 | 0 | 0 | 0 | 0 | 0 | 0 | 0 | 0 | 0 | 0 | 0 | 0 | 0 | 0 | 0 | 0 | 0 | 0 | 0
F6_Commercial_Miscellaneous_New_Food Preparation_Natural Gas_Double Rack Oven_E5 | F6 | Commercial | Miscellaneous | New | Food Preparation | Natural Gas | Double Rack Oven | E5 | Utility - Value of Sales | 0 | 0 | 0 | 0 | 0 | 0 | 0 | 0 | 0 | 0 | 0 | 0 | 0 | 0 | 0 | 0 | 0 | 0 | 0 | 0 | 0 | 0 | 0 | 0 | 0 | 0 | 0 | 0 | 0 | 0
F6_Commercial_Miscellaneous_New_Food Preparation_Natural Gas_Double Rack Oven_E6 | F6 | Commercial | Miscellaneous | New | Food Preparation | Natural Gas | Double Rack Oven | E6 | Utility - Value of Sales | 0 | 0 | 0 | 0 | 0 | 0 | 0 | 0 | 0 | 0 | 0 | 0 | 0 | 0 | 0 | 0 | 0 | 0 | 0 | 0 | 0 | 0 | 0 | 0 | 0 | 0 | 0 | 0 | 0 | 0
F6_Commercial_Miscellaneous_New_Food Preparation_Natural Gas_Double Rack Oven_E7 | F6 | Commercial | Miscellaneous | New | Food Preparation | Natural Gas | Double Rack Oven | E7 | Utility - Value of Sales | 0 | 0 | 0 | 0 | 0 | 0 | 0 | 0 | 0 | 0 | 0 | 0 | 0 | 0 | 0 | 0 | 0 | 0 | 0 | 0 | 0 | 0 | 0 | 0 | 0 | 0 | 0 | 0 | 0 | 0
F6_Commercial_Miscellaneous_New_Food Preparation_Natural Gas_Double Rack Oven_E8 | F6 | Commercial | Miscellaneous | New | Food Preparation | Natural Gas | Double Rack Oven | E8 | Utility - Value of Sales | 0 | 0 | 0 | 0 | 0 | 0 | 0 | 0 | 0 | 0 | 0 | 0 | 0 | 0 | 0 | 0 | 0 | 0 | 0 | 0 | 0 | 0 | 0 | 0 | 0 | 0 | 0 | 0 | 0 | 0
F6_Commercial_Miscellaneous_New_Food Preparation_Natural Gas_Double Rack Oven_E9 | F6 | Commercial | Miscellaneous | New | Food Preparation | Natural Gas | Double Rack Oven | E9 | Utility - Value of Sales | 0 | 0 | 0 | 0 | 0 | 0 | 0 | 0 | 0 | 0 | 0 | 0 | 0 | 0 | 0 | 0 | 0 | 0 | 0 | 0 | 0 | 0 | 0 | 0 | 0 | 0 | 0 | 0 | 0 | 0
F6_Commercial_Miscellaneous_New_Food Preparation_Natural Gas_Double Rack Oven_E10 | F6 | Commercial | Miscellaneous | New | Food Preparation | Natural Gas | Double Rack Oven | E10 | Utility - Value of Sales | 0 | 0 | 0 | 0 | 0 | 0 | 0 | 0 | 0 | 0 | 0 | 0 | 0 | 0 | 0 | 0 | 0 | 0 | 0 | 0 | 0 | 0 | 0 | 0 | 0 | 0 | 0 | 0 | 0 | 0
F1_Commercial_Miscellaneous_New_Food Preparation_Natural Gas_Fryer_E1 | F1 | Commercial | Miscellaneous | New | Food Preparation | Natural Gas | Fryer | E1 | Participant - Cost of Equipment | 0.0075698 | 0.0075698 | 0.0075698 | 0.0075698 | 0.0075698 | 0.0075698 | 0.0075698 | 0.0075698 | 0.0075698 | 0.0075698 | 0.0075698 | 0.0075698 | 0.0075698 | 0.0075698 | 0.0075698 | 0.0075698 | 0.0075698 | 0.0075698 | 0.0075698 | 0.0075698 | 0.0075698 | 0.0075698 | 0 | 0 | 0 | 0 | 0 | 0 | 0 | 0
F1_Commercial_Miscellaneous_New_Food Preparation_Natural Gas_Fryer_E2 | F1 | Commercial | Miscellaneous | New | Food Preparation | Natural Gas | Fryer | E2 | Participant - Cost of Equipment | 0.0095152 | 0.0095152 | 0.0095152 | 0.0095152 | 0.0095152 | 0.0095152 | 0.0095152 | 0.0095152 | 0.0095152 | 0.0095152 | 0.0095152 | 0.0095152 | 0.0095152 | 0.0095152 | 0.0095152 | 0.0095152 | 0.0095152 | 0.0095152 | 0.0095152 | 0.0095152 | 0.0095152 | 0.0095152 | 0 | 0 | 0 | 0 | 0 | 0 | 0 | 0
F1_Commercial_Miscellaneous_New_Food Preparation_Natural Gas_Fryer_E3 | F1 | Commercial | Miscellaneous | New | Food Preparation | Natural Gas | Fryer | E3 | Participant - Cost of Equipment | 0 | 0 | 0 | 0 | 0 | 0 | 0 | 0 | 0 | 0 | 0 | 0 | 0 | 0 | 0 | 0 | 0 | 0 | 0 | 0 | 0 | 0 | 0 | 0 | 0 | 0 | 0 | 0 | 0 | 0
F1_Commercial_Miscellaneous_New_Food Preparation_Natural Gas_Fryer_E4 | F1 | Commercial | Miscellaneous | New | Food Preparation | Natural Gas | Fryer | E4 | Participant - Cost of Equipment | 0 | 0 | 0 | 0 | 0 | 0 | 0 | 0 | 0 | 0 | 0 | 0 | 0 | 0 | 0 | 0 | 0 | 0 | 0 | 0 | 0 | 0 | 0 | 0 | 0 | 0 | 0 | 0 | 0 | 0
F1_Commercial_Miscellaneous_New_Food Preparation_Natural Gas_Fryer_E5 | F1 | Commercial | Miscellaneous | New | Food Preparation | Natural Gas | Fryer | E5 | Participant - Cost of Equipment | 0 | 0 | 0 | 0 | 0 | 0 | 0 | 0 | 0 | 0 | 0 | 0 | 0 | 0 | 0 | 0 | 0 | 0 | 0 | 0 | 0 | 0 | 0 | 0 | 0 | 0 | 0 | 0 | 0 | 0
F1_Commercial_Miscellaneous_New_Food Preparation_Natural Gas_Fryer_E6 | F1 | Commercial | Miscellaneous | New | Food Preparation | Natural Gas | Fryer | E6 | Participant - Cost of Equipment | 0 | 0 | 0 | 0 | 0 | 0 | 0 | 0 | 0 | 0 | 0 | 0 | 0 | 0 | 0 | 0 | 0 | 0 | 0 | 0 | 0 | 0 | 0 | 0 | 0 | 0 | 0 | 0 | 0 | 0
F1_Commercial_Miscellaneous_New_Food Preparation_Natural Gas_Fryer_E7 | F1 | Commercial | Miscellaneous | New | Food Preparation | Natural Gas | Fryer | E7 | Participant - Cost of Equipment | 0 | 0 | 0 | 0 | 0 | 0 | 0 | 0 | 0 | 0 | 0 | 0 | 0 | 0 | 0 | 0 | 0 | 0 | 0 | 0 | 0 | 0 | 0 | 0 | 0 | 0 | 0 | 0 | 0 | 0
F1_Commercial_Miscellaneous_New_Food Preparation_Natural Gas_Fryer_E8 | F1 | Commercial | Miscellaneous | New | Food Preparation | Natural Gas | Fryer | E8 | Participant - Cost of Equipment | 0 | 0 | 0 | 0 | 0 | 0 | 0 | 0 | 0 | 0 | 0 | 0 | 0 | 0 | 0 | 0 | 0 | 0 | 0 | 0 | 0 | 0 | 0 | 0 | 0 | 0 | 0 | 0 | 0 | 0
F1_Commercial_Miscellaneous_New_Food Preparation_Natural Gas_Fryer_E9 | F1 | Commercial | Miscellaneous | New | Food Preparation | Natural Gas | Fryer | E9 | Participant - Cost of Equipment | 0 | 0 | 0 | 0 | 0 | 0 | 0 | 0 | 0 | 0 | 0 | 0 | 0 | 0 | 0 | 0 | 0 | 0 | 0 | 0 | 0 | 0 | 0 | 0 | 0 | 0 | 0 | 0 | 0 | 0
F1_Commercial_Miscellaneous_New_Food Preparation_Natural Gas_Fryer_E10 | F1 | Commercial | Miscellaneous | New | Food Preparation | Natural Gas | Fryer | E10 | Participant - Cost of Equipment | 0 | 0 | 0 | 0 | 0 | 0 | 0 | 0 | 0 | 0 | 0 | 0 | 0 | 0 | 0 | 0 | 0 | 0 | 0 | 0 | 0 | 0 | 0 | 0 | 0 | 0 | 0 | 0 | 0 | 0
F2_Commercial_Miscellaneous_New_Food Preparation_Natural Gas_Fryer_E1 | F2 | Commercial | Miscellaneous | New | Food Preparation | Natural Gas | Fryer | E1 | Participant - Cost of Operation | 0.012345 | 0.012253 | 0.01224 | 0.012417 | 0.012736 | 0.013154 | 0.013506 | 0.013782 | 0.014033 | 0.014279 | 0.014548 | 0.014819 | 0.015083 | 0.015381 | 0.015663 | 0.015962 | 0.016258 | 0.016516 | 0.016729 | 0.016894 | 0.017046 | 0.017183 | 0 | 0 | 0 | 0 | 0 | 0 | 0 | 0
F2_Commercial_Miscellaneous_New_Food Preparation_Natural Gas_Fryer_E2 | F2 | Commercial | Miscellaneous | New | Food Preparation | Natural Gas | Fryer | E2 | Participant - Cost of Operation | 0.0075662 | 0.0075098 | 0.0075018 | 0.0076106 | 0.007806 | 0.0080623 | 0.008278 | 0.0084471 | 0.0086009 | 0.0087516 | 0.0089165 | 0.0090828 | 0.0092445 | 0.0094268 | 0.0095997 | 0.0097833 | 0.0099647 | 0.010122 | 0.010253 | 0.010354 | 0.010447 | 0.010532 | 0 | 0 | 0 | 0 | 0 | 0 | 0 | 0
F2_Commercial_Miscellaneous_New_Food Preparation_Natural Gas_Fryer_E3 | F2 | Commercial | Miscellaneous | New | Food Preparation | Natural Gas | Fryer | E3 | Participant - Cost of Operation | 0 | 0 | 0 | 0 | 0 | 0 | 0 | 0 | 0 | 0 | 0 | 0 | 0 | 0 | 0 | 0 | 0 | 0 | 0 | 0 | 0 | 0 | 0 | 0 | 0 | 0 | 0 | 0 | 0 | 0
F2_Commercial_Miscellaneous_New_Food Preparation_Natural Gas_Fryer_E4 | F2 | Commercial | Miscellaneous | New | Food Preparation | Natural Gas | Fryer | E4 | Participant - Cost of Operation | 0 | 0 | 0 | 0 | 0 | 0 | 0 | 0 | 0 | 0 | 0 | 0 | 0 | 0 | 0 | 0 | 0 | 0 | 0 | 0 | 0 | 0 | 0 | 0 | 0 | 0 | 0 | 0 | 0 | 0
F2_Commercial_Miscellaneous_New_Food Preparation_Natural Gas_Fryer_E5 | F2 | Commercial | Miscellaneous | New | Food Preparation | Natural Gas | Fryer | E5 | Participant - Cost of Operation | 0 | 0 | 0 | 0 | 0 | 0 | 0 | 0 | 0 | 0 | 0 | 0 | 0 | 0 | 0 | 0 | 0 | 0 | 0 | 0 | 0 | 0 | 0 | 0 | 0 | 0 | 0 | 0 | 0 | 0
F2_Commercial_Miscellaneous_New_Food Preparation_Natural Gas_Fryer_E6 | F2 | Commercial | Miscellaneous | New | Food Preparation | Natural Gas | Fryer | E6 | Participant - Cost of Operation | 0 | 0 | 0 | 0 | 0 | 0 | 0 | 0 | 0 | 0 | 0 | 0 | 0 | 0 | 0 | 0 | 0 | 0 | 0 | 0 | 0 | 0 | 0 | 0 | 0 | 0 | 0 | 0 | 0 | 0
F2_Commercial_Miscellaneous_New_Food Preparation_Natural Gas_Fryer_E7 | F2 | Commercial | Miscellaneous | New | Food Preparation | Natural Gas | Fryer | E7 | Participant - Cost of Operation | 0 | 0 | 0 | 0 | 0 | 0 | 0 | 0 | 0 | 0 | 0 | 0 | 0 | 0 | 0 | 0 | 0 | 0 | 0 | 0 | 0 | 0 | 0 | 0 | 0 | 0 | 0 | 0 | 0 | 0
F2_Commercial_Miscellaneous_New_Food Preparation_Natural Gas_Fryer_E8 | F2 | Commercial | Miscellaneous | New | Food Preparation | Natural Gas | Fryer | E8 | Participant - Cost of Operation | 0 | 0 | 0 | 0 | 0 | 0 | 0 | 0 | 0 | 0 | 0 | 0 | 0 | 0 | 0 | 0 | 0 | 0 | 0 | 0 | 0 | 0 | 0 | 0 | 0 | 0 | 0 | 0 | 0 | 0
F2_Commercial_Miscellaneous_New_Food Preparation_Natural Gas_Fryer_E9 | F2 | Commercial | Miscellaneous | New | Food Preparation | Natural Gas | Fryer | E9 | Participant - Cost of Operation | 0 | 0 | 0 | 0 | 0 | 0 | 0 | 0 | 0 | 0 | 0 | 0 | 0 | 0 | 0 | 0 | 0 | 0 | 0 | 0 | 0 | 0 | 0 | 0 | 0 | 0 | 0 | 0 | 0 | 0
F2_Commercial_Miscellaneous_New_Food Preparation_Natural Gas_Fryer_E10 | F2 | Commercial | Miscellaneous | New | Food Preparation | Natural Gas | Fryer | E10 | Participant - Cost of Operation | 0 | 0 | 0 | 0 | 0 | 0 | 0 | 0 | 0 | 0 | 0 | 0 | 0 | 0 | 0 | 0 | 0 | 0 | 0 | 0 | 0 | 0 | 0 | 0 | 0 | 0 | 0 | 0 | 0 | 0
F3_Commercial_Miscellaneous_New_Food Preparation_Natural Gas_Fryer_E1 | F3 | Commercial | Miscellaneous | New | Food Preparation | Natural Gas | Fryer | E1 | System - kBTUs of Conusmption | 1.1855 | 1.1852 | 1.1868 | 1.2003 | 1.2118 | 1.2213 | 1.2277 | 1.2346 | 1.2409 | 1.2466 | 1.2511 | 1.2559 | 1.2602 | 1.2642 | 1.2669 | 1.2702 | 1.2698 | 1.2657 | 1.2569 | 1.2451 | 1.2328 | 1.2202 | 0 | 0 | 0 | 0 | 0 | 0 | 0 | 0
F3_Commercial_Miscellaneous_New_Food Preparation_Natural Gas_Fryer_E2 | F3 | Commercial | Miscellaneous | New | Food Preparation | Natural Gas | Fryer | E2 | System - kBTUs of Conusmption | 0.72662 | 0.72642 | 0.72738 | 0.73564 | 0.74271 | 0.74854 | 0.75247 | 0.75666 | 0.76053 | 0.76406 | 0.76679 | 0.76973 | 0.77241 | 0.77486 | 0.77649 | 0.77851 | 0.77829 | 0.77577 | 0.77038 | 0.76314 | 0.75561 | 0.74788 | 0 | 0 | 0 | 0 | 0 | 0 | 0 | 0
F3_Commercial_Miscellaneous_New_Food Preparation_Natural Gas_Fryer_E3 | F3 | Commercial | Miscellaneous | New | Food Preparation | Natural Gas | Fryer | E3 | System - kBTUs of Conusmption | 0 | 0 | 0 | 0 | 0 | 0 | 0 | 0 | 0 | 0 | 0 | 0 | 0 | 0 | 0 | 0 | 0 | 0 | 0 | 0 | 0 | 0 | 0 | 0 | 0 | 0 | 0 | 0 | 0 | 0
F3_Commercial_Miscellaneous_New_Food Preparation_Natural Gas_Fryer_E4 | F3 | Commercial | Miscellaneous | New | Food Preparation | Natural Gas | Fryer | E4 | System - kBTUs of Conusmption | 0 | 0 | 0 | 0 | 0 | 0 | 0 | 0 | 0 | 0 | 0 | 0 | 0 | 0 | 0 | 0 | 0 | 0 | 0 | 0 | 0 | 0 | 0 | 0 | 0 | 0 | 0 | 0 | 0 | 0
F3_Commercial_Miscellaneous_New_Food Preparation_Natural Gas_Fryer_E5 | F3 | Commercial | Miscellaneous | New | Food Preparation | Natural Gas | Fryer | E5 | System - kBTUs of Conusmption | 0 | 0 | 0 | 0 | 0 | 0 | 0 | 0 | 0 | 0 | 0 | 0 | 0 | 0 | 0 | 0 | 0 | 0 | 0 | 0 | 0 | 0 | 0 | 0 | 0 | 0 | 0 | 0 | 0 | 0
F3_Commercial_Miscellaneous_New_Food Preparation_Natural Gas_Fryer_E6 | F3 | Commercial | Miscellaneous | New | Food Preparation | Natural Gas | Fryer | E6 | System - kBTUs of Conusmption | 0 | 0 | 0 | 0 | 0 | 0 | 0 | 0 | 0 | 0 | 0 | 0 | 0 | 0 | 0 | 0 | 0 | 0 | 0 | 0 | 0 | 0 | 0 | 0 | 0 | 0 | 0 | 0 | 0 | 0
F3_Commercial_Miscellaneous_New_Food Preparation_Natural Gas_Fryer_E7 | F3 | Commercial | Miscellaneous | New | Food Preparation | Natural Gas | Fryer | E7 | System - kBTUs of Conusmption | 0 | 0 | 0 | 0 | 0 | 0 | 0 | 0 | 0 | 0 | 0 | 0 | 0 | 0 | 0 | 0 | 0 | 0 | 0 | 0 | 0 | 0 | 0 | 0 | 0 | 0 | 0 | 0 | 0 | 0
F3_Commercial_Miscellaneous_New_Food Preparation_Natural Gas_Fryer_E8 | F3 | Commercial | Miscellaneous | New | Food Preparation | Natural Gas | Fryer | E8 | System - kBTUs of Conusmption | 0 | 0 | 0 | 0 | 0 | 0 | 0 | 0 | 0 | 0 | 0 | 0 | 0 | 0 | 0 | 0 | 0 | 0 | 0 | 0 | 0 | 0 | 0 | 0 | 0 | 0 | 0 | 0 | 0 | 0
F3_Commercial_Miscellaneous_New_Food Preparation_Natural Gas_Fryer_E9 | F3 | Commercial | Miscellaneous | New | Food Preparation | Natural Gas | Fryer | E9 | System - kBTUs of Conusmption | 0 | 0 | 0 | 0 | 0 | 0 | 0 | 0 | 0 | 0 | 0 | 0 | 0 | 0 | 0 | 0 | 0 | 0 | 0 | 0 | 0 | 0 | 0 | 0 | 0 | 0 | 0 | 0 | 0 | 0
F3_Commercial_Miscellaneous_New_Food Preparation_Natural Gas_Fryer_E10 | F3 | Commercial | Miscellaneous | New | Food Preparation | Natural Gas | Fryer | E10 | System - kBTUs of Conusmption | 0 | 0 | 0 | 0 | 0 | 0 | 0 | 0 | 0 | 0 | 0 | 0 | 0 | 0 | 0 | 0 | 0 | 0 | 0 | 0 | 0 | 0 | 0 | 0 | 0 | 0 | 0 | 0 | 0 | 0
F4_Commercial_Miscellaneous_New_Food Preparation_Natural Gas_Fryer_E1 | F4 | Commercial | Miscellaneous | New | Food Preparation | Natural Gas | Fryer | E1 | Utility - Cost of Equipment | 0.0075698 | 0.0075698 | 0.0075698 | 0.0075698 | 0.0075698 | 0.0075698 | 0.0075698 | 0.0075698 | 0.0075698 | 0.0075698 | 0.0075698 | 0.0075698 | 0.0075698 | 0.0075698 | 0.0075698 | 0.0075698 | 0.0075698 | 0.0075698 | 0.0075698 | 0.0075698 | 0.0075698 | 0.0075698 | 0 | 0 | 0 | 0 | 0 | 0 | 0 | 0
F4_Commercial_Miscellaneous_New_Food Preparation_Natural Gas_Fryer_E2 | F4 | Commercial | Miscellaneous | New | Food Preparation | Natural Gas | Fryer | E2 | Utility - Cost of Equipment | 0.0095152 | 0.0095152 | 0.0095152 | 0.0095152 | 0.0095152 | 0.0095152 | 0.0095152 | 0.0095152 | 0.0095152 | 0.0095152 | 0.0095152 | 0.0095152 | 0.0095152 | 0.0095152 | 0.0095152 | 0.0095152 | 0.0095152 | 0.0095152 | 0.0095152 | 0.0095152 | 0.0095152 | 0.0095152 | 0 | 0 | 0 | 0 | 0 | 0 | 0 | 0
F4_Commercial_Miscellaneous_New_Food Preparation_Natural Gas_Fryer_E3 | F4 | Commercial | Miscellaneous | New | Food Preparation | Natural Gas | Fryer | E3 | Utility - Cost of Equipment | 0 | 0 | 0 | 0 | 0 | 0 | 0 | 0 | 0 | 0 | 0 | 0 | 0 | 0 | 0 | 0 | 0 | 0 | 0 | 0 | 0 | 0 | 0 | 0 | 0 | 0 | 0 | 0 | 0 | 0
F4_Commercial_Miscellaneous_New_Food Preparation_Natural Gas_Fryer_E4 | F4 | Commercial | Miscellaneous | New | Food Preparation | Natural Gas | Fryer | E4 | Utility - Cost of Equipment | 0 | 0 | 0 | 0 | 0 | 0 | 0 | 0 | 0 | 0 | 0 | 0 | 0 | 0 | 0 | 0 | 0 | 0 | 0 | 0 | 0 | 0 | 0 | 0 | 0 | 0 | 0 | 0 | 0 | 0
F4_Commercial_Miscellaneous_New_Food Preparation_Natural Gas_Fryer_E5 | F4 | Commercial | Miscellaneous | New | Food Preparation | Natural Gas | Fryer | E5 | Utility - Cost of Equipment | 0 | 0 | 0 | 0 | 0 | 0 | 0 | 0 | 0 | 0 | 0 | 0 | 0 | 0 | 0 | 0 | 0 | 0 | 0 | 0 | 0 | 0 | 0 | 0 | 0 | 0 | 0 | 0 | 0 | 0
F4_Commercial_Miscellaneous_New_Food Preparation_Natural Gas_Fryer_E6 | F4 | Commercial | Miscellaneous | New | Food Preparation | Natural Gas | Fryer | E6 | Utility - Cost of Equipment | 0 | 0 | 0 | 0 | 0 | 0 | 0 | 0 | 0 | 0 | 0 | 0 | 0 | 0 | 0 | 0 | 0 | 0 | 0 | 0 | 0 | 0 | 0 | 0 | 0 | 0 | 0 | 0 | 0 | 0
F4_Commercial_Miscellaneous_New_Food Preparation_Natural Gas_Fryer_E7 | F4 | Commercial | Miscellaneous | New | Food Preparation | Natural Gas | Fryer | E7 | Utility - Cost of Equipment | 0 | 0 | 0 | 0 | 0 | 0 | 0 | 0 | 0 | 0 | 0 | 0 | 0 | 0 | 0 | 0 | 0 | 0 | 0 | 0 | 0 | 0 | 0 | 0 | 0 | 0 | 0 | 0 | 0 | 0
F4_Commercial_Miscellaneous_New_Food Preparation_Natural Gas_Fryer_E8 | F4 | Commercial | Miscellaneous | New | Food Preparation | Natural Gas | Fryer | E8 | Utility - Cost of Equipment | 0 | 0 | 0 | 0 | 0 | 0 | 0 | 0 | 0 | 0 | 0 | 0 | 0 | 0 | 0 | 0 | 0 | 0 | 0 | 0 | 0 | 0 | 0 | 0 | 0 | 0 | 0 | 0 | 0 | 0
F4_Commercial_Miscellaneous_New_Food Preparation_Natural Gas_Fryer_E9 | F4 | Commercial | Miscellaneous | New | Food Preparation | Natural Gas | Fryer | E9 | Utility - Cost of Equipment | 0 | 0 | 0 | 0 | 0 | 0 | 0 | 0 | 0 | 0 | 0 | 0 | 0 | 0 | 0 | 0 | 0 | 0 | 0 | 0 | 0 | 0 | 0 | 0 | 0 | 0 | 0 | 0 | 0 | 0
F4_Commercial_Miscellaneous_New_Food Preparation_Natural Gas_Fryer_E10 | F4 | Commercial | Miscellaneous | New | Food Preparation | Natural Gas | Fryer | E10 | Utility - Cost of Equipment | 0 | 0 | 0 | 0 | 0 | 0 | 0 | 0 | 0 | 0 | 0 | 0 | 0 | 0 | 0 | 0 | 0 | 0 | 0 | 0 | 0 | 0 | 0 | 0 | 0 | 0 | 0 | 0 | 0 | 0
F5_Commercial_Miscellaneous_New_Food Preparation_Natural Gas_Fryer_E1 | F5 | Commercial | Miscellaneous | New | Food Preparation | Natural Gas | Fryer | E1 | Utility - Cost of Operation | 0.010304 | 0.010227 | 0.010216 | 0.010364 | 0.010631 | 0.01098 | 0.011273 | 0.011504 | 0.011713 | 0.011918 | 0.012143 | 0.012369 | 0.01259 | 0.012838 | 0.013073 | 0.013323 | 0.01357 | 0.013785 | 0.013964 | 0.014101 | 0.014228 | 0.014342 | 0 | 0 | 0 | 0 | 0 | 0 | 0 | 0
F5_Commercial_Miscellaneous_New_Food Preparation_Natural Gas_Fryer_E2 | F5 | Commercial | Miscellaneous | New | Food Preparation | Natural Gas | Fryer | E2 | Utility - Cost of Operation | 0.0063154 | 0.0062683 | 0.0062616 | 0.0063524 | 0.0065155 | 0.0067295 | 0.0069095 | 0.0070506 | 0.007179 | 0.0073048 | 0.0074425 | 0.0075812 | 0.0077162 | 0.0078683 | 0.0080127 | 0.008166 | 0.0083173 | 0.008449 | 0.0085583 | 0.0086425 | 0.0087202 | 0.0087906 | 0 | 0 | 0 | 0 | 0 | 0 | 0 | 0
F5_Commercial_Miscellaneous_New_Food Preparation_Natural Gas_Fryer_E3 | F5 | Commercial | Miscellaneous | New | Food Preparation | Natural Gas | Fryer | E3 | Utility - Cost of Operation | 0 | 0 | 0 | 0 | 0 | 0 | 0 | 0 | 0 | 0 | 0 | 0 | 0 | 0 | 0 | 0 | 0 | 0 | 0 | 0 | 0 | 0 | 0 | 0 | 0 | 0 | 0 | 0 | 0 | 0
F5_Commercial_Miscellaneous_New_Food Preparation_Natural Gas_Fryer_E4 | F5 | Commercial | Miscellaneous | New | Food Preparation | Natural Gas | Fryer | E4 | Utility - Cost of Operation | 0 | 0 | 0 | 0 | 0 | 0 | 0 | 0 | 0 | 0 | 0 | 0 | 0 | 0 | 0 | 0 | 0 | 0 | 0 | 0 | 0 | 0 | 0 | 0 | 0 | 0 | 0 | 0 | 0 | 0
F5_Commercial_Miscellaneous_New_Food Preparation_Natural Gas_Fryer_E5 | F5 | Commercial | Miscellaneous | New | Food Preparation | Natural Gas | Fryer | E5 | Utility - Cost of Operation | 0 | 0 | 0 | 0 | 0 | 0 | 0 | 0 | 0 | 0 | 0 | 0 | 0 | 0 | 0 | 0 | 0 | 0 | 0 | 0 | 0 | 0 | 0 | 0 | 0 | 0 | 0 | 0 | 0 | 0
F5_Commercial_Miscellaneous_New_Food Preparation_Natural Gas_Fryer_E6 | F5 | Commercial | Miscellaneous | New | Food Preparation | Natural Gas | Fryer | E6 | Utility - Cost of Operation | 0 | 0 | 0 | 0 | 0 | 0 | 0 | 0 | 0 | 0 | 0 | 0 | 0 | 0 | 0 | 0 | 0 | 0 | 0 | 0 | 0 | 0 | 0 | 0 | 0 | 0 | 0 | 0 | 0 | 0
F5_Commercial_Miscellaneous_New_Food Preparation_Natural Gas_Fryer_E7 | F5 | Commercial | Miscellaneous | New | Food Preparation | Natural Gas | Fryer | E7 | Utility - Cost of Operation | 0 | 0 | 0 | 0 | 0 | 0 | 0 | 0 | 0 | 0 | 0 | 0 | 0 | 0 | 0 | 0 | 0 | 0 | 0 | 0 | 0 | 0 | 0 | 0 | 0 | 0 | 0 | 0 | 0 | 0
F5_Commercial_Miscellaneous_New_Food Preparation_Natural Gas_Fryer_E8 | F5 | Commercial | Miscellaneous | New | Food Preparation | Natural Gas | Fryer | E8 | Utility - Cost of Operation | 0 | 0 | 0 | 0 | 0 | 0 | 0 | 0 | 0 | 0 | 0 | 0 | 0 | 0 | 0 | 0 | 0 | 0 | 0 | 0 | 0 | 0 | 0 | 0 | 0 | 0 | 0 | 0 | 0 | 0
F5_Commercial_Miscellaneous_New_Food Preparation_Natural Gas_Fryer_E9 | F5 | Commercial | Miscellaneous | New | Food Preparation | Natural Gas | Fryer | E9 | Utility - Cost of Operation | 0 | 0 | 0 | 0 | 0 | 0 | 0 | 0 | 0 | 0 | 0 | 0 | 0 | 0 | 0 | 0 | 0 | 0 | 0 | 0 | 0 | 0 | 0 | 0 | 0 | 0 | 0 | 0 | 0 | 0
F5_Commercial_Miscellaneous_New_Food Preparation_Natural Gas_Fryer_E10 | F5 | Commercial | Miscellaneous | New | Food Preparation | Natural Gas | Fryer | E10 | Utility - Cost of Operation | 0 | 0 | 0 | 0 | 0 | 0 | 0 | 0 | 0 | 0 | 0 | 0 | 0 | 0 | 0 | 0 | 0 | 0 | 0 | 0 | 0 | 0 | 0 | 0 | 0 | 0 | 0 | 0 | 0 | 0
F6_Commercial_Miscellaneous_New_Food Preparation_Natural Gas_Fryer_E1 | F6 | Commercial | Miscellaneous | New | Food Preparation | Natural Gas | Fryer | E1 | Utility - Value of Sales | 0.012345 | 0.012253 | 0.01224 | 0.012417 | 0.012736 | 0.013154 | 0.013506 | 0.013782 | 0.014033 | 0.014279 | 0.014548 | 0.014819 | 0.015083 | 0.015381 | 0.015663 | 0.015962 | 0.016258 | 0.016516 | 0.016729 | 0.016894 | 0.017046 | 0.017183 | 0 | 0 | 0 | 0 | 0 | 0 | 0 | 0
F6_Commercial_Miscellaneous_New_Food Preparation_Natural Gas_Fryer_E2 | F6 | Commercial | Miscellaneous | New | Food Preparation | Natural Gas | Fryer | E2 | Utility - Value of Sales | 0.0075662 | 0.0075098 | 0.0075018 | 0.0076106 | 0.007806 | 0.0080623 | 0.008278 | 0.0084471 | 0.0086009 | 0.0087516 | 0.0089165 | 0.0090828 | 0.0092445 | 0.0094268 | 0.0095997 | 0.0097833 | 0.0099647 | 0.010122 | 0.010253 | 0.010354 | 0.010447 | 0.010532 | 0 | 0 | 0 | 0 | 0 | 0 | 0 | 0
F6_Commercial_Miscellaneous_New_Food Preparation_Natural Gas_Fryer_E3 | F6 | Commercial | Miscellaneous | New | Food Preparation | Natural Gas | Fryer | E3 | Utility - Value of Sales | 0 | 0 | 0 | 0 | 0 | 0 | 0 | 0 | 0 | 0 | 0 | 0 | 0 | 0 | 0 | 0 | 0 | 0 | 0 | 0 | 0 | 0 | 0 | 0 | 0 | 0 | 0 | 0 | 0 | 0
F6_Commercial_Miscellaneous_New_Food Preparation_Natural Gas_Fryer_E4 | F6 | Commercial | Miscellaneous | New | Food Preparation | Natural Gas | Fryer | E4 | Utility - Value of Sales | 0 | 0 | 0 | 0 | 0 | 0 | 0 | 0 | 0 | 0 | 0 | 0 | 0 | 0 | 0 | 0 | 0 | 0 | 0 | 0 | 0 | 0 | 0 | 0 | 0 | 0 | 0 | 0 | 0 | 0
F6_Commercial_Miscellaneous_New_Food Preparation_Natural Gas_Fryer_E5 | F6 | Commercial | Miscellaneous | New | Food Preparation | Natural Gas | Fryer | E5 | Utility - Value of Sales | 0 | 0 | 0 | 0 | 0 | 0 | 0 | 0 | 0 | 0 | 0 | 0 | 0 | 0 | 0 | 0 | 0 | 0 | 0 | 0 | 0 | 0 | 0 | 0 | 0 | 0 | 0 | 0 | 0 | 0
F6_Commercial_Miscellaneous_New_Food Preparation_Natural Gas_Fryer_E6 | F6 | Commercial | Miscellaneous | New | Food Preparation | Natural Gas | Fryer | E6 | Utility - Value of Sales | 0 | 0 | 0 | 0 | 0 | 0 | 0 | 0 | 0 | 0 | 0 | 0 | 0 | 0 | 0 | 0 | 0 | 0 | 0 | 0 | 0 | 0 | 0 | 0 | 0 | 0 | 0 | 0 | 0 | 0
F6_Commercial_Miscellaneous_New_Food Preparation_Natural Gas_Fryer_E7 | F6 | Commercial | Miscellaneous | New | Food Preparation | Natural Gas | Fryer | E7 | Utility - Value of Sales | 0 | 0 | 0 | 0 | 0 | 0 | 0 | 0 | 0 | 0 | 0 | 0 | 0 | 0 | 0 | 0 | 0 | 0 | 0 | 0 | 0 | 0 | 0 | 0 | 0 | 0 | 0 | 0 | 0 | 0
F6_Commercial_Miscellaneous_New_Food Preparation_Natural Gas_Fryer_E8 | F6 | Commercial | Miscellaneous | New | Food Preparation | Natural Gas | Fryer | E8 | Utility - Value of Sales | 0 | 0 | 0 | 0 | 0 | 0 | 0 | 0 | 0 | 0 | 0 | 0 | 0 | 0 | 0 | 0 | 0 | 0 | 0 | 0 | 0 | 0 | 0 | 0 | 0 | 0 | 0 | 0 | 0 | 0
F6_Commercial_Miscellaneous_New_Food Preparation_Natural Gas_Fryer_E9 | F6 | Commercial | Miscellaneous | New | Food Preparation | Natural Gas | Fryer | E9 | Utility - Value of Sales | 0 | 0 | 0 | 0 | 0 | 0 | 0 | 0 | 0 | 0 | 0 | 0 | 0 | 0 | 0 | 0 | 0 | 0 | 0 | 0 | 0 | 0 | 0 | 0 | 0 | 0 | 0 | 0 | 0 | 0
F6_Commercial_Miscellaneous_New_Food Preparation_Natural Gas_Fryer_E10 | F6 | Commercial | Miscellaneous | New | Food Preparation | Natural Gas | Fryer | E10 | Utility - Value of Sales | 0 | 0 | 0 | 0 | 0 | 0 | 0 | 0 | 0 | 0 | 0 | 0 | 0 | 0 | 0 | 0 | 0 | 0 | 0 | 0 | 0 | 0 | 0 | 0 | 0 | 0 | 0 | 0 | 0 | 0
F1_Commercial_Miscellaneous_New_Food Preparation_Natural Gas_Broiler_E1 | F1 | Commercial | Miscellaneous | New | Food Preparation | Natural Gas | Broiler | E1 | Participant - Cost of Equipment | 0.0053056 | 0.0053056 | 0.0053056 | 0.0053056 | 0.0053056 | 0.0053056 | 0.0053056 | 0.0053056 | 0.0053056 | 0.0053056 | 0.0053056 | 0.0053056 | 0.0053056 | 0.0053056 | 0.0053056 | 0.0053056 | 0.0053056 | 0.0053056 | 0.0053056 | 0.0053056 | 0.0053056 | 0.0053056 | 0 | 0 | 0 | 0 | 0 | 0 | 0 | 0
F1_Commercial_Miscellaneous_New_Food Preparation_Natural Gas_Broiler_E2 | F1 | Commercial | Miscellaneous | New | Food Preparation | Natural Gas | Broiler | E2 | Participant - Cost of Equipment | 0.0074278 | 0.0074278 | 0.0074278 | 0.0074278 | 0.0074278 | 0.0074278 | 0.0074278 | 0.0074278 | 0.0074278 | 0.0074278 | 0.0074278 | 0.0074278 | 0.0074278 | 0.0074278 | 0.0074278 | 0.0074278 | 0.0074278 | 0.0074278 | 0.0074278 | 0.0074278 | 0.0074278 | 0.0074278 | 0 | 0 | 0 | 0 | 0 | 0 | 0 | 0
F1_Commercial_Miscellaneous_New_Food Preparation_Natural Gas_Broiler_E3 | F1 | Commercial | Miscellaneous | New | Food Preparation | Natural Gas | Broiler | E3 | Participant - Cost of Equipment | 0 | 0 | 0 | 0 | 0 | 0 | 0 | 0 | 0 | 0 | 0 | 0 | 0 | 0 | 0 | 0 | 0 | 0 | 0 | 0 | 0 | 0 | 0 | 0 | 0 | 0 | 0 | 0 | 0 | 0
F1_Commercial_Miscellaneous_New_Food Preparation_Natural Gas_Broiler_E4 | F1 | Commercial | Miscellaneous | New | Food Preparation | Natural Gas | Broiler | E4 | Participant - Cost of Equipment | 0 | 0 | 0 | 0 | 0 | 0 | 0 | 0 | 0 | 0 | 0 | 0 | 0 | 0 | 0 | 0 | 0 | 0 | 0 | 0 | 0 | 0 | 0 | 0 | 0 | 0 | 0 | 0 | 0 | 0
F1_Commercial_Miscellaneous_New_Food Preparation_Natural Gas_Broiler_E5 | F1 | Commercial | Miscellaneous | New | Food Preparation | Natural Gas | Broiler | E5 | Participant - Cost of Equipment | 0 | 0 | 0 | 0 | 0 | 0 | 0 | 0 | 0 | 0 | 0 | 0 | 0 | 0 | 0 | 0 | 0 | 0 | 0 | 0 | 0 | 0 | 0 | 0 | 0 | 0 | 0 | 0 | 0 | 0
F1_Commercial_Miscellaneous_New_Food Preparation_Natural Gas_Broiler_E6 | F1 | Commercial | Miscellaneous | New | Food Preparation | Natural Gas | Broiler | E6 | Participant - Cost of Equipment | 0 | 0 | 0 | 0 | 0 | 0 | 0 | 0 | 0 | 0 | 0 | 0 | 0 | 0 | 0 | 0 | 0 | 0 | 0 | 0 | 0 | 0 | 0 | 0 | 0 | 0 | 0 | 0 | 0 | 0
F1_Commercial_Miscellaneous_New_Food Preparation_Natural Gas_Broiler_E7 | F1 | Commercial | Miscellaneous | New | Food Preparation | Natural Gas | Broiler | E7 | Participant - Cost of Equipment | 0 | 0 | 0 | 0 | 0 | 0 | 0 | 0 | 0 | 0 | 0 | 0 | 0 | 0 | 0 | 0 | 0 | 0 | 0 | 0 | 0 | 0 | 0 | 0 | 0 | 0 | 0 | 0 | 0 | 0
F1_Commercial_Miscellaneous_New_Food Preparation_Natural Gas_Broiler_E8 | F1 | Commercial | Miscellaneous | New | Food Preparation | Natural Gas | Broiler | E8 | Participant - Cost of Equipment | 0 | 0 | 0 | 0 | 0 | 0 | 0 | 0 | 0 | 0 | 0 | 0 | 0 | 0 | 0 | 0 | 0 | 0 | 0 | 0 | 0 | 0 | 0 | 0 | 0 | 0 | 0 | 0 | 0 | 0
F1_Commercial_Miscellaneous_New_Food Preparation_Natural Gas_Broiler_E9 | F1 | Commercial | Miscellaneous | New | Food Preparation | Natural Gas | Broiler | E9 | Participant - Cost of Equipment | 0 | 0 | 0 | 0 | 0 | 0 | 0 | 0 | 0 | 0 | 0 | 0 | 0 | 0 | 0 | 0 | 0 | 0 | 0 | 0 | 0 | 0 | 0 | 0 | 0 | 0 | 0 | 0 | 0 | 0
F1_Commercial_Miscellaneous_New_Food Preparation_Natural Gas_Broiler_E10 | F1 | Commercial | Miscellaneous | New | Food Preparation | Natural Gas | Broiler | E10 | Participant - Cost of Equipment | 0 | 0 | 0 | 0 | 0 | 0 | 0 | 0 | 0 | 0 | 0 | 0 | 0 | 0 | 0 | 0 | 0 | 0 | 0 | 0 | 0 | 0 | 0 | 0 | 0 | 0 | 0 | 0 | 0 | 0
F2_Commercial_Miscellaneous_New_Food Preparation_Natural Gas_Broiler_E1 | F2 | Commercial | Miscellaneous | New | Food Preparation | Natural Gas | Broiler | E1 | Participant - Cost of Operation | 0.013116 | 0.013228 | 0.013363 | 0.013585 | 0.013881 | 0.014231 | 0.014552 | 0.014838 | 0.015116 | 0.015385 | 0.015656 | 0.01592 | 0.016168 | 0.016417 | 0.016655 | 0.016899 | 0.017159 | 0.017422 | 0.017686 | 0.017952 | 0.018215 | 0.018474 | 0 | 0 | 0 | 0 | 0 | 0 | 0 | 0
F2_Commercial_Miscellaneous_New_Food Preparation_Natural Gas_Broiler_E2 | F2 | Commercial | Miscellaneous | New | Food Preparation | Natural Gas | Broiler | E2 | Participant - Cost of Operation | 0.0084319 | 0.008504 | 0.0085904 | 0.0087333 | 0.0089238 | 0.0091485 | 0.009355 | 0.0095389 | 0.0097172 | 0.0098902 | 0.010065 | 0.010234 | 0.010394 | 0.010554 | 0.010707 | 0.010863 | 0.011031 | 0.0112 | 0.01137 | 0.011541 | 0.01171 | 0.011876 | 0 | 0 | 0 | 0 | 0 | 0 | 0 | 0
F2_Commercial_Miscellaneous_New_Food Preparation_Natural Gas_Broiler_E3 | F2 | Commercial | Miscellaneous | New | Food Preparation | Natural Gas | Broiler | E3 | Participant - Cost of Operation | 0 | 0 | 0 | 0 | 0 | 0 | 0 | 0 | 0 | 0 | 0 | 0 | 0 | 0 | 0 | 0 | 0 | 0 | 0 | 0 | 0 | 0 | 0 | 0 | 0 | 0 | 0 | 0 | 0 | 0
F2_Commercial_Miscellaneous_New_Food Preparation_Natural Gas_Broiler_E4 | F2 | Commercial | Miscellaneous | New | Food Preparation | Natural Gas | Broiler | E4 | Participant - Cost of Operation | 0 | 0 | 0 | 0 | 0 | 0 | 0 | 0 | 0 | 0 | 0 | 0 | 0 | 0 | 0 | 0 | 0 | 0 | 0 | 0 | 0 | 0 | 0 | 0 | 0 | 0 | 0 | 0 | 0 | 0
F2_Commercial_Miscellaneous_New_Food Preparation_Natural Gas_Broiler_E5 | F2 | Commercial | Miscellaneous | New | Food Preparation | Natural Gas | Broiler | E5 | Participant - Cost of Operation | 0 | 0 | 0 | 0 | 0 | 0 | 0 | 0 | 0 | 0 | 0 | 0 | 0 | 0 | 0 | 0 | 0 | 0 | 0 | 0 | 0 | 0 | 0 | 0 | 0 | 0 | 0 | 0 | 0 | 0
F2_Commercial_Miscellaneous_New_Food Preparation_Natural Gas_Broiler_E6 | F2 | Commercial | Miscellaneous | New | Food Preparation | Natural Gas | Broiler | E6 | Participant - Cost of Operation | 0 | 0 | 0 | 0 | 0 | 0 | 0 | 0 | 0 | 0 | 0 | 0 | 0 | 0 | 0 | 0 | 0 | 0 | 0 | 0 | 0 | 0 | 0 | 0 | 0 | 0 | 0 | 0 | 0 | 0
F2_Commercial_Miscellaneous_New_Food Preparation_Natural Gas_Broiler_E7 | F2 | Commercial | Miscellaneous | New | Food Preparation | Natural Gas | Broiler | E7 | Participant - Cost of Operation | 0 | 0 | 0 | 0 | 0 | 0 | 0 | 0 | 0 | 0 | 0 | 0 | 0 | 0 | 0 | 0 | 0 | 0 | 0 | 0 | 0 | 0 | 0 | 0 | 0 | 0 | 0 | 0 | 0 | 0
F2_Commercial_Miscellaneous_New_Food Preparation_Natural Gas_Broiler_E8 | F2 | Commercial | Miscellaneous | New | Food Preparation | Natural Gas | Broiler | E8 | Participant - Cost of Operation | 0 | 0 | 0 | 0 | 0 | 0 | 0 | 0 | 0 | 0 | 0 | 0 | 0 | 0 | 0 | 0 | 0 | 0 | 0 | 0 | 0 | 0 | 0 | 0 | 0 | 0 | 0 | 0 | 0 | 0
F2_Commercial_Miscellaneous_New_Food Preparation_Natural Gas_Broiler_E9 | F2 | Commercial | Miscellaneous | New | Food Preparation | Natural Gas | Broiler | E9 | Participant - Cost of Operation | 0 | 0 | 0 | 0 | 0 | 0 | 0 | 0 | 0 | 0 | 0 | 0 | 0 | 0 | 0 | 0 | 0 | 0 | 0 | 0 | 0 | 0 | 0 | 0 | 0 | 0 | 0 | 0 | 0 | 0
F2_Commercial_Miscellaneous_New_Food Preparation_Natural Gas_Broiler_E10 | F2 | Commercial | Miscellaneous | New | Food Preparation | Natural Gas | Broiler | E10 | Participant - Cost of Operation | 0 | 0 | 0 | 0 | 0 | 0 | 0 | 0 | 0 | 0 | 0 | 0 | 0 | 0 | 0 | 0 | 0 | 0 | 0 | 0 | 0 | 0 | 0 | 0 | 0 | 0 | 0 | 0 | 0 | 0
F3_Commercial_Miscellaneous_New_Food Preparation_Natural Gas_Broiler_E1 | F3 | Commercial | Miscellaneous | New | Food Preparation | Natural Gas | Broiler | E1 | System - kBTUs of Conusmption | 1.2301 | 1.2338 | 1.2379 | 1.2472 | 1.2555 | 1.2625 | 1.2678 | 1.2731 | 1.278 | 1.2811 | 1.2821 | 1.2819 | 1.28 | 1.2764 | 1.2719 | 1.2675 | 1.2628 | 1.2578 | 1.2521 | 1.2466 | 1.2408 | 1.235 | 0 | 0 | 0 | 0 | 0 | 0 | 0 | 0
F3_Commercial_Miscellaneous_New_Food Preparation_Natural Gas_Broiler_E2 | F3 | Commercial | Miscellaneous | New | Food Preparation | Natural Gas | Broiler | E2 | System - kBTUs of Conusmption | 0.79078 | 0.79315 | 0.79577 | 0.80179 | 0.80711 | 0.8116 | 0.81501 | 0.81839 | 0.82154 | 0.82355 | 0.82423 | 0.82408 | 0.82286 | 0.82053 | 0.81765 | 0.81484 | 0.81182 | 0.8086 | 0.80491 | 0.80137 | 0.79768 | 0.7939 | 0 | 0 | 0 | 0 | 0 | 0 | 0 | 0
F3_Commercial_Miscellaneous_New_Food Preparation_Natural Gas_Broiler_E3 | F3 | Commercial | Miscellaneous | New | Food Preparation | Natural Gas | Broiler | E3 | System - kBTUs of Conusmption | 0 | 0 | 0 | 0 | 0 | 0 | 0 | 0 | 0 | 0 | 0 | 0 | 0 | 0 | 0 | 0 | 0 | 0 | 0 | 0 | 0 | 0 | 0 | 0 | 0 | 0 | 0 | 0 | 0 | 0
F3_Commercial_Miscellaneous_New_Food Preparation_Natural Gas_Broiler_E4 | F3 | Commercial | Miscellaneous | New | Food Preparation | Natural Gas | Broiler | E4 | System - kBTUs of Conusmption | 0 | 0 | 0 | 0 | 0 | 0 | 0 | 0 | 0 | 0 | 0 | 0 | 0 | 0 | 0 | 0 | 0 | 0 | 0 | 0 | 0 | 0 | 0 | 0 | 0 | 0 | 0 | 0 | 0 | 0
F3_Commercial_Miscellaneous_New_Food Preparation_Natural Gas_Broiler_E5 | F3 | Commercial | Miscellaneous | New | Food Preparation | Natural Gas | Broiler | E5 | System - kBTUs of Conusmption | 0 | 0 | 0 | 0 | 0 | 0 | 0 | 0 | 0 | 0 | 0 | 0 | 0 | 0 | 0 | 0 | 0 | 0 | 0 | 0 | 0 | 0 | 0 | 0 | 0 | 0 | 0 | 0 | 0 | 0
F3_Commercial_Miscellaneous_New_Food Preparation_Natural Gas_Broiler_E6 | F3 | Commercial | Miscellaneous | New | Food Preparation | Natural Gas | Broiler | E6 | System - kBTUs of Conusmption | 0 | 0 | 0 | 0 | 0 | 0 | 0 | 0 | 0 | 0 | 0 | 0 | 0 | 0 | 0 | 0 | 0 | 0 | 0 | 0 | 0 | 0 | 0 | 0 | 0 | 0 | 0 | 0 | 0 | 0
F3_Commercial_Miscellaneous_New_Food Preparation_Natural Gas_Broiler_E7 | F3 | Commercial | Miscellaneous | New | Food Preparation | Natural Gas | Broiler | E7 | System - kBTUs of Conusmption | 0 | 0 | 0 | 0 | 0 | 0 | 0 | 0 | 0 | 0 | 0 | 0 | 0 | 0 | 0 | 0 | 0 | 0 | 0 | 0 | 0 | 0 | 0 | 0 | 0 | 0 | 0 | 0 | 0 | 0
F3_Commercial_Miscellaneous_New_Food Preparation_Natural Gas_Broiler_E8 | F3 | Commercial | Miscellaneous | New | Food Preparation | Natural Gas | Broiler | E8 | System - kBTUs of Conusmption | 0 | 0 | 0 | 0 | 0 | 0 | 0 | 0 | 0 | 0 | 0 | 0 | 0 | 0 | 0 | 0 | 0 | 0 | 0 | 0 | 0 | 0 | 0 | 0 | 0 | 0 | 0 | 0 | 0 | 0
F3_Commercial_Miscellaneous_New_Food Preparation_Natural Gas_Broiler_E9 | F3 | Commercial | Miscellaneous | New | Food Preparation | Natural Gas | Broiler | E9 | System - kBTUs of Conusmption | 0 | 0 | 0 | 0 | 0 | 0 | 0 | 0 | 0 | 0 | 0 | 0 | 0 | 0 | 0 | 0 | 0 | 0 | 0 | 0 | 0 | 0 | 0 | 0 | 0 | 0 | 0 | 0 | 0 | 0
F3_Commercial_Miscellaneous_New_Food Preparation_Natural Gas_Broiler_E10 | F3 | Commercial | Miscellaneous | New | Food Preparation | Natural Gas | Broiler | E10 | System - kBTUs of Conusmption | 0 | 0 | 0 | 0 | 0 | 0 | 0 | 0 | 0 | 0 | 0 | 0 | 0 | 0 | 0 | 0 | 0 | 0 | 0 | 0 | 0 | 0 | 0 | 0 | 0 | 0 | 0 | 0 | 0 | 0
F4_Commercial_Miscellaneous_New_Food Preparation_Natural Gas_Broiler_E1 | F4 | Commercial | Miscellaneous | New | Food Preparation | Natural Gas | Broiler | E1 | Utility - Cost of Equipment | 0.0053056 | 0.0053056 | 0.0053056 | 0.0053056 | 0.0053056 | 0.0053056 | 0.0053056 | 0.0053056 | 0.0053056 | 0.0053056 | 0.0053056 | 0.0053056 | 0.0053056 | 0.0053056 | 0.0053056 | 0.0053056 | 0.0053056 | 0.0053056 | 0.0053056 | 0.0053056 | 0.0053056 | 0.0053056 | 0 | 0 | 0 | 0 | 0 | 0 | 0 | 0
F4_Commercial_Miscellaneous_New_Food Preparation_Natural Gas_Broiler_E2 | F4 | Commercial | Miscellaneous | New | Food Preparation | Natural Gas | Broiler | E2 | Utility - Cost of Equipment | 0.0074278 | 0.0074278 | 0.0074278 | 0.0074278 | 0.0074278 | 0.0074278 | 0.0074278 | 0.0074278 | 0.0074278 | 0.0074278 | 0.0074278 | 0.0074278 | 0.0074278 | 0.0074278 | 0.0074278 | 0.0074278 | 0.0074278 | 0.0074278 | 0.0074278 | 0.0074278 | 0.0074278 | 0.0074278 | 0 | 0 | 0 | 0 | 0 | 0 | 0 | 0
F4_Commercial_Miscellaneous_New_Food Preparation_Natural Gas_Broiler_E3 | F4 | Commercial | Miscellaneous | New | Food Preparation | Natural Gas | Broiler | E3 | Utility - Cost of Equipment | 0 | 0 | 0 | 0 | 0 | 0 | 0 | 0 | 0 | 0 | 0 | 0 | 0 | 0 | 0 | 0 | 0 | 0 | 0 | 0 | 0 | 0 | 0 | 0 | 0 | 0 | 0 | 0 | 0 | 0
F4_Commercial_Miscellaneous_New_Food Preparation_Natural Gas_Broiler_E4 | F4 | Commercial | Miscellaneous | New | Food Preparation | Natural Gas | Broiler | E4 | Utility - Cost of Equipment | 0 | 0 | 0 | 0 | 0 | 0 | 0 | 0 | 0 | 0 | 0 | 0 | 0 | 0 | 0 | 0 | 0 | 0 | 0 | 0 | 0 | 0 | 0 | 0 | 0 | 0 | 0 | 0 | 0 | 0
F4_Commercial_Miscellaneous_New_Food Preparation_Natural Gas_Broiler_E5 | F4 | Commercial | Miscellaneous | New | Food Preparation | Natural Gas | Broiler | E5 | Utility - Cost of Equipment | 0 | 0 | 0 | 0 | 0 | 0 | 0 | 0 | 0 | 0 | 0 | 0 | 0 | 0 | 0 | 0 | 0 | 0 | 0 | 0 | 0 | 0 | 0 | 0 | 0 | 0 | 0 | 0 | 0 | 0
F4_Commercial_Miscellaneous_New_Food Preparation_Natural Gas_Broiler_E6 | F4 | Commercial | Miscellaneous | New | Food Preparation | Natural Gas | Broiler | E6 | Utility - Cost of Equipment | 0 | 0 | 0 | 0 | 0 | 0 | 0 | 0 | 0 | 0 | 0 | 0 | 0 | 0 | 0 | 0 | 0 | 0 | 0 | 0 | 0 | 0 | 0 | 0 | 0 | 0 | 0 | 0 | 0 | 0
F4_Commercial_Miscellaneous_New_Food Preparation_Natural Gas_Broiler_E7 | F4 | Commercial | Miscellaneous | New | Food Preparation | Natural Gas | Broiler | E7 | Utility - Cost of Equipment | 0 | 0 | 0 | 0 | 0 | 0 | 0 | 0 | 0 | 0 | 0 | 0 | 0 | 0 | 0 | 0 | 0 | 0 | 0 | 0 | 0 | 0 | 0 | 0 | 0 | 0 | 0 | 0 | 0 | 0
F4_Commercial_Miscellaneous_New_Food Preparation_Natural Gas_Broiler_E8 | F4 | Commercial | Miscellaneous | New | Food Preparation | Natural Gas | Broiler | E8 | Utility - Cost of Equipment | 0 | 0 | 0 | 0 | 0 | 0 | 0 | 0 | 0 | 0 | 0 | 0 | 0 | 0 | 0 | 0 | 0 | 0 | 0 | 0 | 0 | 0 | 0 | 0 | 0 | 0 | 0 | 0 | 0 | 0
F4_Commercial_Miscellaneous_New_Food Preparation_Natural Gas_Broiler_E9 | F4 | Commercial | Miscellaneous | New | Food Preparation | Natural Gas | Broiler | E9 | Utility - Cost of Equipment | 0 | 0 | 0 | 0 | 0 | 0 | 0 | 0 | 0 | 0 | 0 | 0 | 0 | 0 | 0 | 0 | 0 | 0 | 0 | 0 | 0 | 0 | 0 | 0 | 0 | 0 | 0 | 0 | 0 | 0
F4_Commercial_Miscellaneous_New_Food Preparation_Natural Gas_Broiler_E10 | F4 | Commercial | Miscellaneous | New | Food Preparation | Natural Gas | Broiler | E10 | Utility - Cost of Equipment | 0 | 0 | 0 | 0 | 0 | 0 | 0 | 0 | 0 | 0 | 0 | 0 | 0 | 0 | 0 | 0 | 0 | 0 | 0 | 0 | 0 | 0 | 0 | 0 | 0 | 0 | 0 | 0 | 0 | 0
F5_Commercial_Miscellaneous_New_Food Preparation_Natural Gas_Broiler_E1 | F5 | Commercial | Miscellaneous | New | Food Preparation | Natural Gas | Broiler | E1 | Utility - Cost of Operation | 0.010948 | 0.011041 | 0.011154 | 0.011339 | 0.011587 | 0.011878 | 0.012146 | 0.012385 | 0.012617 | 0.012841 | 0.013068 | 0.013288 | 0.013495 | 0.013703 | 0.013901 | 0.014105 | 0.014323 | 0.014542 | 0.014763 | 0.014984 | 0.015204 | 0.01542 | 0 | 0 | 0 | 0 | 0 | 0 | 0 | 0
F5_Commercial_Miscellaneous_New_Food Preparation_Natural Gas_Broiler_E2 | F5 | Commercial | Miscellaneous | New | Food Preparation | Natural Gas | Broiler | E2 | Utility - Cost of Operation | 0.0070379 | 0.0070981 | 0.0071702 | 0.0072895 | 0.0074485 | 0.0076361 | 0.0078084 | 0.0079619 | 0.0081108 | 0.0082552 | 0.0084008 | 0.0085423 | 0.0086756 | 0.0088091 | 0.0089366 | 0.0090674 | 0.0092073 | 0.0093482 | 0.0094902 | 0.0096328 | 0.0097738 | 0.0099128 | 0 | 0 | 0 | 0 | 0 | 0 | 0 | 0
F5_Commercial_Miscellaneous_New_Food Preparation_Natural Gas_Broiler_E3 | F5 | Commercial | Miscellaneous | New | Food Preparation | Natural Gas | Broiler | E3 | Utility - Cost of Operation | 0 | 0 | 0 | 0 | 0 | 0 | 0 | 0 | 0 | 0 | 0 | 0 | 0 | 0 | 0 | 0 | 0 | 0 | 0 | 0 | 0 | 0 | 0 | 0 | 0 | 0 | 0 | 0 | 0 | 0
F5_Commercial_Miscellaneous_New_Food Preparation_Natural Gas_Broiler_E4 | F5 | Commercial | Miscellaneous | New | Food Preparation | Natural Gas | Broiler | E4 | Utility - Cost of Operation | 0 | 0 | 0 | 0 | 0 | 0 | 0 | 0 | 0 | 0 | 0 | 0 | 0 | 0 | 0 | 0 | 0 | 0 | 0 | 0 | 0 | 0 | 0 | 0 | 0 | 0 | 0 | 0 | 0 | 0
F5_Commercial_Miscellaneous_New_Food Preparation_Natural Gas_Broiler_E5 | F5 | Commercial | Miscellaneous | New | Food Preparation | Natural Gas | Broiler | E5 | Utility - Cost of Operation | 0 | 0 | 0 | 0 | 0 | 0 | 0 | 0 | 0 | 0 | 0 | 0 | 0 | 0 | 0 | 0 | 0 | 0 | 0 | 0 | 0 | 0 | 0 | 0 | 0 | 0 | 0 | 0 | 0 | 0
F5_Commercial_Miscellaneous_New_Food Preparation_Natural Gas_Broiler_E6 | F5 | Commercial | Miscellaneous | New | Food Preparation | Natural Gas | Broiler | E6 | Utility - Cost of Operation | 0 | 0 | 0 | 0 | 0 | 0 | 0 | 0 | 0 | 0 | 0 | 0 | 0 | 0 | 0 | 0 | 0 | 0 | 0 | 0 | 0 | 0 | 0 | 0 | 0 | 0 | 0 | 0 | 0 | 0
F5_Commercial_Miscellaneous_New_Food Preparation_Natural Gas_Broiler_E7 | F5 | Commercial | Miscellaneous | New | Food Preparation | Natural Gas | Broiler | E7 | Utility - Cost of Operation | 0 | 0 | 0 | 0 | 0 | 0 | 0 | 0 | 0 | 0 | 0 | 0 | 0 | 0 | 0 | 0 | 0 | 0 | 0 | 0 | 0 | 0 | 0 | 0 | 0 | 0 | 0 | 0 | 0 | 0
F5_Commercial_Miscellaneous_New_Food Preparation_Natural Gas_Broiler_E8 | F5 | Commercial | Miscellaneous | New | Food Preparation | Natural Gas | Broiler | E8 | Utility - Cost of Operation | 0 | 0 | 0 | 0 | 0 | 0 | 0 | 0 | 0 | 0 | 0 | 0 | 0 | 0 | 0 | 0 | 0 | 0 | 0 | 0 | 0 | 0 | 0 | 0 | 0 | 0 | 0 | 0 | 0 | 0
F5_Commercial_Miscellaneous_New_Food Preparation_Natural Gas_Broiler_E9 | F5 | Commercial | Miscellaneous | New | Food Preparation | Natural Gas | Broiler | E9 | Utility - Cost of Operation | 0 | 0 | 0 | 0 | 0 | 0 | 0 | 0 | 0 | 0 | 0 | 0 | 0 | 0 | 0 | 0 | 0 | 0 | 0 | 0 | 0 | 0 | 0 | 0 | 0 | 0 | 0 | 0 | 0 | 0
F5_Commercial_Miscellaneous_New_Food Preparation_Natural Gas_Broiler_E10 | F5 | Commercial | Miscellaneous | New | Food Preparation | Natural Gas | Broiler | E10 | Utility - Cost of Operation | 0 | 0 | 0 | 0 | 0 | 0 | 0 | 0 | 0 | 0 | 0 | 0 | 0 | 0 | 0 | 0 | 0 | 0 | 0 | 0 | 0 | 0 | 0 | 0 | 0 | 0 | 0 | 0 | 0 | 0
F6_Commercial_Miscellaneous_New_Food Preparation_Natural Gas_Broiler_E1 | F6 | Commercial | Miscellaneous | New | Food Preparation | Natural Gas | Broiler | E1 | Utility - Value of Sales | 0.013116 | 0.013228 | 0.013363 | 0.013585 | 0.013881 | 0.014231 | 0.014552 | 0.014838 | 0.015116 | 0.015385 | 0.015656 | 0.01592 | 0.016168 | 0.016417 | 0.016655 | 0.016899 | 0.017159 | 0.017422 | 0.017686 | 0.017952 | 0.018215 | 0.018474 | 0 | 0 | 0 | 0 | 0 | 0 | 0 | 0
F6_Commercial_Miscellaneous_New_Food Preparation_Natural Gas_Broiler_E2 | F6 | Commercial | Miscellaneous | New | Food Preparation | Natural Gas | Broiler | E2 | Utility - Value of Sales | 0.0084319 | 0.008504 | 0.0085904 | 0.0087333 | 0.0089238 | 0.0091485 | 0.009355 | 0.0095389 | 0.0097172 | 0.0098902 | 0.010065 | 0.010234 | 0.010394 | 0.010554 | 0.010707 | 0.010863 | 0.011031 | 0.0112 | 0.01137 | 0.011541 | 0.01171 | 0.011876 | 0 | 0 | 0 | 0 | 0 | 0 | 0 | 0
F6_Commercial_Miscellaneous_New_Food Preparation_Natural Gas_Broiler_E3 | F6 | Commercial | Miscellaneous | New | Food Preparation | Natural Gas | Broiler | E3 | Utility - Value of Sales | 0 | 0 | 0 | 0 | 0 | 0 | 0 | 0 | 0 | 0 | 0 | 0 | 0 | 0 | 0 | 0 | 0 | 0 | 0 | 0 | 0 | 0 | 0 | 0 | 0 | 0 | 0 | 0 | 0 | 0
F6_Commercial_Miscellaneous_New_Food Preparation_Natural Gas_Broiler_E4 | F6 | Commercial | Miscellaneous | New | Food Preparation | Natural Gas | Broiler | E4 | Utility - Value of Sales | 0 | 0 | 0 | 0 | 0 | 0 | 0 | 0 | 0 | 0 | 0 | 0 | 0 | 0 | 0 | 0 | 0 | 0 | 0 | 0 | 0 | 0 | 0 | 0 | 0 | 0 | 0 | 0 | 0 | 0
F6_Commercial_Miscellaneous_New_Food Preparation_Natural Gas_Broiler_E5 | F6 | Commercial | Miscellaneous | New | Food Preparation | Natural Gas | Broiler | E5 | Utility - Value of Sales | 0 | 0 | 0 | 0 | 0 | 0 | 0 | 0 | 0 | 0 | 0 | 0 | 0 | 0 | 0 | 0 | 0 | 0 | 0 | 0 | 0 | 0 | 0 | 0 | 0 | 0 | 0 | 0 | 0 | 0
F6_Commercial_Miscellaneous_New_Food Preparation_Natural Gas_Broiler_E6 | F6 | Commercial | Miscellaneous | New | Food Preparation | Natural Gas | Broiler | E6 | Utility - Value of Sales | 0 | 0 | 0 | 0 | 0 | 0 | 0 | 0 | 0 | 0 | 0 | 0 | 0 | 0 | 0 | 0 | 0 | 0 | 0 | 0 | 0 | 0 | 0 | 0 | 0 | 0 | 0 | 0 | 0 | 0
F6_Commercial_Miscellaneous_New_Food Preparation_Natural Gas_Broiler_E7 | F6 | Commercial | Miscellaneous | New | Food Preparation | Natural Gas | Broiler | E7 | Utility - Value of Sales | 0 | 0 | 0 | 0 | 0 | 0 | 0 | 0 | 0 | 0 | 0 | 0 | 0 | 0 | 0 | 0 | 0 | 0 | 0 | 0 | 0 | 0 | 0 | 0 | 0 | 0 | 0 | 0 | 0 | 0
F6_Commercial_Miscellaneous_New_Food Preparation_Natural Gas_Broiler_E8 | F6 | Commercial | Miscellaneous | New | Food Preparation | Natural Gas | Broiler | E8 | Utility - Value of Sales | 0 | 0 | 0 | 0 | 0 | 0 | 0 | 0 | 0 | 0 | 0 | 0 | 0 | 0 | 0 | 0 | 0 | 0 | 0 | 0 | 0 | 0 | 0 | 0 | 0 | 0 | 0 | 0 | 0 | 0
F6_Commercial_Miscellaneous_New_Food Preparation_Natural Gas_Broiler_E9 | F6 | Commercial | Miscellaneous | New | Food Preparation | Natural Gas | Broiler | E9 | Utility - Value of Sales | 0 | 0 | 0 | 0 | 0 | 0 | 0 | 0 | 0 | 0 | 0 | 0 | 0 | 0 | 0 | 0 | 0 | 0 | 0 | 0 | 0 | 0 | 0 | 0 | 0 | 0 | 0 | 0 | 0 | 0
F6_Commercial_Miscellaneous_New_Food Preparation_Natural Gas_Broiler_E10 | F6 | Commercial | Miscellaneous | New | Food Preparation | Natural Gas | Broiler | E10 | Utility - Value of Sales | 0 | 0 | 0 | 0 | 0 | 0 | 0 | 0 | 0 | 0 | 0 | 0 | 0 | 0 | 0 | 0 | 0 | 0 | 0 | 0 | 0 | 0 | 0 | 0 | 0 | 0 | 0 | 0 | 0 | 0
F1_Commercial_Miscellaneous_New_Food Preparation_Natural Gas_Griddle_E1 | F1 | Commercial | Miscellaneous | New | Food Preparation | Natural Gas | Griddle | E1 | Participant - Cost of Equipment | 0.0038593 | 0.0038593 | 0.0038593 | 0.0038593 | 0.0038593 | 0.0038593 | 0.0038593 | 0.0038593 | 0.0038593 | 0.0038593 | 0.0038593 | 0.0038593 | 0.0038593 | 0.0038593 | 0.0038593 | 0.0038593 | 0.0038593 | 0.0038593 | 0.0038593 | 0.0038593 | 0.0038593 | 0.0038593 | 0 | 0 | 0 | 0 | 0 | 0 | 0 | 0
F1_Commercial_Miscellaneous_New_Food Preparation_Natural Gas_Griddle_E2 | F1 | Commercial | Miscellaneous | New | Food Preparation | Natural Gas | Griddle | E2 | Participant - Cost of Equipment | 0.0041291 | 0.0041291 | 0.0041291 | 0.0041291 | 0.0041291 | 0.0041291 | 0.0041291 | 0.0041291 | 0.0041291 | 0.0041291 | 0.0041291 | 0.0041291 | 0.0041291 | 0.0041291 | 0.0041291 | 0.0041291 | 0.0041291 | 0.0041291 | 0.0041291 | 0.0041291 | 0.0041291 | 0.0041291 | 0 | 0 | 0 | 0 | 0 | 0 | 0 | 0
F1_Commercial_Miscellaneous_New_Food Preparation_Natural Gas_Griddle_E3 | F1 | Commercial | Miscellaneous | New | Food Preparation | Natural Gas | Griddle | E3 | Participant - Cost of Equipment | 0 | 0 | 0 | 0 | 0 | 0 | 0 | 0 | 0 | 0 | 0 | 0 | 0 | 0 | 0 | 0 | 0 | 0 | 0 | 0 | 0 | 0 | 0 | 0 | 0 | 0 | 0 | 0 | 0 | 0
F1_Commercial_Miscellaneous_New_Food Preparation_Natural Gas_Griddle_E4 | F1 | Commercial | Miscellaneous | New | Food Preparation | Natural Gas | Griddle | E4 | Participant - Cost of Equipment | 0 | 0 | 0 | 0 | 0 | 0 | 0 | 0 | 0 | 0 | 0 | 0 | 0 | 0 | 0 | 0 | 0 | 0 | 0 | 0 | 0 | 0 | 0 | 0 | 0 | 0 | 0 | 0 | 0 | 0
F1_Commercial_Miscellaneous_New_Food Preparation_Natural Gas_Griddle_E5 | F1 | Commercial | Miscellaneous | New | Food Preparation | Natural Gas | Griddle | E5 | Participant - Cost of Equipment | 0 | 0 | 0 | 0 | 0 | 0 | 0 | 0 | 0 | 0 | 0 | 0 | 0 | 0 | 0 | 0 | 0 | 0 | 0 | 0 | 0 | 0 | 0 | 0 | 0 | 0 | 0 | 0 | 0 | 0
F1_Commercial_Miscellaneous_New_Food Preparation_Natural Gas_Griddle_E6 | F1 | Commercial | Miscellaneous | New | Food Preparation | Natural Gas | Griddle | E6 | Participant - Cost of Equipment | 0 | 0 | 0 | 0 | 0 | 0 | 0 | 0 | 0 | 0 | 0 | 0 | 0 | 0 | 0 | 0 | 0 | 0 | 0 | 0 | 0 | 0 | 0 | 0 | 0 | 0 | 0 | 0 | 0 | 0
F1_Commercial_Miscellaneous_New_Food Preparation_Natural Gas_Griddle_E7 | F1 | Commercial | Miscellaneous | New | Food Preparation | Natural Gas | Griddle | E7 | Participant - Cost of Equipment | 0 | 0 | 0 | 0 | 0 | 0 | 0 | 0 | 0 | 0 | 0 | 0 | 0 | 0 | 0 | 0 | 0 | 0 | 0 | 0 | 0 | 0 | 0 | 0 | 0 | 0 | 0 | 0 | 0 | 0
F1_Commercial_Miscellaneous_New_Food Preparation_Natural Gas_Griddle_E8 | F1 | Commercial | Miscellaneous | New | Food Preparation | Natural Gas | Griddle | E8 | Participant - Cost of Equipment | 0 | 0 | 0 | 0 | 0 | 0 | 0 | 0 | 0 | 0 | 0 | 0 | 0 | 0 | 0 | 0 | 0 | 0 | 0 | 0 | 0 | 0 | 0 | 0 | 0 | 0 | 0 | 0 | 0 | 0
F1_Commercial_Miscellaneous_New_Food Preparation_Natural Gas_Griddle_E9 | F1 | Commercial | Miscellaneous | New | Food Preparation | Natural Gas | Griddle | E9 | Participant - Cost of Equipment | 0 | 0 | 0 | 0 | 0 | 0 | 0 | 0 | 0 | 0 | 0 | 0 | 0 | 0 | 0 | 0 | 0 | 0 | 0 | 0 | 0 | 0 | 0 | 0 | 0 | 0 | 0 | 0 | 0 | 0
F1_Commercial_Miscellaneous_New_Food Preparation_Natural Gas_Griddle_E10 | F1 | Commercial | Miscellaneous | New | Food Preparation | Natural Gas | Griddle | E10 | Participant - Cost of Equipment | 0 | 0 | 0 | 0 | 0 | 0 | 0 | 0 | 0 | 0 | 0 | 0 | 0 | 0 | 0 | 0 | 0 | 0 | 0 | 0 | 0 | 0 | 0 | 0 | 0 | 0 | 0 | 0 | 0 | 0
F2_Commercial_Miscellaneous_New_Food Preparation_Natural Gas_Griddle_E1 | F2 | Commercial | Miscellaneous | New | Food Preparation | Natural Gas | Griddle | E1 | Participant - Cost of Operation | 0.0088051 | 0.0088804 | 0.0089706 | 0.0091198 | 0.0093187 | 0.0095534 | 0.0097691 | 0.0099611 | 0.010147 | 0.010328 | 0.01051 | 0.010687 | 0.010854 | 0.011021 | 0.011181 | 0.011344 | 0.011519 | 0.011695 | 0.011873 | 0.012052 | 0.012228 | 0.012402 | 0 | 0 | 0 | 0 | 0 | 0 | 0 | 0
F2_Commercial_Miscellaneous_New_Food Preparation_Natural Gas_Griddle_E2 | F2 | Commercial | Miscellaneous | New | Food Preparation | Natural Gas | Griddle | E2 | Participant - Cost of Operation | 0.0076047 | 0.0076697 | 0.0077476 | 0.0078765 | 0.0080483 | 0.008251 | 0.0084372 | 0.0086031 | 0.0087639 | 0.0089199 | 0.0090773 | 0.0092302 | 0.0093742 | 0.0095185 | 0.0096563 | 0.0097976 | 0.0099488 | 0.010101 | 0.010254 | 0.010409 | 0.010561 | 0.010711 | 0 | 0 | 0 | 0 | 0 | 0 | 0 | 0
F2_Commercial_Miscellaneous_New_Food Preparation_Natural Gas_Griddle_E3 | F2 | Commercial | Miscellaneous | New | Food Preparation | Natural Gas | Griddle | E3 | Participant - Cost of Operation | 0 | 0 | 0 | 0 | 0 | 0 | 0 | 0 | 0 | 0 | 0 | 0 | 0 | 0 | 0 | 0 | 0 | 0 | 0 | 0 | 0 | 0 | 0 | 0 | 0 | 0 | 0 | 0 | 0 | 0
F2_Commercial_Miscellaneous_New_Food Preparation_Natural Gas_Griddle_E4 | F2 | Commercial | Miscellaneous | New | Food Preparation | Natural Gas | Griddle | E4 | Participant - Cost of Operation | 0 | 0 | 0 | 0 | 0 | 0 | 0 | 0 | 0 | 0 | 0 | 0 | 0 | 0 | 0 | 0 | 0 | 0 | 0 | 0 | 0 | 0 | 0 | 0 | 0 | 0 | 0 | 0 | 0 | 0
F2_Commercial_Miscellaneous_New_Food Preparation_Natural Gas_Griddle_E5 | F2 | Commercial | Miscellaneous | New | Food Preparation | Natural Gas | Griddle | E5 | Participant - Cost of Operation | 0 | 0 | 0 | 0 | 0 | 0 | 0 | 0 | 0 | 0 | 0 | 0 | 0 | 0 | 0 | 0 | 0 | 0 | 0 | 0 | 0 | 0 | 0 | 0 | 0 | 0 | 0 | 0 | 0 | 0
F2_Commercial_Miscellaneous_New_Food Preparation_Natural Gas_Griddle_E6 | F2 | Commercial | Miscellaneous | New | Food Preparation | Natural Gas | Griddle | E6 | Participant - Cost of Operation | 0 | 0 | 0 | 0 | 0 | 0 | 0 | 0 | 0 | 0 | 0 | 0 | 0 | 0 | 0 | 0 | 0 | 0 | 0 | 0 | 0 | 0 | 0 | 0 | 0 | 0 | 0 | 0 | 0 | 0
F2_Commercial_Miscellaneous_New_Food Preparation_Natural Gas_Griddle_E7 | F2 | Commercial | Miscellaneous | New | Food Preparation | Natural Gas | Griddle | E7 | Participant - Cost of Operation | 0 | 0 | 0 | 0 | 0 | 0 | 0 | 0 | 0 | 0 | 0 | 0 | 0 | 0 | 0 | 0 | 0 | 0 | 0 | 0 | 0 | 0 | 0 | 0 | 0 | 0 | 0 | 0 | 0 | 0
F2_Commercial_Miscellaneous_New_Food Preparation_Natural Gas_Griddle_E8 | F2 | Commercial | Miscellaneous | New | Food Preparation | Natural Gas | Griddle | E8 | Participant - Cost of Operation | 0 | 0 | 0 | 0 | 0 | 0 | 0 | 0 | 0 | 0 | 0 | 0 | 0 | 0 | 0 | 0 | 0 | 0 | 0 | 0 | 0 | 0 | 0 | 0 | 0 | 0 | 0 | 0 | 0 | 0
F2_Commercial_Miscellaneous_New_Food Preparation_Natural Gas_Griddle_E9 | F2 | Commercial | Miscellaneous | New | Food Preparation | Natural Gas | Griddle | E9 | Participant - Cost of Operation | 0 | 0 | 0 | 0 | 0 | 0 | 0 | 0 | 0 | 0 | 0 | 0 | 0 | 0 | 0 | 0 | 0 | 0 | 0 | 0 | 0 | 0 | 0 | 0 | 0 | 0 | 0 | 0 | 0 | 0
F2_Commercial_Miscellaneous_New_Food Preparation_Natural Gas_Griddle_E10 | F2 | Commercial | Miscellaneous | New | Food Preparation | Natural Gas | Griddle | E10 | Participant - Cost of Operation | 0 | 0 | 0 | 0 | 0 | 0 | 0 | 0 | 0 | 0 | 0 | 0 | 0 | 0 | 0 | 0 | 0 | 0 | 0 | 0 | 0 | 0 | 0 | 0 | 0 | 0 | 0 | 0 | 0 | 0
F3_Commercial_Miscellaneous_New_Food Preparation_Natural Gas_Griddle_E1 | F3 | Commercial | Miscellaneous | New | Food Preparation | Natural Gas | Griddle | E1 | System - kBTUs of Conusmption | 0.82578 | 0.82825 | 0.83099 | 0.83727 | 0.84283 | 0.84752 | 0.85108 | 0.85462 | 0.8579 | 0.86 | 0.86071 | 0.86056 | 0.85928 | 0.85684 | 0.85384 | 0.85091 | 0.84775 | 0.84439 | 0.84054 | 0.83684 | 0.83299 | 0.82904 | 0 | 0 | 0 | 0 | 0 | 0 | 0 | 0
F3_Commercial_Miscellaneous_New_Food Preparation_Natural Gas_Griddle_E2 | F3 | Commercial | Miscellaneous | New | Food Preparation | Natural Gas | Griddle | E2 | System - kBTUs of Conusmption | 0.7132 | 0.71533 | 0.7177 | 0.72313 | 0.72793 | 0.73197 | 0.73505 | 0.7381 | 0.74094 | 0.74275 | 0.74337 | 0.74323 | 0.74213 | 0.74003 | 0.73743 | 0.7349 | 0.73218 | 0.72927 | 0.72595 | 0.72275 | 0.71943 | 0.71601 | 0 | 0 | 0 | 0 | 0 | 0 | 0 | 0
F3_Commercial_Miscellaneous_New_Food Preparation_Natural Gas_Griddle_E3 | F3 | Commercial | Miscellaneous | New | Food Preparation | Natural Gas | Griddle | E3 | System - kBTUs of Conusmption | 0 | 0 | 0 | 0 | 0 | 0 | 0 | 0 | 0 | 0 | 0 | 0 | 0 | 0 | 0 | 0 | 0 | 0 | 0 | 0 | 0 | 0 | 0 | 0 | 0 | 0 | 0 | 0 | 0 | 0
F3_Commercial_Miscellaneous_New_Food Preparation_Natural Gas_Griddle_E4 | F3 | Commercial | Miscellaneous | New | Food Preparation | Natural Gas | Griddle | E4 | System - kBTUs of Conusmption | 0 | 0 | 0 | 0 | 0 | 0 | 0 | 0 | 0 | 0 | 0 | 0 | 0 | 0 | 0 | 0 | 0 | 0 | 0 | 0 | 0 | 0 | 0 | 0 | 0 | 0 | 0 | 0 | 0 | 0
F3_Commercial_Miscellaneous_New_Food Preparation_Natural Gas_Griddle_E5 | F3 | Commercial | Miscellaneous | New | Food Preparation | Natural Gas | Griddle | E5 | System - kBTUs of Conusmption | 0 | 0 | 0 | 0 | 0 | 0 | 0 | 0 | 0 | 0 | 0 | 0 | 0 | 0 | 0 | 0 | 0 | 0 | 0 | 0 | 0 | 0 | 0 | 0 | 0 | 0 | 0 | 0 | 0 | 0
F3_Commercial_Miscellaneous_New_Food Preparation_Natural Gas_Griddle_E6 | F3 | Commercial | Miscellaneous | New | Food Preparation | Natural Gas | Griddle | E6 | System - kBTUs of Conusmption | 0 | 0 | 0 | 0 | 0 | 0 | 0 | 0 | 0 | 0 | 0 | 0 | 0 | 0 | 0 | 0 | 0 | 0 | 0 | 0 | 0 | 0 | 0 | 0 | 0 | 0 | 0 | 0 | 0 | 0
F3_Commercial_Miscellaneous_New_Food Preparation_Natural Gas_Griddle_E7 | F3 | Commercial | Miscellaneous | New | Food Preparation | Natural Gas | Griddle | E7 | System - kBTUs of Conusmption | 0 | 0 | 0 | 0 | 0 | 0 | 0 | 0 | 0 | 0 | 0 | 0 | 0 | 0 | 0 | 0 | 0 | 0 | 0 | 0 | 0 | 0 | 0 | 0 | 0 | 0 | 0 | 0 | 0 | 0
F3_Commercial_Miscellaneous_New_Food Preparation_Natural Gas_Griddle_E8 | F3 | Commercial | Miscellaneous | New | Food Preparation | Natural Gas | Griddle | E8 | System - kBTUs of Conusmption | 0 | 0 | 0 | 0 | 0 | 0 | 0 | 0 | 0 | 0 | 0 | 0 | 0 | 0 | 0 | 0 | 0 | 0 | 0 | 0 | 0 | 0 | 0 | 0 | 0 | 0 | 0 | 0 | 0 | 0
F3_Commercial_Miscellaneous_New_Food Preparation_Natural Gas_Griddle_E9 | F3 | Commercial | Miscellaneous | New | Food Preparation | Natural Gas | Griddle | E9 | System - kBTUs of Conusmption | 0 | 0 | 0 | 0 | 0 | 0 | 0 | 0 | 0 | 0 | 0 | 0 | 0 | 0 | 0 | 0 | 0 | 0 | 0 | 0 | 0 | 0 | 0 | 0 | 0 | 0 | 0 | 0 | 0 | 0
F3_Commercial_Miscellaneous_New_Food Preparation_Natural Gas_Griddle_E10 | F3 | Commercial | Miscellaneous | New | Food Preparation | Natural Gas | Griddle | E10 | System - kBTUs of Conusmption | 0 | 0 | 0 | 0 | 0 | 0 | 0 | 0 | 0 | 0 | 0 | 0 | 0 | 0 | 0 | 0 | 0 | 0 | 0 | 0 | 0 | 0 | 0 | 0 | 0 | 0 | 0 | 0 | 0 | 0
F4_Commercial_Miscellaneous_New_Food Preparation_Natural Gas_Griddle_E1 | F4 | Commercial | Miscellaneous | New | Food Preparation | Natural Gas | Griddle | E1 | Utility - Cost of Equipment | 0.0038593 | 0.0038593 | 0.0038593 | 0.0038593 | 0.0038593 | 0.0038593 | 0.0038593 | 0.0038593 | 0.0038593 | 0.0038593 | 0.0038593 | 0.0038593 | 0.0038593 | 0.0038593 | 0.0038593 | 0.0038593 | 0.0038593 | 0.0038593 | 0.0038593 | 0.0038593 | 0.0038593 | 0.0038593 | 0 | 0 | 0 | 0 | 0 | 0 | 0 | 0
F4_Commercial_Miscellaneous_New_Food Preparation_Natural Gas_Griddle_E2 | F4 | Commercial | Miscellaneous | New | Food Preparation | Natural Gas | Griddle | E2 | Utility - Cost of Equipment | 0.0041291 | 0.0041291 | 0.0041291 | 0.0041291 | 0.0041291 | 0.0041291 | 0.0041291 | 0.0041291 | 0.0041291 | 0.0041291 | 0.0041291 | 0.0041291 | 0.0041291 | 0.0041291 | 0.0041291 | 0.0041291 | 0.0041291 | 0.0041291 | 0.0041291 | 0.0041291 | 0.0041291 | 0.0041291 | 0 | 0 | 0 | 0 | 0 | 0 | 0 | 0
F4_Commercial_Miscellaneous_New_Food Preparation_Natural Gas_Griddle_E3 | F4 | Commercial | Miscellaneous | New | Food Preparation | Natural Gas | Griddle | E3 | Utility - Cost of Equipment | 0 | 0 | 0 | 0 | 0 | 0 | 0 | 0 | 0 | 0 | 0 | 0 | 0 | 0 | 0 | 0 | 0 | 0 | 0 | 0 | 0 | 0 | 0 | 0 | 0 | 0 | 0 | 0 | 0 | 0
F4_Commercial_Miscellaneous_New_Food Preparation_Natural Gas_Griddle_E4 | F4 | Commercial | Miscellaneous | New | Food Preparation | Natural Gas | Griddle | E4 | Utility - Cost of Equipment | 0 | 0 | 0 | 0 | 0 | 0 | 0 | 0 | 0 | 0 | 0 | 0 | 0 | 0 | 0 | 0 | 0 | 0 | 0 | 0 | 0 | 0 | 0 | 0 | 0 | 0 | 0 | 0 | 0 | 0
F4_Commercial_Miscellaneous_New_Food Preparation_Natural Gas_Griddle_E5 | F4 | Commercial | Miscellaneous | New | Food Preparation | Natural Gas | Griddle | E5 | Utility - Cost of Equipment | 0 | 0 | 0 | 0 | 0 | 0 | 0 | 0 | 0 | 0 | 0 | 0 | 0 | 0 | 0 | 0 | 0 | 0 | 0 | 0 | 0 | 0 | 0 | 0 | 0 | 0 | 0 | 0 | 0 | 0
F4_Commercial_Miscellaneous_New_Food Preparation_Natural Gas_Griddle_E6 | F4 | Commercial | Miscellaneous | New | Food Preparation | Natural Gas | Griddle | E6 | Utility - Cost of Equipment | 0 | 0 | 0 | 0 | 0 | 0 | 0 | 0 | 0 | 0 | 0 | 0 | 0 | 0 | 0 | 0 | 0 | 0 | 0 | 0 | 0 | 0 | 0 | 0 | 0 | 0 | 0 | 0 | 0 | 0
F4_Commercial_Miscellaneous_New_Food Preparation_Natural Gas_Griddle_E7 | F4 | Commercial | Miscellaneous | New | Food Preparation | Natural Gas | Griddle | E7 | Utility - Cost of Equipment | 0 | 0 | 0 | 0 | 0 | 0 | 0 | 0 | 0 | 0 | 0 | 0 | 0 | 0 | 0 | 0 | 0 | 0 | 0 | 0 | 0 | 0 | 0 | 0 | 0 | 0 | 0 | 0 | 0 | 0
F4_Commercial_Miscellaneous_New_Food Preparation_Natural Gas_Griddle_E8 | F4 | Commercial | Miscellaneous | New | Food Preparation | Natural Gas | Griddle | E8 | Utility - Cost of Equipment | 0 | 0 | 0 | 0 | 0 | 0 | 0 | 0 | 0 | 0 | 0 | 0 | 0 | 0 | 0 | 0 | 0 | 0 | 0 | 0 | 0 | 0 | 0 | 0 | 0 | 0 | 0 | 0 | 0 | 0
F4_Commercial_Miscellaneous_New_Food Preparation_Natural Gas_Griddle_E9 | F4 | Commercial | Miscellaneous | New | Food Preparation | Natural Gas | Griddle | E9 | Utility - Cost of Equipment | 0 | 0 | 0 | 0 | 0 | 0 | 0 | 0 | 0 | 0 | 0 | 0 | 0 | 0 | 0 | 0 | 0 | 0 | 0 | 0 | 0 | 0 | 0 | 0 | 0 | 0 | 0 | 0 | 0 | 0
F4_Commercial_Miscellaneous_New_Food Preparation_Natural Gas_Griddle_E10 | F4 | Commercial | Miscellaneous | New | Food Preparation | Natural Gas | Griddle | E10 | Utility - Cost of Equipment | 0 | 0 | 0 | 0 | 0 | 0 | 0 | 0 | 0 | 0 | 0 | 0 | 0 | 0 | 0 | 0 | 0 | 0 | 0 | 0 | 0 | 0 | 0 | 0 | 0 | 0 | 0 | 0 | 0 | 0
F5_Commercial_Miscellaneous_New_Food Preparation_Natural Gas_Griddle_E1 | F5 | Commercial | Miscellaneous | New | Food Preparation | Natural Gas | Griddle | E1 | Utility - Cost of Operation | 0.0073494 | 0.0074123 | 0.0074876 | 0.0076121 | 0.0077781 | 0.007974 | 0.008154 | 0.0083143 | 0.0084697 | 0.0086205 | 0.0087726 | 0.0089204 | 0.0090596 | 0.009199 | 0.0093322 | 0.0094688 | 0.0096149 | 0.009762 | 0.0099102 | 0.010059 | 0.010206 | 0.010352 | 0 | 0 | 0 | 0 | 0 | 0 | 0 | 0
F5_Commercial_Miscellaneous_New_Food Preparation_Natural Gas_Griddle_E2 | F5 | Commercial | Miscellaneous | New | Food Preparation | Natural Gas | Griddle | E2 | Utility - Cost of Operation | 0.0063474 | 0.0064017 | 0.0064668 | 0.0065743 | 0.0067177 | 0.0068869 | 0.0070424 | 0.0071808 | 0.007315 | 0.0074453 | 0.0075766 | 0.0077043 | 0.0078245 | 0.0079449 | 0.0080599 | 0.0081779 | 0.0083041 | 0.0084311 | 0.0085592 | 0.0086878 | 0.008815 | 0.0089403 | 0 | 0 | 0 | 0 | 0 | 0 | 0 | 0
F5_Commercial_Miscellaneous_New_Food Preparation_Natural Gas_Griddle_E3 | F5 | Commercial | Miscellaneous | New | Food Preparation | Natural Gas | Griddle | E3 | Utility - Cost of Operation | 0 | 0 | 0 | 0 | 0 | 0 | 0 | 0 | 0 | 0 | 0 | 0 | 0 | 0 | 0 | 0 | 0 | 0 | 0 | 0 | 0 | 0 | 0 | 0 | 0 | 0 | 0 | 0 | 0 | 0
F5_Commercial_Miscellaneous_New_Food Preparation_Natural Gas_Griddle_E4 | F5 | Commercial | Miscellaneous | New | Food Preparation | Natural Gas | Griddle | E4 | Utility - Cost of Operation | 0 | 0 | 0 | 0 | 0 | 0 | 0 | 0 | 0 | 0 | 0 | 0 | 0 | 0 | 0 | 0 | 0 | 0 | 0 | 0 | 0 | 0 | 0 | 0 | 0 | 0 | 0 | 0 | 0 | 0
F5_Commercial_Miscellaneous_New_Food Preparation_Natural Gas_Griddle_E5 | F5 | Commercial | Miscellaneous | New | Food Preparation | Natural Gas | Griddle | E5 | Utility - Cost of Operation | 0 | 0 | 0 | 0 | 0 | 0 | 0 | 0 | 0 | 0 | 0 | 0 | 0 | 0 | 0 | 0 | 0 | 0 | 0 | 0 | 0 | 0 | 0 | 0 | 0 | 0 | 0 | 0 | 0 | 0
F5_Commercial_Miscellaneous_New_Food Preparation_Natural Gas_Griddle_E6 | F5 | Commercial | Miscellaneous | New | Food Preparation | Natural Gas | Griddle | E6 | Utility - Cost of Operation | 0 | 0 | 0 | 0 | 0 | 0 | 0 | 0 | 0 | 0 | 0 | 0 | 0 | 0 | 0 | 0 | 0 | 0 | 0 | 0 | 0 | 0 | 0 | 0 | 0 | 0 | 0 | 0 | 0 | 0
F5_Commercial_Miscellaneous_New_Food Preparation_Natural Gas_Griddle_E7 | F5 | Commercial | Miscellaneous | New | Food Preparation | Natural Gas | Griddle | E7 | Utility - Cost of Operation | 0 | 0 | 0 | 0 | 0 | 0 | 0 | 0 | 0 | 0 | 0 | 0 | 0 | 0 | 0 | 0 | 0 | 0 | 0 | 0 | 0 | 0 | 0 | 0 | 0 | 0 | 0 | 0 | 0 | 0
F5_Commercial_Miscellaneous_New_Food Preparation_Natural Gas_Griddle_E8 | F5 | Commercial | Miscellaneous | New | Food Preparation | Natural Gas | Griddle | E8 | Utility - Cost of Operation | 0 | 0 | 0 | 0 | 0 | 0 | 0 | 0 | 0 | 0 | 0 | 0 | 0 | 0 | 0 | 0 | 0 | 0 | 0 | 0 | 0 | 0 | 0 | 0 | 0 | 0 | 0 | 0 | 0 | 0
F5_Commercial_Miscellaneous_New_Food Preparation_Natural Gas_Griddle_E9 | F5 | Commercial | Miscellaneous | New | Food Preparation | Natural Gas | Griddle | E9 | Utility - Cost of Operation | 0 | 0 | 0 | 0 | 0 | 0 | 0 | 0 | 0 | 0 | 0 | 0 | 0 | 0 | 0 | 0 | 0 | 0 | 0 | 0 | 0 | 0 | 0 | 0 | 0 | 0 | 0 | 0 | 0 | 0
F5_Commercial_Miscellaneous_New_Food Preparation_Natural Gas_Griddle_E10 | F5 | Commercial | Miscellaneous | New | Food Preparation | Natural Gas | Griddle | E10 | Utility - Cost of Operation | 0 | 0 | 0 | 0 | 0 | 0 | 0 | 0 | 0 | 0 | 0 | 0 | 0 | 0 | 0 | 0 | 0 | 0 | 0 | 0 | 0 | 0 | 0 | 0 | 0 | 0 | 0 | 0 | 0 | 0
F6_Commercial_Miscellaneous_New_Food Preparation_Natural Gas_Griddle_E1 | F6 | Commercial | Miscellaneous | New | Food Preparation | Natural Gas | Griddle | E1 | Utility - Value of Sales | 0.0088051 | 0.0088804 | 0.0089706 | 0.0091198 | 0.0093187 | 0.0095534 | 0.0097691 | 0.0099611 | 0.010147 | 0.010328 | 0.01051 | 0.010687 | 0.010854 | 0.011021 | 0.011181 | 0.011344 | 0.011519 | 0.011695 | 0.011873 | 0.012052 | 0.012228 | 0.012402 | 0 | 0 | 0 | 0 | 0 | 0 | 0 | 0
F6_Commercial_Miscellaneous_New_Food Preparation_Natural Gas_Griddle_E2 | F6 | Commercial | Miscellaneous | New | Food Preparation | Natural Gas | Griddle | E2 | Utility - Value of Sales | 0.0076047 | 0.0076697 | 0.0077476 | 0.0078765 | 0.0080483 | 0.008251 | 0.0084372 | 0.0086031 | 0.0087639 | 0.0089199 | 0.0090773 | 0.0092302 | 0.0093742 | 0.0095185 | 0.0096563 | 0.0097976 | 0.0099488 | 0.010101 | 0.010254 | 0.010409 | 0.010561 | 0.010711 | 0 | 0 | 0 | 0 | 0 | 0 | 0 | 0
F6_Commercial_Miscellaneous_New_Food Preparation_Natural Gas_Griddle_E3 | F6 | Commercial | Miscellaneous | New | Food Preparation | Natural Gas | Griddle | E3 | Utility - Value of Sales | 0 | 0 | 0 | 0 | 0 | 0 | 0 | 0 | 0 | 0 | 0 | 0 | 0 | 0 | 0 | 0 | 0 | 0 | 0 | 0 | 0 | 0 | 0 | 0 | 0 | 0 | 0 | 0 | 0 | 0
F6_Commercial_Miscellaneous_New_Food Preparation_Natural Gas_Griddle_E4 | F6 | Commercial | Miscellaneous | New | Food Preparation | Natural Gas | Griddle | E4 | Utility - Value of Sales | 0 | 0 | 0 | 0 | 0 | 0 | 0 | 0 | 0 | 0 | 0 | 0 | 0 | 0 | 0 | 0 | 0 | 0 | 0 | 0 | 0 | 0 | 0 | 0 | 0 | 0 | 0 | 0 | 0 | 0
F6_Commercial_Miscellaneous_New_Food Preparation_Natural Gas_Griddle_E5 | F6 | Commercial | Miscellaneous | New | Food Preparation | Natural Gas | Griddle | E5 | Utility - Value of Sales | 0 | 0 | 0 | 0 | 0 | 0 | 0 | 0 | 0 | 0 | 0 | 0 | 0 | 0 | 0 | 0 | 0 | 0 | 0 | 0 | 0 | 0 | 0 | 0 | 0 | 0 | 0 | 0 | 0 | 0
F6_Commercial_Miscellaneous_New_Food Preparation_Natural Gas_Griddle_E6 | F6 | Commercial | Miscellaneous | New | Food Preparation | Natural Gas | Griddle | E6 | Utility - Value of Sales | 0 | 0 | 0 | 0 | 0 | 0 | 0 | 0 | 0 | 0 | 0 | 0 | 0 | 0 | 0 | 0 | 0 | 0 | 0 | 0 | 0 | 0 | 0 | 0 | 0 | 0 | 0 | 0 | 0 | 0
F6_Commercial_Miscellaneous_New_Food Preparation_Natural Gas_Griddle_E7 | F6 | Commercial | Miscellaneous | New | Food Preparation | Natural Gas | Griddle | E7 | Utility - Value of Sales | 0 | 0 | 0 | 0 | 0 | 0 | 0 | 0 | 0 | 0 | 0 | 0 | 0 | 0 | 0 | 0 | 0 | 0 | 0 | 0 | 0 | 0 | 0 | 0 | 0 | 0 | 0 | 0 | 0 | 0
F6_Commercial_Miscellaneous_New_Food Preparation_Natural Gas_Griddle_E8 | F6 | Commercial | Miscellaneous | New | Food Preparation | Natural Gas | Griddle | E8 | Utility - Value of Sales | 0 | 0 | 0 | 0 | 0 | 0 | 0 | 0 | 0 | 0 | 0 | 0 | 0 | 0 | 0 | 0 | 0 | 0 | 0 | 0 | 0 | 0 | 0 | 0 | 0 | 0 | 0 | 0 | 0 | 0
F6_Commercial_Miscellaneous_New_Food Preparation_Natural Gas_Griddle_E9 | F6 | Commercial | Miscellaneous | New | Food Preparation | Natural Gas | Griddle | E9 | Utility - Value of Sales | 0 | 0 | 0 | 0 | 0 | 0 | 0 | 0 | 0 | 0 | 0 | 0 | 0 | 0 | 0 | 0 | 0 | 0 | 0 | 0 | 0 | 0 | 0 | 0 | 0 | 0 | 0 | 0 | 0 | 0
F6_Commercial_Miscellaneous_New_Food Preparation_Natural Gas_Griddle_E10 | F6 | Commercial | Miscellaneous | New | Food Preparation | Natural Gas | Griddle | E10 | Utility - Value of Sales | 0 | 0 | 0 | 0 | 0 | 0 | 0 | 0 | 0 | 0 | 0 | 0 | 0 | 0 | 0 | 0 | 0 | 0 | 0 | 0 | 0 | 0 | 0 | 0 | 0 | 0 | 0 | 0 | 0 | 0
F1_Commercial_Miscellaneous_New_Food Preparation_Natural Gas_Range_E1 | F1 | Commercial | Miscellaneous | New | Food Preparation | Natural Gas | Range | E1 | Participant - Cost of Equipment | 0.0073566 | 0.0073566 | 0.0073566 | 0.0073566 | 0.0073566 | 0.0073566 | 0.0073566 | 0.0073566 | 0.0073566 | 0.0073566 | 0.0073566 | 0.0073566 | 0.0073566 | 0.0073566 | 0.0073566 | 0.0073566 | 0.0073566 | 0.0073566 | 0.0073566 | 0.0073566 | 0.0073566 | 0.0073566 | 0 | 0 | 0 | 0 | 0 | 0 | 0 | 0
F1_Commercial_Miscellaneous_New_Food Preparation_Natural Gas_Range_E2 | F1 | Commercial | Miscellaneous | New | Food Preparation | Natural Gas | Range | E2 | Participant - Cost of Equipment | 0.0073576 | 0.0073576 | 0.0073576 | 0.0073576 | 0.0073576 | 0.0073576 | 0.0073576 | 0.0073576 | 0.0073576 | 0.0073576 | 0.0073576 | 0.0073576 | 0.0073576 | 0.0073576 | 0.0073576 | 0.0073576 | 0.0073576 | 0.0073576 | 0.0073576 | 0.0073576 | 0.0073576 | 0.0073576 | 0 | 0 | 0 | 0 | 0 | 0 | 0 | 0
F1_Commercial_Miscellaneous_New_Food Preparation_Natural Gas_Range_E3 | F1 | Commercial | Miscellaneous | New | Food Preparation | Natural Gas | Range | E3 | Participant - Cost of Equipment | 0 | 0 | 0 | 0 | 0 | 0 | 0 | 0 | 0 | 0 | 0 | 0 | 0 | 0 | 0 | 0 | 0 | 0 | 0 | 0 | 0 | 0 | 0 | 0 | 0 | 0 | 0 | 0 | 0 | 0
F1_Commercial_Miscellaneous_New_Food Preparation_Natural Gas_Range_E4 | F1 | Commercial | Miscellaneous | New | Food Preparation | Natural Gas | Range | E4 | Participant - Cost of Equipment | 0 | 0 | 0 | 0 | 0 | 0 | 0 | 0 | 0 | 0 | 0 | 0 | 0 | 0 | 0 | 0 | 0 | 0 | 0 | 0 | 0 | 0 | 0 | 0 | 0 | 0 | 0 | 0 | 0 | 0
F1_Commercial_Miscellaneous_New_Food Preparation_Natural Gas_Range_E5 | F1 | Commercial | Miscellaneous | New | Food Preparation | Natural Gas | Range | E5 | Participant - Cost of Equipment | 0 | 0 | 0 | 0 | 0 | 0 | 0 | 0 | 0 | 0 | 0 | 0 | 0 | 0 | 0 | 0 | 0 | 0 | 0 | 0 | 0 | 0 | 0 | 0 | 0 | 0 | 0 | 0 | 0 | 0
F1_Commercial_Miscellaneous_New_Food Preparation_Natural Gas_Range_E6 | F1 | Commercial | Miscellaneous | New | Food Preparation | Natural Gas | Range | E6 | Participant - Cost of Equipment | 0 | 0 | 0 | 0 | 0 | 0 | 0 | 0 | 0 | 0 | 0 | 0 | 0 | 0 | 0 | 0 | 0 | 0 | 0 | 0 | 0 | 0 | 0 | 0 | 0 | 0 | 0 | 0 | 0 | 0
F1_Commercial_Miscellaneous_New_Food Preparation_Natural Gas_Range_E7 | F1 | Commercial | Miscellaneous | New | Food Preparation | Natural Gas | Range | E7 | Participant - Cost of Equipment | 0 | 0 | 0 | 0 | 0 | 0 | 0 | 0 | 0 | 0 | 0 | 0 | 0 | 0 | 0 | 0 | 0 | 0 | 0 | 0 | 0 | 0 | 0 | 0 | 0 | 0 | 0 | 0 | 0 | 0
F1_Commercial_Miscellaneous_New_Food Preparation_Natural Gas_Range_E8 | F1 | Commercial | Miscellaneous | New | Food Preparation | Natural Gas | Range | E8 | Participant - Cost of Equipment | 0 | 0 | 0 | 0 | 0 | 0 | 0 | 0 | 0 | 0 | 0 | 0 | 0 | 0 | 0 | 0 | 0 | 0 | 0 | 0 | 0 | 0 | 0 | 0 | 0 | 0 | 0 | 0 | 0 | 0
F1_Commercial_Miscellaneous_New_Food Preparation_Natural Gas_Range_E9 | F1 | Commercial | Miscellaneous | New | Food Preparation | Natural Gas | Range | E9 | Participant - Cost of Equipment | 0 | 0 | 0 | 0 | 0 | 0 | 0 | 0 | 0 | 0 | 0 | 0 | 0 | 0 | 0 | 0 | 0 | 0 | 0 | 0 | 0 | 0 | 0 | 0 | 0 | 0 | 0 | 0 | 0 | 0
F1_Commercial_Miscellaneous_New_Food Preparation_Natural Gas_Range_E10 | F1 | Commercial | Miscellaneous | New | Food Preparation | Natural Gas | Range | E10 | Participant - Cost of Equipment | 0 | 0 | 0 | 0 | 0 | 0 | 0 | 0 | 0 | 0 | 0 | 0 | 0 | 0 | 0 | 0 | 0 | 0 | 0 | 0 | 0 | 0 | 0 | 0 | 0 | 0 | 0 | 0 | 0 | 0
F2_Commercial_Miscellaneous_New_Food Preparation_Natural Gas_Range_E1 | F2 | Commercial | Miscellaneous | New | Food Preparation | Natural Gas | Range | E1 | Participant - Cost of Operation | 0.010128 | 0.010196 | 0.010283 | 0.010452 | 0.010686 | 0.010968 | 0.011224 | 0.011444 | 0.011652 | 0.011865 | 0.012093 | 0.012315 | 0.012525 | 0.012736 | 0.012923 | 0.0131 | 0.013292 | 0.013484 | 0.013677 | 0.013871 | 0.01406 | 0.014245 | 0 | 0 | 0 | 0 | 0 | 0 | 0 | 0
F2_Commercial_Miscellaneous_New_Food Preparation_Natural Gas_Range_E2 | F2 | Commercial | Miscellaneous | New | Food Preparation | Natural Gas | Range | E2 | Participant - Cost of Operation | 0.007596 | 0.0076466 | 0.0077122 | 0.0078389 | 0.0080147 | 0.0082262 | 0.0084183 | 0.0085829 | 0.0087391 | 0.0088986 | 0.0090694 | 0.009236 | 0.0093936 | 0.0095522 | 0.0096925 | 0.0098252 | 0.0099688 | 0.010113 | 0.010258 | 0.010403 | 0.010545 | 0.010684 | 0 | 0 | 0 | 0 | 0 | 0 | 0 | 0
F2_Commercial_Miscellaneous_New_Food Preparation_Natural Gas_Range_E3 | F2 | Commercial | Miscellaneous | New | Food Preparation | Natural Gas | Range | E3 | Participant - Cost of Operation | 0 | 0 | 0 | 0 | 0 | 0 | 0 | 0 | 0 | 0 | 0 | 0 | 0 | 0 | 0 | 0 | 0 | 0 | 0 | 0 | 0 | 0 | 0 | 0 | 0 | 0 | 0 | 0 | 0 | 0
F2_Commercial_Miscellaneous_New_Food Preparation_Natural Gas_Range_E4 | F2 | Commercial | Miscellaneous | New | Food Preparation | Natural Gas | Range | E4 | Participant - Cost of Operation | 0 | 0 | 0 | 0 | 0 | 0 | 0 | 0 | 0 | 0 | 0 | 0 | 0 | 0 | 0 | 0 | 0 | 0 | 0 | 0 | 0 | 0 | 0 | 0 | 0 | 0 | 0 | 0 | 0 | 0
F2_Commercial_Miscellaneous_New_Food Preparation_Natural Gas_Range_E5 | F2 | Commercial | Miscellaneous | New | Food Preparation | Natural Gas | Range | E5 | Participant - Cost of Operation | 0 | 0 | 0 | 0 | 0 | 0 | 0 | 0 | 0 | 0 | 0 | 0 | 0 | 0 | 0 | 0 | 0 | 0 | 0 | 0 | 0 | 0 | 0 | 0 | 0 | 0 | 0 | 0 | 0 | 0
F2_Commercial_Miscellaneous_New_Food Preparation_Natural Gas_Range_E6 | F2 | Commercial | Miscellaneous | New | Food Preparation | Natural Gas | Range | E6 | Participant - Cost of Operation | 0 | 0 | 0 | 0 | 0 | 0 | 0 | 0 | 0 | 0 | 0 | 0 | 0 | 0 | 0 | 0 | 0 | 0 | 0 | 0 | 0 | 0 | 0 | 0 | 0 | 0 | 0 | 0 | 0 | 0
F2_Commercial_Miscellaneous_New_Food Preparation_Natural Gas_Range_E7 | F2 | Commercial | Miscellaneous | New | Food Preparation | Natural Gas | Range | E7 | Participant - Cost of Operation | 0 | 0 | 0 | 0 | 0 | 0 | 0 | 0 | 0 | 0 | 0 | 0 | 0 | 0 | 0 | 0 | 0 | 0 | 0 | 0 | 0 | 0 | 0 | 0 | 0 | 0 | 0 | 0 | 0 | 0
F2_Commercial_Miscellaneous_New_Food Preparation_Natural Gas_Range_E8 | F2 | Commercial | Miscellaneous | New | Food Preparation | Natural Gas | Range | E8 | Participant - Cost of Operation | 0 | 0 | 0 | 0 | 0 | 0 | 0 | 0 | 0 | 0 | 0 | 0 | 0 | 0 | 0 | 0 | 0 | 0 | 0 | 0 | 0 | 0 | 0 | 0 | 0 | 0 | 0 | 0 | 0 | 0
F2_Commercial_Miscellaneous_New_Food Preparation_Natural Gas_Range_E9 | F2 | Commercial | Miscellaneous | New | Food Preparation | Natural Gas | Range | E9 | Participant - Cost of Operation | 0 | 0 | 0 | 0 | 0 | 0 | 0 | 0 | 0 | 0 | 0 | 0 | 0 | 0 | 0 | 0 | 0 | 0 | 0 | 0 | 0 | 0 | 0 | 0 | 0 | 0 | 0 | 0 | 0 | 0
F2_Commercial_Miscellaneous_New_Food Preparation_Natural Gas_Range_E10 | F2 | Commercial | Miscellaneous | New | Food Preparation | Natural Gas | Range | E10 | Participant - Cost of Operation | 0 | 0 | 0 | 0 | 0 | 0 | 0 | 0 | 0 | 0 | 0 | 0 | 0 | 0 | 0 | 0 | 0 | 0 | 0 | 0 | 0 | 0 | 0 | 0 | 0 | 0 | 0 | 0 | 0 | 0
F3_Commercial_Miscellaneous_New_Food Preparation_Natural Gas_Range_E1 | F3 | Commercial | Miscellaneous | New | Food Preparation | Natural Gas | Range | E1 | System - kBTUs of Conusmption | 0.95962 | 0.9622 | 0.96532 | 0.97343 | 0.98048 | 0.98647 | 0.99101 | 0.99548 | 0.99959 | 1.0033 | 1.0064 | 1.0083 | 1.0087 | 1.0077 | 1.0047 | 1.0006 | 0.99614 | 0.99141 | 0.98602 | 0.98082 | 0.97543 | 0.96989 | 0 | 0 | 0 | 0 | 0 | 0 | 0 | 0
F3_Commercial_Miscellaneous_New_Food Preparation_Natural Gas_Range_E2 | F3 | Commercial | Miscellaneous | New | Food Preparation | Natural Gas | Range | E2 | System - kBTUs of Conusmption | 0.71972 | 0.72165 | 0.72399 | 0.73007 | 0.73536 | 0.73985 | 0.74326 | 0.74661 | 0.74969 | 0.7525 | 0.75484 | 0.75626 | 0.75656 | 0.75574 | 0.7535 | 0.75042 | 0.7471 | 0.74356 | 0.73951 | 0.73562 | 0.73157 | 0.72741 | 0 | 0 | 0 | 0 | 0 | 0 | 0 | 0
F3_Commercial_Miscellaneous_New_Food Preparation_Natural Gas_Range_E3 | F3 | Commercial | Miscellaneous | New | Food Preparation | Natural Gas | Range | E3 | System - kBTUs of Conusmption | 0 | 0 | 0 | 0 | 0 | 0 | 0 | 0 | 0 | 0 | 0 | 0 | 0 | 0 | 0 | 0 | 0 | 0 | 0 | 0 | 0 | 0 | 0 | 0 | 0 | 0 | 0 | 0 | 0 | 0
F3_Commercial_Miscellaneous_New_Food Preparation_Natural Gas_Range_E4 | F3 | Commercial | Miscellaneous | New | Food Preparation | Natural Gas | Range | E4 | System - kBTUs of Conusmption | 0 | 0 | 0 | 0 | 0 | 0 | 0 | 0 | 0 | 0 | 0 | 0 | 0 | 0 | 0 | 0 | 0 | 0 | 0 | 0 | 0 | 0 | 0 | 0 | 0 | 0 | 0 | 0 | 0 | 0
F3_Commercial_Miscellaneous_New_Food Preparation_Natural Gas_Range_E5 | F3 | Commercial | Miscellaneous | New | Food Preparation | Natural Gas | Range | E5 | System - kBTUs of Conusmption | 0 | 0 | 0 | 0 | 0 | 0 | 0 | 0 | 0 | 0 | 0 | 0 | 0 | 0 | 0 | 0 | 0 | 0 | 0 | 0 | 0 | 0 | 0 | 0 | 0 | 0 | 0 | 0 | 0 | 0
F3_Commercial_Miscellaneous_New_Food Preparation_Natural Gas_Range_E6 | F3 | Commercial | Miscellaneous | New | Food Preparation | Natural Gas | Range | E6 | System - kBTUs of Conusmption | 0 | 0 | 0 | 0 | 0 | 0 | 0 | 0 | 0 | 0 | 0 | 0 | 0 | 0 | 0 | 0 | 0 | 0 | 0 | 0 | 0 | 0 | 0 | 0 | 0 | 0 | 0 | 0 | 0 | 0
F3_Commercial_Miscellaneous_New_Food Preparation_Natural Gas_Range_E7 | F3 | Commercial | Miscellaneous | New | Food Preparation | Natural Gas | Range | E7 | System - kBTUs of Conusmption | 0 | 0 | 0 | 0 | 0 | 0 | 0 | 0 | 0 | 0 | 0 | 0 | 0 | 0 | 0 | 0 | 0 | 0 | 0 | 0 | 0 | 0 | 0 | 0 | 0 | 0 | 0 | 0 | 0 | 0
F3_Commercial_Miscellaneous_New_Food Preparation_Natural Gas_Range_E8 | F3 | Commercial | Miscellaneous | New | Food Preparation | Natural Gas | Range | E8 | System - kBTUs of Conusmption | 0 | 0 | 0 | 0 | 0 | 0 | 0 | 0 | 0 | 0 | 0 | 0 | 0 | 0 | 0 | 0 | 0 | 0 | 0 | 0 | 0 | 0 | 0 | 0 | 0 | 0 | 0 | 0 | 0 | 0
F3_Commercial_Miscellaneous_New_Food Preparation_Natural Gas_Range_E9 | F3 | Commercial | Miscellaneous | New | Food Preparation | Natural Gas | Range | E9 | System - kBTUs of Conusmption | 0 | 0 | 0 | 0 | 0 | 0 | 0 | 0 | 0 | 0 | 0 | 0 | 0 | 0 | 0 | 0 | 0 | 0 | 0 | 0 | 0 | 0 | 0 | 0 | 0 | 0 | 0 | 0 | 0 | 0
F3_Commercial_Miscellaneous_New_Food Preparation_Natural Gas_Range_E10 | F3 | Commercial | Miscellaneous | New | Food Preparation | Natural Gas | Range | E10 | System - kBTUs of Conusmption | 0 | 0 | 0 | 0 | 0 | 0 | 0 | 0 | 0 | 0 | 0 | 0 | 0 | 0 | 0 | 0 | 0 | 0 | 0 | 0 | 0 | 0 | 0 | 0 | 0 | 0 | 0 | 0 | 0 | 0
F4_Commercial_Miscellaneous_New_Food Preparation_Natural Gas_Range_E1 | F4 | Commercial | Miscellaneous | New | Food Preparation | Natural Gas | Range | E1 | Utility - Cost of Equipment | 0.0073566 | 0.0073566 | 0.0073566 | 0.0073566 | 0.0073566 | 0.0073566 | 0.0073566 | 0.0073566 | 0.0073566 | 0.0073566 | 0.0073566 | 0.0073566 | 0.0073566 | 0.0073566 | 0.0073566 | 0.0073566 | 0.0073566 | 0.0073566 | 0.0073566 | 0.0073566 | 0.0073566 | 0.0073566 | 0 | 0 | 0 | 0 | 0 | 0 | 0 | 0
F4_Commercial_Miscellaneous_New_Food Preparation_Natural Gas_Range_E2 | F4 | Commercial | Miscellaneous | New | Food Preparation | Natural Gas | Range | E2 | Utility - Cost of Equipment | 0.0073576 | 0.0073576 | 0.0073576 | 0.0073576 | 0.0073576 | 0.0073576 | 0.0073576 | 0.0073576 | 0.0073576 | 0.0073576 | 0.0073576 | 0.0073576 | 0.0073576 | 0.0073576 | 0.0073576 | 0.0073576 | 0.0073576 | 0.0073576 | 0.0073576 | 0.0073576 | 0.0073576 | 0.0073576 | 0 | 0 | 0 | 0 | 0 | 0 | 0 | 0
F4_Commercial_Miscellaneous_New_Food Preparation_Natural Gas_Range_E3 | F4 | Commercial | Miscellaneous | New | Food Preparation | Natural Gas | Range | E3 | Utility - Cost of Equipment | 0 | 0 | 0 | 0 | 0 | 0 | 0 | 0 | 0 | 0 | 0 | 0 | 0 | 0 | 0 | 0 | 0 | 0 | 0 | 0 | 0 | 0 | 0 | 0 | 0 | 0 | 0 | 0 | 0 | 0
F4_Commercial_Miscellaneous_New_Food Preparation_Natural Gas_Range_E4 | F4 | Commercial | Miscellaneous | New | Food Preparation | Natural Gas | Range | E4 | Utility - Cost of Equipment | 0 | 0 | 0 | 0 | 0 | 0 | 0 | 0 | 0 | 0 | 0 | 0 | 0 | 0 | 0 | 0 | 0 | 0 | 0 | 0 | 0 | 0 | 0 | 0 | 0 | 0 | 0 | 0 | 0 | 0
F4_Commercial_Miscellaneous_New_Food Preparation_Natural Gas_Range_E5 | F4 | Commercial | Miscellaneous | New | Food Preparation | Natural Gas | Range | E5 | Utility - Cost of Equipment | 0 | 0 | 0 | 0 | 0 | 0 | 0 | 0 | 0 | 0 | 0 | 0 | 0 | 0 | 0 | 0 | 0 | 0 | 0 | 0 | 0 | 0 | 0 | 0 | 0 | 0 | 0 | 0 | 0 | 0
F4_Commercial_Miscellaneous_New_Food Preparation_Natural Gas_Range_E6 | F4 | Commercial | Miscellaneous | New | Food Preparation | Natural Gas | Range | E6 | Utility - Cost of Equipment | 0 | 0 | 0 | 0 | 0 | 0 | 0 | 0 | 0 | 0 | 0 | 0 | 0 | 0 | 0 | 0 | 0 | 0 | 0 | 0 | 0 | 0 | 0 | 0 | 0 | 0 | 0 | 0 | 0 | 0
F4_Commercial_Miscellaneous_New_Food Preparation_Natural Gas_Range_E7 | F4 | Commercial | Miscellaneous | New | Food Preparation | Natural Gas | Range | E7 | Utility - Cost of Equipment | 0 | 0 | 0 | 0 | 0 | 0 | 0 | 0 | 0 | 0 | 0 | 0 | 0 | 0 | 0 | 0 | 0 | 0 | 0 | 0 | 0 | 0 | 0 | 0 | 0 | 0 | 0 | 0 | 0 | 0
F4_Commercial_Miscellaneous_New_Food Preparation_Natural Gas_Range_E8 | F4 | Commercial | Miscellaneous | New | Food Preparation | Natural Gas | Range | E8 | Utility - Cost of Equipment | 0 | 0 | 0 | 0 | 0 | 0 | 0 | 0 | 0 | 0 | 0 | 0 | 0 | 0 | 0 | 0 | 0 | 0 | 0 | 0 | 0 | 0 | 0 | 0 | 0 | 0 | 0 | 0 | 0 | 0
F4_Commercial_Miscellaneous_New_Food Preparation_Natural Gas_Range_E9 | F4 | Commercial | Miscellaneous | New | Food Preparation | Natural Gas | Range | E9 | Utility - Cost of Equipment | 0 | 0 | 0 | 0 | 0 | 0 | 0 | 0 | 0 | 0 | 0 | 0 | 0 | 0 | 0 | 0 | 0 | 0 | 0 | 0 | 0 | 0 | 0 | 0 | 0 | 0 | 0 | 0 | 0 | 0
F4_Commercial_Miscellaneous_New_Food Preparation_Natural Gas_Range_E10 | F4 | Commercial | Miscellaneous | New | Food Preparation | Natural Gas | Range | E10 | Utility - Cost of Equipment | 0 | 0 | 0 | 0 | 0 | 0 | 0 | 0 | 0 | 0 | 0 | 0 | 0 | 0 | 0 | 0 | 0 | 0 | 0 | 0 | 0 | 0 | 0 | 0 | 0 | 0 | 0 | 0 | 0 | 0
F5_Commercial_Miscellaneous_New_Food Preparation_Natural Gas_Range_E1 | F5 | Commercial | Miscellaneous | New | Food Preparation | Natural Gas | Range | E1 | Utility - Cost of Operation | 0.0084537 | 0.00851 | 0.008583 | 0.0087239 | 0.0089196 | 0.009155 | 0.0093688 | 0.0095519 | 0.0097258 | 0.0099033 | 0.010093 | 0.010279 | 0.010454 | 0.010631 | 0.010787 | 0.010935 | 0.011094 | 0.011255 | 0.011416 | 0.011577 | 0.011736 | 0.01189 | 0 | 0 | 0 | 0 | 0 | 0 | 0 | 0
F5_Commercial_Miscellaneous_New_Food Preparation_Natural Gas_Range_E2 | F5 | Commercial | Miscellaneous | New | Food Preparation | Natural Gas | Range | E2 | Utility - Cost of Operation | 0.0063402 | 0.0063825 | 0.0064372 | 0.006543 | 0.0066897 | 0.0068663 | 0.0070266 | 0.0071639 | 0.0072943 | 0.0074275 | 0.0075701 | 0.0077091 | 0.0078406 | 0.0079731 | 0.0080901 | 0.0082009 | 0.0083208 | 0.0084411 | 0.0085621 | 0.0086831 | 0.0088018 | 0.0089177 | 0 | 0 | 0 | 0 | 0 | 0 | 0 | 0
F5_Commercial_Miscellaneous_New_Food Preparation_Natural Gas_Range_E3 | F5 | Commercial | Miscellaneous | New | Food Preparation | Natural Gas | Range | E3 | Utility - Cost of Operation | 0 | 0 | 0 | 0 | 0 | 0 | 0 | 0 | 0 | 0 | 0 | 0 | 0 | 0 | 0 | 0 | 0 | 0 | 0 | 0 | 0 | 0 | 0 | 0 | 0 | 0 | 0 | 0 | 0 | 0
F5_Commercial_Miscellaneous_New_Food Preparation_Natural Gas_Range_E4 | F5 | Commercial | Miscellaneous | New | Food Preparation | Natural Gas | Range | E4 | Utility - Cost of Operation | 0 | 0 | 0 | 0 | 0 | 0 | 0 | 0 | 0 | 0 | 0 | 0 | 0 | 0 | 0 | 0 | 0 | 0 | 0 | 0 | 0 | 0 | 0 | 0 | 0 | 0 | 0 | 0 | 0 | 0
F5_Commercial_Miscellaneous_New_Food Preparation_Natural Gas_Range_E5 | F5 | Commercial | Miscellaneous | New | Food Preparation | Natural Gas | Range | E5 | Utility - Cost of Operation | 0 | 0 | 0 | 0 | 0 | 0 | 0 | 0 | 0 | 0 | 0 | 0 | 0 | 0 | 0 | 0 | 0 | 0 | 0 | 0 | 0 | 0 | 0 | 0 | 0 | 0 | 0 | 0 | 0 | 0
F5_Commercial_Miscellaneous_New_Food Preparation_Natural Gas_Range_E6 | F5 | Commercial | Miscellaneous | New | Food Preparation | Natural Gas | Range | E6 | Utility - Cost of Operation | 0 | 0 | 0 | 0 | 0 | 0 | 0 | 0 | 0 | 0 | 0 | 0 | 0 | 0 | 0 | 0 | 0 | 0 | 0 | 0 | 0 | 0 | 0 | 0 | 0 | 0 | 0 | 0 | 0 | 0
F5_Commercial_Miscellaneous_New_Food Preparation_Natural Gas_Range_E7 | F5 | Commercial | Miscellaneous | New | Food Preparation | Natural Gas | Range | E7 | Utility - Cost of Operation | 0 | 0 | 0 | 0 | 0 | 0 | 0 | 0 | 0 | 0 | 0 | 0 | 0 | 0 | 0 | 0 | 0 | 0 | 0 | 0 | 0 | 0 | 0 | 0 | 0 | 0 | 0 | 0 | 0 | 0
F5_Commercial_Miscellaneous_New_Food Preparation_Natural Gas_Range_E8 | F5 | Commercial | Miscellaneous | New | Food Preparation | Natural Gas | Range | E8 | Utility - Cost of Operation | 0 | 0 | 0 | 0 | 0 | 0 | 0 | 0 | 0 | 0 | 0 | 0 | 0 | 0 | 0 | 0 | 0 | 0 | 0 | 0 | 0 | 0 | 0 | 0 | 0 | 0 | 0 | 0 | 0 | 0
F5_Commercial_Miscellaneous_New_Food Preparation_Natural Gas_Range_E9 | F5 | Commercial | Miscellaneous | New | Food Preparation | Natural Gas | Range | E9 | Utility - Cost of Operation | 0 | 0 | 0 | 0 | 0 | 0 | 0 | 0 | 0 | 0 | 0 | 0 | 0 | 0 | 0 | 0 | 0 | 0 | 0 | 0 | 0 | 0 | 0 | 0 | 0 | 0 | 0 | 0 | 0 | 0
F5_Commercial_Miscellaneous_New_Food Preparation_Natural Gas_Range_E10 | F5 | Commercial | Miscellaneous | New | Food Preparation | Natural Gas | Range | E10 | Utility - Cost of Operation | 0 | 0 | 0 | 0 | 0 | 0 | 0 | 0 | 0 | 0 | 0 | 0 | 0 | 0 | 0 | 0 | 0 | 0 | 0 | 0 | 0 | 0 | 0 | 0 | 0 | 0 | 0 | 0 | 0 | 0
F6_Commercial_Miscellaneous_New_Food Preparation_Natural Gas_Range_E1 | F6 | Commercial | Miscellaneous | New | Food Preparation | Natural Gas | Range | E1 | Utility - Value of Sales | 0.010128 | 0.010196 | 0.010283 | 0.010452 | 0.010686 | 0.010968 | 0.011224 | 0.011444 | 0.011652 | 0.011865 | 0.012093 | 0.012315 | 0.012525 | 0.012736 | 0.012923 | 0.0131 | 0.013292 | 0.013484 | 0.013677 | 0.013871 | 0.01406 | 0.014245 | 0 | 0 | 0 | 0 | 0 | 0 | 0 | 0
F6_Commercial_Miscellaneous_New_Food Preparation_Natural Gas_Range_E2 | F6 | Commercial | Miscellaneous | New | Food Preparation | Natural Gas | Range | E2 | Utility - Value of Sales | 0.007596 | 0.0076466 | 0.0077122 | 0.0078389 | 0.0080147 | 0.0082262 | 0.0084183 | 0.0085829 | 0.0087391 | 0.0088986 | 0.0090694 | 0.009236 | 0.0093936 | 0.0095522 | 0.0096925 | 0.0098252 | 0.0099688 | 0.010113 | 0.010258 | 0.010403 | 0.010545 | 0.010684 | 0 | 0 | 0 | 0 | 0 | 0 | 0 | 0
F6_Commercial_Miscellaneous_New_Food Preparation_Natural Gas_Range_E3 | F6 | Commercial | Miscellaneous | New | Food Preparation | Natural Gas | Range | E3 | Utility - Value of Sales | 0 | 0 | 0 | 0 | 0 | 0 | 0 | 0 | 0 | 0 | 0 | 0 | 0 | 0 | 0 | 0 | 0 | 0 | 0 | 0 | 0 | 0 | 0 | 0 | 0 | 0 | 0 | 0 | 0 | 0
F6_Commercial_Miscellaneous_New_Food Preparation_Natural Gas_Range_E4 | F6 | Commercial | Miscellaneous | New | Food Preparation | Natural Gas | Range | E4 | Utility - Value of Sales | 0 | 0 | 0 | 0 | 0 | 0 | 0 | 0 | 0 | 0 | 0 | 0 | 0 | 0 | 0 | 0 | 0 | 0 | 0 | 0 | 0 | 0 | 0 | 0 | 0 | 0 | 0 | 0 | 0 | 0
F6_Commercial_Miscellaneous_New_Food Preparation_Natural Gas_Range_E5 | F6 | Commercial | Miscellaneous | New | Food Preparation | Natural Gas | Range | E5 | Utility - Value of Sales | 0 | 0 | 0 | 0 | 0 | 0 | 0 | 0 | 0 | 0 | 0 | 0 | 0 | 0 | 0 | 0 | 0 | 0 | 0 | 0 | 0 | 0 | 0 | 0 | 0 | 0 | 0 | 0 | 0 | 0
F6_Commercial_Miscellaneous_New_Food Preparation_Natural Gas_Range_E6 | F6 | Commercial | Miscellaneous | New | Food Preparation | Natural Gas | Range | E6 | Utility - Value of Sales | 0 | 0 | 0 | 0 | 0 | 0 | 0 | 0 | 0 | 0 | 0 | 0 | 0 | 0 | 0 | 0 | 0 | 0 | 0 | 0 | 0 | 0 | 0 | 0 | 0 | 0 | 0 | 0 | 0 | 0
F6_Commercial_Miscellaneous_New_Food Preparation_Natural Gas_Range_E7 | F6 | Commercial | Miscellaneous | New | Food Preparation | Natural Gas | Range | E7 | Utility - Value of Sales | 0 | 0 | 0 | 0 | 0 | 0 | 0 | 0 | 0 | 0 | 0 | 0 | 0 | 0 | 0 | 0 | 0 | 0 | 0 | 0 | 0 | 0 | 0 | 0 | 0 | 0 | 0 | 0 | 0 | 0
F6_Commercial_Miscellaneous_New_Food Preparation_Natural Gas_Range_E8 | F6 | Commercial | Miscellaneous | New | Food Preparation | Natural Gas | Range | E8 | Utility - Value of Sales | 0 | 0 | 0 | 0 | 0 | 0 | 0 | 0 | 0 | 0 | 0 | 0 | 0 | 0 | 0 | 0 | 0 | 0 | 0 | 0 | 0 | 0 | 0 | 0 | 0 | 0 | 0 | 0 | 0 | 0
F6_Commercial_Miscellaneous_New_Food Preparation_Natural Gas_Range_E9 | F6 | Commercial | Miscellaneous | New | Food Preparation | Natural Gas | Range | E9 | Utility - Value of Sales | 0 | 0 | 0 | 0 | 0 | 0 | 0 | 0 | 0 | 0 | 0 | 0 | 0 | 0 | 0 | 0 | 0 | 0 | 0 | 0 | 0 | 0 | 0 | 0 | 0 | 0 | 0 | 0 | 0 | 0
F6_Commercial_Miscellaneous_New_Food Preparation_Natural Gas_Range_E10 | F6 | Commercial | Miscellaneous | New | Food Preparation | Natural Gas | Range | E10 | Utility - Value of Sales | 0 | 0 | 0 | 0 | 0 | 0 | 0 | 0 | 0 | 0 | 0 | 0 | 0 | 0 | 0 | 0 | 0 | 0 | 0 | 0 | 0 | 0 | 0 | 0 | 0 | 0 | 0 | 0 | 0 | 0
F1_Commercial_Miscellaneous_New_Food Preparation_Natural Gas_Steamer_E1 | F1 | Commercial | Miscellaneous | New | Food Preparation | Natural Gas | Steamer | E1 | Participant - Cost of Equipment | 0.022236 | 0.022236 | 0.022236 | 0.022236 | 0.022236 | 0.022236 | 0.022236 | 0.022236 | 0.022236 | 0.022236 | 0.022236 | 0.022236 | 0.022236 | 0.022236 | 0.022236 | 0.022236 | 0.022236 | 0.022236 | 0.022236 | 0.022236 | 0.022236 | 0.022236 | 0 | 0 | 0 | 0 | 0 | 0 | 0 | 0
F1_Commercial_Miscellaneous_New_Food Preparation_Natural Gas_Steamer_E2 | F1 | Commercial | Miscellaneous | New | Food Preparation | Natural Gas | Steamer | E2 | Participant - Cost of Equipment | 0.023886 | 0.023886 | 0.023886 | 0.023886 | 0.023886 | 0.023886 | 0.023886 | 0.023886 | 0.023886 | 0.023886 | 0.023886 | 0.023886 | 0.023886 | 0.023886 | 0.023886 | 0.023886 | 0.023886 | 0.023886 | 0.023886 | 0.023886 | 0.023886 | 0.023886 | 0 | 0 | 0 | 0 | 0 | 0 | 0 | 0
F1_Commercial_Miscellaneous_New_Food Preparation_Natural Gas_Steamer_E3 | F1 | Commercial | Miscellaneous | New | Food Preparation | Natural Gas | Steamer | E3 | Participant - Cost of Equipment | 0 | 0 | 0 | 0 | 0 | 0 | 0 | 0 | 0 | 0 | 0 | 0 | 0 | 0 | 0 | 0 | 0 | 0 | 0 | 0 | 0 | 0 | 0 | 0 | 0 | 0 | 0 | 0 | 0 | 0
F1_Commercial_Miscellaneous_New_Food Preparation_Natural Gas_Steamer_E4 | F1 | Commercial | Miscellaneous | New | Food Preparation | Natural Gas | Steamer | E4 | Participant - Cost of Equipment | 0 | 0 | 0 | 0 | 0 | 0 | 0 | 0 | 0 | 0 | 0 | 0 | 0 | 0 | 0 | 0 | 0 | 0 | 0 | 0 | 0 | 0 | 0 | 0 | 0 | 0 | 0 | 0 | 0 | 0
F1_Commercial_Miscellaneous_New_Food Preparation_Natural Gas_Steamer_E5 | F1 | Commercial | Miscellaneous | New | Food Preparation | Natural Gas | Steamer | E5 | Participant - Cost of Equipment | 0 | 0 | 0 | 0 | 0 | 0 | 0 | 0 | 0 | 0 | 0 | 0 | 0 | 0 | 0 | 0 | 0 | 0 | 0 | 0 | 0 | 0 | 0 | 0 | 0 | 0 | 0 | 0 | 0 | 0
F1_Commercial_Miscellaneous_New_Food Preparation_Natural Gas_Steamer_E6 | F1 | Commercial | Miscellaneous | New | Food Preparation | Natural Gas | Steamer | E6 | Participant - Cost of Equipment | 0 | 0 | 0 | 0 | 0 | 0 | 0 | 0 | 0 | 0 | 0 | 0 | 0 | 0 | 0 | 0 | 0 | 0 | 0 | 0 | 0 | 0 | 0 | 0 | 0 | 0 | 0 | 0 | 0 | 0
F1_Commercial_Miscellaneous_New_Food Preparation_Natural Gas_Steamer_E7 | F1 | Commercial | Miscellaneous | New | Food Preparation | Natural Gas | Steamer | E7 | Participant - Cost of Equipment | 0 | 0 | 0 | 0 | 0 | 0 | 0 | 0 | 0 | 0 | 0 | 0 | 0 | 0 | 0 | 0 | 0 | 0 | 0 | 0 | 0 | 0 | 0 | 0 | 0 | 0 | 0 | 0 | 0 | 0
F1_Commercial_Miscellaneous_New_Food Preparation_Natural Gas_Steamer_E8 | F1 | Commercial | Miscellaneous | New | Food Preparation | Natural Gas | Steamer | E8 | Participant - Cost of Equipment | 0 | 0 | 0 | 0 | 0 | 0 | 0 | 0 | 0 | 0 | 0 | 0 | 0 | 0 | 0 | 0 | 0 | 0 | 0 | 0 | 0 | 0 | 0 | 0 | 0 | 0 | 0 | 0 | 0 | 0
F1_Commercial_Miscellaneous_New_Food Preparation_Natural Gas_Steamer_E9 | F1 | Commercial | Miscellaneous | New | Food Preparation | Natural Gas | Steamer | E9 | Participant - Cost of Equipment | 0 | 0 | 0 | 0 | 0 | 0 | 0 | 0 | 0 | 0 | 0 | 0 | 0 | 0 | 0 | 0 | 0 | 0 | 0 | 0 | 0 | 0 | 0 | 0 | 0 | 0 | 0 | 0 | 0 | 0
F1_Commercial_Miscellaneous_New_Food Preparation_Natural Gas_Steamer_E10 | F1 | Commercial | Miscellaneous | New | Food Preparation | Natural Gas | Steamer | E10 | Participant - Cost of Equipment | 0 | 0 | 0 | 0 | 0 | 0 | 0 | 0 | 0 | 0 | 0 | 0 | 0 | 0 | 0 | 0 | 0 | 0 | 0 | 0 | 0 | 0 | 0 | 0 | 0 | 0 | 0 | 0 | 0 | 0
F2_Commercial_Miscellaneous_New_Food Preparation_Natural Gas_Steamer_E1 | F2 | Commercial | Miscellaneous | New | Food Preparation | Natural Gas | Steamer | E1 | Participant - Cost of Operation | 0.024182 | 0.024387 | 0.024633 | 0.025043 | 0.02559 | 0.026239 | 0.026838 | 0.027355 | 0.027838 | 0.028315 | 0.028806 | 0.029295 | 0.02977 | 0.03026 | 0.030714 | 0.031163 | 0.031644 | 0.032128 | 0.032615 | 0.033105 | 0.033589 | 0.034066 | 0 | 0 | 0 | 0 | 0 | 0 | 0 | 0
F2_Commercial_Miscellaneous_New_Food Preparation_Natural Gas_Steamer_E2 | F2 | Commercial | Miscellaneous | New | Food Preparation | Natural Gas | Steamer | E2 | Participant - Cost of Operation | 0.0050441 | 0.0050869 | 0.0051381 | 0.0052238 | 0.0053379 | 0.0054732 | 0.0055983 | 0.0057061 | 0.0058068 | 0.0059063 | 0.0060086 | 0.0061106 | 0.0062097 | 0.0063119 | 0.0064067 | 0.0065004 | 0.0066006 | 0.0067015 | 0.0068033 | 0.0069054 | 0.0070064 | 0.0071059 | 0 | 0 | 0 | 0 | 0 | 0 | 0 | 0
F2_Commercial_Miscellaneous_New_Food Preparation_Natural Gas_Steamer_E3 | F2 | Commercial | Miscellaneous | New | Food Preparation | Natural Gas | Steamer | E3 | Participant - Cost of Operation | 0 | 0 | 0 | 0 | 0 | 0 | 0 | 0 | 0 | 0 | 0 | 0 | 0 | 0 | 0 | 0 | 0 | 0 | 0 | 0 | 0 | 0 | 0 | 0 | 0 | 0 | 0 | 0 | 0 | 0
F2_Commercial_Miscellaneous_New_Food Preparation_Natural Gas_Steamer_E4 | F2 | Commercial | Miscellaneous | New | Food Preparation | Natural Gas | Steamer | E4 | Participant - Cost of Operation | 0 | 0 | 0 | 0 | 0 | 0 | 0 | 0 | 0 | 0 | 0 | 0 | 0 | 0 | 0 | 0 | 0 | 0 | 0 | 0 | 0 | 0 | 0 | 0 | 0 | 0 | 0 | 0 | 0 | 0
F2_Commercial_Miscellaneous_New_Food Preparation_Natural Gas_Steamer_E5 | F2 | Commercial | Miscellaneous | New | Food Preparation | Natural Gas | Steamer | E5 | Participant - Cost of Operation | 0 | 0 | 0 | 0 | 0 | 0 | 0 | 0 | 0 | 0 | 0 | 0 | 0 | 0 | 0 | 0 | 0 | 0 | 0 | 0 | 0 | 0 | 0 | 0 | 0 | 0 | 0 | 0 | 0 | 0
F2_Commercial_Miscellaneous_New_Food Preparation_Natural Gas_Steamer_E6 | F2 | Commercial | Miscellaneous | New | Food Preparation | Natural Gas | Steamer | E6 | Participant - Cost of Operation | 0 | 0 | 0 | 0 | 0 | 0 | 0 | 0 | 0 | 0 | 0 | 0 | 0 | 0 | 0 | 0 | 0 | 0 | 0 | 0 | 0 | 0 | 0 | 0 | 0 | 0 | 0 | 0 | 0 | 0
F2_Commercial_Miscellaneous_New_Food Preparation_Natural Gas_Steamer_E7 | F2 | Commercial | Miscellaneous | New | Food Preparation | Natural Gas | Steamer | E7 | Participant - Cost of Operation | 0 | 0 | 0 | 0 | 0 | 0 | 0 | 0 | 0 | 0 | 0 | 0 | 0 | 0 | 0 | 0 | 0 | 0 | 0 | 0 | 0 | 0 | 0 | 0 | 0 | 0 | 0 | 0 | 0 | 0
F2_Commercial_Miscellaneous_New_Food Preparation_Natural Gas_Steamer_E8 | F2 | Commercial | Miscellaneous | New | Food Preparation | Natural Gas | Steamer | E8 | Participant - Cost of Operation | 0 | 0 | 0 | 0 | 0 | 0 | 0 | 0 | 0 | 0 | 0 | 0 | 0 | 0 | 0 | 0 | 0 | 0 | 0 | 0 | 0 | 0 | 0 | 0 | 0 | 0 | 0 | 0 | 0 | 0
F2_Commercial_Miscellaneous_New_Food Preparation_Natural Gas_Steamer_E9 | F2 | Commercial | Miscellaneous | New | Food Preparation | Natural Gas | Steamer | E9 | Participant - Cost of Operation | 0 | 0 | 0 | 0 | 0 | 0 | 0 | 0 | 0 | 0 | 0 | 0 | 0 | 0 | 0 | 0 | 0 | 0 | 0 | 0 | 0 | 0 | 0 | 0 | 0 | 0 | 0 | 0 | 0 | 0
F2_Commercial_Miscellaneous_New_Food Preparation_Natural Gas_Steamer_E10 | F2 | Commercial | Miscellaneous | New | Food Preparation | Natural Gas | Steamer | E10 | Participant - Cost of Operation | 0 | 0 | 0 | 0 | 0 | 0 | 0 | 0 | 0 | 0 | 0 | 0 | 0 | 0 | 0 | 0 | 0 | 0 | 0 | 0 | 0 | 0 | 0 | 0 | 0 | 0 | 0 | 0 | 0 | 0
F3_Commercial_Miscellaneous_New_Food Preparation_Natural Gas_Steamer_E1 | F3 | Commercial | Miscellaneous | New | Food Preparation | Natural Gas | Steamer | E1 | System - kBTUs of Conusmption | 2.2757 | 2.2823 | 2.2898 | 2.307 | 2.322 | 2.3348 | 2.3446 | 2.3529 | 2.3592 | 2.3633 | 2.3646 | 2.3644 | 2.3622 | 2.358 | 2.3511 | 2.343 | 2.3344 | 2.3251 | 2.3145 | 2.3043 | 2.2937 | 2.2828 | 0 | 0 | 0 | 0 | 0 | 0 | 0 | 0
F3_Commercial_Miscellaneous_New_Food Preparation_Natural Gas_Steamer_E2 | F3 | Commercial | Miscellaneous | New | Food Preparation | Natural Gas | Steamer | E2 | System - kBTUs of Conusmption | 0.47469 | 0.47607 | 0.47763 | 0.48122 | 0.48435 | 0.48702 | 0.48906 | 0.4908 | 0.4921 | 0.49296 | 0.49323 | 0.49319 | 0.49274 | 0.49187 | 0.49042 | 0.48874 | 0.48693 | 0.48499 | 0.48278 | 0.48065 | 0.47845 | 0.47617 | 0 | 0 | 0 | 0 | 0 | 0 | 0 | 0
F3_Commercial_Miscellaneous_New_Food Preparation_Natural Gas_Steamer_E3 | F3 | Commercial | Miscellaneous | New | Food Preparation | Natural Gas | Steamer | E3 | System - kBTUs of Conusmption | 0 | 0 | 0 | 0 | 0 | 0 | 0 | 0 | 0 | 0 | 0 | 0 | 0 | 0 | 0 | 0 | 0 | 0 | 0 | 0 | 0 | 0 | 0 | 0 | 0 | 0 | 0 | 0 | 0 | 0
F3_Commercial_Miscellaneous_New_Food Preparation_Natural Gas_Steamer_E4 | F3 | Commercial | Miscellaneous | New | Food Preparation | Natural Gas | Steamer | E4 | System - kBTUs of Conusmption | 0 | 0 | 0 | 0 | 0 | 0 | 0 | 0 | 0 | 0 | 0 | 0 | 0 | 0 | 0 | 0 | 0 | 0 | 0 | 0 | 0 | 0 | 0 | 0 | 0 | 0 | 0 | 0 | 0 | 0
F3_Commercial_Miscellaneous_New_Food Preparation_Natural Gas_Steamer_E5 | F3 | Commercial | Miscellaneous | New | Food Preparation | Natural Gas | Steamer | E5 | System - kBTUs of Conusmption | 0 | 0 | 0 | 0 | 0 | 0 | 0 | 0 | 0 | 0 | 0 | 0 | 0 | 0 | 0 | 0 | 0 | 0 | 0 | 0 | 0 | 0 | 0 | 0 | 0 | 0 | 0 | 0 | 0 | 0
F3_Commercial_Miscellaneous_New_Food Preparation_Natural Gas_Steamer_E6 | F3 | Commercial | Miscellaneous | New | Food Preparation | Natural Gas | Steamer | E6 | System - kBTUs of Conusmption | 0 | 0 | 0 | 0 | 0 | 0 | 0 | 0 | 0 | 0 | 0 | 0 | 0 | 0 | 0 | 0 | 0 | 0 | 0 | 0 | 0 | 0 | 0 | 0 | 0 | 0 | 0 | 0 | 0 | 0
F3_Commercial_Miscellaneous_New_Food Preparation_Natural Gas_Steamer_E7 | F3 | Commercial | Miscellaneous | New | Food Preparation | Natural Gas | Steamer | E7 | System - kBTUs of Conusmption | 0 | 0 | 0 | 0 | 0 | 0 | 0 | 0 | 0 | 0 | 0 | 0 | 0 | 0 | 0 | 0 | 0 | 0 | 0 | 0 | 0 | 0 | 0 | 0 | 0 | 0 | 0 | 0 | 0 | 0
F3_Commercial_Miscellaneous_New_Food Preparation_Natural Gas_Steamer_E8 | F3 | Commercial | Miscellaneous | New | Food Preparation | Natural Gas | Steamer | E8 | System - kBTUs of Conusmption | 0 | 0 | 0 | 0 | 0 | 0 | 0 | 0 | 0 | 0 | 0 | 0 | 0 | 0 | 0 | 0 | 0 | 0 | 0 | 0 | 0 | 0 | 0 | 0 | 0 | 0 | 0 | 0 | 0 | 0
F3_Commercial_Miscellaneous_New_Food Preparation_Natural Gas_Steamer_E9 | F3 | Commercial | Miscellaneous | New | Food Preparation | Natural Gas | Steamer | E9 | System - kBTUs of Conusmption | 0 | 0 | 0 | 0 | 0 | 0 | 0 | 0 | 0 | 0 | 0 | 0 | 0 | 0 | 0 | 0 | 0 | 0 | 0 | 0 | 0 | 0 | 0 | 0 | 0 | 0 | 0 | 0 | 0 | 0
F3_Commercial_Miscellaneous_New_Food Preparation_Natural Gas_Steamer_E10 | F3 | Commercial | Miscellaneous | New | Food Preparation | Natural Gas | Steamer | E10 | System - kBTUs of Conusmption | 0 | 0 | 0 | 0 | 0 | 0 | 0 | 0 | 0 | 0 | 0 | 0 | 0 | 0 | 0 | 0 | 0 | 0 | 0 | 0 | 0 | 0 | 0 | 0 | 0 | 0 | 0 | 0 | 0 | 0
F4_Commercial_Miscellaneous_New_Food Preparation_Natural Gas_Steamer_E1 | F4 | Commercial | Miscellaneous | New | Food Preparation | Natural Gas | Steamer | E1 | Utility - Cost of Equipment | 0.022236 | 0.022236 | 0.022236 | 0.022236 | 0.022236 | 0.022236 | 0.022236 | 0.022236 | 0.022236 | 0.022236 | 0.022236 | 0.022236 | 0.022236 | 0.022236 | 0.022236 | 0.022236 | 0.022236 | 0.022236 | 0.022236 | 0.022236 | 0.022236 | 0.022236 | 0 | 0 | 0 | 0 | 0 | 0 | 0 | 0
F4_Commercial_Miscellaneous_New_Food Preparation_Natural Gas_Steamer_E2 | F4 | Commercial | Miscellaneous | New | Food Preparation | Natural Gas | Steamer | E2 | Utility - Cost of Equipment | 0.023886 | 0.023886 | 0.023886 | 0.023886 | 0.023886 | 0.023886 | 0.023886 | 0.023886 | 0.023886 | 0.023886 | 0.023886 | 0.023886 | 0.023886 | 0.023886 | 0.023886 | 0.023886 | 0.023886 | 0.023886 | 0.023886 | 0.023886 | 0.023886 | 0.023886 | 0 | 0 | 0 | 0 | 0 | 0 | 0 | 0
F4_Commercial_Miscellaneous_New_Food Preparation_Natural Gas_Steamer_E3 | F4 | Commercial | Miscellaneous | New | Food Preparation | Natural Gas | Steamer | E3 | Utility - Cost of Equipment | 0 | 0 | 0 | 0 | 0 | 0 | 0 | 0 | 0 | 0 | 0 | 0 | 0 | 0 | 0 | 0 | 0 | 0 | 0 | 0 | 0 | 0 | 0 | 0 | 0 | 0 | 0 | 0 | 0 | 0
F4_Commercial_Miscellaneous_New_Food Preparation_Natural Gas_Steamer_E4 | F4 | Commercial | Miscellaneous | New | Food Preparation | Natural Gas | Steamer | E4 | Utility - Cost of Equipment | 0 | 0 | 0 | 0 | 0 | 0 | 0 | 0 | 0 | 0 | 0 | 0 | 0 | 0 | 0 | 0 | 0 | 0 | 0 | 0 | 0 | 0 | 0 | 0 | 0 | 0 | 0 | 0 | 0 | 0
F4_Commercial_Miscellaneous_New_Food Preparation_Natural Gas_Steamer_E5 | F4 | Commercial | Miscellaneous | New | Food Preparation | Natural Gas | Steamer | E5 | Utility - Cost of Equipment | 0 | 0 | 0 | 0 | 0 | 0 | 0 | 0 | 0 | 0 | 0 | 0 | 0 | 0 | 0 | 0 | 0 | 0 | 0 | 0 | 0 | 0 | 0 | 0 | 0 | 0 | 0 | 0 | 0 | 0
F4_Commercial_Miscellaneous_New_Food Preparation_Natural Gas_Steamer_E6 | F4 | Commercial | Miscellaneous | New | Food Preparation | Natural Gas | Steamer | E6 | Utility - Cost of Equipment | 0 | 0 | 0 | 0 | 0 | 0 | 0 | 0 | 0 | 0 | 0 | 0 | 0 | 0 | 0 | 0 | 0 | 0 | 0 | 0 | 0 | 0 | 0 | 0 | 0 | 0 | 0 | 0 | 0 | 0
F4_Commercial_Miscellaneous_New_Food Preparation_Natural Gas_Steamer_E7 | F4 | Commercial | Miscellaneous | New | Food Preparation | Natural Gas | Steamer | E7 | Utility - Cost of Equipment | 0 | 0 | 0 | 0 | 0 | 0 | 0 | 0 | 0 | 0 | 0 | 0 | 0 | 0 | 0 | 0 | 0 | 0 | 0 | 0 | 0 | 0 | 0 | 0 | 0 | 0 | 0 | 0 | 0 | 0
F4_Commercial_Miscellaneous_New_Food Preparation_Natural Gas_Steamer_E8 | F4 | Commercial | Miscellaneous | New | Food Preparation | Natural Gas | Steamer | E8 | Utility - Cost of Equipment | 0 | 0 | 0 | 0 | 0 | 0 | 0 | 0 | 0 | 0 | 0 | 0 | 0 | 0 | 0 | 0 | 0 | 0 | 0 | 0 | 0 | 0 | 0 | 0 | 0 | 0 | 0 | 0 | 0 | 0
F4_Commercial_Miscellaneous_New_Food Preparation_Natural Gas_Steamer_E9 | F4 | Commercial | Miscellaneous | New | Food Preparation | Natural Gas | Steamer | E9 | Utility - Cost of Equipment | 0 | 0 | 0 | 0 | 0 | 0 | 0 | 0 | 0 | 0 | 0 | 0 | 0 | 0 | 0 | 0 | 0 | 0 | 0 | 0 | 0 | 0 | 0 | 0 | 0 | 0 | 0 | 0 | 0 | 0
F4_Commercial_Miscellaneous_New_Food Preparation_Natural Gas_Steamer_E10 | F4 | Commercial | Miscellaneous | New | Food Preparation | Natural Gas | Steamer | E10 | Utility - Cost of Equipment | 0 | 0 | 0 | 0 | 0 | 0 | 0 | 0 | 0 | 0 | 0 | 0 | 0 | 0 | 0 | 0 | 0 | 0 | 0 | 0 | 0 | 0 | 0 | 0 | 0 | 0 | 0 | 0 | 0 | 0
F5_Commercial_Miscellaneous_New_Food Preparation_Natural Gas_Steamer_E1 | F5 | Commercial | Miscellaneous | New | Food Preparation | Natural Gas | Steamer | E1 | Utility - Cost of Operation | 0.020184 | 0.020355 | 0.02056 | 0.020903 | 0.02136 | 0.021901 | 0.022402 | 0.022833 | 0.023236 | 0.023634 | 0.024043 | 0.024452 | 0.024848 | 0.025257 | 0.025637 | 0.026011 | 0.026413 | 0.026816 | 0.027223 | 0.027632 | 0.028036 | 0.028435 | 0 | 0 | 0 | 0 | 0 | 0 | 0 | 0
F5_Commercial_Miscellaneous_New_Food Preparation_Natural Gas_Steamer_E2 | F5 | Commercial | Miscellaneous | New | Food Preparation | Natural Gas | Steamer | E2 | Utility - Cost of Operation | 0.0042102 | 0.0042459 | 0.0042887 | 0.0043602 | 0.0044554 | 0.0045684 | 0.0046728 | 0.0047627 | 0.0048469 | 0.0049298 | 0.0050153 | 0.0051004 | 0.0051831 | 0.0052684 | 0.0053476 | 0.0054258 | 0.0055094 | 0.0055936 | 0.0056785 | 0.0057638 | 0.0058481 | 0.0059312 | 0 | 0 | 0 | 0 | 0 | 0 | 0 | 0
F5_Commercial_Miscellaneous_New_Food Preparation_Natural Gas_Steamer_E3 | F5 | Commercial | Miscellaneous | New | Food Preparation | Natural Gas | Steamer | E3 | Utility - Cost of Operation | 0 | 0 | 0 | 0 | 0 | 0 | 0 | 0 | 0 | 0 | 0 | 0 | 0 | 0 | 0 | 0 | 0 | 0 | 0 | 0 | 0 | 0 | 0 | 0 | 0 | 0 | 0 | 0 | 0 | 0
F5_Commercial_Miscellaneous_New_Food Preparation_Natural Gas_Steamer_E4 | F5 | Commercial | Miscellaneous | New | Food Preparation | Natural Gas | Steamer | E4 | Utility - Cost of Operation | 0 | 0 | 0 | 0 | 0 | 0 | 0 | 0 | 0 | 0 | 0 | 0 | 0 | 0 | 0 | 0 | 0 | 0 | 0 | 0 | 0 | 0 | 0 | 0 | 0 | 0 | 0 | 0 | 0 | 0
F5_Commercial_Miscellaneous_New_Food Preparation_Natural Gas_Steamer_E5 | F5 | Commercial | Miscellaneous | New | Food Preparation | Natural Gas | Steamer | E5 | Utility - Cost of Operation | 0 | 0 | 0 | 0 | 0 | 0 | 0 | 0 | 0 | 0 | 0 | 0 | 0 | 0 | 0 | 0 | 0 | 0 | 0 | 0 | 0 | 0 | 0 | 0 | 0 | 0 | 0 | 0 | 0 | 0
F5_Commercial_Miscellaneous_New_Food Preparation_Natural Gas_Steamer_E6 | F5 | Commercial | Miscellaneous | New | Food Preparation | Natural Gas | Steamer | E6 | Utility - Cost of Operation | 0 | 0 | 0 | 0 | 0 | 0 | 0 | 0 | 0 | 0 | 0 | 0 | 0 | 0 | 0 | 0 | 0 | 0 | 0 | 0 | 0 | 0 | 0 | 0 | 0 | 0 | 0 | 0 | 0 | 0
F5_Commercial_Miscellaneous_New_Food Preparation_Natural Gas_Steamer_E7 | F5 | Commercial | Miscellaneous | New | Food Preparation | Natural Gas | Steamer | E7 | Utility - Cost of Operation | 0 | 0 | 0 | 0 | 0 | 0 | 0 | 0 | 0 | 0 | 0 | 0 | 0 | 0 | 0 | 0 | 0 | 0 | 0 | 0 | 0 | 0 | 0 | 0 | 0 | 0 | 0 | 0 | 0 | 0
F5_Commercial_Miscellaneous_New_Food Preparation_Natural Gas_Steamer_E8 | F5 | Commercial | Miscellaneous | New | Food Preparation | Natural Gas | Steamer | E8 | Utility - Cost of Operation | 0 | 0 | 0 | 0 | 0 | 0 | 0 | 0 | 0 | 0 | 0 | 0 | 0 | 0 | 0 | 0 | 0 | 0 | 0 | 0 | 0 | 0 | 0 | 0 | 0 | 0 | 0 | 0 | 0 | 0
F5_Commercial_Miscellaneous_New_Food Preparation_Natural Gas_Steamer_E9 | F5 | Commercial | Miscellaneous | New | Food Preparation | Natural Gas | Steamer | E9 | Utility - Cost of Operation | 0 | 0 | 0 | 0 | 0 | 0 | 0 | 0 | 0 | 0 | 0 | 0 | 0 | 0 | 0 | 0 | 0 | 0 | 0 | 0 | 0 | 0 | 0 | 0 | 0 | 0 | 0 | 0 | 0 | 0
F5_Commercial_Miscellaneous_New_Food Preparation_Natural Gas_Steamer_E10 | F5 | Commercial | Miscellaneous | New | Food Preparation | Natural Gas | Steamer | E10 | Utility - Cost of Operation | 0 | 0 | 0 | 0 | 0 | 0 | 0 | 0 | 0 | 0 | 0 | 0 | 0 | 0 | 0 | 0 | 0 | 0 | 0 | 0 | 0 | 0 | 0 | 0 | 0 | 0 | 0 | 0 | 0 | 0
F6_Commercial_Miscellaneous_New_Food Preparation_Natural Gas_Steamer_E1 | F6 | Commercial | Miscellaneous | New | Food Preparation | Natural Gas | Steamer | E1 | Utility - Value of Sales | 0.024182 | 0.024387 | 0.024633 | 0.025043 | 0.02559 | 0.026239 | 0.026838 | 0.027355 | 0.027838 | 0.028315 | 0.028806 | 0.029295 | 0.02977 | 0.03026 | 0.030714 | 0.031163 | 0.031644 | 0.032128 | 0.032615 | 0.033105 | 0.033589 | 0.034066 | 0 | 0 | 0 | 0 | 0 | 0 | 0 | 0
F6_Commercial_Miscellaneous_New_Food Preparation_Natural Gas_Steamer_E2 | F6 | Commercial | Miscellaneous | New | Food Preparation | Natural Gas | Steamer | E2 | Utility - Value of Sales | 0.0050441 | 0.0050869 | 0.0051381 | 0.0052238 | 0.0053379 | 0.0054732 | 0.0055983 | 0.0057061 | 0.0058068 | 0.0059063 | 0.0060086 | 0.0061106 | 0.0062097 | 0.0063119 | 0.0064067 | 0.0065004 | 0.0066006 | 0.0067015 | 0.0068033 | 0.0069054 | 0.0070064 | 0.0071059 | 0 | 0 | 0 | 0 | 0 | 0 | 0 | 0
F6_Commercial_Miscellaneous_New_Food Preparation_Natural Gas_Steamer_E3 | F6 | Commercial | Miscellaneous | New | Food Preparation | Natural Gas | Steamer | E3 | Utility - Value of Sales | 0 | 0 | 0 | 0 | 0 | 0 | 0 | 0 | 0 | 0 | 0 | 0 | 0 | 0 | 0 | 0 | 0 | 0 | 0 | 0 | 0 | 0 | 0 | 0 | 0 | 0 | 0 | 0 | 0 | 0
F6_Commercial_Miscellaneous_New_Food Preparation_Natural Gas_Steamer_E4 | F6 | Commercial | Miscellaneous | New | Food Preparation | Natural Gas | Steamer | E4 | Utility - Value of Sales | 0 | 0 | 0 | 0 | 0 | 0 | 0 | 0 | 0 | 0 | 0 | 0 | 0 | 0 | 0 | 0 | 0 | 0 | 0 | 0 | 0 | 0 | 0 | 0 | 0 | 0 | 0 | 0 | 0 | 0
F6_Commercial_Miscellaneous_New_Food Preparation_Natural Gas_Steamer_E5 | F6 | Commercial | Miscellaneous | New | Food Preparation | Natural Gas | Steamer | E5 | Utility - Value of Sales | 0 | 0 | 0 | 0 | 0 | 0 | 0 | 0 | 0 | 0 | 0 | 0 | 0 | 0 | 0 | 0 | 0 | 0 | 0 | 0 | 0 | 0 | 0 | 0 | 0 | 0 | 0 | 0 | 0 | 0
F6_Commercial_Miscellaneous_New_Food Preparation_Natural Gas_Steamer_E6 | F6 | Commercial | Miscellaneous | New | Food Preparation | Natural Gas | Steamer | E6 | Utility - Value of Sales | 0 | 0 | 0 | 0 | 0 | 0 | 0 | 0 | 0 | 0 | 0 | 0 | 0 | 0 | 0 | 0 | 0 | 0 | 0 | 0 | 0 | 0 | 0 | 0 | 0 | 0 | 0 | 0 | 0 | 0
F6_Commercial_Miscellaneous_New_Food Preparation_Natural Gas_Steamer_E7 | F6 | Commercial | Miscellaneous | New | Food Preparation | Natural Gas | Steamer | E7 | Utility - Value of Sales | 0 | 0 | 0 | 0 | 0 | 0 | 0 | 0 | 0 | 0 | 0 | 0 | 0 | 0 | 0 | 0 | 0 | 0 | 0 | 0 | 0 | 0 | 0 | 0 | 0 | 0 | 0 | 0 | 0 | 0
F6_Commercial_Miscellaneous_New_Food Preparation_Natural Gas_Steamer_E8 | F6 | Commercial | Miscellaneous | New | Food Preparation | Natural Gas | Steamer | E8 | Utility - Value of Sales | 0 | 0 | 0 | 0 | 0 | 0 | 0 | 0 | 0 | 0 | 0 | 0 | 0 | 0 | 0 | 0 | 0 | 0 | 0 | 0 | 0 | 0 | 0 | 0 | 0 | 0 | 0 | 0 | 0 | 0
F6_Commercial_Miscellaneous_New_Food Preparation_Natural Gas_Steamer_E9 | F6 | Commercial | Miscellaneous | New | Food Preparation | Natural Gas | Steamer | E9 | Utility - Value of Sales | 0 | 0 | 0 | 0 | 0 | 0 | 0 | 0 | 0 | 0 | 0 | 0 | 0 | 0 | 0 | 0 | 0 | 0 | 0 | 0 | 0 | 0 | 0 | 0 | 0 | 0 | 0 | 0 | 0 | 0
F6_Commercial_Miscellaneous_New_Food Preparation_Natural Gas_Steamer_E10 | F6 | Commercial | Miscellaneous | New | Food Preparation | Natural Gas | Steamer | E10 | Utility - Value of Sales | 0 | 0 | 0 | 0 | 0 | 0 | 0 | 0 | 0 | 0 | 0 | 0 | 0 | 0 | 0 | 0 | 0 | 0 | 0 | 0 | 0 | 0 | 0 | 0 | 0 | 0 | 0 | 0 | 0 | 0
F1_Commercial_Miscellaneous_New_Food Preparation_Natural Gas_Food Prep Other_E1 | F1 | Commercial | Miscellaneous | New | Food Preparation | Natural Gas | Food Prep Other | E1 | Participant - Cost of Equipment | 0.00094209 | 0.00094209 | 0.00094209 | 0.00094209 | 0.00094209 | 0.00094209 | 0.00094209 | 0.00094209 | 0.00094209 | 0.00094209 | 0.00094209 | 0.00094209 | 0.00094209 | 0.00094209 | 0.00094209 | 0.00094209 | 0.00094209 | 0.00094209 | 0.00094209 | 0.00094209 | 0.00094209 | 0.00094209 | 0 | 0 | 0 | 0 | 0 | 0 | 0 | 0
F1_Commercial_Miscellaneous_New_Food Preparation_Natural Gas_Food Prep Other_E2 | F1 | Commercial | Miscellaneous | New | Food Preparation | Natural Gas | Food Prep Other | E2 | Participant - Cost of Equipment | 0.00094303 | 0.00094303 | 0.00094303 | 0.00094303 | 0.00094303 | 0.00094303 | 0.00094303 | 0.00094303 | 0.00094303 | 0.00094303 | 0.00094303 | 0.00094303 | 0.00094303 | 0.00094303 | 0.00094303 | 0.00094303 | 0.00094303 | 0.00094303 | 0.00094303 | 0.00094303 | 0.00094303 | 0.00094303 | 0 | 0 | 0 | 0 | 0 | 0 | 0 | 0
F1_Commercial_Miscellaneous_New_Food Preparation_Natural Gas_Food Prep Other_E3 | F1 | Commercial | Miscellaneous | New | Food Preparation | Natural Gas | Food Prep Other | E3 | Participant - Cost of Equipment | 0 | 0 | 0 | 0 | 0 | 0 | 0 | 0 | 0 | 0 | 0 | 0 | 0 | 0 | 0 | 0 | 0 | 0 | 0 | 0 | 0 | 0 | 0 | 0 | 0 | 0 | 0 | 0 | 0 | 0
F1_Commercial_Miscellaneous_New_Food Preparation_Natural Gas_Food Prep Other_E4 | F1 | Commercial | Miscellaneous | New | Food Preparation | Natural Gas | Food Prep Other | E4 | Participant - Cost of Equipment | 0 | 0 | 0 | 0 | 0 | 0 | 0 | 0 | 0 | 0 | 0 | 0 | 0 | 0 | 0 | 0 | 0 | 0 | 0 | 0 | 0 | 0 | 0 | 0 | 0 | 0 | 0 | 0 | 0 | 0
F1_Commercial_Miscellaneous_New_Food Preparation_Natural Gas_Food Prep Other_E5 | F1 | Commercial | Miscellaneous | New | Food Preparation | Natural Gas | Food Prep Other | E5 | Participant - Cost of Equipment | 0 | 0 | 0 | 0 | 0 | 0 | 0 | 0 | 0 | 0 | 0 | 0 | 0 | 0 | 0 | 0 | 0 | 0 | 0 | 0 | 0 | 0 | 0 | 0 | 0 | 0 | 0 | 0 | 0 | 0
F1_Commercial_Miscellaneous_New_Food Preparation_Natural Gas_Food Prep Other_E6 | F1 | Commercial | Miscellaneous | New | Food Preparation | Natural Gas | Food Prep Other | E6 | Participant - Cost of Equipment | 0 | 0 | 0 | 0 | 0 | 0 | 0 | 0 | 0 | 0 | 0 | 0 | 0 | 0 | 0 | 0 | 0 | 0 | 0 | 0 | 0 | 0 | 0 | 0 | 0 | 0 | 0 | 0 | 0 | 0
F1_Commercial_Miscellaneous_New_Food Preparation_Natural Gas_Food Prep Other_E7 | F1 | Commercial | Miscellaneous | New | Food Preparation | Natural Gas | Food Prep Other | E7 | Participant - Cost of Equipment | 0 | 0 | 0 | 0 | 0 | 0 | 0 | 0 | 0 | 0 | 0 | 0 | 0 | 0 | 0 | 0 | 0 | 0 | 0 | 0 | 0 | 0 | 0 | 0 | 0 | 0 | 0 | 0 | 0 | 0
F1_Commercial_Miscellaneous_New_Food Preparation_Natural Gas_Food Prep Other_E8 | F1 | Commercial | Miscellaneous | New | Food Preparation | Natural Gas | Food Prep Other | E8 | Participant - Cost of Equipment | 0 | 0 | 0 | 0 | 0 | 0 | 0 | 0 | 0 | 0 | 0 | 0 | 0 | 0 | 0 | 0 | 0 | 0 | 0 | 0 | 0 | 0 | 0 | 0 | 0 | 0 | 0 | 0 | 0 | 0
F1_Commercial_Miscellaneous_New_Food Preparation_Natural Gas_Food Prep Other_E9 | F1 | Commercial | Miscellaneous | New | Food Preparation | Natural Gas | Food Prep Other | E9 | Participant - Cost of Equipment | 0 | 0 | 0 | 0 | 0 | 0 | 0 | 0 | 0 | 0 | 0 | 0 | 0 | 0 | 0 | 0 | 0 | 0 | 0 | 0 | 0 | 0 | 0 | 0 | 0 | 0 | 0 | 0 | 0 | 0
F1_Commercial_Miscellaneous_New_Food Preparation_Natural Gas_Food Prep Other_E10 | F1 | Commercial | Miscellaneous | New | Food Preparation | Natural Gas | Food Prep Other | E10 | Participant - Cost of Equipment | 0 | 0 | 0 | 0 | 0 | 0 | 0 | 0 | 0 | 0 | 0 | 0 | 0 | 0 | 0 | 0 | 0 | 0 | 0 | 0 | 0 | 0 | 0 | 0 | 0 | 0 | 0 | 0 | 0 | 0
F2_Commercial_Miscellaneous_New_Food Preparation_Natural Gas_Food Prep Other_E1 | F2 | Commercial | Miscellaneous | New | Food Preparation | Natural Gas | Food Prep Other | E1 | Participant - Cost of Operation | 0.010256 | 0.010325 | 0.010413 | 0.010584 | 0.010822 | 0.011107 | 0.011367 | 0.011589 | 0.0118 | 0.012015 | 0.012246 | 0.012471 | 0.012684 | 0.012898 | 0.013087 | 0.013266 | 0.01346 | 0.013655 | 0.013851 | 0.014046 | 0.014238 | 0.014426 | 0 | 0 | 0 | 0 | 0 | 0 | 0 | 0
F2_Commercial_Miscellaneous_New_Food Preparation_Natural Gas_Food Prep Other_E2 | F2 | Commercial | Miscellaneous | New | Food Preparation | Natural Gas | Food Prep Other | E2 | Participant - Cost of Operation | 0.010256 | 0.010325 | 0.010413 | 0.010584 | 0.010822 | 0.011107 | 0.011367 | 0.011589 | 0.0118 | 0.012015 | 0.012246 | 0.012471 | 0.012683 | 0.012898 | 0.013087 | 0.013266 | 0.01346 | 0.013655 | 0.01385 | 0.014046 | 0.014238 | 0.014426 | 0 | 0 | 0 | 0 | 0 | 0 | 0 | 0
F2_Commercial_Miscellaneous_New_Food Preparation_Natural Gas_Food Prep Other_E3 | F2 | Commercial | Miscellaneous | New | Food Preparation | Natural Gas | Food Prep Other | E3 | Participant - Cost of Operation | 0 | 0 | 0 | 0 | 0 | 0 | 0 | 0 | 0 | 0 | 0 | 0 | 0 | 0 | 0 | 0 | 0 | 0 | 0 | 0 | 0 | 0 | 0 | 0 | 0 | 0 | 0 | 0 | 0 | 0
F2_Commercial_Miscellaneous_New_Food Preparation_Natural Gas_Food Prep Other_E4 | F2 | Commercial | Miscellaneous | New | Food Preparation | Natural Gas | Food Prep Other | E4 | Participant - Cost of Operation | 0 | 0 | 0 | 0 | 0 | 0 | 0 | 0 | 0 | 0 | 0 | 0 | 0 | 0 | 0 | 0 | 0 | 0 | 0 | 0 | 0 | 0 | 0 | 0 | 0 | 0 | 0 | 0 | 0 | 0
F2_Commercial_Miscellaneous_New_Food Preparation_Natural Gas_Food Prep Other_E5 | F2 | Commercial | Miscellaneous | New | Food Preparation | Natural Gas | Food Prep Other | E5 | Participant - Cost of Operation | 0 | 0 | 0 | 0 | 0 | 0 | 0 | 0 | 0 | 0 | 0 | 0 | 0 | 0 | 0 | 0 | 0 | 0 | 0 | 0 | 0 | 0 | 0 | 0 | 0 | 0 | 0 | 0 | 0 | 0
F2_Commercial_Miscellaneous_New_Food Preparation_Natural Gas_Food Prep Other_E6 | F2 | Commercial | Miscellaneous | New | Food Preparation | Natural Gas | Food Prep Other | E6 | Participant - Cost of Operation | 0 | 0 | 0 | 0 | 0 | 0 | 0 | 0 | 0 | 0 | 0 | 0 | 0 | 0 | 0 | 0 | 0 | 0 | 0 | 0 | 0 | 0 | 0 | 0 | 0 | 0 | 0 | 0 | 0 | 0
F2_Commercial_Miscellaneous_New_Food Preparation_Natural Gas_Food Prep Other_E7 | F2 | Commercial | Miscellaneous | New | Food Preparation | Natural Gas | Food Prep Other | E7 | Participant - Cost of Operation | 0 | 0 | 0 | 0 | 0 | 0 | 0 | 0 | 0 | 0 | 0 | 0 | 0 | 0 | 0 | 0 | 0 | 0 | 0 | 0 | 0 | 0 | 0 | 0 | 0 | 0 | 0 | 0 | 0 | 0
F2_Commercial_Miscellaneous_New_Food Preparation_Natural Gas_Food Prep Other_E8 | F2 | Commercial | Miscellaneous | New | Food Preparation | Natural Gas | Food Prep Other | E8 | Participant - Cost of Operation | 0 | 0 | 0 | 0 | 0 | 0 | 0 | 0 | 0 | 0 | 0 | 0 | 0 | 0 | 0 | 0 | 0 | 0 | 0 | 0 | 0 | 0 | 0 | 0 | 0 | 0 | 0 | 0 | 0 | 0
F2_Commercial_Miscellaneous_New_Food Preparation_Natural Gas_Food Prep Other_E9 | F2 | Commercial | Miscellaneous | New | Food Preparation | Natural Gas | Food Prep Other | E9 | Participant - Cost of Operation | 0 | 0 | 0 | 0 | 0 | 0 | 0 | 0 | 0 | 0 | 0 | 0 | 0 | 0 | 0 | 0 | 0 | 0 | 0 | 0 | 0 | 0 | 0 | 0 | 0 | 0 | 0 | 0 | 0 | 0
F2_Commercial_Miscellaneous_New_Food Preparation_Natural Gas_Food Prep Other_E10 | F2 | Commercial | Miscellaneous | New | Food Preparation | Natural Gas | Food Prep Other | E10 | Participant - Cost of Operation | 0 | 0 | 0 | 0 | 0 | 0 | 0 | 0 | 0 | 0 | 0 | 0 | 0 | 0 | 0 | 0 | 0 | 0 | 0 | 0 | 0 | 0 | 0 | 0 | 0 | 0 | 0 | 0 | 0 | 0
F3_Commercial_Miscellaneous_New_Food Preparation_Natural Gas_Food Prep Other_E1 | F3 | Commercial | Miscellaneous | New | Food Preparation | Natural Gas | Food Prep Other | E1 | System - kBTUs of Conusmption | 0.97178 | 0.9744 | 0.97756 | 0.98576 | 0.99291 | 0.99897 | 1.0036 | 1.0081 | 1.0123 | 1.016 | 1.0192 | 1.0211 | 1.0215 | 1.0204 | 1.0174 | 1.0132 | 1.0088 | 1.004 | 0.99852 | 0.99325 | 0.98779 | 0.98218 | 0 | 0 | 0 | 0 | 0 | 0 | 0 | 0
F3_Commercial_Miscellaneous_New_Food Preparation_Natural Gas_Food Prep Other_E2 | F3 | Commercial | Miscellaneous | New | Food Preparation | Natural Gas | Food Prep Other | E2 | System - kBTUs of Conusmption | 0.97178 | 0.97439 | 0.97755 | 0.98575 | 0.9929 | 0.99896 | 1.0036 | 1.0081 | 1.0122 | 1.016 | 1.0192 | 1.0211 | 1.0215 | 1.0204 | 1.0174 | 1.0132 | 1.0088 | 1.004 | 0.99851 | 0.99325 | 0.98778 | 0.98217 | 0 | 0 | 0 | 0 | 0 | 0 | 0 | 0
F3_Commercial_Miscellaneous_New_Food Preparation_Natural Gas_Food Prep Other_E3 | F3 | Commercial | Miscellaneous | New | Food Preparation | Natural Gas | Food Prep Other | E3 | System - kBTUs of Conusmption | 0 | 0 | 0 | 0 | 0 | 0 | 0 | 0 | 0 | 0 | 0 | 0 | 0 | 0 | 0 | 0 | 0 | 0 | 0 | 0 | 0 | 0 | 0 | 0 | 0 | 0 | 0 | 0 | 0 | 0
F3_Commercial_Miscellaneous_New_Food Preparation_Natural Gas_Food Prep Other_E4 | F3 | Commercial | Miscellaneous | New | Food Preparation | Natural Gas | Food Prep Other | E4 | System - kBTUs of Conusmption | 0 | 0 | 0 | 0 | 0 | 0 | 0 | 0 | 0 | 0 | 0 | 0 | 0 | 0 | 0 | 0 | 0 | 0 | 0 | 0 | 0 | 0 | 0 | 0 | 0 | 0 | 0 | 0 | 0 | 0
F3_Commercial_Miscellaneous_New_Food Preparation_Natural Gas_Food Prep Other_E5 | F3 | Commercial | Miscellaneous | New | Food Preparation | Natural Gas | Food Prep Other | E5 | System - kBTUs of Conusmption | 0 | 0 | 0 | 0 | 0 | 0 | 0 | 0 | 0 | 0 | 0 | 0 | 0 | 0 | 0 | 0 | 0 | 0 | 0 | 0 | 0 | 0 | 0 | 0 | 0 | 0 | 0 | 0 | 0 | 0
F3_Commercial_Miscellaneous_New_Food Preparation_Natural Gas_Food Prep Other_E6 | F3 | Commercial | Miscellaneous | New | Food Preparation | Natural Gas | Food Prep Other | E6 | System - kBTUs of Conusmption | 0 | 0 | 0 | 0 | 0 | 0 | 0 | 0 | 0 | 0 | 0 | 0 | 0 | 0 | 0 | 0 | 0 | 0 | 0 | 0 | 0 | 0 | 0 | 0 | 0 | 0 | 0 | 0 | 0 | 0
F3_Commercial_Miscellaneous_New_Food Preparation_Natural Gas_Food Prep Other_E7 | F3 | Commercial | Miscellaneous | New | Food Preparation | Natural Gas | Food Prep Other | E7 | System - kBTUs of Conusmption | 0 | 0 | 0 | 0 | 0 | 0 | 0 | 0 | 0 | 0 | 0 | 0 | 0 | 0 | 0 | 0 | 0 | 0 | 0 | 0 | 0 | 0 | 0 | 0 | 0 | 0 | 0 | 0 | 0 | 0
F3_Commercial_Miscellaneous_New_Food Preparation_Natural Gas_Food Prep Other_E8 | F3 | Commercial | Miscellaneous | New | Food Preparation | Natural Gas | Food Prep Other | E8 | System - kBTUs of Conusmption | 0 | 0 | 0 | 0 | 0 | 0 | 0 | 0 | 0 | 0 | 0 | 0 | 0 | 0 | 0 | 0 | 0 | 0 | 0 | 0 | 0 | 0 | 0 | 0 | 0 | 0 | 0 | 0 | 0 | 0
F3_Commercial_Miscellaneous_New_Food Preparation_Natural Gas_Food Prep Other_E9 | F3 | Commercial | Miscellaneous | New | Food Preparation | Natural Gas | Food Prep Other | E9 | System - kBTUs of Conusmption | 0 | 0 | 0 | 0 | 0 | 0 | 0 | 0 | 0 | 0 | 0 | 0 | 0 | 0 | 0 | 0 | 0 | 0 | 0 | 0 | 0 | 0 | 0 | 0 | 0 | 0 | 0 | 0 | 0 | 0
F3_Commercial_Miscellaneous_New_Food Preparation_Natural Gas_Food Prep Other_E10 | F3 | Commercial | Miscellaneous | New | Food Preparation | Natural Gas | Food Prep Other | E10 | System - kBTUs of Conusmption | 0 | 0 | 0 | 0 | 0 | 0 | 0 | 0 | 0 | 0 | 0 | 0 | 0 | 0 | 0 | 0 | 0 | 0 | 0 | 0 | 0 | 0 | 0 | 0 | 0 | 0 | 0 | 0 | 0 | 0
F4_Commercial_Miscellaneous_New_Food Preparation_Natural Gas_Food Prep Other_E1 | F4 | Commercial | Miscellaneous | New | Food Preparation | Natural Gas | Food Prep Other | E1 | Utility - Cost of Equipment | 0.00094209 | 0.00094209 | 0.00094209 | 0.00094209 | 0.00094209 | 0.00094209 | 0.00094209 | 0.00094209 | 0.00094209 | 0.00094209 | 0.00094209 | 0.00094209 | 0.00094209 | 0.00094209 | 0.00094209 | 0.00094209 | 0.00094209 | 0.00094209 | 0.00094209 | 0.00094209 | 0.00094209 | 0.00094209 | 0 | 0 | 0 | 0 | 0 | 0 | 0 | 0
F4_Commercial_Miscellaneous_New_Food Preparation_Natural Gas_Food Prep Other_E2 | F4 | Commercial | Miscellaneous | New | Food Preparation | Natural Gas | Food Prep Other | E2 | Utility - Cost of Equipment | 0.00094303 | 0.00094303 | 0.00094303 | 0.00094303 | 0.00094303 | 0.00094303 | 0.00094303 | 0.00094303 | 0.00094303 | 0.00094303 | 0.00094303 | 0.00094303 | 0.00094303 | 0.00094303 | 0.00094303 | 0.00094303 | 0.00094303 | 0.00094303 | 0.00094303 | 0.00094303 | 0.00094303 | 0.00094303 | 0 | 0 | 0 | 0 | 0 | 0 | 0 | 0
F4_Commercial_Miscellaneous_New_Food Preparation_Natural Gas_Food Prep Other_E3 | F4 | Commercial | Miscellaneous | New | Food Preparation | Natural Gas | Food Prep Other | E3 | Utility - Cost of Equipment | 0 | 0 | 0 | 0 | 0 | 0 | 0 | 0 | 0 | 0 | 0 | 0 | 0 | 0 | 0 | 0 | 0 | 0 | 0 | 0 | 0 | 0 | 0 | 0 | 0 | 0 | 0 | 0 | 0 | 0
F4_Commercial_Miscellaneous_New_Food Preparation_Natural Gas_Food Prep Other_E4 | F4 | Commercial | Miscellaneous | New | Food Preparation | Natural Gas | Food Prep Other | E4 | Utility - Cost of Equipment | 0 | 0 | 0 | 0 | 0 | 0 | 0 | 0 | 0 | 0 | 0 | 0 | 0 | 0 | 0 | 0 | 0 | 0 | 0 | 0 | 0 | 0 | 0 | 0 | 0 | 0 | 0 | 0 | 0 | 0
F4_Commercial_Miscellaneous_New_Food Preparation_Natural Gas_Food Prep Other_E5 | F4 | Commercial | Miscellaneous | New | Food Preparation | Natural Gas | Food Prep Other | E5 | Utility - Cost of Equipment | 0 | 0 | 0 | 0 | 0 | 0 | 0 | 0 | 0 | 0 | 0 | 0 | 0 | 0 | 0 | 0 | 0 | 0 | 0 | 0 | 0 | 0 | 0 | 0 | 0 | 0 | 0 | 0 | 0 | 0
F4_Commercial_Miscellaneous_New_Food Preparation_Natural Gas_Food Prep Other_E6 | F4 | Commercial | Miscellaneous | New | Food Preparation | Natural Gas | Food Prep Other | E6 | Utility - Cost of Equipment | 0 | 0 | 0 | 0 | 0 | 0 | 0 | 0 | 0 | 0 | 0 | 0 | 0 | 0 | 0 | 0 | 0 | 0 | 0 | 0 | 0 | 0 | 0 | 0 | 0 | 0 | 0 | 0 | 0 | 0
F4_Commercial_Miscellaneous_New_Food Preparation_Natural Gas_Food Prep Other_E7 | F4 | Commercial | Miscellaneous | New | Food Preparation | Natural Gas | Food Prep Other | E7 | Utility - Cost of Equipment | 0 | 0 | 0 | 0 | 0 | 0 | 0 | 0 | 0 | 0 | 0 | 0 | 0 | 0 | 0 | 0 | 0 | 0 | 0 | 0 | 0 | 0 | 0 | 0 | 0 | 0 | 0 | 0 | 0 | 0
F4_Commercial_Miscellaneous_New_Food Preparation_Natural Gas_Food Prep Other_E8 | F4 | Commercial | Miscellaneous | New | Food Preparation | Natural Gas | Food Prep Other | E8 | Utility - Cost of Equipment | 0 | 0 | 0 | 0 | 0 | 0 | 0 | 0 | 0 | 0 | 0 | 0 | 0 | 0 | 0 | 0 | 0 | 0 | 0 | 0 | 0 | 0 | 0 | 0 | 0 | 0 | 0 | 0 | 0 | 0
F4_Commercial_Miscellaneous_New_Food Preparation_Natural Gas_Food Prep Other_E9 | F4 | Commercial | Miscellaneous | New | Food Preparation | Natural Gas | Food Prep Other | E9 | Utility - Cost of Equipment | 0 | 0 | 0 | 0 | 0 | 0 | 0 | 0 | 0 | 0 | 0 | 0 | 0 | 0 | 0 | 0 | 0 | 0 | 0 | 0 | 0 | 0 | 0 | 0 | 0 | 0 | 0 | 0 | 0 | 0
F4_Commercial_Miscellaneous_New_Food Preparation_Natural Gas_Food Prep Other_E10 | F4 | Commercial | Miscellaneous | New | Food Preparation | Natural Gas | Food Prep Other | E10 | Utility - Cost of Equipment | 0 | 0 | 0 | 0 | 0 | 0 | 0 | 0 | 0 | 0 | 0 | 0 | 0 | 0 | 0 | 0 | 0 | 0 | 0 | 0 | 0 | 0 | 0 | 0 | 0 | 0 | 0 | 0 | 0 | 0
F5_Commercial_Miscellaneous_New_Food Preparation_Natural Gas_Food Prep Other_E1 | F5 | Commercial | Miscellaneous | New | Food Preparation | Natural Gas | Food Prep Other | E1 | Utility - Cost of Operation | 0.0085608 | 0.0086178 | 0.0086918 | 0.0088345 | 0.0090326 | 0.009271 | 0.0094875 | 0.009673 | 0.009849 | 0.010029 | 0.010221 | 0.010409 | 0.010587 | 0.010765 | 0.010923 | 0.011073 | 0.011235 | 0.011397 | 0.011561 | 0.011724 | 0.011884 | 0.012041 | 0 | 0 | 0 | 0 | 0 | 0 | 0 | 0
F5_Commercial_Miscellaneous_New_Food Preparation_Natural Gas_Food Prep Other_E2 | F5 | Commercial | Miscellaneous | New | Food Preparation | Natural Gas | Food Prep Other | E2 | Utility - Cost of Operation | 0.0085607 | 0.0086178 | 0.0086917 | 0.0088344 | 0.0090325 | 0.009271 | 0.0094874 | 0.0096729 | 0.009849 | 0.010029 | 0.010221 | 0.010409 | 0.010587 | 0.010765 | 0.010923 | 0.011073 | 0.011235 | 0.011397 | 0.011561 | 0.011724 | 0.011884 | 0.012041 | 0 | 0 | 0 | 0 | 0 | 0 | 0 | 0
F5_Commercial_Miscellaneous_New_Food Preparation_Natural Gas_Food Prep Other_E3 | F5 | Commercial | Miscellaneous | New | Food Preparation | Natural Gas | Food Prep Other | E3 | Utility - Cost of Operation | 0 | 0 | 0 | 0 | 0 | 0 | 0 | 0 | 0 | 0 | 0 | 0 | 0 | 0 | 0 | 0 | 0 | 0 | 0 | 0 | 0 | 0 | 0 | 0 | 0 | 0 | 0 | 0 | 0 | 0
F5_Commercial_Miscellaneous_New_Food Preparation_Natural Gas_Food Prep Other_E4 | F5 | Commercial | Miscellaneous | New | Food Preparation | Natural Gas | Food Prep Other | E4 | Utility - Cost of Operation | 0 | 0 | 0 | 0 | 0 | 0 | 0 | 0 | 0 | 0 | 0 | 0 | 0 | 0 | 0 | 0 | 0 | 0 | 0 | 0 | 0 | 0 | 0 | 0 | 0 | 0 | 0 | 0 | 0 | 0
F5_Commercial_Miscellaneous_New_Food Preparation_Natural Gas_Food Prep Other_E5 | F5 | Commercial | Miscellaneous | New | Food Preparation | Natural Gas | Food Prep Other | E5 | Utility - Cost of Operation | 0 | 0 | 0 | 0 | 0 | 0 | 0 | 0 | 0 | 0 | 0 | 0 | 0 | 0 | 0 | 0 | 0 | 0 | 0 | 0 | 0 | 0 | 0 | 0 | 0 | 0 | 0 | 0 | 0 | 0
F5_Commercial_Miscellaneous_New_Food Preparation_Natural Gas_Food Prep Other_E6 | F5 | Commercial | Miscellaneous | New | Food Preparation | Natural Gas | Food Prep Other | E6 | Utility - Cost of Operation | 0 | 0 | 0 | 0 | 0 | 0 | 0 | 0 | 0 | 0 | 0 | 0 | 0 | 0 | 0 | 0 | 0 | 0 | 0 | 0 | 0 | 0 | 0 | 0 | 0 | 0 | 0 | 0 | 0 | 0
F5_Commercial_Miscellaneous_New_Food Preparation_Natural Gas_Food Prep Other_E7 | F5 | Commercial | Miscellaneous | New | Food Preparation | Natural Gas | Food Prep Other | E7 | Utility - Cost of Operation | 0 | 0 | 0 | 0 | 0 | 0 | 0 | 0 | 0 | 0 | 0 | 0 | 0 | 0 | 0 | 0 | 0 | 0 | 0 | 0 | 0 | 0 | 0 | 0 | 0 | 0 | 0 | 0 | 0 | 0
F5_Commercial_Miscellaneous_New_Food Preparation_Natural Gas_Food Prep Other_E8 | F5 | Commercial | Miscellaneous | New | Food Preparation | Natural Gas | Food Prep Other | E8 | Utility - Cost of Operation | 0 | 0 | 0 | 0 | 0 | 0 | 0 | 0 | 0 | 0 | 0 | 0 | 0 | 0 | 0 | 0 | 0 | 0 | 0 | 0 | 0 | 0 | 0 | 0 | 0 | 0 | 0 | 0 | 0 | 0
F5_Commercial_Miscellaneous_New_Food Preparation_Natural Gas_Food Prep Other_E9 | F5 | Commercial | Miscellaneous | New | Food Preparation | Natural Gas | Food Prep Other | E9 | Utility - Cost of Operation | 0 | 0 | 0 | 0 | 0 | 0 | 0 | 0 | 0 | 0 | 0 | 0 | 0 | 0 | 0 | 0 | 0 | 0 | 0 | 0 | 0 | 0 | 0 | 0 | 0 | 0 | 0 | 0 | 0 | 0
F5_Commercial_Miscellaneous_New_Food Preparation_Natural Gas_Food Prep Other_E10 | F5 | Commercial | Miscellaneous | New | Food Preparation | Natural Gas | Food Prep Other | E10 | Utility - Cost of Operation | 0 | 0 | 0 | 0 | 0 | 0 | 0 | 0 | 0 | 0 | 0 | 0 | 0 | 0 | 0 | 0 | 0 | 0 | 0 | 0 | 0 | 0 | 0 | 0 | 0 | 0 | 0 | 0 | 0 | 0
F6_Commercial_Miscellaneous_New_Food Preparation_Natural Gas_Food Prep Other_E1 | F6 | Commercial | Miscellaneous | New | Food Preparation | Natural Gas | Food Prep Other | E1 | Utility - Value of Sales | 0.010256 | 0.010325 | 0.010413 | 0.010584 | 0.010822 | 0.011107 | 0.011367 | 0.011589 | 0.0118 | 0.012015 | 0.012246 | 0.012471 | 0.012684 | 0.012898 | 0.013087 | 0.013266 | 0.01346 | 0.013655 | 0.013851 | 0.014046 | 0.014238 | 0.014426 | 0 | 0 | 0 | 0 | 0 | 0 | 0 | 0
F6_Commercial_Miscellaneous_New_Food Preparation_Natural Gas_Food Prep Other_E2 | F6 | Commercial | Miscellaneous | New | Food Preparation | Natural Gas | Food Prep Other | E2 | Utility - Value of Sales | 0.010256 | 0.010325 | 0.010413 | 0.010584 | 0.010822 | 0.011107 | 0.011367 | 0.011589 | 0.0118 | 0.012015 | 0.012246 | 0.012471 | 0.012683 | 0.012898 | 0.013087 | 0.013266 | 0.01346 | 0.013655 | 0.01385 | 0.014046 | 0.014238 | 0.014426 | 0 | 0 | 0 | 0 | 0 | 0 | 0 | 0
F6_Commercial_Miscellaneous_New_Food Preparation_Natural Gas_Food Prep Other_E3 | F6 | Commercial | Miscellaneous | New | Food Preparation | Natural Gas | Food Prep Other | E3 | Utility - Value of Sales | 0 | 0 | 0 | 0 | 0 | 0 | 0 | 0 | 0 | 0 | 0 | 0 | 0 | 0 | 0 | 0 | 0 | 0 | 0 | 0 | 0 | 0 | 0 | 0 | 0 | 0 | 0 | 0 | 0 | 0
F6_Commercial_Miscellaneous_New_Food Preparation_Natural Gas_Food Prep Other_E4 | F6 | Commercial | Miscellaneous | New | Food Preparation | Natural Gas | Food Prep Other | E4 | Utility - Value of Sales | 0 | 0 | 0 | 0 | 0 | 0 | 0 | 0 | 0 | 0 | 0 | 0 | 0 | 0 | 0 | 0 | 0 | 0 | 0 | 0 | 0 | 0 | 0 | 0 | 0 | 0 | 0 | 0 | 0 | 0
F6_Commercial_Miscellaneous_New_Food Preparation_Natural Gas_Food Prep Other_E5 | F6 | Commercial | Miscellaneous | New | Food Preparation | Natural Gas | Food Prep Other | E5 | Utility - Value of Sales | 0 | 0 | 0 | 0 | 0 | 0 | 0 | 0 | 0 | 0 | 0 | 0 | 0 | 0 | 0 | 0 | 0 | 0 | 0 | 0 | 0 | 0 | 0 | 0 | 0 | 0 | 0 | 0 | 0 | 0
F6_Commercial_Miscellaneous_New_Food Preparation_Natural Gas_Food Prep Other_E6 | F6 | Commercial | Miscellaneous | New | Food Preparation | Natural Gas | Food Prep Other | E6 | Utility - Value of Sales | 0 | 0 | 0 | 0 | 0 | 0 | 0 | 0 | 0 | 0 | 0 | 0 | 0 | 0 | 0 | 0 | 0 | 0 | 0 | 0 | 0 | 0 | 0 | 0 | 0 | 0 | 0 | 0 | 0 | 0
F6_Commercial_Miscellaneous_New_Food Preparation_Natural Gas_Food Prep Other_E7 | F6 | Commercial | Miscellaneous | New | Food Preparation | Natural Gas | Food Prep Other | E7 | Utility - Value of Sales | 0 | 0 | 0 | 0 | 0 | 0 | 0 | 0 | 0 | 0 | 0 | 0 | 0 | 0 | 0 | 0 | 0 | 0 | 0 | 0 | 0 | 0 | 0 | 0 | 0 | 0 | 0 | 0 | 0 | 0
F6_Commercial_Miscellaneous_New_Food Preparation_Natural Gas_Food Prep Other_E8 | F6 | Commercial | Miscellaneous | New | Food Preparation | Natural Gas | Food Prep Other | E8 | Utility - Value of Sales | 0 | 0 | 0 | 0 | 0 | 0 | 0 | 0 | 0 | 0 | 0 | 0 | 0 | 0 | 0 | 0 | 0 | 0 | 0 | 0 | 0 | 0 | 0 | 0 | 0 | 0 | 0 | 0 | 0 | 0
F6_Commercial_Miscellaneous_New_Food Preparation_Natural Gas_Food Prep Other_E9 | F6 | Commercial | Miscellaneous | New | Food Preparation | Natural Gas | Food Prep Other | E9 | Utility - Value of Sales | 0 | 0 | 0 | 0 | 0 | 0 | 0 | 0 | 0 | 0 | 0 | 0 | 0 | 0 | 0 | 0 | 0 | 0 | 0 | 0 | 0 | 0 | 0 | 0 | 0 | 0 | 0 | 0 | 0 | 0
F6_Commercial_Miscellaneous_New_Food Preparation_Natural Gas_Food Prep Other_E10 | F6 | Commercial | Miscellaneous | New | Food Preparation | Natural Gas | Food Prep Other | E10 | Utility - Value of Sales | 0 | 0 | 0 | 0 | 0 | 0 | 0 | 0 | 0 | 0 | 0 | 0 | 0 | 0 | 0 | 0 | 0 | 0 | 0 | 0 | 0 | 0 | 0 | 0 | 0 | 0 | 0 | 0 | 0 | 0
F1_Commercial_Miscellaneous_New_Miscellaneous_Natural Gas_Pool Heater_E1 | F1 | Commercial | Miscellaneous | New | Miscellaneous | Natural Gas | Pool Heater | E1 | Participant - Cost of Equipment | 8.2107e-05 | 8.2107e-05 | 8.2107e-05 | 8.2107e-05 | 8.2107e-05 | 8.2107e-05 | 8.2107e-05 | 8.2107e-05 | 8.2107e-05 | 8.2107e-05 | 8.2107e-05 | 8.2107e-05 | 8.2107e-05 | 8.2107e-05 | 8.2107e-05 | 8.2107e-05 | 8.2107e-05 | 8.2107e-05 | 8.2107e-05 | 8.2107e-05 | 8.2107e-05 | 8.2107e-05 | 0 | 0 | 0 | 0 | 0 | 0 | 0 | 0
F1_Commercial_Miscellaneous_New_Miscellaneous_Natural Gas_Pool Heater_E2 | F1 | Commercial | Miscellaneous | New | Miscellaneous | Natural Gas | Pool Heater | E2 | Participant - Cost of Equipment | 0.00013444 | 0.00013444 | 0.00013444 | 0.00013444 | 0.00013444 | 0.00013444 | 0.00013444 | 0.00013444 | 0.00013444 | 0.00013444 | 0.00013444 | 0.00013444 | 0.00013444 | 0.00013444 | 0.00013444 | 0.00013444 | 0.00013444 | 0.00013444 | 0.00013444 | 0.00013444 | 0.00013444 | 0.00013444 | 0 | 0 | 0 | 0 | 0 | 0 | 0 | 0
F1_Commercial_Miscellaneous_New_Miscellaneous_Natural Gas_Pool Heater_E3 | F1 | Commercial | Miscellaneous | New | Miscellaneous | Natural Gas | Pool Heater | E3 | Participant - Cost of Equipment | 0 | 0 | 0 | 0 | 0 | 0 | 0 | 0 | 0 | 0 | 0 | 0 | 0 | 0 | 0 | 0 | 0 | 0 | 0 | 0 | 0 | 0 | 0 | 0 | 0 | 0 | 0 | 0 | 0 | 0
F1_Commercial_Miscellaneous_New_Miscellaneous_Natural Gas_Pool Heater_E4 | F1 | Commercial | Miscellaneous | New | Miscellaneous | Natural Gas | Pool Heater | E4 | Participant - Cost of Equipment | 0 | 0 | 0 | 0 | 0 | 0 | 0 | 0 | 0 | 0 | 0 | 0 | 0 | 0 | 0 | 0 | 0 | 0 | 0 | 0 | 0 | 0 | 0 | 0 | 0 | 0 | 0 | 0 | 0 | 0
F1_Commercial_Miscellaneous_New_Miscellaneous_Natural Gas_Pool Heater_E5 | F1 | Commercial | Miscellaneous | New | Miscellaneous | Natural Gas | Pool Heater | E5 | Participant - Cost of Equipment | 0 | 0 | 0 | 0 | 0 | 0 | 0 | 0 | 0 | 0 | 0 | 0 | 0 | 0 | 0 | 0 | 0 | 0 | 0 | 0 | 0 | 0 | 0 | 0 | 0 | 0 | 0 | 0 | 0 | 0
F1_Commercial_Miscellaneous_New_Miscellaneous_Natural Gas_Pool Heater_E6 | F1 | Commercial | Miscellaneous | New | Miscellaneous | Natural Gas | Pool Heater | E6 | Participant - Cost of Equipment | 0 | 0 | 0 | 0 | 0 | 0 | 0 | 0 | 0 | 0 | 0 | 0 | 0 | 0 | 0 | 0 | 0 | 0 | 0 | 0 | 0 | 0 | 0 | 0 | 0 | 0 | 0 | 0 | 0 | 0
F1_Commercial_Miscellaneous_New_Miscellaneous_Natural Gas_Pool Heater_E7 | F1 | Commercial | Miscellaneous | New | Miscellaneous | Natural Gas | Pool Heater | E7 | Participant - Cost of Equipment | 0 | 0 | 0 | 0 | 0 | 0 | 0 | 0 | 0 | 0 | 0 | 0 | 0 | 0 | 0 | 0 | 0 | 0 | 0 | 0 | 0 | 0 | 0 | 0 | 0 | 0 | 0 | 0 | 0 | 0
F1_Commercial_Miscellaneous_New_Miscellaneous_Natural Gas_Pool Heater_E8 | F1 | Commercial | Miscellaneous | New | Miscellaneous | Natural Gas | Pool Heater | E8 | Participant - Cost of Equipment | 0 | 0 | 0 | 0 | 0 | 0 | 0 | 0 | 0 | 0 | 0 | 0 | 0 | 0 | 0 | 0 | 0 | 0 | 0 | 0 | 0 | 0 | 0 | 0 | 0 | 0 | 0 | 0 | 0 | 0
F1_Commercial_Miscellaneous_New_Miscellaneous_Natural Gas_Pool Heater_E9 | F1 | Commercial | Miscellaneous | New | Miscellaneous | Natural Gas | Pool Heater | E9 | Participant - Cost of Equipment | 0 | 0 | 0 | 0 | 0 | 0 | 0 | 0 | 0 | 0 | 0 | 0 | 0 | 0 | 0 | 0 | 0 | 0 | 0 | 0 | 0 | 0 | 0 | 0 | 0 | 0 | 0 | 0 | 0 | 0
F1_Commercial_Miscellaneous_New_Miscellaneous_Natural Gas_Pool Heater_E10 | F1 | Commercial | Miscellaneous | New | Miscellaneous | Natural Gas | Pool Heater | E10 | Participant - Cost of Equipment | 0 | 0 | 0 | 0 | 0 | 0 | 0 | 0 | 0 | 0 | 0 | 0 | 0 | 0 | 0 | 0 | 0 | 0 | 0 | 0 | 0 | 0 | 0 | 0 | 0 | 0 | 0 | 0 | 0 | 0
F2_Commercial_Miscellaneous_New_Miscellaneous_Natural Gas_Pool Heater_E1 | F2 | Commercial | Miscellaneous | New | Miscellaneous | Natural Gas | Pool Heater | E1 | Participant - Cost of Operation | 0.00034898 | 0.00034747 | 0.00034777 | 0.00035291 | 0.00036178 | 0.00037317 | 0.00038298 | 0.00039079 | 0.00039784 | 0.00040482 | 0.00041242 | 0.00042014 | 0.00042774 | 0.00043627 | 0.00044437 | 0.00045207 | 0.00045985 | 0.00046682 | 0.00047287 | 0.00047789 | 0.00048259 | 0.00048693 | 0 | 0 | 0 | 0 | 0 | 0 | 0 | 0
F2_Commercial_Miscellaneous_New_Miscellaneous_Natural Gas_Pool Heater_E2 | F2 | Commercial | Miscellaneous | New | Miscellaneous | Natural Gas | Pool Heater | E2 | Participant - Cost of Operation | 0.00029663 | 0.00029535 | 0.0002956 | 0.00029998 | 0.00030751 | 0.00031719 | 0.00032553 | 0.00033217 | 0.00033817 | 0.00034409 | 0.00035056 | 0.00035712 | 0.00036358 | 0.00037083 | 0.00037772 | 0.00038426 | 0.00039087 | 0.00039679 | 0.00040194 | 0.00040621 | 0.00041021 | 0.00041389 | 0 | 0 | 0 | 0 | 0 | 0 | 0 | 0
F2_Commercial_Miscellaneous_New_Miscellaneous_Natural Gas_Pool Heater_E3 | F2 | Commercial | Miscellaneous | New | Miscellaneous | Natural Gas | Pool Heater | E3 | Participant - Cost of Operation | 0 | 0 | 0 | 0 | 0 | 0 | 0 | 0 | 0 | 0 | 0 | 0 | 0 | 0 | 0 | 0 | 0 | 0 | 0 | 0 | 0 | 0 | 0 | 0 | 0 | 0 | 0 | 0 | 0 | 0
F2_Commercial_Miscellaneous_New_Miscellaneous_Natural Gas_Pool Heater_E4 | F2 | Commercial | Miscellaneous | New | Miscellaneous | Natural Gas | Pool Heater | E4 | Participant - Cost of Operation | 0 | 0 | 0 | 0 | 0 | 0 | 0 | 0 | 0 | 0 | 0 | 0 | 0 | 0 | 0 | 0 | 0 | 0 | 0 | 0 | 0 | 0 | 0 | 0 | 0 | 0 | 0 | 0 | 0 | 0
F2_Commercial_Miscellaneous_New_Miscellaneous_Natural Gas_Pool Heater_E5 | F2 | Commercial | Miscellaneous | New | Miscellaneous | Natural Gas | Pool Heater | E5 | Participant - Cost of Operation | 0 | 0 | 0 | 0 | 0 | 0 | 0 | 0 | 0 | 0 | 0 | 0 | 0 | 0 | 0 | 0 | 0 | 0 | 0 | 0 | 0 | 0 | 0 | 0 | 0 | 0 | 0 | 0 | 0 | 0
F2_Commercial_Miscellaneous_New_Miscellaneous_Natural Gas_Pool Heater_E6 | F2 | Commercial | Miscellaneous | New | Miscellaneous | Natural Gas | Pool Heater | E6 | Participant - Cost of Operation | 0 | 0 | 0 | 0 | 0 | 0 | 0 | 0 | 0 | 0 | 0 | 0 | 0 | 0 | 0 | 0 | 0 | 0 | 0 | 0 | 0 | 0 | 0 | 0 | 0 | 0 | 0 | 0 | 0 | 0
F2_Commercial_Miscellaneous_New_Miscellaneous_Natural Gas_Pool Heater_E7 | F2 | Commercial | Miscellaneous | New | Miscellaneous | Natural Gas | Pool Heater | E7 | Participant - Cost of Operation | 0 | 0 | 0 | 0 | 0 | 0 | 0 | 0 | 0 | 0 | 0 | 0 | 0 | 0 | 0 | 0 | 0 | 0 | 0 | 0 | 0 | 0 | 0 | 0 | 0 | 0 | 0 | 0 | 0 | 0
F2_Commercial_Miscellaneous_New_Miscellaneous_Natural Gas_Pool Heater_E8 | F2 | Commercial | Miscellaneous | New | Miscellaneous | Natural Gas | Pool Heater | E8 | Participant - Cost of Operation | 0 | 0 | 0 | 0 | 0 | 0 | 0 | 0 | 0 | 0 | 0 | 0 | 0 | 0 | 0 | 0 | 0 | 0 | 0 | 0 | 0 | 0 | 0 | 0 | 0 | 0 | 0 | 0 | 0 | 0
F2_Commercial_Miscellaneous_New_Miscellaneous_Natural Gas_Pool Heater_E9 | F2 | Commercial | Miscellaneous | New | Miscellaneous | Natural Gas | Pool Heater | E9 | Participant - Cost of Operation | 0 | 0 | 0 | 0 | 0 | 0 | 0 | 0 | 0 | 0 | 0 | 0 | 0 | 0 | 0 | 0 | 0 | 0 | 0 | 0 | 0 | 0 | 0 | 0 | 0 | 0 | 0 | 0 | 0 | 0
F2_Commercial_Miscellaneous_New_Miscellaneous_Natural Gas_Pool Heater_E10 | F2 | Commercial | Miscellaneous | New | Miscellaneous | Natural Gas | Pool Heater | E10 | Participant - Cost of Operation | 0 | 0 | 0 | 0 | 0 | 0 | 0 | 0 | 0 | 0 | 0 | 0 | 0 | 0 | 0 | 0 | 0 | 0 | 0 | 0 | 0 | 0 | 0 | 0 | 0 | 0 | 0 | 0 | 0 | 0
F3_Commercial_Miscellaneous_New_Miscellaneous_Natural Gas_Pool Heater_E1 | F3 | Commercial | Miscellaneous | New | Miscellaneous | Natural Gas | Pool Heater | E1 | System - kBTUs of Conusmption | 0.033549 | 0.03356 | 0.033621 | 0.033985 | 0.034297 | 0.034555 | 0.034738 | 0.034924 | 0.035096 | 0.035254 | 0.035381 | 0.035512 | 0.03563 | 0.035738 | 0.035815 | 0.035835 | 0.035776 | 0.035635 | 0.035389 | 0.035083 | 0.034765 | 0.034439 | 0 | 0 | 0 | 0 | 0 | 0 | 0 | 0
F3_Commercial_Miscellaneous_New_Miscellaneous_Natural Gas_Pool Heater_E2 | F3 | Commercial | Miscellaneous | New | Miscellaneous | Natural Gas | Pool Heater | E2 | System - kBTUs of Conusmption | 0.028516 | 0.028526 | 0.028578 | 0.028887 | 0.029153 | 0.029372 | 0.029527 | 0.029686 | 0.029832 | 0.029966 | 0.030074 | 0.030185 | 0.030286 | 0.030377 | 0.030443 | 0.03046 | 0.03041 | 0.03029 | 0.030081 | 0.029821 | 0.029551 | 0.029273 | 0 | 0 | 0 | 0 | 0 | 0 | 0 | 0
F3_Commercial_Miscellaneous_New_Miscellaneous_Natural Gas_Pool Heater_E3 | F3 | Commercial | Miscellaneous | New | Miscellaneous | Natural Gas | Pool Heater | E3 | System - kBTUs of Conusmption | 0 | 0 | 0 | 0 | 0 | 0 | 0 | 0 | 0 | 0 | 0 | 0 | 0 | 0 | 0 | 0 | 0 | 0 | 0 | 0 | 0 | 0 | 0 | 0 | 0 | 0 | 0 | 0 | 0 | 0
F3_Commercial_Miscellaneous_New_Miscellaneous_Natural Gas_Pool Heater_E4 | F3 | Commercial | Miscellaneous | New | Miscellaneous | Natural Gas | Pool Heater | E4 | System - kBTUs of Conusmption | 0 | 0 | 0 | 0 | 0 | 0 | 0 | 0 | 0 | 0 | 0 | 0 | 0 | 0 | 0 | 0 | 0 | 0 | 0 | 0 | 0 | 0 | 0 | 0 | 0 | 0 | 0 | 0 | 0 | 0
F3_Commercial_Miscellaneous_New_Miscellaneous_Natural Gas_Pool Heater_E5 | F3 | Commercial | Miscellaneous | New | Miscellaneous | Natural Gas | Pool Heater | E5 | System - kBTUs of Conusmption | 0 | 0 | 0 | 0 | 0 | 0 | 0 | 0 | 0 | 0 | 0 | 0 | 0 | 0 | 0 | 0 | 0 | 0 | 0 | 0 | 0 | 0 | 0 | 0 | 0 | 0 | 0 | 0 | 0 | 0
F3_Commercial_Miscellaneous_New_Miscellaneous_Natural Gas_Pool Heater_E6 | F3 | Commercial | Miscellaneous | New | Miscellaneous | Natural Gas | Pool Heater | E6 | System - kBTUs of Conusmption | 0 | 0 | 0 | 0 | 0 | 0 | 0 | 0 | 0 | 0 | 0 | 0 | 0 | 0 | 0 | 0 | 0 | 0 | 0 | 0 | 0 | 0 | 0 | 0 | 0 | 0 | 0 | 0 | 0 | 0
F3_Commercial_Miscellaneous_New_Miscellaneous_Natural Gas_Pool Heater_E7 | F3 | Commercial | Miscellaneous | New | Miscellaneous | Natural Gas | Pool Heater | E7 | System - kBTUs of Conusmption | 0 | 0 | 0 | 0 | 0 | 0 | 0 | 0 | 0 | 0 | 0 | 0 | 0 | 0 | 0 | 0 | 0 | 0 | 0 | 0 | 0 | 0 | 0 | 0 | 0 | 0 | 0 | 0 | 0 | 0
F3_Commercial_Miscellaneous_New_Miscellaneous_Natural Gas_Pool Heater_E8 | F3 | Commercial | Miscellaneous | New | Miscellaneous | Natural Gas | Pool Heater | E8 | System - kBTUs of Conusmption | 0 | 0 | 0 | 0 | 0 | 0 | 0 | 0 | 0 | 0 | 0 | 0 | 0 | 0 | 0 | 0 | 0 | 0 | 0 | 0 | 0 | 0 | 0 | 0 | 0 | 0 | 0 | 0 | 0 | 0
F3_Commercial_Miscellaneous_New_Miscellaneous_Natural Gas_Pool Heater_E9 | F3 | Commercial | Miscellaneous | New | Miscellaneous | Natural Gas | Pool Heater | E9 | System - kBTUs of Conusmption | 0 | 0 | 0 | 0 | 0 | 0 | 0 | 0 | 0 | 0 | 0 | 0 | 0 | 0 | 0 | 0 | 0 | 0 | 0 | 0 | 0 | 0 | 0 | 0 | 0 | 0 | 0 | 0 | 0 | 0
F3_Commercial_Miscellaneous_New_Miscellaneous_Natural Gas_Pool Heater_E10 | F3 | Commercial | Miscellaneous | New | Miscellaneous | Natural Gas | Pool Heater | E10 | System - kBTUs of Conusmption | 0 | 0 | 0 | 0 | 0 | 0 | 0 | 0 | 0 | 0 | 0 | 0 | 0 | 0 | 0 | 0 | 0 | 0 | 0 | 0 | 0 | 0 | 0 | 0 | 0 | 0 | 0 | 0 | 0 | 0
F4_Commercial_Miscellaneous_New_Miscellaneous_Natural Gas_Pool Heater_E1 | F4 | Commercial | Miscellaneous | New | Miscellaneous | Natural Gas | Pool Heater | E1 | Utility - Cost of Equipment | 8.2107e-05 | 8.2107e-05 | 8.2107e-05 | 8.2107e-05 | 8.2107e-05 | 8.2107e-05 | 8.2107e-05 | 8.2107e-05 | 8.2107e-05 | 8.2107e-05 | 8.2107e-05 | 8.2107e-05 | 8.2107e-05 | 8.2107e-05 | 8.2107e-05 | 8.2107e-05 | 8.2107e-05 | 8.2107e-05 | 8.2107e-05 | 8.2107e-05 | 8.2107e-05 | 8.2107e-05 | 0 | 0 | 0 | 0 | 0 | 0 | 0 | 0
F4_Commercial_Miscellaneous_New_Miscellaneous_Natural Gas_Pool Heater_E2 | F4 | Commercial | Miscellaneous | New | Miscellaneous | Natural Gas | Pool Heater | E2 | Utility - Cost of Equipment | 0.00013444 | 0.00013444 | 0.00013444 | 0.00013444 | 0.00013444 | 0.00013444 | 0.00013444 | 0.00013444 | 0.00013444 | 0.00013444 | 0.00013444 | 0.00013444 | 0.00013444 | 0.00013444 | 0.00013444 | 0.00013444 | 0.00013444 | 0.00013444 | 0.00013444 | 0.00013444 | 0.00013444 | 0.00013444 | 0 | 0 | 0 | 0 | 0 | 0 | 0 | 0
F4_Commercial_Miscellaneous_New_Miscellaneous_Natural Gas_Pool Heater_E3 | F4 | Commercial | Miscellaneous | New | Miscellaneous | Natural Gas | Pool Heater | E3 | Utility - Cost of Equipment | 0 | 0 | 0 | 0 | 0 | 0 | 0 | 0 | 0 | 0 | 0 | 0 | 0 | 0 | 0 | 0 | 0 | 0 | 0 | 0 | 0 | 0 | 0 | 0 | 0 | 0 | 0 | 0 | 0 | 0
F4_Commercial_Miscellaneous_New_Miscellaneous_Natural Gas_Pool Heater_E4 | F4 | Commercial | Miscellaneous | New | Miscellaneous | Natural Gas | Pool Heater | E4 | Utility - Cost of Equipment | 0 | 0 | 0 | 0 | 0 | 0 | 0 | 0 | 0 | 0 | 0 | 0 | 0 | 0 | 0 | 0 | 0 | 0 | 0 | 0 | 0 | 0 | 0 | 0 | 0 | 0 | 0 | 0 | 0 | 0
F4_Commercial_Miscellaneous_New_Miscellaneous_Natural Gas_Pool Heater_E5 | F4 | Commercial | Miscellaneous | New | Miscellaneous | Natural Gas | Pool Heater | E5 | Utility - Cost of Equipment | 0 | 0 | 0 | 0 | 0 | 0 | 0 | 0 | 0 | 0 | 0 | 0 | 0 | 0 | 0 | 0 | 0 | 0 | 0 | 0 | 0 | 0 | 0 | 0 | 0 | 0 | 0 | 0 | 0 | 0
F4_Commercial_Miscellaneous_New_Miscellaneous_Natural Gas_Pool Heater_E6 | F4 | Commercial | Miscellaneous | New | Miscellaneous | Natural Gas | Pool Heater | E6 | Utility - Cost of Equipment | 0 | 0 | 0 | 0 | 0 | 0 | 0 | 0 | 0 | 0 | 0 | 0 | 0 | 0 | 0 | 0 | 0 | 0 | 0 | 0 | 0 | 0 | 0 | 0 | 0 | 0 | 0 | 0 | 0 | 0
F4_Commercial_Miscellaneous_New_Miscellaneous_Natural Gas_Pool Heater_E7 | F4 | Commercial | Miscellaneous | New | Miscellaneous | Natural Gas | Pool Heater | E7 | Utility - Cost of Equipment | 0 | 0 | 0 | 0 | 0 | 0 | 0 | 0 | 0 | 0 | 0 | 0 | 0 | 0 | 0 | 0 | 0 | 0 | 0 | 0 | 0 | 0 | 0 | 0 | 0 | 0 | 0 | 0 | 0 | 0
F4_Commercial_Miscellaneous_New_Miscellaneous_Natural Gas_Pool Heater_E8 | F4 | Commercial | Miscellaneous | New | Miscellaneous | Natural Gas | Pool Heater | E8 | Utility - Cost of Equipment | 0 | 0 | 0 | 0 | 0 | 0 | 0 | 0 | 0 | 0 | 0 | 0 | 0 | 0 | 0 | 0 | 0 | 0 | 0 | 0 | 0 | 0 | 0 | 0 | 0 | 0 | 0 | 0 | 0 | 0
F4_Commercial_Miscellaneous_New_Miscellaneous_Natural Gas_Pool Heater_E9 | F4 | Commercial | Miscellaneous | New | Miscellaneous | Natural Gas | Pool Heater | E9 | Utility - Cost of Equipment | 0 | 0 | 0 | 0 | 0 | 0 | 0 | 0 | 0 | 0 | 0 | 0 | 0 | 0 | 0 | 0 | 0 | 0 | 0 | 0 | 0 | 0 | 0 | 0 | 0 | 0 | 0 | 0 | 0 | 0
F4_Commercial_Miscellaneous_New_Miscellaneous_Natural Gas_Pool Heater_E10 | F4 | Commercial | Miscellaneous | New | Miscellaneous | Natural Gas | Pool Heater | E10 | Utility - Cost of Equipment | 0 | 0 | 0 | 0 | 0 | 0 | 0 | 0 | 0 | 0 | 0 | 0 | 0 | 0 | 0 | 0 | 0 | 0 | 0 | 0 | 0 | 0 | 0 | 0 | 0 | 0 | 0 | 0 | 0 | 0
F5_Commercial_Miscellaneous_New_Miscellaneous_Natural Gas_Pool Heater_E1 | F5 | Commercial | Miscellaneous | New | Miscellaneous | Natural Gas | Pool Heater | E1 | Utility - Cost of Operation | 0.00029129 | 0.00029003 | 0.00029027 | 0.00029457 | 0.00030197 | 0.00031147 | 0.00031966 | 0.00032618 | 0.00033207 | 0.00033789 | 0.00034424 | 0.00035068 | 0.00035703 | 0.00036414 | 0.00037091 | 0.00037734 | 0.00038383 | 0.00038964 | 0.00039469 | 0.00039888 | 0.00040281 | 0.00040643 | 0 | 0 | 0 | 0 | 0 | 0 | 0 | 0
F5_Commercial_Miscellaneous_New_Miscellaneous_Natural Gas_Pool Heater_E2 | F5 | Commercial | Miscellaneous | New | Miscellaneous | Natural Gas | Pool Heater | E2 | Utility - Cost of Operation | 0.00024759 | 0.00024652 | 0.00024673 | 0.00025038 | 0.00025667 | 0.00026475 | 0.00027171 | 0.00027725 | 0.00028226 | 0.00028721 | 0.0002926 | 0.00029808 | 0.00030347 | 0.00030952 | 0.00031527 | 0.00032074 | 0.00032625 | 0.0003312 | 0.00033549 | 0.00033905 | 0.00034239 | 0.00034547 | 0 | 0 | 0 | 0 | 0 | 0 | 0 | 0
F5_Commercial_Miscellaneous_New_Miscellaneous_Natural Gas_Pool Heater_E3 | F5 | Commercial | Miscellaneous | New | Miscellaneous | Natural Gas | Pool Heater | E3 | Utility - Cost of Operation | 0 | 0 | 0 | 0 | 0 | 0 | 0 | 0 | 0 | 0 | 0 | 0 | 0 | 0 | 0 | 0 | 0 | 0 | 0 | 0 | 0 | 0 | 0 | 0 | 0 | 0 | 0 | 0 | 0 | 0
F5_Commercial_Miscellaneous_New_Miscellaneous_Natural Gas_Pool Heater_E4 | F5 | Commercial | Miscellaneous | New | Miscellaneous | Natural Gas | Pool Heater | E4 | Utility - Cost of Operation | 0 | 0 | 0 | 0 | 0 | 0 | 0 | 0 | 0 | 0 | 0 | 0 | 0 | 0 | 0 | 0 | 0 | 0 | 0 | 0 | 0 | 0 | 0 | 0 | 0 | 0 | 0 | 0 | 0 | 0
F5_Commercial_Miscellaneous_New_Miscellaneous_Natural Gas_Pool Heater_E5 | F5 | Commercial | Miscellaneous | New | Miscellaneous | Natural Gas | Pool Heater | E5 | Utility - Cost of Operation | 0 | 0 | 0 | 0 | 0 | 0 | 0 | 0 | 0 | 0 | 0 | 0 | 0 | 0 | 0 | 0 | 0 | 0 | 0 | 0 | 0 | 0 | 0 | 0 | 0 | 0 | 0 | 0 | 0 | 0
F5_Commercial_Miscellaneous_New_Miscellaneous_Natural Gas_Pool Heater_E6 | F5 | Commercial | Miscellaneous | New | Miscellaneous | Natural Gas | Pool Heater | E6 | Utility - Cost of Operation | 0 | 0 | 0 | 0 | 0 | 0 | 0 | 0 | 0 | 0 | 0 | 0 | 0 | 0 | 0 | 0 | 0 | 0 | 0 | 0 | 0 | 0 | 0 | 0 | 0 | 0 | 0 | 0 | 0 | 0
F5_Commercial_Miscellaneous_New_Miscellaneous_Natural Gas_Pool Heater_E7 | F5 | Commercial | Miscellaneous | New | Miscellaneous | Natural Gas | Pool Heater | E7 | Utility - Cost of Operation | 0 | 0 | 0 | 0 | 0 | 0 | 0 | 0 | 0 | 0 | 0 | 0 | 0 | 0 | 0 | 0 | 0 | 0 | 0 | 0 | 0 | 0 | 0 | 0 | 0 | 0 | 0 | 0 | 0 | 0
F5_Commercial_Miscellaneous_New_Miscellaneous_Natural Gas_Pool Heater_E8 | F5 | Commercial | Miscellaneous | New | Miscellaneous | Natural Gas | Pool Heater | E8 | Utility - Cost of Operation | 0 | 0 | 0 | 0 | 0 | 0 | 0 | 0 | 0 | 0 | 0 | 0 | 0 | 0 | 0 | 0 | 0 | 0 | 0 | 0 | 0 | 0 | 0 | 0 | 0 | 0 | 0 | 0 | 0 | 0
F5_Commercial_Miscellaneous_New_Miscellaneous_Natural Gas_Pool Heater_E9 | F5 | Commercial | Miscellaneous | New | Miscellaneous | Natural Gas | Pool Heater | E9 | Utility - Cost of Operation | 0 | 0 | 0 | 0 | 0 | 0 | 0 | 0 | 0 | 0 | 0 | 0 | 0 | 0 | 0 | 0 | 0 | 0 | 0 | 0 | 0 | 0 | 0 | 0 | 0 | 0 | 0 | 0 | 0 | 0
F5_Commercial_Miscellaneous_New_Miscellaneous_Natural Gas_Pool Heater_E10 | F5 | Commercial | Miscellaneous | New | Miscellaneous | Natural Gas | Pool Heater | E10 | Utility - Cost of Operation | 0 | 0 | 0 | 0 | 0 | 0 | 0 | 0 | 0 | 0 | 0 | 0 | 0 | 0 | 0 | 0 | 0 | 0 | 0 | 0 | 0 | 0 | 0 | 0 | 0 | 0 | 0 | 0 | 0 | 0
F6_Commercial_Miscellaneous_New_Miscellaneous_Natural Gas_Pool Heater_E1 | F6 | Commercial | Miscellaneous | New | Miscellaneous | Natural Gas | Pool Heater | E1 | Utility - Value of Sales | 0.00034898 | 0.00034747 | 0.00034777 | 0.00035291 | 0.00036178 | 0.00037317 | 0.00038298 | 0.00039079 | 0.00039784 | 0.00040482 | 0.00041242 | 0.00042014 | 0.00042774 | 0.00043627 | 0.00044437 | 0.00045207 | 0.00045985 | 0.00046682 | 0.00047287 | 0.00047789 | 0.00048259 | 0.00048693 | 0 | 0 | 0 | 0 | 0 | 0 | 0 | 0
F6_Commercial_Miscellaneous_New_Miscellaneous_Natural Gas_Pool Heater_E2 | F6 | Commercial | Miscellaneous | New | Miscellaneous | Natural Gas | Pool Heater | E2 | Utility - Value of Sales | 0.00029663 | 0.00029535 | 0.0002956 | 0.00029998 | 0.00030751 | 0.00031719 | 0.00032553 | 0.00033217 | 0.00033817 | 0.00034409 | 0.00035056 | 0.00035712 | 0.00036358 | 0.00037083 | 0.00037772 | 0.00038426 | 0.00039087 | 0.00039679 | 0.00040194 | 0.00040621 | 0.00041021 | 0.00041389 | 0 | 0 | 0 | 0 | 0 | 0 | 0 | 0
F6_Commercial_Miscellaneous_New_Miscellaneous_Natural Gas_Pool Heater_E3 | F6 | Commercial | Miscellaneous | New | Miscellaneous | Natural Gas | Pool Heater | E3 | Utility - Value of Sales | 0 | 0 | 0 | 0 | 0 | 0 | 0 | 0 | 0 | 0 | 0 | 0 | 0 | 0 | 0 | 0 | 0 | 0 | 0 | 0 | 0 | 0 | 0 | 0 | 0 | 0 | 0 | 0 | 0 | 0
F6_Commercial_Miscellaneous_New_Miscellaneous_Natural Gas_Pool Heater_E4 | F6 | Commercial | Miscellaneous | New | Miscellaneous | Natural Gas | Pool Heater | E4 | Utility - Value of Sales | 0 | 0 | 0 | 0 | 0 | 0 | 0 | 0 | 0 | 0 | 0 | 0 | 0 | 0 | 0 | 0 | 0 | 0 | 0 | 0 | 0 | 0 | 0 | 0 | 0 | 0 | 0 | 0 | 0 | 0
F6_Commercial_Miscellaneous_New_Miscellaneous_Natural Gas_Pool Heater_E5 | F6 | Commercial | Miscellaneous | New | Miscellaneous | Natural Gas | Pool Heater | E5 | Utility - Value of Sales | 0 | 0 | 0 | 0 | 0 | 0 | 0 | 0 | 0 | 0 | 0 | 0 | 0 | 0 | 0 | 0 | 0 | 0 | 0 | 0 | 0 | 0 | 0 | 0 | 0 | 0 | 0 | 0 | 0 | 0
F6_Commercial_Miscellaneous_New_Miscellaneous_Natural Gas_Pool Heater_E6 | F6 | Commercial | Miscellaneous | New | Miscellaneous | Natural Gas | Pool Heater | E6 | Utility - Value of Sales | 0 | 0 | 0 | 0 | 0 | 0 | 0 | 0 | 0 | 0 | 0 | 0 | 0 | 0 | 0 | 0 | 0 | 0 | 0 | 0 | 0 | 0 | 0 | 0 | 0 | 0 | 0 | 0 | 0 | 0
F6_Commercial_Miscellaneous_New_Miscellaneous_Natural Gas_Pool Heater_E7 | F6 | Commercial | Miscellaneous | New | Miscellaneous | Natural Gas | Pool Heater | E7 | Utility - Value of Sales | 0 | 0 | 0 | 0 | 0 | 0 | 0 | 0 | 0 | 0 | 0 | 0 | 0 | 0 | 0 | 0 | 0 | 0 | 0 | 0 | 0 | 0 | 0 | 0 | 0 | 0 | 0 | 0 | 0 | 0
F6_Commercial_Miscellaneous_New_Miscellaneous_Natural Gas_Pool Heater_E8 | F6 | Commercial | Miscellaneous | New | Miscellaneous | Natural Gas | Pool Heater | E8 | Utility - Value of Sales | 0 | 0 | 0 | 0 | 0 | 0 | 0 | 0 | 0 | 0 | 0 | 0 | 0 | 0 | 0 | 0 | 0 | 0 | 0 | 0 | 0 | 0 | 0 | 0 | 0 | 0 | 0 | 0 | 0 | 0
F6_Commercial_Miscellaneous_New_Miscellaneous_Natural Gas_Pool Heater_E9 | F6 | Commercial | Miscellaneous | New | Miscellaneous | Natural Gas | Pool Heater | E9 | Utility - Value of Sales | 0 | 0 | 0 | 0 | 0 | 0 | 0 | 0 | 0 | 0 | 0 | 0 | 0 | 0 | 0 | 0 | 0 | 0 | 0 | 0 | 0 | 0 | 0 | 0 | 0 | 0 | 0 | 0 | 0 | 0
F6_Commercial_Miscellaneous_New_Miscellaneous_Natural Gas_Pool Heater_E10 | F6 | Commercial | Miscellaneous | New | Miscellaneous | Natural Gas | Pool Heater | E10 | Utility - Value of Sales | 0 | 0 | 0 | 0 | 0 | 0 | 0 | 0 | 0 | 0 | 0 | 0 | 0 | 0 | 0 | 0 | 0 | 0 | 0 | 0 | 0 | 0 | 0 | 0 | 0 | 0 | 0 | 0 | 0 | 0
F1_Commercial_Miscellaneous_New_Miscellaneous_Natural Gas_Miscellaneous_E1 | F1 | Commercial | Miscellaneous | New | Miscellaneous | Natural Gas | Miscellaneous | E1 | Participant - Cost of Equipment | 0.22938 | 0.22938 | 0.22938 | 0.22938 | 0.22938 | 0.22938 | 0.22938 | 0.22938 | 0.22938 | 0.22938 | 0.22938 | 0.22938 | 0.22938 | 0.22938 | 0.22938 | 0.22938 | 0.22938 | 0.22938 | 0.22938 | 0.22938 | 0.22938 | 0.22938 | 0 | 0 | 0 | 0 | 0 | 0 | 0 | 0
F1_Commercial_Miscellaneous_New_Miscellaneous_Natural Gas_Miscellaneous_E2 | F1 | Commercial | Miscellaneous | New | Miscellaneous | Natural Gas | Miscellaneous | E2 | Participant - Cost of Equipment | 0 | 0 | 0 | 0 | 0 | 0 | 0 | 0 | 0 | 0 | 0 | 0 | 0 | 0 | 0 | 0 | 0 | 0 | 0 | 0 | 0 | 0 | 0 | 0 | 0 | 0 | 0 | 0 | 0 | 0
F1_Commercial_Miscellaneous_New_Miscellaneous_Natural Gas_Miscellaneous_E3 | F1 | Commercial | Miscellaneous | New | Miscellaneous | Natural Gas | Miscellaneous | E3 | Participant - Cost of Equipment | 0 | 0 | 0 | 0 | 0 | 0 | 0 | 0 | 0 | 0 | 0 | 0 | 0 | 0 | 0 | 0 | 0 | 0 | 0 | 0 | 0 | 0 | 0 | 0 | 0 | 0 | 0 | 0 | 0 | 0
F1_Commercial_Miscellaneous_New_Miscellaneous_Natural Gas_Miscellaneous_E4 | F1 | Commercial | Miscellaneous | New | Miscellaneous | Natural Gas | Miscellaneous | E4 | Participant - Cost of Equipment | 0 | 0 | 0 | 0 | 0 | 0 | 0 | 0 | 0 | 0 | 0 | 0 | 0 | 0 | 0 | 0 | 0 | 0 | 0 | 0 | 0 | 0 | 0 | 0 | 0 | 0 | 0 | 0 | 0 | 0
F1_Commercial_Miscellaneous_New_Miscellaneous_Natural Gas_Miscellaneous_E5 | F1 | Commercial | Miscellaneous | New | Miscellaneous | Natural Gas | Miscellaneous | E5 | Participant - Cost of Equipment | 0 | 0 | 0 | 0 | 0 | 0 | 0 | 0 | 0 | 0 | 0 | 0 | 0 | 0 | 0 | 0 | 0 | 0 | 0 | 0 | 0 | 0 | 0 | 0 | 0 | 0 | 0 | 0 | 0 | 0
F1_Commercial_Miscellaneous_New_Miscellaneous_Natural Gas_Miscellaneous_E6 | F1 | Commercial | Miscellaneous | New | Miscellaneous | Natural Gas | Miscellaneous | E6 | Participant - Cost of Equipment | 0 | 0 | 0 | 0 | 0 | 0 | 0 | 0 | 0 | 0 | 0 | 0 | 0 | 0 | 0 | 0 | 0 | 0 | 0 | 0 | 0 | 0 | 0 | 0 | 0 | 0 | 0 | 0 | 0 | 0
F1_Commercial_Miscellaneous_New_Miscellaneous_Natural Gas_Miscellaneous_E7 | F1 | Commercial | Miscellaneous | New | Miscellaneous | Natural Gas | Miscellaneous | E7 | Participant - Cost of Equipment | 0 | 0 | 0 | 0 | 0 | 0 | 0 | 0 | 0 | 0 | 0 | 0 | 0 | 0 | 0 | 0 | 0 | 0 | 0 | 0 | 0 | 0 | 0 | 0 | 0 | 0 | 0 | 0 | 0 | 0
F1_Commercial_Miscellaneous_New_Miscellaneous_Natural Gas_Miscellaneous_E8 | F1 | Commercial | Miscellaneous | New | Miscellaneous | Natural Gas | Miscellaneous | E8 | Participant - Cost of Equipment | 0 | 0 | 0 | 0 | 0 | 0 | 0 | 0 | 0 | 0 | 0 | 0 | 0 | 0 | 0 | 0 | 0 | 0 | 0 | 0 | 0 | 0 | 0 | 0 | 0 | 0 | 0 | 0 | 0 | 0
F1_Commercial_Miscellaneous_New_Miscellaneous_Natural Gas_Miscellaneous_E9 | F1 | Commercial | Miscellaneous | New | Miscellaneous | Natural Gas | Miscellaneous | E9 | Participant - Cost of Equipment | 0 | 0 | 0 | 0 | 0 | 0 | 0 | 0 | 0 | 0 | 0 | 0 | 0 | 0 | 0 | 0 | 0 | 0 | 0 | 0 | 0 | 0 | 0 | 0 | 0 | 0 | 0 | 0 | 0 | 0
F1_Commercial_Miscellaneous_New_Miscellaneous_Natural Gas_Miscellaneous_E10 | F1 | Commercial | Miscellaneous | New | Miscellaneous | Natural Gas | Miscellaneous | E10 | Participant - Cost of Equipment | 0 | 0 | 0 | 0 | 0 | 0 | 0 | 0 | 0 | 0 | 0 | 0 | 0 | 0 | 0 | 0 | 0 | 0 | 0 | 0 | 0 | 0 | 0 | 0 | 0 | 0 | 0 | 0 | 0 | 0
F2_Commercial_Miscellaneous_New_Miscellaneous_Natural Gas_Miscellaneous_E1 | F2 | Commercial | Miscellaneous | New | Miscellaneous | Natural Gas | Miscellaneous | E1 | Participant - Cost of Operation | 0.00041565 | 0.00041247 | 0.00041039 | 0.00041478 | 0.00042504 | 0.00043943 | 0.00045177 | 0.00046117 | 0.00046941 | 0.00047758 | 0.00048653 | 0.00049565 | 0.00050471 | 0.00051482 | 0.00052412 | 0.00053313 | 0.00054256 | 0.00055124 | 0.00055914 | 0.00056605 | 0.00057154 | 0.00057548 | 0 | 0 | 0 | 0 | 0 | 0 | 0 | 0
F2_Commercial_Miscellaneous_New_Miscellaneous_Natural Gas_Miscellaneous_E2 | F2 | Commercial | Miscellaneous | New | Miscellaneous | Natural Gas | Miscellaneous | E2 | Participant - Cost of Operation | 0 | 0 | 0 | 0 | 0 | 0 | 0 | 0 | 0 | 0 | 0 | 0 | 0 | 0 | 0 | 0 | 0 | 0 | 0 | 0 | 0 | 0 | 0 | 0 | 0 | 0 | 0 | 0 | 0 | 0
F2_Commercial_Miscellaneous_New_Miscellaneous_Natural Gas_Miscellaneous_E3 | F2 | Commercial | Miscellaneous | New | Miscellaneous | Natural Gas | Miscellaneous | E3 | Participant - Cost of Operation | 0 | 0 | 0 | 0 | 0 | 0 | 0 | 0 | 0 | 0 | 0 | 0 | 0 | 0 | 0 | 0 | 0 | 0 | 0 | 0 | 0 | 0 | 0 | 0 | 0 | 0 | 0 | 0 | 0 | 0
F2_Commercial_Miscellaneous_New_Miscellaneous_Natural Gas_Miscellaneous_E4 | F2 | Commercial | Miscellaneous | New | Miscellaneous | Natural Gas | Miscellaneous | E4 | Participant - Cost of Operation | 0 | 0 | 0 | 0 | 0 | 0 | 0 | 0 | 0 | 0 | 0 | 0 | 0 | 0 | 0 | 0 | 0 | 0 | 0 | 0 | 0 | 0 | 0 | 0 | 0 | 0 | 0 | 0 | 0 | 0
F2_Commercial_Miscellaneous_New_Miscellaneous_Natural Gas_Miscellaneous_E5 | F2 | Commercial | Miscellaneous | New | Miscellaneous | Natural Gas | Miscellaneous | E5 | Participant - Cost of Operation | 0 | 0 | 0 | 0 | 0 | 0 | 0 | 0 | 0 | 0 | 0 | 0 | 0 | 0 | 0 | 0 | 0 | 0 | 0 | 0 | 0 | 0 | 0 | 0 | 0 | 0 | 0 | 0 | 0 | 0
F2_Commercial_Miscellaneous_New_Miscellaneous_Natural Gas_Miscellaneous_E6 | F2 | Commercial | Miscellaneous | New | Miscellaneous | Natural Gas | Miscellaneous | E6 | Participant - Cost of Operation | 0 | 0 | 0 | 0 | 0 | 0 | 0 | 0 | 0 | 0 | 0 | 0 | 0 | 0 | 0 | 0 | 0 | 0 | 0 | 0 | 0 | 0 | 0 | 0 | 0 | 0 | 0 | 0 | 0 | 0
F2_Commercial_Miscellaneous_New_Miscellaneous_Natural Gas_Miscellaneous_E7 | F2 | Commercial | Miscellaneous | New | Miscellaneous | Natural Gas | Miscellaneous | E7 | Participant - Cost of Operation | 0 | 0 | 0 | 0 | 0 | 0 | 0 | 0 | 0 | 0 | 0 | 0 | 0 | 0 | 0 | 0 | 0 | 0 | 0 | 0 | 0 | 0 | 0 | 0 | 0 | 0 | 0 | 0 | 0 | 0
F2_Commercial_Miscellaneous_New_Miscellaneous_Natural Gas_Miscellaneous_E8 | F2 | Commercial | Miscellaneous | New | Miscellaneous | Natural Gas | Miscellaneous | E8 | Participant - Cost of Operation | 0 | 0 | 0 | 0 | 0 | 0 | 0 | 0 | 0 | 0 | 0 | 0 | 0 | 0 | 0 | 0 | 0 | 0 | 0 | 0 | 0 | 0 | 0 | 0 | 0 | 0 | 0 | 0 | 0 | 0
F2_Commercial_Miscellaneous_New_Miscellaneous_Natural Gas_Miscellaneous_E9 | F2 | Commercial | Miscellaneous | New | Miscellaneous | Natural Gas | Miscellaneous | E9 | Participant - Cost of Operation | 0 | 0 | 0 | 0 | 0 | 0 | 0 | 0 | 0 | 0 | 0 | 0 | 0 | 0 | 0 | 0 | 0 | 0 | 0 | 0 | 0 | 0 | 0 | 0 | 0 | 0 | 0 | 0 | 0 | 0
F2_Commercial_Miscellaneous_New_Miscellaneous_Natural Gas_Miscellaneous_E10 | F2 | Commercial | Miscellaneous | New | Miscellaneous | Natural Gas | Miscellaneous | E10 | Participant - Cost of Operation | 0 | 0 | 0 | 0 | 0 | 0 | 0 | 0 | 0 | 0 | 0 | 0 | 0 | 0 | 0 | 0 | 0 | 0 | 0 | 0 | 0 | 0 | 0 | 0 | 0 | 0 | 0 | 0 | 0 | 0
F3_Commercial_Miscellaneous_New_Miscellaneous_Natural Gas_Miscellaneous_E1 | F3 | Commercial | Miscellaneous | New | Miscellaneous | Natural Gas | Miscellaneous | E1 | System - kBTUs of Conusmption | 0.0401 | 0.040017 | 0.040019 | 0.040482 | 0.040883 | 0.041206 | 0.041421 | 0.041652 | 0.041866 | 0.042058 | 0.042208 | 0.042372 | 0.042521 | 0.042652 | 0.04274 | 0.042783 | 0.042743 | 0.042613 | 0.042363 | 0.042065 | 0.041683 | 0.041215 | 0 | 0 | 0 | 0 | 0 | 0 | 0 | 0
F3_Commercial_Miscellaneous_New_Miscellaneous_Natural Gas_Miscellaneous_E2 | F3 | Commercial | Miscellaneous | New | Miscellaneous | Natural Gas | Miscellaneous | E2 | System - kBTUs of Conusmption | 0 | 0 | 0 | 0 | 0 | 0 | 0 | 0 | 0 | 0 | 0 | 0 | 0 | 0 | 0 | 0 | 0 | 0 | 0 | 0 | 0 | 0 | 0 | 0 | 0 | 0 | 0 | 0 | 0 | 0
F3_Commercial_Miscellaneous_New_Miscellaneous_Natural Gas_Miscellaneous_E3 | F3 | Commercial | Miscellaneous | New | Miscellaneous | Natural Gas | Miscellaneous | E3 | System - kBTUs of Conusmption | 0 | 0 | 0 | 0 | 0 | 0 | 0 | 0 | 0 | 0 | 0 | 0 | 0 | 0 | 0 | 0 | 0 | 0 | 0 | 0 | 0 | 0 | 0 | 0 | 0 | 0 | 0 | 0 | 0 | 0
F3_Commercial_Miscellaneous_New_Miscellaneous_Natural Gas_Miscellaneous_E4 | F3 | Commercial | Miscellaneous | New | Miscellaneous | Natural Gas | Miscellaneous | E4 | System - kBTUs of Conusmption | 0 | 0 | 0 | 0 | 0 | 0 | 0 | 0 | 0 | 0 | 0 | 0 | 0 | 0 | 0 | 0 | 0 | 0 | 0 | 0 | 0 | 0 | 0 | 0 | 0 | 0 | 0 | 0 | 0 | 0
F3_Commercial_Miscellaneous_New_Miscellaneous_Natural Gas_Miscellaneous_E5 | F3 | Commercial | Miscellaneous | New | Miscellaneous | Natural Gas | Miscellaneous | E5 | System - kBTUs of Conusmption | 0 | 0 | 0 | 0 | 0 | 0 | 0 | 0 | 0 | 0 | 0 | 0 | 0 | 0 | 0 | 0 | 0 | 0 | 0 | 0 | 0 | 0 | 0 | 0 | 0 | 0 | 0 | 0 | 0 | 0
F3_Commercial_Miscellaneous_New_Miscellaneous_Natural Gas_Miscellaneous_E6 | F3 | Commercial | Miscellaneous | New | Miscellaneous | Natural Gas | Miscellaneous | E6 | System - kBTUs of Conusmption | 0 | 0 | 0 | 0 | 0 | 0 | 0 | 0 | 0 | 0 | 0 | 0 | 0 | 0 | 0 | 0 | 0 | 0 | 0 | 0 | 0 | 0 | 0 | 0 | 0 | 0 | 0 | 0 | 0 | 0
F3_Commercial_Miscellaneous_New_Miscellaneous_Natural Gas_Miscellaneous_E7 | F3 | Commercial | Miscellaneous | New | Miscellaneous | Natural Gas | Miscellaneous | E7 | System - kBTUs of Conusmption | 0 | 0 | 0 | 0 | 0 | 0 | 0 | 0 | 0 | 0 | 0 | 0 | 0 | 0 | 0 | 0 | 0 | 0 | 0 | 0 | 0 | 0 | 0 | 0 | 0 | 0 | 0 | 0 | 0 | 0
F3_Commercial_Miscellaneous_New_Miscellaneous_Natural Gas_Miscellaneous_E8 | F3 | Commercial | Miscellaneous | New | Miscellaneous | Natural Gas | Miscellaneous | E8 | System - kBTUs of Conusmption | 0 | 0 | 0 | 0 | 0 | 0 | 0 | 0 | 0 | 0 | 0 | 0 | 0 | 0 | 0 | 0 | 0 | 0 | 0 | 0 | 0 | 0 | 0 | 0 | 0 | 0 | 0 | 0 | 0 | 0
F3_Commercial_Miscellaneous_New_Miscellaneous_Natural Gas_Miscellaneous_E9 | F3 | Commercial | Miscellaneous | New | Miscellaneous | Natural Gas | Miscellaneous | E9 | System - kBTUs of Conusmption | 0 | 0 | 0 | 0 | 0 | 0 | 0 | 0 | 0 | 0 | 0 | 0 | 0 | 0 | 0 | 0 | 0 | 0 | 0 | 0 | 0 | 0 | 0 | 0 | 0 | 0 | 0 | 0 | 0 | 0
F3_Commercial_Miscellaneous_New_Miscellaneous_Natural Gas_Miscellaneous_E10 | F3 | Commercial | Miscellaneous | New | Miscellaneous | Natural Gas | Miscellaneous | E10 | System - kBTUs of Conusmption | 0 | 0 | 0 | 0 | 0 | 0 | 0 | 0 | 0 | 0 | 0 | 0 | 0 | 0 | 0 | 0 | 0 | 0 | 0 | 0 | 0 | 0 | 0 | 0 | 0 | 0 | 0 | 0 | 0 | 0
F4_Commercial_Miscellaneous_New_Miscellaneous_Natural Gas_Miscellaneous_E1 | F4 | Commercial | Miscellaneous | New | Miscellaneous | Natural Gas | Miscellaneous | E1 | Utility - Cost of Equipment | 0.22938 | 0.22938 | 0.22938 | 0.22938 | 0.22938 | 0.22938 | 0.22938 | 0.22938 | 0.22938 | 0.22938 | 0.22938 | 0.22938 | 0.22938 | 0.22938 | 0.22938 | 0.22938 | 0.22938 | 0.22938 | 0.22938 | 0.22938 | 0.22938 | 0.22938 | 0 | 0 | 0 | 0 | 0 | 0 | 0 | 0
F4_Commercial_Miscellaneous_New_Miscellaneous_Natural Gas_Miscellaneous_E2 | F4 | Commercial | Miscellaneous | New | Miscellaneous | Natural Gas | Miscellaneous | E2 | Utility - Cost of Equipment | 0 | 0 | 0 | 0 | 0 | 0 | 0 | 0 | 0 | 0 | 0 | 0 | 0 | 0 | 0 | 0 | 0 | 0 | 0 | 0 | 0 | 0 | 0 | 0 | 0 | 0 | 0 | 0 | 0 | 0
F4_Commercial_Miscellaneous_New_Miscellaneous_Natural Gas_Miscellaneous_E3 | F4 | Commercial | Miscellaneous | New | Miscellaneous | Natural Gas | Miscellaneous | E3 | Utility - Cost of Equipment | 0 | 0 | 0 | 0 | 0 | 0 | 0 | 0 | 0 | 0 | 0 | 0 | 0 | 0 | 0 | 0 | 0 | 0 | 0 | 0 | 0 | 0 | 0 | 0 | 0 | 0 | 0 | 0 | 0 | 0
F4_Commercial_Miscellaneous_New_Miscellaneous_Natural Gas_Miscellaneous_E4 | F4 | Commercial | Miscellaneous | New | Miscellaneous | Natural Gas | Miscellaneous | E4 | Utility - Cost of Equipment | 0 | 0 | 0 | 0 | 0 | 0 | 0 | 0 | 0 | 0 | 0 | 0 | 0 | 0 | 0 | 0 | 0 | 0 | 0 | 0 | 0 | 0 | 0 | 0 | 0 | 0 | 0 | 0 | 0 | 0
F4_Commercial_Miscellaneous_New_Miscellaneous_Natural Gas_Miscellaneous_E5 | F4 | Commercial | Miscellaneous | New | Miscellaneous | Natural Gas | Miscellaneous | E5 | Utility - Cost of Equipment | 0 | 0 | 0 | 0 | 0 | 0 | 0 | 0 | 0 | 0 | 0 | 0 | 0 | 0 | 0 | 0 | 0 | 0 | 0 | 0 | 0 | 0 | 0 | 0 | 0 | 0 | 0 | 0 | 0 | 0
F4_Commercial_Miscellaneous_New_Miscellaneous_Natural Gas_Miscellaneous_E6 | F4 | Commercial | Miscellaneous | New | Miscellaneous | Natural Gas | Miscellaneous | E6 | Utility - Cost of Equipment | 0 | 0 | 0 | 0 | 0 | 0 | 0 | 0 | 0 | 0 | 0 | 0 | 0 | 0 | 0 | 0 | 0 | 0 | 0 | 0 | 0 | 0 | 0 | 0 | 0 | 0 | 0 | 0 | 0 | 0
F4_Commercial_Miscellaneous_New_Miscellaneous_Natural Gas_Miscellaneous_E7 | F4 | Commercial | Miscellaneous | New | Miscellaneous | Natural Gas | Miscellaneous | E7 | Utility - Cost of Equipment | 0 | 0 | 0 | 0 | 0 | 0 | 0 | 0 | 0 | 0 | 0 | 0 | 0 | 0 | 0 | 0 | 0 | 0 | 0 | 0 | 0 | 0 | 0 | 0 | 0 | 0 | 0 | 0 | 0 | 0
F4_Commercial_Miscellaneous_New_Miscellaneous_Natural Gas_Miscellaneous_E8 | F4 | Commercial | Miscellaneous | New | Miscellaneous | Natural Gas | Miscellaneous | E8 | Utility - Cost of Equipment | 0 | 0 | 0 | 0 | 0 | 0 | 0 | 0 | 0 | 0 | 0 | 0 | 0 | 0 | 0 | 0 | 0 | 0 | 0 | 0 | 0 | 0 | 0 | 0 | 0 | 0 | 0 | 0 | 0 | 0
F4_Commercial_Miscellaneous_New_Miscellaneous_Natural Gas_Miscellaneous_E9 | F4 | Commercial | Miscellaneous | New | Miscellaneous | Natural Gas | Miscellaneous | E9 | Utility - Cost of Equipment | 0 | 0 | 0 | 0 | 0 | 0 | 0 | 0 | 0 | 0 | 0 | 0 | 0 | 0 | 0 | 0 | 0 | 0 | 0 | 0 | 0 | 0 | 0 | 0 | 0 | 0 | 0 | 0 | 0 | 0
F4_Commercial_Miscellaneous_New_Miscellaneous_Natural Gas_Miscellaneous_E10 | F4 | Commercial | Miscellaneous | New | Miscellaneous | Natural Gas | Miscellaneous | E10 | Utility - Cost of Equipment | 0 | 0 | 0 | 0 | 0 | 0 | 0 | 0 | 0 | 0 | 0 | 0 | 0 | 0 | 0 | 0 | 0 | 0 | 0 | 0 | 0 | 0 | 0 | 0 | 0 | 0 | 0 | 0 | 0 | 0
F5_Commercial_Miscellaneous_New_Miscellaneous_Natural Gas_Miscellaneous_E1 | F5 | Commercial | Miscellaneous | New | Miscellaneous | Natural Gas | Miscellaneous | E1 | Utility - Cost of Operation | 0.00034693 | 0.00034428 | 0.00034254 | 0.00034621 | 0.00035477 | 0.00036678 | 0.00037708 | 0.00038493 | 0.00039181 | 0.00039862 | 0.00040609 | 0.00041371 | 0.00042127 | 0.00042971 | 0.00043748 | 0.000445 | 0.00045286 | 0.00046011 | 0.0004667 | 0.00047247 | 0.00047705 | 0.00048034 | 0 | 0 | 0 | 0 | 0 | 0 | 0 | 0
F5_Commercial_Miscellaneous_New_Miscellaneous_Natural Gas_Miscellaneous_E2 | F5 | Commercial | Miscellaneous | New | Miscellaneous | Natural Gas | Miscellaneous | E2 | Utility - Cost of Operation | 0 | 0 | 0 | 0 | 0 | 0 | 0 | 0 | 0 | 0 | 0 | 0 | 0 | 0 | 0 | 0 | 0 | 0 | 0 | 0 | 0 | 0 | 0 | 0 | 0 | 0 | 0 | 0 | 0 | 0
F5_Commercial_Miscellaneous_New_Miscellaneous_Natural Gas_Miscellaneous_E3 | F5 | Commercial | Miscellaneous | New | Miscellaneous | Natural Gas | Miscellaneous | E3 | Utility - Cost of Operation | 0 | 0 | 0 | 0 | 0 | 0 | 0 | 0 | 0 | 0 | 0 | 0 | 0 | 0 | 0 | 0 | 0 | 0 | 0 | 0 | 0 | 0 | 0 | 0 | 0 | 0 | 0 | 0 | 0 | 0
F5_Commercial_Miscellaneous_New_Miscellaneous_Natural Gas_Miscellaneous_E4 | F5 | Commercial | Miscellaneous | New | Miscellaneous | Natural Gas | Miscellaneous | E4 | Utility - Cost of Operation | 0 | 0 | 0 | 0 | 0 | 0 | 0 | 0 | 0 | 0 | 0 | 0 | 0 | 0 | 0 | 0 | 0 | 0 | 0 | 0 | 0 | 0 | 0 | 0 | 0 | 0 | 0 | 0 | 0 | 0
F5_Commercial_Miscellaneous_New_Miscellaneous_Natural Gas_Miscellaneous_E5 | F5 | Commercial | Miscellaneous | New | Miscellaneous | Natural Gas | Miscellaneous | E5 | Utility - Cost of Operation | 0 | 0 | 0 | 0 | 0 | 0 | 0 | 0 | 0 | 0 | 0 | 0 | 0 | 0 | 0 | 0 | 0 | 0 | 0 | 0 | 0 | 0 | 0 | 0 | 0 | 0 | 0 | 0 | 0 | 0
F5_Commercial_Miscellaneous_New_Miscellaneous_Natural Gas_Miscellaneous_E6 | F5 | Commercial | Miscellaneous | New | Miscellaneous | Natural Gas | Miscellaneous | E6 | Utility - Cost of Operation | 0 | 0 | 0 | 0 | 0 | 0 | 0 | 0 | 0 | 0 | 0 | 0 | 0 | 0 | 0 | 0 | 0 | 0 | 0 | 0 | 0 | 0 | 0 | 0 | 0 | 0 | 0 | 0 | 0 | 0
F5_Commercial_Miscellaneous_New_Miscellaneous_Natural Gas_Miscellaneous_E7 | F5 | Commercial | Miscellaneous | New | Miscellaneous | Natural Gas | Miscellaneous | E7 | Utility - Cost of Operation | 0 | 0 | 0 | 0 | 0 | 0 | 0 | 0 | 0 | 0 | 0 | 0 | 0 | 0 | 0 | 0 | 0 | 0 | 0 | 0 | 0 | 0 | 0 | 0 | 0 | 0 | 0 | 0 | 0 | 0
F5_Commercial_Miscellaneous_New_Miscellaneous_Natural Gas_Miscellaneous_E8 | F5 | Commercial | Miscellaneous | New | Miscellaneous | Natural Gas | Miscellaneous | E8 | Utility - Cost of Operation | 0 | 0 | 0 | 0 | 0 | 0 | 0 | 0 | 0 | 0 | 0 | 0 | 0 | 0 | 0 | 0 | 0 | 0 | 0 | 0 | 0 | 0 | 0 | 0 | 0 | 0 | 0 | 0 | 0 | 0
F5_Commercial_Miscellaneous_New_Miscellaneous_Natural Gas_Miscellaneous_E9 | F5 | Commercial | Miscellaneous | New | Miscellaneous | Natural Gas | Miscellaneous | E9 | Utility - Cost of Operation | 0 | 0 | 0 | 0 | 0 | 0 | 0 | 0 | 0 | 0 | 0 | 0 | 0 | 0 | 0 | 0 | 0 | 0 | 0 | 0 | 0 | 0 | 0 | 0 | 0 | 0 | 0 | 0 | 0 | 0
F5_Commercial_Miscellaneous_New_Miscellaneous_Natural Gas_Miscellaneous_E10 | F5 | Commercial | Miscellaneous | New | Miscellaneous | Natural Gas | Miscellaneous | E10 | Utility - Cost of Operation | 0 | 0 | 0 | 0 | 0 | 0 | 0 | 0 | 0 | 0 | 0 | 0 | 0 | 0 | 0 | 0 | 0 | 0 | 0 | 0 | 0 | 0 | 0 | 0 | 0 | 0 | 0 | 0 | 0 | 0
F6_Commercial_Miscellaneous_New_Miscellaneous_Natural Gas_Miscellaneous_E1 | F6 | Commercial | Miscellaneous | New | Miscellaneous | Natural Gas | Miscellaneous | E1 | Utility - Value of Sales | 0.00041565 | 0.00041247 | 0.00041039 | 0.00041478 | 0.00042504 | 0.00043943 | 0.00045177 | 0.00046117 | 0.00046941 | 0.00047758 | 0.00048653 | 0.00049565 | 0.00050471 | 0.00051482 | 0.00052412 | 0.00053313 | 0.00054256 | 0.00055124 | 0.00055914 | 0.00056605 | 0.00057154 | 0.00057548 | 0 | 0 | 0 | 0 | 0 | 0 | 0 | 0
F6_Commercial_Miscellaneous_New_Miscellaneous_Natural Gas_Miscellaneous_E2 | F6 | Commercial | Miscellaneous | New | Miscellaneous | Natural Gas | Miscellaneous | E2 | Utility - Value of Sales | 0 | 0 | 0 | 0 | 0 | 0 | 0 | 0 | 0 | 0 | 0 | 0 | 0 | 0 | 0 | 0 | 0 | 0 | 0 | 0 | 0 | 0 | 0 | 0 | 0 | 0 | 0 | 0 | 0 | 0
F6_Commercial_Miscellaneous_New_Miscellaneous_Natural Gas_Miscellaneous_E3 | F6 | Commercial | Miscellaneous | New | Miscellaneous | Natural Gas | Miscellaneous | E3 | Utility - Value of Sales | 0 | 0 | 0 | 0 | 0 | 0 | 0 | 0 | 0 | 0 | 0 | 0 | 0 | 0 | 0 | 0 | 0 | 0 | 0 | 0 | 0 | 0 | 0 | 0 | 0 | 0 | 0 | 0 | 0 | 0
F6_Commercial_Miscellaneous_New_Miscellaneous_Natural Gas_Miscellaneous_E4 | F6 | Commercial | Miscellaneous | New | Miscellaneous | Natural Gas | Miscellaneous | E4 | Utility - Value of Sales | 0 | 0 | 0 | 0 | 0 | 0 | 0 | 0 | 0 | 0 | 0 | 0 | 0 | 0 | 0 | 0 | 0 | 0 | 0 | 0 | 0 | 0 | 0 | 0 | 0 | 0 | 0 | 0 | 0 | 0
F6_Commercial_Miscellaneous_New_Miscellaneous_Natural Gas_Miscellaneous_E5 | F6 | Commercial | Miscellaneous | New | Miscellaneous | Natural Gas | Miscellaneous | E5 | Utility - Value of Sales | 0 | 0 | 0 | 0 | 0 | 0 | 0 | 0 | 0 | 0 | 0 | 0 | 0 | 0 | 0 | 0 | 0 | 0 | 0 | 0 | 0 | 0 | 0 | 0 | 0 | 0 | 0 | 0 | 0 | 0
F6_Commercial_Miscellaneous_New_Miscellaneous_Natural Gas_Miscellaneous_E6 | F6 | Commercial | Miscellaneous | New | Miscellaneous | Natural Gas | Miscellaneous | E6 | Utility - Value of Sales | 0 | 0 | 0 | 0 | 0 | 0 | 0 | 0 | 0 | 0 | 0 | 0 | 0 | 0 | 0 | 0 | 0 | 0 | 0 | 0 | 0 | 0 | 0 | 0 | 0 | 0 | 0 | 0 | 0 | 0
F6_Commercial_Miscellaneous_New_Miscellaneous_Natural Gas_Miscellaneous_E7 | F6 | Commercial | Miscellaneous | New | Miscellaneous | Natural Gas | Miscellaneous | E7 | Utility - Value of Sales | 0 | 0 | 0 | 0 | 0 | 0 | 0 | 0 | 0 | 0 | 0 | 0 | 0 | 0 | 0 | 0 | 0 | 0 | 0 | 0 | 0 | 0 | 0 | 0 | 0 | 0 | 0 | 0 | 0 | 0
F6_Commercial_Miscellaneous_New_Miscellaneous_Natural Gas_Miscellaneous_E8 | F6 | Commercial | Miscellaneous | New | Miscellaneous | Natural Gas | Miscellaneous | E8 | Utility - Value of Sales | 0 | 0 | 0 | 0 | 0 | 0 | 0 | 0 | 0 | 0 | 0 | 0 | 0 | 0 | 0 | 0 | 0 | 0 | 0 | 0 | 0 | 0 | 0 | 0 | 0 | 0 | 0 | 0 | 0 | 0
F6_Commercial_Miscellaneous_New_Miscellaneous_Natural Gas_Miscellaneous_E9 | F6 | Commercial | Miscellaneous | New | Miscellaneous | Natural Gas | Miscellaneous | E9 | Utility - Value of Sales | 0 | 0 | 0 | 0 | 0 | 0 | 0 | 0 | 0 | 0 | 0 | 0 | 0 | 0 | 0 | 0 | 0 | 0 | 0 | 0 | 0 | 0 | 0 | 0 | 0 | 0 | 0 | 0 | 0 | 0
F6_Commercial_Miscellaneous_New_Miscellaneous_Natural Gas_Miscellaneous_E10 | F6 | Commercial | Miscellaneous | New | Miscellaneous | Natural Gas | Miscellaneous | E10 | Utility - Value of Sales | 0 | 0 | 0 | 0 | 0 | 0 | 0 | 0 | 0 | 0 | 0 | 0 | 0 | 0 | 0 | 0 | 0 | 0 | 0 | 0 | 0 | 0 | 0 | 0 | 0 | 0 | 0 | 0 | 0 | 0

## Technology Economics
Key | Field | Sector | Segment | Vintage | End Use | Fuel | Technology | Equipment | Label | 2019 | 2020 | 2021 | 2022 | 2023 | 2024 | 2025 | 2026 | 2027 | 2028 | 2029 | 2030 | 2031 | 2032 | 2033 | 2034 | 2035 | 2036 | 2037 | 2038 | 2039 | 2040 | 2041 | 2042 | 2043 | 2044 | 2045 | 2046 | 2047 | 2048
F0_Commercial_Office_Existing_Space Heating_Natural Gas_Furnace_E0 | F0 | Commercial | Office | Existing | Space Heating | Natural Gas | Furnace | E0 | Economic Unit | AFUE 96% | AFUE 96% | AFUE 96% | AFUE 96% | AFUE 96% | AFUE 96% | AFUE 96% | AFUE 96% | AFUE 96% | AFUE 96% | AFUE 96% | AFUE 96% | AFUE 96% | AFUE 96% | AFUE 96% | AFUE 96% | AFUE 96% | AFUE 96% | AFUE 96% | AFUE 96% | AFUE 96% | AFUE 96% | 0 | 0 | 0 | 0 | 0 | 0 | 0 | 0
F1_Commercial_Office_Existing_Space Heating_Natural Gas_Furnace_E1 | F1 | Commercial | Office | Existing | Space Heating | Natural Gas | Furnace | E1 | CCE | 0 | 0 | 0 | 0 | 0 | 0 | 0 | 0 | 0 | 0 | 0 | 0 | 0 | 0 | 0 | 0 | 0 | 0 | 0 | 0 | 0 | 0 | 0 | 0 | 0 | 0 | 0 | 0 | 0 | 0
F1_Commercial_Office_Existing_Space Heating_Natural Gas_Furnace_E2 | F1 | Commercial | Office | Existing | Space Heating | Natural Gas | Furnace | E2 | CCE | 0.0064031 | 0.0064031 | 0.0067269 | 0.0066247 | 0.0065253 | 0.0064011 | 0.0063837 | 0.0063426 | 0.0063044 | 0.0062468 | 0.0062379 | 0.0062092 | 0.0061836 | 0.0061347 | 0.0061412 | 0.0061224 | 0.006104 | 0.0060637 | 0.0060756 | 0.0060637 | 0.0060548 | 0.006021 | 0 | 0 | 0 | 0 | 0 | 0 | 0 | 0
F1_Commercial_Office_Existing_Space Heating_Natural Gas_Furnace_E3 | F1 | Commercial | Office | Existing | Space Heating | Natural Gas | Furnace | E3 | CCE | 0.0090614 | 0.0090614 | 0.0095196 | 0.0093749 | 0.0092343 | 0.0090586 | 0.0090339 | 0.0089758 | 0.0089218 | 0.0088403 | 0.0088276 | 0.008787 | 0.0087508 | 0.0086816 | 0.0086908 | 0.0086642 | 0.0086382 | 0.0085811 | 0.0085979 | 0.0085812 | 0.0085686 | 0.0085207 | 0 | 0 | 0 | 0 | 0 | 0 | 0 | 0
F1_Commercial_Office_Existing_Space Heating_Natural Gas_Furnace_E4 | F1 | Commercial | Office | Existing | Space Heating | Natural Gas | Furnace | E4 | CCE | 0 | 0 | 0 | 0 | 0 | 0 | 0 | 0 | 0 | 0 | 0 | 0 | 0 | 0 | 0 | 0 | 0 | 0 | 0 | 0 | 0 | 0 | 0 | 0 | 0 | 0 | 0 | 0 | 0 | 0
F1_Commercial_Office_Existing_Space Heating_Natural Gas_Furnace_E5 | F1 | Commercial | Office | Existing | Space Heating | Natural Gas | Furnace | E5 | CCE | 0 | 0 | 0 | 0 | 0 | 0 | 0 | 0 | 0 | 0 | 0 | 0 | 0 | 0 | 0 | 0 | 0 | 0 | 0 | 0 | 0 | 0 | 0 | 0 | 0 | 0 | 0 | 0 | 0 | 0
F1_Commercial_Office_Existing_Space Heating_Natural Gas_Furnace_E6 | F1 | Commercial | Office | Existing | Space Heating | Natural Gas | Furnace | E6 | CCE | 0 | 0 | 0 | 0 | 0 | 0 | 0 | 0 | 0 | 0 | 0 | 0 | 0 | 0 | 0 | 0 | 0 | 0 | 0 | 0 | 0 | 0 | 0 | 0 | 0 | 0 | 0 | 0 | 0 | 0
F1_Commercial_Office_Existing_Space Heating_Natural Gas_Furnace_E7 | F1 | Commercial | Office | Existing | Space Heating | Natural Gas | Furnace | E7 | CCE | 0 | 0 | 0 | 0 | 0 | 0 | 0 | 0 | 0 | 0 | 0 | 0 | 0 | 0 | 0 | 0 | 0 | 0 | 0 | 0 | 0 | 0 | 0 | 0 | 0 | 0 | 0 | 0 | 0 | 0
F1_Commercial_Office_Existing_Space Heating_Natural Gas_Furnace_E8 | F1 | Commercial | Office | Existing | Space Heating | Natural Gas | Furnace | E8 | CCE | 0 | 0 | 0 | 0 | 0 | 0 | 0 | 0 | 0 | 0 | 0 | 0 | 0 | 0 | 0 | 0 | 0 | 0 | 0 | 0 | 0 | 0 | 0 | 0 | 0 | 0 | 0 | 0 | 0 | 0
F1_Commercial_Office_Existing_Space Heating_Natural Gas_Furnace_E9 | F1 | Commercial | Office | Existing | Space Heating | Natural Gas | Furnace | E9 | CCE | 0 | 0 | 0 | 0 | 0 | 0 | 0 | 0 | 0 | 0 | 0 | 0 | 0 | 0 | 0 | 0 | 0 | 0 | 0 | 0 | 0 | 0 | 0 | 0 | 0 | 0 | 0 | 0 | 0 | 0
F1_Commercial_Office_Existing_Space Heating_Natural Gas_Furnace_E10 | F1 | Commercial | Office | Existing | Space Heating | Natural Gas | Furnace | E10 | CCE | 0 | 0 | 0 | 0 | 0 | 0 | 0 | 0 | 0 | 0 | 0 | 0 | 0 | 0 | 0 | 0 | 0 | 0 | 0 | 0 | 0 | 0 | 0 | 0 | 0 | 0 | 0 | 0 | 0 | 0
F2_Commercial_Office_Existing_Space Heating_Natural Gas_Furnace_E1 | F2 | Commercial | Office | Existing | Space Heating | Natural Gas | Furnace | E1 | TRC BC Ratio | 0.9 | 0.9 | 0.9 | 0.9 | 0.9 | 0.9 | 0.9 | 0.9 | 0.9 | 0.9 | 0.9 | 0.9 | 0.9 | 0.9 | 0.9 | 0.9 | 0.9 | 0.9 | 0.9 | 0.9 | 0.9 | 0.9 | 0 | 0 | 0 | 0 | 0 | 0 | 0 | 0
F2_Commercial_Office_Existing_Space Heating_Natural Gas_Furnace_E2 | F2 | Commercial | Office | Existing | Space Heating | Natural Gas | Furnace | E2 | TRC BC Ratio | 1.5034 | 1.5213 | 1.5406 | 1.5657 | 1.5955 | 1.6288 | 1.66 | 1.689 | 1.7173 | 1.746 | 1.7757 | 1.8061 | 1.8366 | 1.8685 | 1.8999 | 1.9321 | 1.9657 | 1.9998 | 2.0343 | 2.0692 | 2.1042 | 2.1391 | 0 | 0 | 0 | 0 | 0 | 0 | 0 | 0
F2_Commercial_Office_Existing_Space Heating_Natural Gas_Furnace_E3 | F2 | Commercial | Office | Existing | Space Heating | Natural Gas | Furnace | E3 | TRC BC Ratio | 1.0623 | 1.075 | 1.0886 | 1.1064 | 1.1275 | 1.151 | 1.173 | 1.1935 | 1.2135 | 1.2338 | 1.2548 | 1.2762 | 1.2978 | 1.3203 | 1.3426 | 1.3653 | 1.389 | 1.4131 | 1.4375 | 1.4622 | 1.4869 | 1.5116 | 0 | 0 | 0 | 0 | 0 | 0 | 0 | 0
F2_Commercial_Office_Existing_Space Heating_Natural Gas_Furnace_E4 | F2 | Commercial | Office | Existing | Space Heating | Natural Gas | Furnace | E4 | TRC BC Ratio | 0 | 0 | 0 | 0 | 0 | 0 | 0 | 0 | 0 | 0 | 0 | 0 | 0 | 0 | 0 | 0 | 0 | 0 | 0 | 0 | 0 | 0 | 0 | 0 | 0 | 0 | 0 | 0 | 0 | 0
F2_Commercial_Office_Existing_Space Heating_Natural Gas_Furnace_E5 | F2 | Commercial | Office | Existing | Space Heating | Natural Gas | Furnace | E5 | TRC BC Ratio | 0 | 0 | 0 | 0 | 0 | 0 | 0 | 0 | 0 | 0 | 0 | 0 | 0 | 0 | 0 | 0 | 0 | 0 | 0 | 0 | 0 | 0 | 0 | 0 | 0 | 0 | 0 | 0 | 0 | 0
F2_Commercial_Office_Existing_Space Heating_Natural Gas_Furnace_E6 | F2 | Commercial | Office | Existing | Space Heating | Natural Gas | Furnace | E6 | TRC BC Ratio | 0 | 0 | 0 | 0 | 0 | 0 | 0 | 0 | 0 | 0 | 0 | 0 | 0 | 0 | 0 | 0 | 0 | 0 | 0 | 0 | 0 | 0 | 0 | 0 | 0 | 0 | 0 | 0 | 0 | 0
F2_Commercial_Office_Existing_Space Heating_Natural Gas_Furnace_E7 | F2 | Commercial | Office | Existing | Space Heating | Natural Gas | Furnace | E7 | TRC BC Ratio | 0 | 0 | 0 | 0 | 0 | 0 | 0 | 0 | 0 | 0 | 0 | 0 | 0 | 0 | 0 | 0 | 0 | 0 | 0 | 0 | 0 | 0 | 0 | 0 | 0 | 0 | 0 | 0 | 0 | 0
F2_Commercial_Office_Existing_Space Heating_Natural Gas_Furnace_E8 | F2 | Commercial | Office | Existing | Space Heating | Natural Gas | Furnace | E8 | TRC BC Ratio | 0 | 0 | 0 | 0 | 0 | 0 | 0 | 0 | 0 | 0 | 0 | 0 | 0 | 0 | 0 | 0 | 0 | 0 | 0 | 0 | 0 | 0 | 0 | 0 | 0 | 0 | 0 | 0 | 0 | 0
F2_Commercial_Office_Existing_Space Heating_Natural Gas_Furnace_E9 | F2 | Commercial | Office | Existing | Space Heating | Natural Gas | Furnace | E9 | TRC BC Ratio | 0 | 0 | 0 | 0 | 0 | 0 | 0 | 0 | 0 | 0 | 0 | 0 | 0 | 0 | 0 | 0 | 0 | 0 | 0 | 0 | 0 | 0 | 0 | 0 | 0 | 0 | 0 | 0 | 0 | 0
F2_Commercial_Office_Existing_Space Heating_Natural Gas_Furnace_E10 | F2 | Commercial | Office | Existing | Space Heating | Natural Gas | Furnace | E10 | TRC BC Ratio | 0 | 0 | 0 | 0 | 0 | 0 | 0 | 0 | 0 | 0 | 0 | 0 | 0 | 0 | 0 | 0 | 0 | 0 | 0 | 0 | 0 | 0 | 0 | 0 | 0 | 0 | 0 | 0 | 0 | 0
F3_Commercial_Office_Existing_Space Heating_Natural Gas_Furnace_E1 | F3 | Commercial | Office | Existing | Space Heating | Natural Gas | Furnace | E1 | PACT BC Ratio | 0.9 | 0.9 | 0.9 | 0.9 | 0.9 | 0.9 | 0.9 | 0.9 | 0.9 | 0.9 | 0.9 | 0.9 | 0.9 | 0.9 | 0.9 | 0.9 | 0.9 | 0.9 | 0.9 | 0.9 | 0.9 | 0.9 | 0 | 0 | 0 | 0 | 0 | 0 | 0 | 0
F3_Commercial_Office_Existing_Space Heating_Natural Gas_Furnace_E2 | F3 | Commercial | Office | Existing | Space Heating | Natural Gas | Furnace | E2 | PACT BC Ratio | 4.3383 | 4.3899 | 4.4457 | 4.5182 | 4.6043 | 4.7002 | 4.7904 | 4.8738 | 4.9556 | 5.0383 | 5.1242 | 5.2118 | 5.3 | 5.3919 | 5.4827 | 5.5755 | 5.6725 | 5.7707 | 5.8704 | 5.9712 | 6.0722 | 6.1729 | 0 | 0 | 0 | 0 | 0 | 0 | 0 | 0
F3_Commercial_Office_Existing_Space Heating_Natural Gas_Furnace_E3 | F3 | Commercial | Office | Existing | Space Heating | Natural Gas | Furnace | E3 | PACT BC Ratio | 3.0656 | 3.1021 | 3.1415 | 3.1927 | 3.2535 | 3.3213 | 3.3851 | 3.444 | 3.5018 | 3.5603 | 3.621 | 3.6828 | 3.7451 | 3.8101 | 3.8743 | 3.9399 | 4.0084 | 4.0778 | 4.1482 | 4.2195 | 4.2908 | 4.362 | 0 | 0 | 0 | 0 | 0 | 0 | 0 | 0
F3_Commercial_Office_Existing_Space Heating_Natural Gas_Furnace_E4 | F3 | Commercial | Office | Existing | Space Heating | Natural Gas | Furnace | E4 | PACT BC Ratio | 0 | 0 | 0 | 0 | 0 | 0 | 0 | 0 | 0 | 0 | 0 | 0 | 0 | 0 | 0 | 0 | 0 | 0 | 0 | 0 | 0 | 0 | 0 | 0 | 0 | 0 | 0 | 0 | 0 | 0
F3_Commercial_Office_Existing_Space Heating_Natural Gas_Furnace_E5 | F3 | Commercial | Office | Existing | Space Heating | Natural Gas | Furnace | E5 | PACT BC Ratio | 0 | 0 | 0 | 0 | 0 | 0 | 0 | 0 | 0 | 0 | 0 | 0 | 0 | 0 | 0 | 0 | 0 | 0 | 0 | 0 | 0 | 0 | 0 | 0 | 0 | 0 | 0 | 0 | 0 | 0
F3_Commercial_Office_Existing_Space Heating_Natural Gas_Furnace_E6 | F3 | Commercial | Office | Existing | Space Heating | Natural Gas | Furnace | E6 | PACT BC Ratio | 0 | 0 | 0 | 0 | 0 | 0 | 0 | 0 | 0 | 0 | 0 | 0 | 0 | 0 | 0 | 0 | 0 | 0 | 0 | 0 | 0 | 0 | 0 | 0 | 0 | 0 | 0 | 0 | 0 | 0
F3_Commercial_Office_Existing_Space Heating_Natural Gas_Furnace_E7 | F3 | Commercial | Office | Existing | Space Heating | Natural Gas | Furnace | E7 | PACT BC Ratio | 0 | 0 | 0 | 0 | 0 | 0 | 0 | 0 | 0 | 0 | 0 | 0 | 0 | 0 | 0 | 0 | 0 | 0 | 0 | 0 | 0 | 0 | 0 | 0 | 0 | 0 | 0 | 0 | 0 | 0
F3_Commercial_Office_Existing_Space Heating_Natural Gas_Furnace_E8 | F3 | Commercial | Office | Existing | Space Heating | Natural Gas | Furnace | E8 | PACT BC Ratio | 0 | 0 | 0 | 0 | 0 | 0 | 0 | 0 | 0 | 0 | 0 | 0 | 0 | 0 | 0 | 0 | 0 | 0 | 0 | 0 | 0 | 0 | 0 | 0 | 0 | 0 | 0 | 0 | 0 | 0
F3_Commercial_Office_Existing_Space Heating_Natural Gas_Furnace_E9 | F3 | Commercial | Office | Existing | Space Heating | Natural Gas | Furnace | E9 | PACT BC Ratio | 0 | 0 | 0 | 0 | 0 | 0 | 0 | 0 | 0 | 0 | 0 | 0 | 0 | 0 | 0 | 0 | 0 | 0 | 0 | 0 | 0 | 0 | 0 | 0 | 0 | 0 | 0 | 0 | 0 | 0
F3_Commercial_Office_Existing_Space Heating_Natural Gas_Furnace_E10 | F3 | Commercial | Office | Existing | Space Heating | Natural Gas | Furnace | E10 | PACT BC Ratio | 0 | 0 | 0 | 0 | 0 | 0 | 0 | 0 | 0 | 0 | 0 | 0 | 0 | 0 | 0 | 0 | 0 | 0 | 0 | 0 | 0 | 0 | 0 | 0 | 0 | 0 | 0 | 0 | 0 | 0
F4_Commercial_Office_Existing_Space Heating_Natural Gas_Furnace_E1 | F4 | Commercial | Office | Existing | Space Heating | Natural Gas | Furnace | E1 | PCT BC Ratio | 0.9 | 0.9 | 0.9 | 0.9 | 0.9 | 0.9 | 0.9 | 0.9 | 0.9 | 0.9 | 0.9 | 0.9 | 0.9 | 0.9 | 0.9 | 0.9 | 0.9 | 0.9 | 0.9 | 0.9 | 0.9 | 0.9 | 0 | 0 | 0 | 0 | 0 | 0 | 0 | 0
F4_Commercial_Office_Existing_Space Heating_Natural Gas_Furnace_E2 | F4 | Commercial | Office | Existing | Space Heating | Natural Gas | Furnace | E2 | PCT BC Ratio | 2.4022 | 2.4284 | 2.4567 | 2.4935 | 2.5371 | 2.5858 | 2.6315 | 2.6738 | 2.7153 | 2.7573 | 2.8008 | 2.8453 | 2.89 | 2.9366 | 2.9827 | 3.0298 | 3.079 | 3.1288 | 3.1793 | 3.2305 | 3.2817 | 3.3328 | 0 | 0 | 0 | 0 | 0 | 0 | 0 | 0
F4_Commercial_Office_Existing_Space Heating_Natural Gas_Furnace_E3 | F4 | Commercial | Office | Existing | Space Heating | Natural Gas | Furnace | E3 | PCT BC Ratio | 1.7566 | 1.7751 | 1.7951 | 1.8211 | 1.852 | 1.8863 | 1.9187 | 1.9486 | 1.9779 | 2.0075 | 2.0383 | 2.0697 | 2.1013 | 2.1343 | 2.1668 | 2.2001 | 2.2348 | 2.2701 | 2.3058 | 2.3419 | 2.3781 | 2.4142 | 0 | 0 | 0 | 0 | 0 | 0 | 0 | 0
F4_Commercial_Office_Existing_Space Heating_Natural Gas_Furnace_E4 | F4 | Commercial | Office | Existing | Space Heating | Natural Gas | Furnace | E4 | PCT BC Ratio | 0 | 0 | 0 | 0 | 0 | 0 | 0 | 0 | 0 | 0 | 0 | 0 | 0 | 0 | 0 | 0 | 0 | 0 | 0 | 0 | 0 | 0 | 0 | 0 | 0 | 0 | 0 | 0 | 0 | 0
F4_Commercial_Office_Existing_Space Heating_Natural Gas_Furnace_E5 | F4 | Commercial | Office | Existing | Space Heating | Natural Gas | Furnace | E5 | PCT BC Ratio | 0 | 0 | 0 | 0 | 0 | 0 | 0 | 0 | 0 | 0 | 0 | 0 | 0 | 0 | 0 | 0 | 0 | 0 | 0 | 0 | 0 | 0 | 0 | 0 | 0 | 0 | 0 | 0 | 0 | 0
F4_Commercial_Office_Existing_Space Heating_Natural Gas_Furnace_E6 | F4 | Commercial | Office | Existing | Space Heating | Natural Gas | Furnace | E6 | PCT BC Ratio | 0 | 0 | 0 | 0 | 0 | 0 | 0 | 0 | 0 | 0 | 0 | 0 | 0 | 0 | 0 | 0 | 0 | 0 | 0 | 0 | 0 | 0 | 0 | 0 | 0 | 0 | 0 | 0 | 0 | 0
F4_Commercial_Office_Existing_Space Heating_Natural Gas_Furnace_E7 | F4 | Commercial | Office | Existing | Space Heating | Natural Gas | Furnace | E7 | PCT BC Ratio | 0 | 0 | 0 | 0 | 0 | 0 | 0 | 0 | 0 | 0 | 0 | 0 | 0 | 0 | 0 | 0 | 0 | 0 | 0 | 0 | 0 | 0 | 0 | 0 | 0 | 0 | 0 | 0 | 0 | 0
F4_Commercial_Office_Existing_Space Heating_Natural Gas_Furnace_E8 | F4 | Commercial | Office | Existing | Space Heating | Natural Gas | Furnace | E8 | PCT BC Ratio | 0 | 0 | 0 | 0 | 0 | 0 | 0 | 0 | 0 | 0 | 0 | 0 | 0 | 0 | 0 | 0 | 0 | 0 | 0 | 0 | 0 | 0 | 0 | 0 | 0 | 0 | 0 | 0 | 0 | 0
F4_Commercial_Office_Existing_Space Heating_Natural Gas_Furnace_E9 | F4 | Commercial | Office | Existing | Space Heating | Natural Gas | Furnace | E9 | PCT BC Ratio | 0 | 0 | 0 | 0 | 0 | 0 | 0 | 0 | 0 | 0 | 0 | 0 | 0 | 0 | 0 | 0 | 0 | 0 | 0 | 0 | 0 | 0 | 0 | 0 | 0 | 0 | 0 | 0 | 0 | 0
F4_Commercial_Office_Existing_Space Heating_Natural Gas_Furnace_E10 | F4 | Commercial | Office | Existing | Space Heating | Natural Gas | Furnace | E10 | PCT BC Ratio | 0 | 0 | 0 | 0 | 0 | 0 | 0 | 0 | 0 | 0 | 0 | 0 | 0 | 0 | 0 | 0 | 0 | 0 | 0 | 0 | 0 | 0 | 0 | 0 | 0 | 0 | 0 | 0 | 0 | 0
F5_Commercial_Office_Existing_Space Heating_Natural Gas_Furnace_E1 | F5 | Commercial | Office | Existing | Space Heating | Natural Gas | Furnace | E1 | RIM BC Ratio | 0.9 | 0.9 | 0.9 | 0.9 | 0.9 | 0.9 | 0.9 | 0.9 | 0.9 | 0.9 | 0.9 | 0.9 | 0.9 | 0.9 | 0.9 | 0.9 | 0.9 | 0.9 | 0.9 | 0.9 | 0.9 | 0.9 | 0 | 0 | 0 | 0 | 0 | 0 | 0 | 0
F5_Commercial_Office_Existing_Space Heating_Natural Gas_Furnace_E2 | F5 | Commercial | Office | Existing | Space Heating | Natural Gas | Furnace | E2 | RIM BC Ratio | 0.7 | 0.70133 | 0.70274 | 0.70453 | 0.70659 | 0.70881 | 0.71082 | 0.71264 | 0.71436 | 0.71605 | 0.71776 | 0.71946 | 0.72111 | 0.72279 | 0.7244 | 0.72599 | 0.72761 | 0.72921 | 0.73077 | 0.73231 | 0.73381 | 0.73526 | 0 | 0 | 0 | 0 | 0 | 0 | 0 | 0
F5_Commercial_Office_Existing_Space Heating_Natural Gas_Furnace_E3 | F5 | Commercial | Office | Existing | Space Heating | Natural Gas | Furnace | E3 | RIM BC Ratio | 0.65605 | 0.65771 | 0.65946 | 0.66169 | 0.66426 | 0.66704 | 0.66958 | 0.67185 | 0.67402 | 0.67616 | 0.67832 | 0.68046 | 0.68256 | 0.68469 | 0.68673 | 0.68876 | 0.69083 | 0.69286 | 0.69486 | 0.69683 | 0.69875 | 0.70061 | 0 | 0 | 0 | 0 | 0 | 0 | 0 | 0
F5_Commercial_Office_Existing_Space Heating_Natural Gas_Furnace_E4 | F5 | Commercial | Office | Existing | Space Heating | Natural Gas | Furnace | E4 | RIM BC Ratio | 0 | 0 | 0 | 0 | 0 | 0 | 0 | 0 | 0 | 0 | 0 | 0 | 0 | 0 | 0 | 0 | 0 | 0 | 0 | 0 | 0 | 0 | 0 | 0 | 0 | 0 | 0 | 0 | 0 | 0
F5_Commercial_Office_Existing_Space Heating_Natural Gas_Furnace_E5 | F5 | Commercial | Office | Existing | Space Heating | Natural Gas | Furnace | E5 | RIM BC Ratio | 0 | 0 | 0 | 0 | 0 | 0 | 0 | 0 | 0 | 0 | 0 | 0 | 0 | 0 | 0 | 0 | 0 | 0 | 0 | 0 | 0 | 0 | 0 | 0 | 0 | 0 | 0 | 0 | 0 | 0
F5_Commercial_Office_Existing_Space Heating_Natural Gas_Furnace_E6 | F5 | Commercial | Office | Existing | Space Heating | Natural Gas | Furnace | E6 | RIM BC Ratio | 0 | 0 | 0 | 0 | 0 | 0 | 0 | 0 | 0 | 0 | 0 | 0 | 0 | 0 | 0 | 0 | 0 | 0 | 0 | 0 | 0 | 0 | 0 | 0 | 0 | 0 | 0 | 0 | 0 | 0
F5_Commercial_Office_Existing_Space Heating_Natural Gas_Furnace_E7 | F5 | Commercial | Office | Existing | Space Heating | Natural Gas | Furnace | E7 | RIM BC Ratio | 0 | 0 | 0 | 0 | 0 | 0 | 0 | 0 | 0 | 0 | 0 | 0 | 0 | 0 | 0 | 0 | 0 | 0 | 0 | 0 | 0 | 0 | 0 | 0 | 0 | 0 | 0 | 0 | 0 | 0
F5_Commercial_Office_Existing_Space Heating_Natural Gas_Furnace_E8 | F5 | Commercial | Office | Existing | Space Heating | Natural Gas | Furnace | E8 | RIM BC Ratio | 0 | 0 | 0 | 0 | 0 | 0 | 0 | 0 | 0 | 0 | 0 | 0 | 0 | 0 | 0 | 0 | 0 | 0 | 0 | 0 | 0 | 0 | 0 | 0 | 0 | 0 | 0 | 0 | 0 | 0
F5_Commercial_Office_Existing_Space Heating_Natural Gas_Furnace_E9 | F5 | Commercial | Office | Existing | Space Heating | Natural Gas | Furnace | E9 | RIM BC Ratio | 0 | 0 | 0 | 0 | 0 | 0 | 0 | 0 | 0 | 0 | 0 | 0 | 0 | 0 | 0 | 0 | 0 | 0 | 0 | 0 | 0 | 0 | 0 | 0 | 0 | 0 | 0 | 0 | 0 | 0
F5_Commercial_Office_Existing_Space Heating_Natural Gas_Furnace_E10 | F5 | Commercial | Office | Existing | Space Heating | Natural Gas | Furnace | E10 | RIM BC Ratio | 0 | 0 | 0 | 0 | 0 | 0 | 0 | 0 | 0 | 0 | 0 | 0 | 0 | 0 | 0 | 0 | 0 | 0 | 0 | 0 | 0 | 0 | 0 | 0 | 0 | 0 | 0 | 0 | 0 | 0
F0_Commercial_Office_Existing_Space Heating_Natural Gas_Boiler_E0 | F0 | Commercial | Office | Existing | Space Heating | Natural Gas | Boiler | E0 | Economic Unit | AFUE 97% | AFUE 97% | AFUE 97% | AFUE 97% | AFUE 97% | AFUE 97% | AFUE 97% | AFUE 97% | AFUE 97% | AFUE 97% | AFUE 97% | AFUE 97% | AFUE 97% | AFUE 97% | AFUE 97% | AFUE 97% | AFUE 97% | AFUE 97% | AFUE 97% | AFUE 97% | AFUE 97% | AFUE 97% | 0 | 0 | 0 | 0 | 0 | 0 | 0 | 0
F1_Commercial_Office_Existing_Space Heating_Natural Gas_Boiler_E1 | F1 | Commercial | Office | Existing | Space Heating | Natural Gas | Boiler | E1 | CCE | 0 | 0 | 0 | 0 | 0 | 0 | 0 | 0 | 0 | 0 | 0 | 0 | 0 | 0 | 0 | 0 | 0 | 0 | 0 | 0 | 0 | 0 | 0 | 0 | 0 | 0 | 0 | 0 | 0 | 0
F1_Commercial_Office_Existing_Space Heating_Natural Gas_Boiler_E2 | F1 | Commercial | Office | Existing | Space Heating | Natural Gas | Boiler | E2 | CCE | 0.010258 | 0.010258 | 0.010777 | 0.010613 | 0.010454 | 0.010255 | 0.010227 | 0.010161 | 0.0101 | 0.010007 | 0.0099932 | 0.0099472 | 0.0099062 | 0.0098279 | 0.0098382 | 0.0098082 | 0.0097787 | 0.0097141 | 0.0097331 | 0.0097141 | 0.0096999 | 0.0096457 | 0 | 0 | 0 | 0 | 0 | 0 | 0 | 0
F1_Commercial_Office_Existing_Space Heating_Natural Gas_Boiler_E3 | F1 | Commercial | Office | Existing | Space Heating | Natural Gas | Boiler | E3 | CCE | 0.010358 | 0.010358 | 0.010881 | 0.010716 | 0.010555 | 0.010354 | 0.010326 | 0.01026 | 0.010198 | 0.010105 | 0.01009 | 0.010044 | 0.010003 | 0.0099234 | 0.0099339 | 0.0099035 | 0.0098738 | 0.0098085 | 0.0098278 | 0.0098086 | 0.0097942 | 0.0097395 | 0 | 0 | 0 | 0 | 0 | 0 | 0 | 0
F1_Commercial_Office_Existing_Space Heating_Natural Gas_Boiler_E4 | F1 | Commercial | Office | Existing | Space Heating | Natural Gas | Boiler | E4 | CCE | 0.070883 | 0.070883 | 0.074468 | 0.073336 | 0.072235 | 0.070861 | 0.070668 | 0.070213 | 0.069791 | 0.069153 | 0.069054 | 0.068737 | 0.068454 | 0.067912 | 0.067984 | 0.067776 | 0.067572 | 0.067126 | 0.067257 | 0.067126 | 0.067028 | 0.066653 | 0 | 0 | 0 | 0 | 0 | 0 | 0 | 0
F1_Commercial_Office_Existing_Space Heating_Natural Gas_Boiler_E5 | F1 | Commercial | Office | Existing | Space Heating | Natural Gas | Boiler | E5 | CCE | 0 | 0 | 0 | 0 | 0 | 0 | 0 | 0 | 0 | 0 | 0 | 0 | 0 | 0 | 0 | 0 | 0 | 0 | 0 | 0 | 0 | 0 | 0 | 0 | 0 | 0 | 0 | 0 | 0 | 0
F1_Commercial_Office_Existing_Space Heating_Natural Gas_Boiler_E6 | F1 | Commercial | Office | Existing | Space Heating | Natural Gas | Boiler | E6 | CCE | 0 | 0 | 0 | 0 | 0 | 0 | 0 | 0 | 0 | 0 | 0 | 0 | 0 | 0 | 0 | 0 | 0 | 0 | 0 | 0 | 0 | 0 | 0 | 0 | 0 | 0 | 0 | 0 | 0 | 0
F1_Commercial_Office_Existing_Space Heating_Natural Gas_Boiler_E7 | F1 | Commercial | Office | Existing | Space Heating | Natural Gas | Boiler | E7 | CCE | 0 | 0 | 0 | 0 | 0 | 0 | 0 | 0 | 0 | 0 | 0 | 0 | 0 | 0 | 0 | 0 | 0 | 0 | 0 | 0 | 0 | 0 | 0 | 0 | 0 | 0 | 0 | 0 | 0 | 0
F1_Commercial_Office_Existing_Space Heating_Natural Gas_Boiler_E8 | F1 | Commercial | Office | Existing | Space Heating | Natural Gas | Boiler | E8 | CCE | 0 | 0 | 0 | 0 | 0 | 0 | 0 | 0 | 0 | 0 | 0 | 0 | 0 | 0 | 0 | 0 | 0 | 0 | 0 | 0 | 0 | 0 | 0 | 0 | 0 | 0 | 0 | 0 | 0 | 0
F1_Commercial_Office_Existing_Space Heating_Natural Gas_Boiler_E9 | F1 | Commercial | Office | Existing | Space Heating | Natural Gas | Boiler | E9 | CCE | 0 | 0 | 0 | 0 | 0 | 0 | 0 | 0 | 0 | 0 | 0 | 0 | 0 | 0 | 0 | 0 | 0 | 0 | 0 | 0 | 0 | 0 | 0 | 0 | 0 | 0 | 0 | 0 | 0 | 0
F1_Commercial_Office_Existing_Space Heating_Natural Gas_Boiler_E10 | F1 | Commercial | Office | Existing | Space Heating | Natural Gas | Boiler | E10 | CCE | 0 | 0 | 0 | 0 | 0 | 0 | 0 | 0 | 0 | 0 | 0 | 0 | 0 | 0 | 0 | 0 | 0 | 0 | 0 | 0 | 0 | 0 | 0 | 0 | 0 | 0 | 0 | 0 | 0 | 0
F2_Commercial_Office_Existing_Space Heating_Natural Gas_Boiler_E1 | F2 | Commercial | Office | Existing | Space Heating | Natural Gas | Boiler | E1 | TRC BC Ratio | 0.9 | 0.9 | 0.9 | 0.9 | 0.9 | 0.9 | 0.9 | 0.9 | 0.9 | 0.9 | 0.9 | 0.9 | 0.9 | 0.9 | 0.9 | 0.9 | 0.9 | 0.9 | 0.9 | 0.9 | 0.9 | 0.9 | 0 | 0 | 0 | 0 | 0 | 0 | 0 | 0
F2_Commercial_Office_Existing_Space Heating_Natural Gas_Boiler_E2 | F2 | Commercial | Office | Existing | Space Heating | Natural Gas | Boiler | E2 | TRC BC Ratio | 0.95239 | 0.96386 | 0.97615 | 0.9918 | 1.0104 | 1.0312 | 1.0511 | 1.0696 | 1.0877 | 1.1061 | 1.1252 | 1.1446 | 1.1642 | 1.1847 | 1.2049 | 1.2255 | 1.247 | 1.2689 | 1.291 | 1.3134 | 1.3357 | 1.3579 | 0 | 0 | 0 | 0 | 0 | 0 | 0 | 0
F2_Commercial_Office_Existing_Space Heating_Natural Gas_Boiler_E3 | F2 | Commercial | Office | Existing | Space Heating | Natural Gas | Boiler | E3 | TRC BC Ratio | 0.94322 | 0.95458 | 0.96675 | 0.98225 | 1.0007 | 1.0213 | 1.0409 | 1.0593 | 1.0773 | 1.0955 | 1.1144 | 1.1336 | 1.153 | 1.1732 | 1.1932 | 1.2137 | 1.235 | 1.2566 | 1.2786 | 1.3007 | 1.3228 | 1.3448 | 0 | 0 | 0 | 0 | 0 | 0 | 0 | 0
F2_Commercial_Office_Existing_Space Heating_Natural Gas_Boiler_E4 | F2 | Commercial | Office | Existing | Space Heating | Natural Gas | Boiler | E4 | TRC BC Ratio | 0.15082 | 0.15292 | 0.15503 | 0.15737 | 0.15994 | 0.16273 | 0.16554 | 0.16834 | 0.1712 | 0.17416 | 0.17725 | 0.18047 | 0.1838 | 0.1873 | 0.19084 | 0.19445 | 0.19815 | 0.20193 | 0.20577 | 0.20966 | 0.21355 | 0.21742 | 0 | 0 | 0 | 0 | 0 | 0 | 0 | 0
F2_Commercial_Office_Existing_Space Heating_Natural Gas_Boiler_E5 | F2 | Commercial | Office | Existing | Space Heating | Natural Gas | Boiler | E5 | TRC BC Ratio | 0 | 0 | 0 | 0 | 0 | 0 | 0 | 0 | 0 | 0 | 0 | 0 | 0 | 0 | 0 | 0 | 0 | 0 | 0 | 0 | 0 | 0 | 0 | 0 | 0 | 0 | 0 | 0 | 0 | 0
F2_Commercial_Office_Existing_Space Heating_Natural Gas_Boiler_E6 | F2 | Commercial | Office | Existing | Space Heating | Natural Gas | Boiler | E6 | TRC BC Ratio | 0 | 0 | 0 | 0 | 0 | 0 | 0 | 0 | 0 | 0 | 0 | 0 | 0 | 0 | 0 | 0 | 0 | 0 | 0 | 0 | 0 | 0 | 0 | 0 | 0 | 0 | 0 | 0 | 0 | 0
F2_Commercial_Office_Existing_Space Heating_Natural Gas_Boiler_E7 | F2 | Commercial | Office | Existing | Space Heating | Natural Gas | Boiler | E7 | TRC BC Ratio | 0 | 0 | 0 | 0 | 0 | 0 | 0 | 0 | 0 | 0 | 0 | 0 | 0 | 0 | 0 | 0 | 0 | 0 | 0 | 0 | 0 | 0 | 0 | 0 | 0 | 0 | 0 | 0 | 0 | 0
F2_Commercial_Office_Existing_Space Heating_Natural Gas_Boiler_E8 | F2 | Commercial | Office | Existing | Space Heating | Natural Gas | Boiler | E8 | TRC BC Ratio | 0 | 0 | 0 | 0 | 0 | 0 | 0 | 0 | 0 | 0 | 0 | 0 | 0 | 0 | 0 | 0 | 0 | 0 | 0 | 0 | 0 | 0 | 0 | 0 | 0 | 0 | 0 | 0 | 0 | 0
F2_Commercial_Office_Existing_Space Heating_Natural Gas_Boiler_E9 | F2 | Commercial | Office | Existing | Space Heating | Natural Gas | Boiler | E9 | TRC BC Ratio | 0 | 0 | 0 | 0 | 0 | 0 | 0 | 0 | 0 | 0 | 0 | 0 | 0 | 0 | 0 | 0 | 0 | 0 | 0 | 0 | 0 | 0 | 0 | 0 | 0 | 0 | 0 | 0 | 0 | 0
F2_Commercial_Office_Existing_Space Heating_Natural Gas_Boiler_E10 | F2 | Commercial | Office | Existing | Space Heating | Natural Gas | Boiler | E10 | TRC BC Ratio | 0 | 0 | 0 | 0 | 0 | 0 | 0 | 0 | 0 | 0 | 0 | 0 | 0 | 0 | 0 | 0 | 0 | 0 | 0 | 0 | 0 | 0 | 0 | 0 | 0 | 0 | 0 | 0 | 0 | 0
F3_Commercial_Office_Existing_Space Heating_Natural Gas_Boiler_E1 | F3 | Commercial | Office | Existing | Space Heating | Natural Gas | Boiler | E1 | PACT BC Ratio | 0.9 | 0.9 | 0.9 | 0.9 | 0.9 | 0.9 | 0.9 | 0.9 | 0.9 | 0.9 | 0.9 | 0.9 | 0.9 | 0.9 | 0.9 | 0.9 | 0.9 | 0.9 | 0.9 | 0.9 | 0.9 | 0.9 | 0 | 0 | 0 | 0 | 0 | 0 | 0 | 0
F3_Commercial_Office_Existing_Space Heating_Natural Gas_Boiler_E2 | F3 | Commercial | Office | Existing | Space Heating | Natural Gas | Boiler | E2 | PACT BC Ratio | 0.98074 | 0.99255 | 1.0052 | 1.0213 | 1.0405 | 1.0619 | 1.0823 | 1.1014 | 1.1201 | 1.139 | 1.1587 | 1.1787 | 1.1989 | 1.2199 | 1.2407 | 1.262 | 1.2841 | 1.3066 | 1.3294 | 1.3524 | 1.3754 | 1.3983 | 0 | 0 | 0 | 0 | 0 | 0 | 0 | 0
F3_Commercial_Office_Existing_Space Heating_Natural Gas_Boiler_E3 | F3 | Commercial | Office | Existing | Space Heating | Natural Gas | Boiler | E3 | PACT BC Ratio | 0.97129 | 0.98299 | 0.99552 | 1.0115 | 1.0305 | 1.0517 | 1.0719 | 1.0908 | 1.1093 | 1.1281 | 1.1475 | 1.1674 | 1.1874 | 1.2082 | 1.2288 | 1.2498 | 1.2718 | 1.294 | 1.3166 | 1.3394 | 1.3622 | 1.3848 | 0 | 0 | 0 | 0 | 0 | 0 | 0 | 0
F3_Commercial_Office_Existing_Space Heating_Natural Gas_Boiler_E4 | F3 | Commercial | Office | Existing | Space Heating | Natural Gas | Boiler | E4 | PACT BC Ratio | 0.1553 | 0.15747 | 0.15965 | 0.16205 | 0.1647 | 0.16757 | 0.17047 | 0.17335 | 0.1763 | 0.17934 | 0.18253 | 0.18584 | 0.18927 | 0.19288 | 0.19652 | 0.20023 | 0.20405 | 0.20794 | 0.2119 | 0.2159 | 0.21991 | 0.22389 | 0 | 0 | 0 | 0 | 0 | 0 | 0 | 0
F3_Commercial_Office_Existing_Space Heating_Natural Gas_Boiler_E5 | F3 | Commercial | Office | Existing | Space Heating | Natural Gas | Boiler | E5 | PACT BC Ratio | 0 | 0 | 0 | 0 | 0 | 0 | 0 | 0 | 0 | 0 | 0 | 0 | 0 | 0 | 0 | 0 | 0 | 0 | 0 | 0 | 0 | 0 | 0 | 0 | 0 | 0 | 0 | 0 | 0 | 0
F3_Commercial_Office_Existing_Space Heating_Natural Gas_Boiler_E6 | F3 | Commercial | Office | Existing | Space Heating | Natural Gas | Boiler | E6 | PACT BC Ratio | 0 | 0 | 0 | 0 | 0 | 0 | 0 | 0 | 0 | 0 | 0 | 0 | 0 | 0 | 0 | 0 | 0 | 0 | 0 | 0 | 0 | 0 | 0 | 0 | 0 | 0 | 0 | 0 | 0 | 0
F3_Commercial_Office_Existing_Space Heating_Natural Gas_Boiler_E7 | F3 | Commercial | Office | Existing | Space Heating | Natural Gas | Boiler | E7 | PACT BC Ratio | 0 | 0 | 0 | 0 | 0 | 0 | 0 | 0 | 0 | 0 | 0 | 0 | 0 | 0 | 0 | 0 | 0 | 0 | 0 | 0 | 0 | 0 | 0 | 0 | 0 | 0 | 0 | 0 | 0 | 0
F3_Commercial_Office_Existing_Space Heating_Natural Gas_Boiler_E8 | F3 | Commercial | Office | Existing | Space Heating | Natural Gas | Boiler | E8 | PACT BC Ratio | 0 | 0 | 0 | 0 | 0 | 0 | 0 | 0 | 0 | 0 | 0 | 0 | 0 | 0 | 0 | 0 | 0 | 0 | 0 | 0 | 0 | 0 | 0 | 0 | 0 | 0 | 0 | 0 | 0 | 0
F3_Commercial_Office_Existing_Space Heating_Natural Gas_Boiler_E9 | F3 | Commercial | Office | Existing | Space Heating | Natural Gas | Boiler | E9 | PACT BC Ratio | 0 | 0 | 0 | 0 | 0 | 0 | 0 | 0 | 0 | 0 | 0 | 0 | 0 | 0 | 0 | 0 | 0 | 0 | 0 | 0 | 0 | 0 | 0 | 0 | 0 | 0 | 0 | 0 | 0 | 0
F3_Commercial_Office_Existing_Space Heating_Natural Gas_Boiler_E10 | F3 | Commercial | Office | Existing | Space Heating | Natural Gas | Boiler | E10 | PACT BC Ratio | 0 | 0 | 0 | 0 | 0 | 0 | 0 | 0 | 0 | 0 | 0 | 0 | 0 | 0 | 0 | 0 | 0 | 0 | 0 | 0 | 0 | 0 | 0 | 0 | 0 | 0 | 0 | 0 | 0 | 0
F4_Commercial_Office_Existing_Space Heating_Natural Gas_Boiler_E1 | F4 | Commercial | Office | Existing | Space Heating | Natural Gas | Boiler | E1 | PCT BC Ratio | 0.9 | 0.9 | 0.9 | 0.9 | 0.9 | 0.9 | 0.9 | 0.9 | 0.9 | 0.9 | 0.9 | 0.9 | 0.9 | 0.9 | 0.9 | 0.9 | 0.9 | 0.9 | 0.9 | 0.9 | 0.9 | 0.9 | 0 | 0 | 0 | 0 | 0 | 0 | 0 | 0
F4_Commercial_Office_Existing_Space Heating_Natural Gas_Boiler_E2 | F4 | Commercial | Office | Existing | Space Heating | Natural Gas | Boiler | E2 | PCT BC Ratio | 3.2635 | 3.2915 | 3.3214 | 3.3596 | 3.405 | 3.4557 | 3.5041 | 3.5492 | 3.5935 | 3.6384 | 3.6849 | 3.7323 | 3.7801 | 3.8299 | 3.8791 | 3.9295 | 3.982 | 4.0352 | 4.0892 | 4.1437 | 4.1981 | 4.2522 | 0 | 0 | 0 | 0 | 0 | 0 | 0 | 0
F4_Commercial_Office_Existing_Space Heating_Natural Gas_Boiler_E3 | F4 | Commercial | Office | Existing | Space Heating | Natural Gas | Boiler | E3 | PCT BC Ratio | 3.2411 | 3.2688 | 3.2985 | 3.3363 | 3.3812 | 3.4315 | 3.4794 | 3.5241 | 3.568 | 3.6124 | 3.6585 | 3.7054 | 3.7528 | 3.802 | 3.8508 | 3.9007 | 3.9527 | 4.0054 | 4.0589 | 4.1128 | 4.1668 | 4.2204 | 0 | 0 | 0 | 0 | 0 | 0 | 0 | 0
F4_Commercial_Office_Existing_Space Heating_Natural Gas_Boiler_E4 | F4 | Commercial | Office | Existing | Space Heating | Natural Gas | Boiler | E4 | PCT BC Ratio | 1.3089 | 1.3141 | 1.3192 | 1.3249 | 1.3312 | 1.338 | 1.3448 | 1.3517 | 1.3586 | 1.3658 | 1.3734 | 1.3812 | 1.3894 | 1.3979 | 1.4065 | 1.4153 | 1.4244 | 1.4336 | 1.4429 | 1.4524 | 1.4619 | 1.4713 | 0 | 0 | 0 | 0 | 0 | 0 | 0 | 0
F4_Commercial_Office_Existing_Space Heating_Natural Gas_Boiler_E5 | F4 | Commercial | Office | Existing | Space Heating | Natural Gas | Boiler | E5 | PCT BC Ratio | 0 | 0 | 0 | 0 | 0 | 0 | 0 | 0 | 0 | 0 | 0 | 0 | 0 | 0 | 0 | 0 | 0 | 0 | 0 | 0 | 0 | 0 | 0 | 0 | 0 | 0 | 0 | 0 | 0 | 0
F4_Commercial_Office_Existing_Space Heating_Natural Gas_Boiler_E6 | F4 | Commercial | Office | Existing | Space Heating | Natural Gas | Boiler | E6 | PCT BC Ratio | 0 | 0 | 0 | 0 | 0 | 0 | 0 | 0 | 0 | 0 | 0 | 0 | 0 | 0 | 0 | 0 | 0 | 0 | 0 | 0 | 0 | 0 | 0 | 0 | 0 | 0 | 0 | 0 | 0 | 0
F4_Commercial_Office_Existing_Space Heating_Natural Gas_Boiler_E7 | F4 | Commercial | Office | Existing | Space Heating | Natural Gas | Boiler | E7 | PCT BC Ratio | 0 | 0 | 0 | 0 | 0 | 0 | 0 | 0 | 0 | 0 | 0 | 0 | 0 | 0 | 0 | 0 | 0 | 0 | 0 | 0 | 0 | 0 | 0 | 0 | 0 | 0 | 0 | 0 | 0 | 0
F4_Commercial_Office_Existing_Space Heating_Natural Gas_Boiler_E8 | F4 | Commercial | Office | Existing | Space Heating | Natural Gas | Boiler | E8 | PCT BC Ratio | 0 | 0 | 0 | 0 | 0 | 0 | 0 | 0 | 0 | 0 | 0 | 0 | 0 | 0 | 0 | 0 | 0 | 0 | 0 | 0 | 0 | 0 | 0 | 0 | 0 | 0 | 0 | 0 | 0 | 0
F4_Commercial_Office_Existing_Space Heating_Natural Gas_Boiler_E9 | F4 | Commercial | Office | Existing | Space Heating | Natural Gas | Boiler | E9 | PCT BC Ratio | 0 | 0 | 0 | 0 | 0 | 0 | 0 | 0 | 0 | 0 | 0 | 0 | 0 | 0 | 0 | 0 | 0 | 0 | 0 | 0 | 0 | 0 | 0 | 0 | 0 | 0 | 0 | 0 | 0 | 0
F4_Commercial_Office_Existing_Space Heating_Natural Gas_Boiler_E10 | F4 | Commercial | Office | Existing | Space Heating | Natural Gas | Boiler | E10 | PCT BC Ratio | 0 | 0 | 0 | 0 | 0 | 0 | 0 | 0 | 0 | 0 | 0 | 0 | 0 | 0 | 0 | 0 | 0 | 0 | 0 | 0 | 0 | 0 | 0 | 0 | 0 | 0 | 0 | 0 | 0 | 0
F5_Commercial_Office_Existing_Space Heating_Natural Gas_Boiler_E1 | F5 | Commercial | Office | Existing | Space Heating | Natural Gas | Boiler | E1 | RIM BC Ratio | 0.9 | 0.9 | 0.9 | 0.9 | 0.9 | 0.9 | 0.9 | 0.9 | 0.9 | 0.9 | 0.9 | 0.9 | 0.9 | 0.9 | 0.9 | 0.9 | 0.9 | 0.9 | 0.9 | 0.9 | 0.9 | 0.9 | 0 | 0 | 0 | 0 | 0 | 0 | 0 | 0
F5_Commercial_Office_Existing_Space Heating_Natural Gas_Boiler_E2 | F5 | Commercial | Office | Existing | Space Heating | Natural Gas | Boiler | E2 | RIM BC Ratio | 0.45092 | 0.4534 | 0.45602 | 0.45931 | 0.46314 | 0.46734 | 0.47126 | 0.47483 | 0.47828 | 0.4817 | 0.48518 | 0.48865 | 0.49209 | 0.49559 | 0.49899 | 0.50239 | 0.50587 | 0.50932 | 0.51275 | 0.51614 | 0.51945 | 0.52268 | 0 | 0 | 0 | 0 | 0 | 0 | 0 | 0
F5_Commercial_Office_Existing_Space Heating_Natural Gas_Boiler_E3 | F5 | Commercial | Office | Existing | Space Heating | Natural Gas | Boiler | E3 | RIM BC Ratio | 0.44891 | 0.45139 | 0.45402 | 0.45731 | 0.46115 | 0.46535 | 0.46927 | 0.47285 | 0.4763 | 0.47972 | 0.48321 | 0.48669 | 0.49013 | 0.49364 | 0.49704 | 0.50046 | 0.50394 | 0.5074 | 0.51083 | 0.51423 | 0.51755 | 0.52079 | 0 | 0 | 0 | 0 | 0 | 0 | 0 | 0
F5_Commercial_Office_Existing_Space Heating_Natural Gas_Boiler_E4 | F5 | Commercial | Office | Existing | Space Heating | Natural Gas | Boiler | E4 | RIM BC Ratio | 0.13094 | 0.13248 | 0.13401 | 0.1357 | 0.13756 | 0.13956 | 0.14156 | 0.14354 | 0.14555 | 0.14762 | 0.14977 | 0.152 | 0.15429 | 0.15667 | 0.15907 | 0.16149 | 0.16397 | 0.16647 | 0.16899 | 0.17153 | 0.17405 | 0.17654 | 0 | 0 | 0 | 0 | 0 | 0 | 0 | 0
F5_Commercial_Office_Existing_Space Heating_Natural Gas_Boiler_E5 | F5 | Commercial | Office | Existing | Space Heating | Natural Gas | Boiler | E5 | RIM BC Ratio | 0 | 0 | 0 | 0 | 0 | 0 | 0 | 0 | 0 | 0 | 0 | 0 | 0 | 0 | 0 | 0 | 0 | 0 | 0 | 0 | 0 | 0 | 0 | 0 | 0 | 0 | 0 | 0 | 0 | 0
F5_Commercial_Office_Existing_Space Heating_Natural Gas_Boiler_E6 | F5 | Commercial | Office | Existing | Space Heating | Natural Gas | Boiler | E6 | RIM BC Ratio | 0 | 0 | 0 | 0 | 0 | 0 | 0 | 0 | 0 | 0 | 0 | 0 | 0 | 0 | 0 | 0 | 0 | 0 | 0 | 0 | 0 | 0 | 0 | 0 | 0 | 0 | 0 | 0 | 0 | 0
F5_Commercial_Office_Existing_Space Heating_Natural Gas_Boiler_E7 | F5 | Commercial | Office | Existing | Space Heating | Natural Gas | Boiler | E7 | RIM BC Ratio | 0 | 0 | 0 | 0 | 0 | 0 | 0 | 0 | 0 | 0 | 0 | 0 | 0 | 0 | 0 | 0 | 0 | 0 | 0 | 0 | 0 | 0 | 0 | 0 | 0 | 0 | 0 | 0 | 0 | 0
F5_Commercial_Office_Existing_Space Heating_Natural Gas_Boiler_E8 | F5 | Commercial | Office | Existing | Space Heating | Natural Gas | Boiler | E8 | RIM BC Ratio | 0 | 0 | 0 | 0 | 0 | 0 | 0 | 0 | 0 | 0 | 0 | 0 | 0 | 0 | 0 | 0 | 0 | 0 | 0 | 0 | 0 | 0 | 0 | 0 | 0 | 0 | 0 | 0 | 0 | 0
F5_Commercial_Office_Existing_Space Heating_Natural Gas_Boiler_E9 | F5 | Commercial | Office | Existing | Space Heating | Natural Gas | Boiler | E9 | RIM BC Ratio | 0 | 0 | 0 | 0 | 0 | 0 | 0 | 0 | 0 | 0 | 0 | 0 | 0 | 0 | 0 | 0 | 0 | 0 | 0 | 0 | 0 | 0 | 0 | 0 | 0 | 0 | 0 | 0 | 0 | 0
F5_Commercial_Office_Existing_Space Heating_Natural Gas_Boiler_E10 | F5 | Commercial | Office | Existing | Space Heating | Natural Gas | Boiler | E10 | RIM BC Ratio | 0 | 0 | 0 | 0 | 0 | 0 | 0 | 0 | 0 | 0 | 0 | 0 | 0 | 0 | 0 | 0 | 0 | 0 | 0 | 0 | 0 | 0 | 0 | 0 | 0 | 0 | 0 | 0 | 0 | 0
F0_Commercial_Office_Existing_Space Heating_Natural Gas_Unit Heater_E0 | F0 | Commercial | Office | Existing | Space Heating | Natural Gas | Unit Heater | E0 | Economic Unit | Infrared Radiant | Infrared Radiant | Infrared Radiant | Infrared Radiant | Infrared Radiant | Infrared Radiant | Infrared Radiant | Infrared Radiant | Infrared Radiant | Infrared Radiant | Infrared Radiant | Infrared Radiant | Infrared Radiant | Infrared Radiant | Infrared Radiant | Infrared Radiant | Infrared Radiant | Infrared Radiant | Infrared Radiant | Infrared Radiant | Infrared Radiant | Infrared Radiant | 0 | 0 | 0 | 0 | 0 | 0 | 0 | 0
F1_Commercial_Office_Existing_Space Heating_Natural Gas_Unit Heater_E1 | F1 | Commercial | Office | Existing | Space Heating | Natural Gas | Unit Heater | E1 | CCE | 0 | 0 | 0 | 0 | 0 | 0 | 0 | 0 | 0 | 0 | 0 | 0 | 0 | 0 | 0 | 0 | 0 | 0 | 0 | 0 | 0 | 0 | 0 | 0 | 0 | 0 | 0 | 0 | 0 | 0
F1_Commercial_Office_Existing_Space Heating_Natural Gas_Unit Heater_E2 | F1 | Commercial | Office | Existing | Space Heating | Natural Gas | Unit Heater | E2 | CCE | 0.025298 | 0.025298 | 0.026577 | 0.026173 | 0.025781 | 0.02529 | 0.025221 | 0.025059 | 0.024908 | 0.024681 | 0.024645 | 0.024532 | 0.024431 | 0.024238 | 0.024263 | 0.024189 | 0.024116 | 0.023957 | 0.024004 | 0.023957 | 0.023922 | 0.023788 | 0 | 0 | 0 | 0 | 0 | 0 | 0 | 0
F1_Commercial_Office_Existing_Space Heating_Natural Gas_Unit Heater_E3 | F1 | Commercial | Office | Existing | Space Heating | Natural Gas | Unit Heater | E3 | CCE | 0.0011378 | 0.0011378 | 0.0011954 | 0.0011772 | 0.0011596 | 0.0011375 | 0.0011344 | 0.0011271 | 0.0011203 | 0.0011101 | 0.0011085 | 0.0011034 | 0.0010988 | 0.0010902 | 0.0010913 | 0.001088 | 0.0010847 | 0.0010775 | 0.0010796 | 0.0010775 | 0.001076 | 0.0010699 | 0 | 0 | 0 | 0 | 0 | 0 | 0 | 0
F1_Commercial_Office_Existing_Space Heating_Natural Gas_Unit Heater_E4 | F1 | Commercial | Office | Existing | Space Heating | Natural Gas | Unit Heater | E4 | CCE | 0 | 0 | 0 | 0 | 0 | 0 | 0 | 0 | 0 | 0 | 0 | 0 | 0 | 0 | 0 | 0 | 0 | 0 | 0 | 0 | 0 | 0 | 0 | 0 | 0 | 0 | 0 | 0 | 0 | 0
F1_Commercial_Office_Existing_Space Heating_Natural Gas_Unit Heater_E5 | F1 | Commercial | Office | Existing | Space Heating | Natural Gas | Unit Heater | E5 | CCE | 0 | 0 | 0 | 0 | 0 | 0 | 0 | 0 | 0 | 0 | 0 | 0 | 0 | 0 | 0 | 0 | 0 | 0 | 0 | 0 | 0 | 0 | 0 | 0 | 0 | 0 | 0 | 0 | 0 | 0
F1_Commercial_Office_Existing_Space Heating_Natural Gas_Unit Heater_E6 | F1 | Commercial | Office | Existing | Space Heating | Natural Gas | Unit Heater | E6 | CCE | 0 | 0 | 0 | 0 | 0 | 0 | 0 | 0 | 0 | 0 | 0 | 0 | 0 | 0 | 0 | 0 | 0 | 0 | 0 | 0 | 0 | 0 | 0 | 0 | 0 | 0 | 0 | 0 | 0 | 0
F1_Commercial_Office_Existing_Space Heating_Natural Gas_Unit Heater_E7 | F1 | Commercial | Office | Existing | Space Heating | Natural Gas | Unit Heater | E7 | CCE | 0 | 0 | 0 | 0 | 0 | 0 | 0 | 0 | 0 | 0 | 0 | 0 | 0 | 0 | 0 | 0 | 0 | 0 | 0 | 0 | 0 | 0 | 0 | 0 | 0 | 0 | 0 | 0 | 0 | 0
F1_Commercial_Office_Existing_Space Heating_Natural Gas_Unit Heater_E8 | F1 | Commercial | Office | Existing | Space Heating | Natural Gas | Unit Heater | E8 | CCE | 0 | 0 | 0 | 0 | 0 | 0 | 0 | 0 | 0 | 0 | 0 | 0 | 0 | 0 | 0 | 0 | 0 | 0 | 0 | 0 | 0 | 0 | 0 | 0 | 0 | 0 | 0 | 0 | 0 | 0
F1_Commercial_Office_Existing_Space Heating_Natural Gas_Unit Heater_E9 | F1 | Commercial | Office | Existing | Space Heating | Natural Gas | Unit Heater | E9 | CCE | 0 | 0 | 0 | 0 | 0 | 0 | 0 | 0 | 0 | 0 | 0 | 0 | 0 | 0 | 0 | 0 | 0 | 0 | 0 | 0 | 0 | 0 | 0 | 0 | 0 | 0 | 0 | 0 | 0 | 0
F1_Commercial_Office_Existing_Space Heating_Natural Gas_Unit Heater_E10 | F1 | Commercial | Office | Existing | Space Heating | Natural Gas | Unit Heater | E10 | CCE | 0 | 0 | 0 | 0 | 0 | 0 | 0 | 0 | 0 | 0 | 0 | 0 | 0 | 0 | 0 | 0 | 0 | 0 | 0 | 0 | 0 | 0 | 0 | 0 | 0 | 0 | 0 | 0 | 0 | 0
F2_Commercial_Office_Existing_Space Heating_Natural Gas_Unit Heater_E1 | F2 | Commercial | Office | Existing | Space Heating | Natural Gas | Unit Heater | E1 | TRC BC Ratio | 0.9 | 0.9 | 0.9 | 0.9 | 0.9 | 0.9 | 0.9 | 0.9 | 0.9 | 0.9 | 0.9 | 0.9 | 0.9 | 0.9 | 0.9 | 0.9 | 0.9 | 0.9 | 0.9 | 0.9 | 0.9 | 0.9 | 0 | 0 | 0 | 0 | 0 | 0 | 0 | 0
F2_Commercial_Office_Existing_Space Heating_Natural Gas_Unit Heater_E2 | F2 | Commercial | Office | Existing | Space Heating | Natural Gas | Unit Heater | E2 | TRC BC Ratio | 0.35171 | 0.35472 | 0.35832 | 0.36428 | 0.37222 | 0.3816 | 0.39021 | 0.39788 | 0.40532 | 0.41254 | 0.41981 | 0.42689 | 0.43355 | 0.44022 | 0.44659 | 0.45313 | 0.46012 | 0.46716 | 0.47426 | 0.48138 | 0.48843 | 0.49538 | 0 | 0 | 0 | 0 | 0 | 0 | 0 | 0
F2_Commercial_Office_Existing_Space Heating_Natural Gas_Unit Heater_E3 | F2 | Commercial | Office | Existing | Space Heating | Natural Gas | Unit Heater | E3 | TRC BC Ratio | 6.8506 | 6.8286 | 6.8252 | 6.9114 | 7.0978 | 7.356 | 7.5942 | 7.8144 | 8.0481 | 8.2587 | 8.4576 | 8.6317 | 8.7675 | 8.8576 | 8.9311 | 9.0076 | 9.0994 | 9.1891 | 9.2771 | 9.362 | 9.4392 | 9.5076 | 0 | 0 | 0 | 0 | 0 | 0 | 0 | 0
F2_Commercial_Office_Existing_Space Heating_Natural Gas_Unit Heater_E4 | F2 | Commercial | Office | Existing | Space Heating | Natural Gas | Unit Heater | E4 | TRC BC Ratio | 0 | 0 | 0 | 0 | 0 | 0 | 0 | 0 | 0 | 0 | 0 | 0 | 0 | 0 | 0 | 0 | 0 | 0 | 0 | 0 | 0 | 0 | 0 | 0 | 0 | 0 | 0 | 0 | 0 | 0
F2_Commercial_Office_Existing_Space Heating_Natural Gas_Unit Heater_E5 | F2 | Commercial | Office | Existing | Space Heating | Natural Gas | Unit Heater | E5 | TRC BC Ratio | 0 | 0 | 0 | 0 | 0 | 0 | 0 | 0 | 0 | 0 | 0 | 0 | 0 | 0 | 0 | 0 | 0 | 0 | 0 | 0 | 0 | 0 | 0 | 0 | 0 | 0 | 0 | 0 | 0 | 0
F2_Commercial_Office_Existing_Space Heating_Natural Gas_Unit Heater_E6 | F2 | Commercial | Office | Existing | Space Heating | Natural Gas | Unit Heater | E6 | TRC BC Ratio | 0 | 0 | 0 | 0 | 0 | 0 | 0 | 0 | 0 | 0 | 0 | 0 | 0 | 0 | 0 | 0 | 0 | 0 | 0 | 0 | 0 | 0 | 0 | 0 | 0 | 0 | 0 | 0 | 0 | 0
F2_Commercial_Office_Existing_Space Heating_Natural Gas_Unit Heater_E7 | F2 | Commercial | Office | Existing | Space Heating | Natural Gas | Unit Heater | E7 | TRC BC Ratio | 0 | 0 | 0 | 0 | 0 | 0 | 0 | 0 | 0 | 0 | 0 | 0 | 0 | 0 | 0 | 0 | 0 | 0 | 0 | 0 | 0 | 0 | 0 | 0 | 0 | 0 | 0 | 0 | 0 | 0
F2_Commercial_Office_Existing_Space Heating_Natural Gas_Unit Heater_E8 | F2 | Commercial | Office | Existing | Space Heating | Natural Gas | Unit Heater | E8 | TRC BC Ratio | 0 | 0 | 0 | 0 | 0 | 0 | 0 | 0 | 0 | 0 | 0 | 0 | 0 | 0 | 0 | 0 | 0 | 0 | 0 | 0 | 0 | 0 | 0 | 0 | 0 | 0 | 0 | 0 | 0 | 0
F2_Commercial_Office_Existing_Space Heating_Natural Gas_Unit Heater_E9 | F2 | Commercial | Office | Existing | Space Heating | Natural Gas | Unit Heater | E9 | TRC BC Ratio | 0 | 0 | 0 | 0 | 0 | 0 | 0 | 0 | 0 | 0 | 0 | 0 | 0 | 0 | 0 | 0 | 0 | 0 | 0 | 0 | 0 | 0 | 0 | 0 | 0 | 0 | 0 | 0 | 0 | 0
F2_Commercial_Office_Existing_Space Heating_Natural Gas_Unit Heater_E10 | F2 | Commercial | Office | Existing | Space Heating | Natural Gas | Unit Heater | E10 | TRC BC Ratio | 0 | 0 | 0 | 0 | 0 | 0 | 0 | 0 | 0 | 0 | 0 | 0 | 0 | 0 | 0 | 0 | 0 | 0 | 0 | 0 | 0 | 0 | 0 | 0 | 0 | 0 | 0 | 0 | 0 | 0
F3_Commercial_Office_Existing_Space Heating_Natural Gas_Unit Heater_E1 | F3 | Commercial | Office | Existing | Space Heating | Natural Gas | Unit Heater | E1 | PACT BC Ratio | 0.9 | 0.9 | 0.9 | 0.9 | 0.9 | 0.9 | 0.9 | 0.9 | 0.9 | 0.9 | 0.9 | 0.9 | 0.9 | 0.9 | 0.9 | 0.9 | 0.9 | 0.9 | 0.9 | 0.9 | 0.9 | 0.9 | 0 | 0 | 0 | 0 | 0 | 0 | 0 | 0
F3_Commercial_Office_Existing_Space Heating_Natural Gas_Unit Heater_E2 | F3 | Commercial | Office | Existing | Space Heating | Natural Gas | Unit Heater | E2 | PACT BC Ratio | 0.74493 | 0.75131 | 0.75894 | 0.77156 | 0.78839 | 0.80825 | 0.82649 | 0.84273 | 0.85849 | 0.87378 | 0.88919 | 0.90417 | 0.91828 | 0.93241 | 0.94591 | 0.95975 | 0.97456 | 0.98947 | 1.0045 | 1.0196 | 1.0345 | 1.0492 | 0 | 0 | 0 | 0 | 0 | 0 | 0 | 0
F3_Commercial_Office_Existing_Space Heating_Natural Gas_Unit Heater_E3 | F3 | Commercial | Office | Existing | Space Heating | Natural Gas | Unit Heater | E3 | PACT BC Ratio | 14.5099 | 14.4632 | 14.4561 | 14.6387 | 15.0334 | 15.5804 | 16.085 | 16.5514 | 17.0463 | 17.4923 | 17.9137 | 18.2824 | 18.5701 | 18.7607 | 18.9164 | 19.0784 | 19.273 | 19.463 | 19.6493 | 19.8292 | 19.9928 | 20.1376 | 0 | 0 | 0 | 0 | 0 | 0 | 0 | 0
F3_Commercial_Office_Existing_Space Heating_Natural Gas_Unit Heater_E4 | F3 | Commercial | Office | Existing | Space Heating | Natural Gas | Unit Heater | E4 | PACT BC Ratio | 0 | 0 | 0 | 0 | 0 | 0 | 0 | 0 | 0 | 0 | 0 | 0 | 0 | 0 | 0 | 0 | 0 | 0 | 0 | 0 | 0 | 0 | 0 | 0 | 0 | 0 | 0 | 0 | 0 | 0
F3_Commercial_Office_Existing_Space Heating_Natural Gas_Unit Heater_E5 | F3 | Commercial | Office | Existing | Space Heating | Natural Gas | Unit Heater | E5 | PACT BC Ratio | 0 | 0 | 0 | 0 | 0 | 0 | 0 | 0 | 0 | 0 | 0 | 0 | 0 | 0 | 0 | 0 | 0 | 0 | 0 | 0 | 0 | 0 | 0 | 0 | 0 | 0 | 0 | 0 | 0 | 0
F3_Commercial_Office_Existing_Space Heating_Natural Gas_Unit Heater_E6 | F3 | Commercial | Office | Existing | Space Heating | Natural Gas | Unit Heater | E6 | PACT BC Ratio | 0 | 0 | 0 | 0 | 0 | 0 | 0 | 0 | 0 | 0 | 0 | 0 | 0 | 0 | 0 | 0 | 0 | 0 | 0 | 0 | 0 | 0 | 0 | 0 | 0 | 0 | 0 | 0 | 0 | 0
F3_Commercial_Office_Existing_Space Heating_Natural Gas_Unit Heater_E7 | F3 | Commercial | Office | Existing | Space Heating | Natural Gas | Unit Heater | E7 | PACT BC Ratio | 0 | 0 | 0 | 0 | 0 | 0 | 0 | 0 | 0 | 0 | 0 | 0 | 0 | 0 | 0 | 0 | 0 | 0 | 0 | 0 | 0 | 0 | 0 | 0 | 0 | 0 | 0 | 0 | 0 | 0
F3_Commercial_Office_Existing_Space Heating_Natural Gas_Unit Heater_E8 | F3 | Commercial | Office | Existing | Space Heating | Natural Gas | Unit Heater | E8 | PACT BC Ratio | 0 | 0 | 0 | 0 | 0 | 0 | 0 | 0 | 0 | 0 | 0 | 0 | 0 | 0 | 0 | 0 | 0 | 0 | 0 | 0 | 0 | 0 | 0 | 0 | 0 | 0 | 0 | 0 | 0 | 0
F3_Commercial_Office_Existing_Space Heating_Natural Gas_Unit Heater_E9 | F3 | Commercial | Office | Existing | Space Heating | Natural Gas | Unit Heater | E9 | PACT BC Ratio | 0 | 0 | 0 | 0 | 0 | 0 | 0 | 0 | 0 | 0 | 0 | 0 | 0 | 0 | 0 | 0 | 0 | 0 | 0 | 0 | 0 | 0 | 0 | 0 | 0 | 0 | 0 | 0 | 0 | 0
F3_Commercial_Office_Existing_Space Heating_Natural Gas_Unit Heater_E10 | F3 | Commercial | Office | Existing | Space Heating | Natural Gas | Unit Heater | E10 | PACT BC Ratio | 0 | 0 | 0 | 0 | 0 | 0 | 0 | 0 | 0 | 0 | 0 | 0 | 0 | 0 | 0 | 0 | 0 | 0 | 0 | 0 | 0 | 0 | 0 | 0 | 0 | 0 | 0 | 0 | 0 | 0
F4_Commercial_Office_Existing_Space Heating_Natural Gas_Unit Heater_E1 | F4 | Commercial | Office | Existing | Space Heating | Natural Gas | Unit Heater | E1 | PCT BC Ratio | 0.9 | 0.9 | 0.9 | 0.9 | 0.9 | 0.9 | 0.9 | 0.9 | 0.9 | 0.9 | 0.9 | 0.9 | 0.9 | 0.9 | 0.9 | 0.9 | 0.9 | 0.9 | 0.9 | 0.9 | 0.9 | 0.9 | 0 | 0 | 0 | 0 | 0 | 0 | 0 | 0
F4_Commercial_Office_Existing_Space Heating_Natural Gas_Unit Heater_E2 | F4 | Commercial | Office | Existing | Space Heating | Natural Gas | Unit Heater | E2 | PCT BC Ratio | 0.85851 | 0.8633 | 0.86903 | 0.87852 | 0.89117 | 0.90609 | 0.9198 | 0.93201 | 0.94385 | 0.95533 | 0.96692 | 0.97818 | 0.98878 | 0.99939 | 1.0095 | 1.0199 | 1.0311 | 1.0423 | 1.0536 | 1.0649 | 1.0761 | 1.0872 | 0 | 0 | 0 | 0 | 0 | 0 | 0 | 0
F4_Commercial_Office_Existing_Space Heating_Natural Gas_Unit Heater_E3 | F4 | Commercial | Office | Existing | Space Heating | Natural Gas | Unit Heater | E3 | PCT BC Ratio | 11.2028 | 11.1678 | 11.1624 | 11.2996 | 11.5963 | 12.0073 | 12.3865 | 12.737 | 13.1089 | 13.4441 | 13.7607 | 14.0378 | 14.254 | 14.3973 | 14.5143 | 14.6361 | 14.7822 | 14.925 | 15.0651 | 15.2002 | 15.3232 | 15.432 | 0 | 0 | 0 | 0 | 0 | 0 | 0 | 0
F4_Commercial_Office_Existing_Space Heating_Natural Gas_Unit Heater_E4 | F4 | Commercial | Office | Existing | Space Heating | Natural Gas | Unit Heater | E4 | PCT BC Ratio | 0 | 0 | 0 | 0 | 0 | 0 | 0 | 0 | 0 | 0 | 0 | 0 | 0 | 0 | 0 | 0 | 0 | 0 | 0 | 0 | 0 | 0 | 0 | 0 | 0 | 0 | 0 | 0 | 0 | 0
F4_Commercial_Office_Existing_Space Heating_Natural Gas_Unit Heater_E5 | F4 | Commercial | Office | Existing | Space Heating | Natural Gas | Unit Heater | E5 | PCT BC Ratio | 0 | 0 | 0 | 0 | 0 | 0 | 0 | 0 | 0 | 0 | 0 | 0 | 0 | 0 | 0 | 0 | 0 | 0 | 0 | 0 | 0 | 0 | 0 | 0 | 0 | 0 | 0 | 0 | 0 | 0
F4_Commercial_Office_Existing_Space Heating_Natural Gas_Unit Heater_E6 | F4 | Commercial | Office | Existing | Space Heating | Natural Gas | Unit Heater | E6 | PCT BC Ratio | 0 | 0 | 0 | 0 | 0 | 0 | 0 | 0 | 0 | 0 | 0 | 0 | 0 | 0 | 0 | 0 | 0 | 0 | 0 | 0 | 0 | 0 | 0 | 0 | 0 | 0 | 0 | 0 | 0 | 0
F4_Commercial_Office_Existing_Space Heating_Natural Gas_Unit Heater_E7 | F4 | Commercial | Office | Existing | Space Heating | Natural Gas | Unit Heater | E7 | PCT BC Ratio | 0 | 0 | 0 | 0 | 0 | 0 | 0 | 0 | 0 | 0 | 0 | 0 | 0 | 0 | 0 | 0 | 0 | 0 | 0 | 0 | 0 | 0 | 0 | 0 | 0 | 0 | 0 | 0 | 0 | 0
F4_Commercial_Office_Existing_Space Heating_Natural Gas_Unit Heater_E8 | F4 | Commercial | Office | Existing | Space Heating | Natural Gas | Unit Heater | E8 | PCT BC Ratio | 0 | 0 | 0 | 0 | 0 | 0 | 0 | 0 | 0 | 0 | 0 | 0 | 0 | 0 | 0 | 0 | 0 | 0 | 0 | 0 | 0 | 0 | 0 | 0 | 0 | 0 | 0 | 0 | 0 | 0
F4_Commercial_Office_Existing_Space Heating_Natural Gas_Unit Heater_E9 | F4 | Commercial | Office | Existing | Space Heating | Natural Gas | Unit Heater | E9 | PCT BC Ratio | 0 | 0 | 0 | 0 | 0 | 0 | 0 | 0 | 0 | 0 | 0 | 0 | 0 | 0 | 0 | 0 | 0 | 0 | 0 | 0 | 0 | 0 | 0 | 0 | 0 | 0 | 0 | 0 | 0 | 0
F4_Commercial_Office_Existing_Space Heating_Natural Gas_Unit Heater_E10 | F4 | Commercial | Office | Existing | Space Heating | Natural Gas | Unit Heater | E10 | PCT BC Ratio | 0 | 0 | 0 | 0 | 0 | 0 | 0 | 0 | 0 | 0 | 0 | 0 | 0 | 0 | 0 | 0 | 0 | 0 | 0 | 0 | 0 | 0 | 0 | 0 | 0 | 0 | 0 | 0 | 0 | 0
F5_Commercial_Office_Existing_Space Heating_Natural Gas_Unit Heater_E1 | F5 | Commercial | Office | Existing | Space Heating | Natural Gas | Unit Heater | E1 | RIM BC Ratio | 0.9 | 0.9 | 0.9 | 0.9 | 0.9 | 0.9 | 0.9 | 0.9 | 0.9 | 0.9 | 0.9 | 0.9 | 0.9 | 0.9 | 0.9 | 0.9 | 0.9 | 0.9 | 0.9 | 0.9 | 0.9 | 0.9 | 0 | 0 | 0 | 0 | 0 | 0 | 0 | 0
F5_Commercial_Office_Existing_Space Heating_Natural Gas_Unit Heater_E2 | F5 | Commercial | Office | Existing | Space Heating | Natural Gas | Unit Heater | E2 | RIM BC Ratio | 0.39363 | 0.3954 | 0.3975 | 0.40094 | 0.40544 | 0.41062 | 0.41528 | 0.41934 | 0.42321 | 0.42689 | 0.43054 | 0.43402 | 0.43724 | 0.44042 | 0.44341 | 0.44643 | 0.44961 | 0.45275 | 0.45587 | 0.45896 | 0.46196 | 0.46487 | 0 | 0 | 0 | 0 | 0 | 0 | 0 | 0
F5_Commercial_Office_Existing_Space Heating_Natural Gas_Unit Heater_E3 | F5 | Commercial | Office | Existing | Space Heating | Natural Gas | Unit Heater | E3 | RIM BC Ratio | 0.78928 | 0.78914 | 0.78912 | 0.78965 | 0.79077 | 0.79224 | 0.7935 | 0.79461 | 0.79572 | 0.79666 | 0.79752 | 0.79824 | 0.79878 | 0.79913 | 0.79941 | 0.79969 | 0.80003 | 0.80036 | 0.80067 | 0.80096 | 0.80123 | 0.80146 | 0 | 0 | 0 | 0 | 0 | 0 | 0 | 0
F5_Commercial_Office_Existing_Space Heating_Natural Gas_Unit Heater_E4 | F5 | Commercial | Office | Existing | Space Heating | Natural Gas | Unit Heater | E4 | RIM BC Ratio | 0 | 0 | 0 | 0 | 0 | 0 | 0 | 0 | 0 | 0 | 0 | 0 | 0 | 0 | 0 | 0 | 0 | 0 | 0 | 0 | 0 | 0 | 0 | 0 | 0 | 0 | 0 | 0 | 0 | 0
F5_Commercial_Office_Existing_Space Heating_Natural Gas_Unit Heater_E5 | F5 | Commercial | Office | Existing | Space Heating | Natural Gas | Unit Heater | E5 | RIM BC Ratio | 0 | 0 | 0 | 0 | 0 | 0 | 0 | 0 | 0 | 0 | 0 | 0 | 0 | 0 | 0 | 0 | 0 | 0 | 0 | 0 | 0 | 0 | 0 | 0 | 0 | 0 | 0 | 0 | 0 | 0
F5_Commercial_Office_Existing_Space Heating_Natural Gas_Unit Heater_E6 | F5 | Commercial | Office | Existing | Space Heating | Natural Gas | Unit Heater | E6 | RIM BC Ratio | 0 | 0 | 0 | 0 | 0 | 0 | 0 | 0 | 0 | 0 | 0 | 0 | 0 | 0 | 0 | 0 | 0 | 0 | 0 | 0 | 0 | 0 | 0 | 0 | 0 | 0 | 0 | 0 | 0 | 0
F5_Commercial_Office_Existing_Space Heating_Natural Gas_Unit Heater_E7 | F5 | Commercial | Office | Existing | Space Heating | Natural Gas | Unit Heater | E7 | RIM BC Ratio | 0 | 0 | 0 | 0 | 0 | 0 | 0 | 0 | 0 | 0 | 0 | 0 | 0 | 0 | 0 | 0 | 0 | 0 | 0 | 0 | 0 | 0 | 0 | 0 | 0 | 0 | 0 | 0 | 0 | 0
F5_Commercial_Office_Existing_Space Heating_Natural Gas_Unit Heater_E8 | F5 | Commercial | Office | Existing | Space Heating | Natural Gas | Unit Heater | E8 | RIM BC Ratio | 0 | 0 | 0 | 0 | 0 | 0 | 0 | 0 | 0 | 0 | 0 | 0 | 0 | 0 | 0 | 0 | 0 | 0 | 0 | 0 | 0 | 0 | 0 | 0 | 0 | 0 | 0 | 0 | 0 | 0
F5_Commercial_Office_Existing_Space Heating_Natural Gas_Unit Heater_E9 | F5 | Commercial | Office | Existing | Space Heating | Natural Gas | Unit Heater | E9 | RIM BC Ratio | 0 | 0 | 0 | 0 | 0 | 0 | 0 | 0 | 0 | 0 | 0 | 0 | 0 | 0 | 0 | 0 | 0 | 0 | 0 | 0 | 0 | 0 | 0 | 0 | 0 | 0 | 0 | 0 | 0 | 0
F5_Commercial_Office_Existing_Space Heating_Natural Gas_Unit Heater_E10 | F5 | Commercial | Office | Existing | Space Heating | Natural Gas | Unit Heater | E10 | RIM BC Ratio | 0 | 0 | 0 | 0 | 0 | 0 | 0 | 0 | 0 | 0 | 0 | 0 | 0 | 0 | 0 | 0 | 0 | 0 | 0 | 0 | 0 | 0 | 0 | 0 | 0 | 0 | 0 | 0 | 0 | 0
F0_Commercial_Office_Existing_Water Heating_Natural Gas_Water Heater_E0 | F0 | Commercial | Office | Existing | Water Heating | Natural Gas | Water Heater | E0 | Economic Unit | Gas-Fired Absorption HPWH | Gas-Fired Absorption HPWH | Gas-Fired Absorption HPWH | Gas-Fired Absorption HPWH | Gas-Fired Absorption HPWH | Gas-Fired Absorption HPWH | Gas-Fired Absorption HPWH | Gas-Fired Absorption HPWH | Gas-Fired Absorption HPWH | Gas-Fired Absorption HPWH | Gas-Fired Absorption HPWH | Gas-Fired Absorption HPWH | Gas-Fired Absorption HPWH | Gas-Fired Absorption HPWH | Gas-Fired Absorption HPWH | Gas-Fired Absorption HPWH | Gas-Fired Absorption HPWH | Gas-Fired Absorption HPWH | Gas-Fired Absorption HPWH | Gas-Fired Absorption HPWH | Gas-Fired Absorption HPWH | Gas-Fired Absorption HPWH | 0 | 0 | 0 | 0 | 0 | 0 | 0 | 0
F1_Commercial_Office_Existing_Water Heating_Natural Gas_Water Heater_E1 | F1 | Commercial | Office | Existing | Water Heating | Natural Gas | Water Heater | E1 | CCE | 0 | 0 | 0 | 0 | 0 | 0 | 0 | 0 | 0 | 0 | 0 | 0 | 0 | 0 | 0 | 0 | 0 | 0 | 0 | 0 | 0 | 0 | 0 | 0 | 0 | 0 | 0 | 0 | 0 | 0
F1_Commercial_Office_Existing_Water Heating_Natural Gas_Water Heater_E2 | F1 | Commercial | Office | Existing | Water Heating | Natural Gas | Water Heater | E2 | CCE | -0.00024091 | -0.00024091 | -0.00025309 | -0.00024924 | -0.0002455 | -0.00024083 | -0.00024017 | -0.00023863 | -0.00023719 | -0.00023503 | -0.00023469 | -0.00023361 | -0.00023265 | -0.00023081 | -0.00023105 | -0.00023035 | -0.00022965 | -0.00022814 | -0.00022858 | -0.00022814 | -0.0002278 | -0.00022653 | 0 | 0 | 0 | 0 | 0 | 0 | 0 | 0
F1_Commercial_Office_Existing_Water Heating_Natural Gas_Water Heater_E3 | F1 | Commercial | Office | Existing | Water Heating | Natural Gas | Water Heater | E3 | CCE | 0.00022434 | 0.00022434 | 0.00023569 | 0.00023211 | 0.00022862 | 0.00022428 | 0.00022366 | 0.00022223 | 0.00022089 | 0.00021887 | 0.00021856 | 0.00021755 | 0.00021666 | 0.00021494 | 0.00021517 | 0.00021451 | 0.00021387 | 0.00021245 | 0.00021287 | 0.00021245 | 0.00021214 | 0.00021096 | 0 | 0 | 0 | 0 | 0 | 0 | 0 | 0
F1_Commercial_Office_Existing_Water Heating_Natural Gas_Water Heater_E4 | F1 | Commercial | Office | Existing | Water Heating | Natural Gas | Water Heater | E4 | CCE | -0.00097188 | -0.00097188 | -0.001021 | -0.0010055 | -0.00099043 | -0.00097159 | -0.00096893 | -0.0009627 | -0.00095691 | -0.00094817 | -0.00094681 | -0.00094245 | -0.00093857 | -0.00093115 | -0.00093213 | -0.00092928 | -0.00092649 | -0.00092037 | -0.00092217 | -0.00092037 | -0.00091902 | -0.00091389 | 0 | 0 | 0 | 0 | 0 | 0 | 0 | 0
F1_Commercial_Office_Existing_Water Heating_Natural Gas_Water Heater_E5 | F1 | Commercial | Office | Existing | Water Heating | Natural Gas | Water Heater | E5 | CCE | 0 | 0 | 0 | 0 | 0 | 0 | 0 | 0 | 0 | 0 | 0 | 0 | 0 | 0 | 0 | 0 | 0 | 0 | 0 | 0 | 0 | 0 | 0 | 0 | 0 | 0 | 0 | 0 | 0 | 0
F1_Commercial_Office_Existing_Water Heating_Natural Gas_Water Heater_E6 | F1 | Commercial | Office | Existing | Water Heating | Natural Gas | Water Heater | E6 | CCE | 0 | 0 | 0 | 0 | 0 | 0 | 0 | 0 | 0 | 0 | 0 | 0 | 0 | 0 | 0 | 0 | 0 | 0 | 0 | 0 | 0 | 0 | 0 | 0 | 0 | 0 | 0 | 0 | 0 | 0
F1_Commercial_Office_Existing_Water Heating_Natural Gas_Water Heater_E7 | F1 | Commercial | Office | Existing | Water Heating | Natural Gas | Water Heater | E7 | CCE | 0 | 0 | 0 | 0 | 0 | 0 | 0 | 0 | 0 | 0 | 0 | 0 | 0 | 0 | 0 | 0 | 0 | 0 | 0 | 0 | 0 | 0 | 0 | 0 | 0 | 0 | 0 | 0 | 0 | 0
F1_Commercial_Office_Existing_Water Heating_Natural Gas_Water Heater_E8 | F1 | Commercial | Office | Existing | Water Heating | Natural Gas | Water Heater | E8 | CCE | 0 | 0 | 0 | 0 | 0 | 0 | 0 | 0 | 0 | 0 | 0 | 0 | 0 | 0 | 0 | 0 | 0 | 0 | 0 | 0 | 0 | 0 | 0 | 0 | 0 | 0 | 0 | 0 | 0 | 0
F1_Commercial_Office_Existing_Water Heating_Natural Gas_Water Heater_E9 | F1 | Commercial | Office | Existing | Water Heating | Natural Gas | Water Heater | E9 | CCE | 0 | 0 | 0 | 0 | 0 | 0 | 0 | 0 | 0 | 0 | 0 | 0 | 0 | 0 | 0 | 0 | 0 | 0 | 0 | 0 | 0 | 0 | 0 | 0 | 0 | 0 | 0 | 0 | 0 | 0
F1_Commercial_Office_Existing_Water Heating_Natural Gas_Water Heater_E10 | F1 | Commercial | Office | Existing | Water Heating | Natural Gas | Water Heater | E10 | CCE | 0 | 0 | 0 | 0 | 0 | 0 | 0 | 0 | 0 | 0 | 0 | 0 | 0 | 0 | 0 | 0 | 0 | 0 | 0 | 0 | 0 | 0 | 0 | 0 | 0 | 0 | 0 | 0 | 0 | 0
F2_Commercial_Office_Existing_Water Heating_Natural Gas_Water Heater_E1 | F2 | Commercial | Office | Existing | Water Heating | Natural Gas | Water Heater | E1 | TRC BC Ratio | 0.9 | 0.9 | 0.9 | 0.9 | 0.9 | 0.9 | 0.9 | 0.9 | 0.9 | 0.9 | 0.9 | 0.9 | 0.9 | 0.9 | 0.9 | 0.9 | 0.9 | 0.9 | 0.9 | 0.9 | 0.9 | 0.9 | 0 | 0 | 0 | 0 | 0 | 0 | 0 | 0
F2_Commercial_Office_Existing_Water Heating_Natural Gas_Water Heater_E2 | F2 | Commercial | Office | Existing | Water Heating | Natural Gas | Water Heater | E2 | TRC BC Ratio | 0.9 | 0.9 | 0.9 | 0.9 | 0.9 | 0.9 | 0.9 | 0.9 | 0.9 | 0.9 | 0.9 | 0.9 | 0.9 | 0.9 | 0.9 | 0.9 | 0.9 | 0.9 | 0.9 | 0.9 | 0.9 | 0.9 | 0 | 0 | 0 | 0 | 0 | 0 | 0 | 0
F2_Commercial_Office_Existing_Water Heating_Natural Gas_Water Heater_E3 | F2 | Commercial | Office | Existing | Water Heating | Natural Gas | Water Heater | E3 | TRC BC Ratio | 39.0351 | 39.2952 | 39.6322 | 40.2831 | 41.1864 | 42.2736 | 43.2607 | 44.1064 | 44.9091 | 45.7289 | 46.6067 | 47.4629 | 48.2725 | 49.0878 | 49.8083 | 50.4905 | 51.2287 | 51.9695 | 52.7143 | 53.4592 | 54.1901 | 54.9036 | 0 | 0 | 0 | 0 | 0 | 0 | 0 | 0
F2_Commercial_Office_Existing_Water Heating_Natural Gas_Water Heater_E4 | F2 | Commercial | Office | Existing | Water Heating | Natural Gas | Water Heater | E4 | TRC BC Ratio | 0.9 | 0.9 | 0.9 | 0.9 | 0.9 | 0.9 | 0.9 | 0.9 | 0.9 | 0.9 | 0.9 | 0.9 | 0.9 | 0.9 | 0.9 | 0.9 | 0.9 | 0.9 | 0.9 | 0.9 | 0.9 | 0.9 | 0 | 0 | 0 | 0 | 0 | 0 | 0 | 0
F2_Commercial_Office_Existing_Water Heating_Natural Gas_Water Heater_E5 | F2 | Commercial | Office | Existing | Water Heating | Natural Gas | Water Heater | E5 | TRC BC Ratio | 0 | 0 | 0 | 0 | 0 | 0 | 0 | 0 | 0 | 0 | 0 | 0 | 0 | 0 | 0 | 0 | 0 | 0 | 0 | 0 | 0 | 0 | 0 | 0 | 0 | 0 | 0 | 0 | 0 | 0
F2_Commercial_Office_Existing_Water Heating_Natural Gas_Water Heater_E6 | F2 | Commercial | Office | Existing | Water Heating | Natural Gas | Water Heater | E6 | TRC BC Ratio | 0 | 0 | 0 | 0 | 0 | 0 | 0 | 0 | 0 | 0 | 0 | 0 | 0 | 0 | 0 | 0 | 0 | 0 | 0 | 0 | 0 | 0 | 0 | 0 | 0 | 0 | 0 | 0 | 0 | 0
F2_Commercial_Office_Existing_Water Heating_Natural Gas_Water Heater_E7 | F2 | Commercial | Office | Existing | Water Heating | Natural Gas | Water Heater | E7 | TRC BC Ratio | 0 | 0 | 0 | 0 | 0 | 0 | 0 | 0 | 0 | 0 | 0 | 0 | 0 | 0 | 0 | 0 | 0 | 0 | 0 | 0 | 0 | 0 | 0 | 0 | 0 | 0 | 0 | 0 | 0 | 0
F2_Commercial_Office_Existing_Water Heating_Natural Gas_Water Heater_E8 | F2 | Commercial | Office | Existing | Water Heating | Natural Gas | Water Heater | E8 | TRC BC Ratio | 0 | 0 | 0 | 0 | 0 | 0 | 0 | 0 | 0 | 0 | 0 | 0 | 0 | 0 | 0 | 0 | 0 | 0 | 0 | 0 | 0 | 0 | 0 | 0 | 0 | 0 | 0 | 0 | 0 | 0
F2_Commercial_Office_Existing_Water Heating_Natural Gas_Water Heater_E9 | F2 | Commercial | Office | Existing | Water Heating | Natural Gas | Water Heater | E9 | TRC BC Ratio | 0 | 0 | 0 | 0 | 0 | 0 | 0 | 0 | 0 | 0 | 0 | 0 | 0 | 0 | 0 | 0 | 0 | 0 | 0 | 0 | 0 | 0 | 0 | 0 | 0 | 0 | 0 | 0 | 0 | 0
F2_Commercial_Office_Existing_Water Heating_Natural Gas_Water Heater_E10 | F2 | Commercial | Office | Existing | Water Heating | Natural Gas | Water Heater | E10 | TRC BC Ratio | 0 | 0 | 0 | 0 | 0 | 0 | 0 | 0 | 0 | 0 | 0 | 0 | 0 | 0 | 0 | 0 | 0 | 0 | 0 | 0 | 0 | 0 | 0 | 0 | 0 | 0 | 0 | 0 | 0 | 0
F3_Commercial_Office_Existing_Water Heating_Natural Gas_Water Heater_E1 | F3 | Commercial | Office | Existing | Water Heating | Natural Gas | Water Heater | E1 | PACT BC Ratio | 0.9 | 0.9 | 0.9 | 0.9 | 0.9 | 0.9 | 0.9 | 0.9 | 0.9 | 0.9 | 0.9 | 0.9 | 0.9 | 0.9 | 0.9 | 0.9 | 0.9 | 0.9 | 0.9 | 0.9 | 0.9 | 0.9 | 0 | 0 | 0 | 0 | 0 | 0 | 0 | 0
F3_Commercial_Office_Existing_Water Heating_Natural Gas_Water Heater_E2 | F3 | Commercial | Office | Existing | Water Heating | Natural Gas | Water Heater | E2 | PACT BC Ratio | 0.9 | 0.9 | 0.9 | 0.9 | 0.9 | 0.9 | 0.9 | 0.9 | 0.9 | 0.9 | 0.9 | 0.9 | 0.9 | 0.9 | 0.9 | 0.9 | 0.9 | 0.9 | 0.9 | 0.9 | 0.9 | 0.9 | 0 | 0 | 0 | 0 | 0 | 0 | 0 | 0
F3_Commercial_Office_Existing_Water Heating_Natural Gas_Water Heater_E3 | F3 | Commercial | Office | Existing | Water Heating | Natural Gas | Water Heater | E3 | PACT BC Ratio | 63.8324 | 64.2577 | 64.8089 | 65.8732 | 67.3504 | 69.1283 | 70.7423 | 72.1252 | 73.4379 | 74.7785 | 76.2139 | 77.614 | 78.9379 | 80.2712 | 81.4494 | 82.5649 | 83.7721 | 84.9835 | 86.2014 | 87.4195 | 88.6147 | 89.7815 | 0 | 0 | 0 | 0 | 0 | 0 | 0 | 0
F3_Commercial_Office_Existing_Water Heating_Natural Gas_Water Heater_E4 | F3 | Commercial | Office | Existing | Water Heating | Natural Gas | Water Heater | E4 | PACT BC Ratio | 0.9 | 0.9 | 0.9 | 0.9 | 0.9 | 0.9 | 0.9 | 0.9 | 0.9 | 0.9 | 0.9 | 0.9 | 0.9 | 0.9 | 0.9 | 0.9 | 0.9 | 0.9 | 0.9 | 0.9 | 0.9 | 0.9 | 0 | 0 | 0 | 0 | 0 | 0 | 0 | 0
F3_Commercial_Office_Existing_Water Heating_Natural Gas_Water Heater_E5 | F3 | Commercial | Office | Existing | Water Heating | Natural Gas | Water Heater | E5 | PACT BC Ratio | 0 | 0 | 0 | 0 | 0 | 0 | 0 | 0 | 0 | 0 | 0 | 0 | 0 | 0 | 0 | 0 | 0 | 0 | 0 | 0 | 0 | 0 | 0 | 0 | 0 | 0 | 0 | 0 | 0 | 0
F3_Commercial_Office_Existing_Water Heating_Natural Gas_Water Heater_E6 | F3 | Commercial | Office | Existing | Water Heating | Natural Gas | Water Heater | E6 | PACT BC Ratio | 0 | 0 | 0 | 0 | 0 | 0 | 0 | 0 | 0 | 0 | 0 | 0 | 0 | 0 | 0 | 0 | 0 | 0 | 0 | 0 | 0 | 0 | 0 | 0 | 0 | 0 | 0 | 0 | 0 | 0
F3_Commercial_Office_Existing_Water Heating_Natural Gas_Water Heater_E7 | F3 | Commercial | Office | Existing | Water Heating | Natural Gas | Water Heater | E7 | PACT BC Ratio | 0 | 0 | 0 | 0 | 0 | 0 | 0 | 0 | 0 | 0 | 0 | 0 | 0 | 0 | 0 | 0 | 0 | 0 | 0 | 0 | 0 | 0 | 0 | 0 | 0 | 0 | 0 | 0 | 0 | 0
F3_Commercial_Office_Existing_Water Heating_Natural Gas_Water Heater_E8 | F3 | Commercial | Office | Existing | Water Heating | Natural Gas | Water Heater | E8 | PACT BC Ratio | 0 | 0 | 0 | 0 | 0 | 0 | 0 | 0 | 0 | 0 | 0 | 0 | 0 | 0 | 0 | 0 | 0 | 0 | 0 | 0 | 0 | 0 | 0 | 0 | 0 | 0 | 0 | 0 | 0 | 0
F3_Commercial_Office_Existing_Water Heating_Natural Gas_Water Heater_E9 | F3 | Commercial | Office | Existing | Water Heating | Natural Gas | Water Heater | E9 | PACT BC Ratio | 0 | 0 | 0 | 0 | 0 | 0 | 0 | 0 | 0 | 0 | 0 | 0 | 0 | 0 | 0 | 0 | 0 | 0 | 0 | 0 | 0 | 0 | 0 | 0 | 0 | 0 | 0 | 0 | 0 | 0
F3_Commercial_Office_Existing_Water Heating_Natural Gas_Water Heater_E10 | F3 | Commercial | Office | Existing | Water Heating | Natural Gas | Water Heater | E10 | PACT BC Ratio | 0 | 0 | 0 | 0 | 0 | 0 | 0 | 0 | 0 | 0 | 0 | 0 | 0 | 0 | 0 | 0 | 0 | 0 | 0 | 0 | 0 | 0 | 0 | 0 | 0 | 0 | 0 | 0 | 0 | 0
F4_Commercial_Office_Existing_Water Heating_Natural Gas_Water Heater_E1 | F4 | Commercial | Office | Existing | Water Heating | Natural Gas | Water Heater | E1 | PCT BC Ratio | 0.9 | 0.9 | 0.9 | 0.9 | 0.9 | 0.9 | 0.9 | 0.9 | 0.9 | 0.9 | 0.9 | 0.9 | 0.9 | 0.9 | 0.9 | 0.9 | 0.9 | 0.9 | 0.9 | 0.9 | 0.9 | 0.9 | 0 | 0 | 0 | 0 | 0 | 0 | 0 | 0
F4_Commercial_Office_Existing_Water Heating_Natural Gas_Water Heater_E2 | F4 | Commercial | Office | Existing | Water Heating | Natural Gas | Water Heater | E2 | PCT BC Ratio | 0.9 | 0.9 | 0.9 | 0.9 | 0.9 | 0.9 | 0.9 | 0.9 | 0.9 | 0.9 | 0.9 | 0.9 | 0.9 | 0.9 | 0.9 | 0.9 | 0.9 | 0.9 | 0.9 | 0.9 | 0.9 | 0.9 | 0 | 0 | 0 | 0 | 0 | 0 | 0 | 0
F4_Commercial_Office_Existing_Water Heating_Natural Gas_Water Heater_E3 | F4 | Commercial | Office | Existing | Water Heating | Natural Gas | Water Heater | E3 | PCT BC Ratio | 69.2354 | 69.694 | 70.288 | 71.4353 | 73.0276 | 74.944 | 76.6839 | 78.1746 | 79.5895 | 81.0346 | 82.5818 | 84.0911 | 85.5182 | 86.9553 | 88.2254 | 89.4278 | 90.7291 | 92.0349 | 93.3478 | 94.6607 | 95.9491 | 97.2068 | 0 | 0 | 0 | 0 | 0 | 0 | 0 | 0
F4_Commercial_Office_Existing_Water Heating_Natural Gas_Water Heater_E4 | F4 | Commercial | Office | Existing | Water Heating | Natural Gas | Water Heater | E4 | PCT BC Ratio | 0.9 | 0.9 | 0.9 | 0.9 | 0.9 | 0.9 | 0.9 | 0.9 | 0.9 | 0.9 | 0.9 | 0.9 | 0.9 | 0.9 | 0.9 | 0.9 | 0.9 | 0.9 | 0.9 | 0.9 | 0.9 | 0.9 | 0 | 0 | 0 | 0 | 0 | 0 | 0 | 0
F4_Commercial_Office_Existing_Water Heating_Natural Gas_Water Heater_E5 | F4 | Commercial | Office | Existing | Water Heating | Natural Gas | Water Heater | E5 | PCT BC Ratio | 0 | 0 | 0 | 0 | 0 | 0 | 0 | 0 | 0 | 0 | 0 | 0 | 0 | 0 | 0 | 0 | 0 | 0 | 0 | 0 | 0 | 0 | 0 | 0 | 0 | 0 | 0 | 0 | 0 | 0
F4_Commercial_Office_Existing_Water Heating_Natural Gas_Water Heater_E6 | F4 | Commercial | Office | Existing | Water Heating | Natural Gas | Water Heater | E6 | PCT BC Ratio | 0 | 0 | 0 | 0 | 0 | 0 | 0 | 0 | 0 | 0 | 0 | 0 | 0 | 0 | 0 | 0 | 0 | 0 | 0 | 0 | 0 | 0 | 0 | 0 | 0 | 0 | 0 | 0 | 0 | 0
F4_Commercial_Office_Existing_Water Heating_Natural Gas_Water Heater_E7 | F4 | Commercial | Office | Existing | Water Heating | Natural Gas | Water Heater | E7 | PCT BC Ratio | 0 | 0 | 0 | 0 | 0 | 0 | 0 | 0 | 0 | 0 | 0 | 0 | 0 | 0 | 0 | 0 | 0 | 0 | 0 | 0 | 0 | 0 | 0 | 0 | 0 | 0 | 0 | 0 | 0 | 0
F4_Commercial_Office_Existing_Water Heating_Natural Gas_Water Heater_E8 | F4 | Commercial | Office | Existing | Water Heating | Natural Gas | Water Heater | E8 | PCT BC Ratio | 0 | 0 | 0 | 0 | 0 | 0 | 0 | 0 | 0 | 0 | 0 | 0 | 0 | 0 | 0 | 0 | 0 | 0 | 0 | 0 | 0 | 0 | 0 | 0 | 0 | 0 | 0 | 0 | 0 | 0
F4_Commercial_Office_Existing_Water Heating_Natural Gas_Water Heater_E9 | F4 | Commercial | Office | Existing | Water Heating | Natural Gas | Water Heater | E9 | PCT BC Ratio | 0 | 0 | 0 | 0 | 0 | 0 | 0 | 0 | 0 | 0 | 0 | 0 | 0 | 0 | 0 | 0 | 0 | 0 | 0 | 0 | 0 | 0 | 0 | 0 | 0 | 0 | 0 | 0 | 0 | 0
F4_Commercial_Office_Existing_Water Heating_Natural Gas_Water Heater_E10 | F4 | Commercial | Office | Existing | Water Heating | Natural Gas | Water Heater | E10 | PCT BC Ratio | 0 | 0 | 0 | 0 | 0 | 0 | 0 | 0 | 0 | 0 | 0 | 0 | 0 | 0 | 0 | 0 | 0 | 0 | 0 | 0 | 0 | 0 | 0 | 0 | 0 | 0 | 0 | 0 | 0 | 0
F5_Commercial_Office_Existing_Water Heating_Natural Gas_Water Heater_E1 | F5 | Commercial | Office | Existing | Water Heating | Natural Gas | Water Heater | E1 | RIM BC Ratio | 0.9 | 0.9 | 0.9 | 0.9 | 0.9 | 0.9 | 0.9 | 0.9 | 0.9 | 0.9 | 0.9 | 0.9 | 0.9 | 0.9 | 0.9 | 0.9 | 0.9 | 0.9 | 0.9 | 0.9 | 0.9 | 0.9 | 0 | 0 | 0 | 0 | 0 | 0 | 0 | 0
F5_Commercial_Office_Existing_Water Heating_Natural Gas_Water Heater_E2 | F5 | Commercial | Office | Existing | Water Heating | Natural Gas | Water Heater | E2 | RIM BC Ratio | 0.9 | 0.9 | 0.9 | 0.9 | 0.9 | 0.9 | 0.9 | 0.9 | 0.9 | 0.9 | 0.9 | 0.9 | 0.9 | 0.9 | 0.9 | 0.9 | 0.9 | 0.9 | 0.9 | 0.9 | 0.9 | 0.9 | 0 | 0 | 0 | 0 | 0 | 0 | 0 | 0
F5_Commercial_Office_Existing_Water Heating_Natural Gas_Water Heater_E3 | F5 | Commercial | Office | Existing | Water Heating | Natural Gas | Water Heater | E3 | RIM BC Ratio | 0.82391 | 0.82398 | 0.82407 | 0.82424 | 0.82446 | 0.82472 | 0.82495 | 0.82513 | 0.8253 | 0.82547 | 0.82564 | 0.8258 | 0.82595 | 0.82609 | 0.82621 | 0.82633 | 0.82644 | 0.82656 | 0.82667 | 0.82679 | 0.82689 | 0.82699 | 0 | 0 | 0 | 0 | 0 | 0 | 0 | 0
F5_Commercial_Office_Existing_Water Heating_Natural Gas_Water Heater_E4 | F5 | Commercial | Office | Existing | Water Heating | Natural Gas | Water Heater | E4 | RIM BC Ratio | 0.9 | 0.9 | 0.9 | 0.9 | 0.9 | 0.9 | 0.9 | 0.9 | 0.9 | 0.9 | 0.9 | 0.9 | 0.9 | 0.9 | 0.9 | 0.9 | 0.9 | 0.9 | 0.9 | 0.9 | 0.9 | 0.9 | 0 | 0 | 0 | 0 | 0 | 0 | 0 | 0
F5_Commercial_Office_Existing_Water Heating_Natural Gas_Water Heater_E5 | F5 | Commercial | Office | Existing | Water Heating | Natural Gas | Water Heater | E5 | RIM BC Ratio | 0 | 0 | 0 | 0 | 0 | 0 | 0 | 0 | 0 | 0 | 0 | 0 | 0 | 0 | 0 | 0 | 0 | 0 | 0 | 0 | 0 | 0 | 0 | 0 | 0 | 0 | 0 | 0 | 0 | 0
F5_Commercial_Office_Existing_Water Heating_Natural Gas_Water Heater_E6 | F5 | Commercial | Office | Existing | Water Heating | Natural Gas | Water Heater | E6 | RIM BC Ratio | 0 | 0 | 0 | 0 | 0 | 0 | 0 | 0 | 0 | 0 | 0 | 0 | 0 | 0 | 0 | 0 | 0 | 0 | 0 | 0 | 0 | 0 | 0 | 0 | 0 | 0 | 0 | 0 | 0 | 0
F5_Commercial_Office_Existing_Water Heating_Natural Gas_Water Heater_E7 | F5 | Commercial | Office | Existing | Water Heating | Natural Gas | Water Heater | E7 | RIM BC Ratio | 0 | 0 | 0 | 0 | 0 | 0 | 0 | 0 | 0 | 0 | 0 | 0 | 0 | 0 | 0 | 0 | 0 | 0 | 0 | 0 | 0 | 0 | 0 | 0 | 0 | 0 | 0 | 0 | 0 | 0
F5_Commercial_Office_Existing_Water Heating_Natural Gas_Water Heater_E8 | F5 | Commercial | Office | Existing | Water Heating | Natural Gas | Water Heater | E8 | RIM BC Ratio | 0 | 0 | 0 | 0 | 0 | 0 | 0 | 0 | 0 | 0 | 0 | 0 | 0 | 0 | 0 | 0 | 0 | 0 | 0 | 0 | 0 | 0 | 0 | 0 | 0 | 0 | 0 | 0 | 0 | 0
F5_Commercial_Office_Existing_Water Heating_Natural Gas_Water Heater_E9 | F5 | Commercial | Office | Existing | Water Heating | Natural Gas | Water Heater | E9 | RIM BC Ratio | 0 | 0 | 0 | 0 | 0 | 0 | 0 | 0 | 0 | 0 | 0 | 0 | 0 | 0 | 0 | 0 | 0 | 0 | 0 | 0 | 0 | 0 | 0 | 0 | 0 | 0 | 0 | 0 | 0 | 0
F5_Commercial_Office_Existing_Water Heating_Natural Gas_Water Heater_E10 | F5 | Commercial | Office | Existing | Water Heating | Natural Gas | Water Heater | E10 | RIM BC Ratio | 0 | 0 | 0 | 0 | 0 | 0 | 0 | 0 | 0 | 0 | 0 | 0 | 0 | 0 | 0 | 0 | 0 | 0 | 0 | 0 | 0 | 0 | 0 | 0 | 0 | 0 | 0 | 0 | 0 | 0
F0_Commercial_Office_Existing_Food Preparation_Natural Gas_Oven_E0 | F0 | Commercial | Office | Existing | Food Preparation | Natural Gas | Oven | E0 | Economic Unit | ENERGY STAR (>44% Baking Efficiency) | ENERGY STAR (>44% Baking Efficiency) | ENERGY STAR (>44% Baking Efficiency) | ENERGY STAR (>44% Baking Efficiency) | ENERGY STAR (>44% Baking Efficiency) | ENERGY STAR (>44% Baking Efficiency) | ENERGY STAR (>44% Baking Efficiency) | ENERGY STAR (>44% Baking Efficiency) | ENERGY STAR (>44% Baking Efficiency) | ENERGY STAR (>44% Baking Efficiency) | ENERGY STAR (>44% Baking Efficiency) | ENERGY STAR (>44% Baking Efficiency) | ENERGY STAR (>44% Baking Efficiency) | ENERGY STAR (>44% Baking Efficiency) | ENERGY STAR (>44% Baking Efficiency) | ENERGY STAR (>44% Baking Efficiency) | ENERGY STAR (>44% Baking Efficiency) | ENERGY STAR (>44% Baking Efficiency) | ENERGY STAR (>44% Baking Efficiency) | ENERGY STAR (>44% Baking Efficiency) | ENERGY STAR (>44% Baking Efficiency) | ENERGY STAR (>44% Baking Efficiency) | 0 | 0 | 0 | 0 | 0 | 0 | 0 | 0
F1_Commercial_Office_Existing_Food Preparation_Natural Gas_Oven_E1 | F1 | Commercial | Office | Existing | Food Preparation | Natural Gas | Oven | E1 | CCE | 0 | 0 | 0 | 0 | 0 | 0 | 0 | 0 | 0 | 0 | 0 | 0 | 0 | 0 | 0 | 0 | 0 | 0 | 0 | 0 | 0 | 0 | 0 | 0 | 0 | 0 | 0 | 0 | 0 | 0
F1_Commercial_Office_Existing_Food Preparation_Natural Gas_Oven_E2 | F1 | Commercial | Office | Existing | Food Preparation | Natural Gas | Oven | E2 | CCE | 0.00045896 | 0.00045896 | 0.00048217 | 0.00047484 | 0.00046772 | 0.00045882 | 0.00045757 | 0.00045463 | 0.00045189 | 0.00044776 | 0.00044712 | 0.00044507 | 0.00044323 | 0.00043973 | 0.00044019 | 0.00043885 | 0.00043753 | 0.00043464 | 0.00043549 | 0.00043464 | 0.000434 | 0.00043158 | 0 | 0 | 0 | 0 | 0 | 0 | 0 | 0
F1_Commercial_Office_Existing_Food Preparation_Natural Gas_Oven_E3 | F1 | Commercial | Office | Existing | Food Preparation | Natural Gas | Oven | E3 | CCE | 0 | 0 | 0 | 0 | 0 | 0 | 0 | 0 | 0 | 0 | 0 | 0 | 0 | 0 | 0 | 0 | 0 | 0 | 0 | 0 | 0 | 0 | 0 | 0 | 0 | 0 | 0 | 0 | 0 | 0
F1_Commercial_Office_Existing_Food Preparation_Natural Gas_Oven_E4 | F1 | Commercial | Office | Existing | Food Preparation | Natural Gas | Oven | E4 | CCE | 0 | 0 | 0 | 0 | 0 | 0 | 0 | 0 | 0 | 0 | 0 | 0 | 0 | 0 | 0 | 0 | 0 | 0 | 0 | 0 | 0 | 0 | 0 | 0 | 0 | 0 | 0 | 0 | 0 | 0
F1_Commercial_Office_Existing_Food Preparation_Natural Gas_Oven_E5 | F1 | Commercial | Office | Existing | Food Preparation | Natural Gas | Oven | E5 | CCE | 0 | 0 | 0 | 0 | 0 | 0 | 0 | 0 | 0 | 0 | 0 | 0 | 0 | 0 | 0 | 0 | 0 | 0 | 0 | 0 | 0 | 0 | 0 | 0 | 0 | 0 | 0 | 0 | 0 | 0
F1_Commercial_Office_Existing_Food Preparation_Natural Gas_Oven_E6 | F1 | Commercial | Office | Existing | Food Preparation | Natural Gas | Oven | E6 | CCE | 0 | 0 | 0 | 0 | 0 | 0 | 0 | 0 | 0 | 0 | 0 | 0 | 0 | 0 | 0 | 0 | 0 | 0 | 0 | 0 | 0 | 0 | 0 | 0 | 0 | 0 | 0 | 0 | 0 | 0
F1_Commercial_Office_Existing_Food Preparation_Natural Gas_Oven_E7 | F1 | Commercial | Office | Existing | Food Preparation | Natural Gas | Oven | E7 | CCE | 0 | 0 | 0 | 0 | 0 | 0 | 0 | 0 | 0 | 0 | 0 | 0 | 0 | 0 | 0 | 0 | 0 | 0 | 0 | 0 | 0 | 0 | 0 | 0 | 0 | 0 | 0 | 0 | 0 | 0
F1_Commercial_Office_Existing_Food Preparation_Natural Gas_Oven_E8 | F1 | Commercial | Office | Existing | Food Preparation | Natural Gas | Oven | E8 | CCE | 0 | 0 | 0 | 0 | 0 | 0 | 0 | 0 | 0 | 0 | 0 | 0 | 0 | 0 | 0 | 0 | 0 | 0 | 0 | 0 | 0 | 0 | 0 | 0 | 0 | 0 | 0 | 0 | 0 | 0
F1_Commercial_Office_Existing_Food Preparation_Natural Gas_Oven_E9 | F1 | Commercial | Office | Existing | Food Preparation | Natural Gas | Oven | E9 | CCE | 0 | 0 | 0 | 0 | 0 | 0 | 0 | 0 | 0 | 0 | 0 | 0 | 0 | 0 | 0 | 0 | 0 | 0 | 0 | 0 | 0 | 0 | 0 | 0 | 0 | 0 | 0 | 0 | 0 | 0
F1_Commercial_Office_Existing_Food Preparation_Natural Gas_Oven_E10 | F1 | Commercial | Office | Existing | Food Preparation | Natural Gas | Oven | E10 | CCE | 0 | 0 | 0 | 0 | 0 | 0 | 0 | 0 | 0 | 0 | 0 | 0 | 0 | 0 | 0 | 0 | 0 | 0 | 0 | 0 | 0 | 0 | 0 | 0 | 0 | 0 | 0 | 0 | 0 | 0
F2_Commercial_Office_Existing_Food Preparation_Natural Gas_Oven_E1 | F2 | Commercial | Office | Existing | Food Preparation | Natural Gas | Oven | E1 | TRC BC Ratio | 0.9 | 0.9 | 0.9 | 0.9 | 0.9 | 0.9 | 0.9 | 0.9 | 0.9 | 0.9 | 0.9 | 0.9 | 0.9 | 0.9 | 0.9 | 0.9 | 0.9 | 0.9 | 0.9 | 0.9 | 0.9 | 0.9 | 0 | 0 | 0 | 0 | 0 | 0 | 0 | 0
F2_Commercial_Office_Existing_Food Preparation_Natural Gas_Oven_E2 | F2 | Commercial | Office | Existing | Food Preparation | Natural Gas | Oven | E2 | TRC BC Ratio | 19.3861 | 19.5519 | 19.7505 | 20.079 | 20.517 | 21.0337 | 21.5085 | 21.9312 | 22.3413 | 22.739 | 23.1401 | 23.5301 | 23.8972 | 24.2648 | 24.6161 | 24.9765 | 25.3618 | 25.7498 | 26.141 | 26.5337 | 26.9222 | 27.305 | 0 | 0 | 0 | 0 | 0 | 0 | 0 | 0
F2_Commercial_Office_Existing_Food Preparation_Natural Gas_Oven_E3 | F2 | Commercial | Office | Existing | Food Preparation | Natural Gas | Oven | E3 | TRC BC Ratio | 0 | 0 | 0 | 0 | 0 | 0 | 0 | 0 | 0 | 0 | 0 | 0 | 0 | 0 | 0 | 0 | 0 | 0 | 0 | 0 | 0 | 0 | 0 | 0 | 0 | 0 | 0 | 0 | 0 | 0
F2_Commercial_Office_Existing_Food Preparation_Natural Gas_Oven_E4 | F2 | Commercial | Office | Existing | Food Preparation | Natural Gas | Oven | E4 | TRC BC Ratio | 0 | 0 | 0 | 0 | 0 | 0 | 0 | 0 | 0 | 0 | 0 | 0 | 0 | 0 | 0 | 0 | 0 | 0 | 0 | 0 | 0 | 0 | 0 | 0 | 0 | 0 | 0 | 0 | 0 | 0
F2_Commercial_Office_Existing_Food Preparation_Natural Gas_Oven_E5 | F2 | Commercial | Office | Existing | Food Preparation | Natural Gas | Oven | E5 | TRC BC Ratio | 0 | 0 | 0 | 0 | 0 | 0 | 0 | 0 | 0 | 0 | 0 | 0 | 0 | 0 | 0 | 0 | 0 | 0 | 0 | 0 | 0 | 0 | 0 | 0 | 0 | 0 | 0 | 0 | 0 | 0
F2_Commercial_Office_Existing_Food Preparation_Natural Gas_Oven_E6 | F2 | Commercial | Office | Existing | Food Preparation | Natural Gas | Oven | E6 | TRC BC Ratio | 0 | 0 | 0 | 0 | 0 | 0 | 0 | 0 | 0 | 0 | 0 | 0 | 0 | 0 | 0 | 0 | 0 | 0 | 0 | 0 | 0 | 0 | 0 | 0 | 0 | 0 | 0 | 0 | 0 | 0
F2_Commercial_Office_Existing_Food Preparation_Natural Gas_Oven_E7 | F2 | Commercial | Office | Existing | Food Preparation | Natural Gas | Oven | E7 | TRC BC Ratio | 0 | 0 | 0 | 0 | 0 | 0 | 0 | 0 | 0 | 0 | 0 | 0 | 0 | 0 | 0 | 0 | 0 | 0 | 0 | 0 | 0 | 0 | 0 | 0 | 0 | 0 | 0 | 0 | 0 | 0
F2_Commercial_Office_Existing_Food Preparation_Natural Gas_Oven_E8 | F2 | Commercial | Office | Existing | Food Preparation | Natural Gas | Oven | E8 | TRC BC Ratio | 0 | 0 | 0 | 0 | 0 | 0 | 0 | 0 | 0 | 0 | 0 | 0 | 0 | 0 | 0 | 0 | 0 | 0 | 0 | 0 | 0 | 0 | 0 | 0 | 0 | 0 | 0 | 0 | 0 | 0
F2_Commercial_Office_Existing_Food Preparation_Natural Gas_Oven_E9 | F2 | Commercial | Office | Existing | Food Preparation | Natural Gas | Oven | E9 | TRC BC Ratio | 0 | 0 | 0 | 0 | 0 | 0 | 0 | 0 | 0 | 0 | 0 | 0 | 0 | 0 | 0 | 0 | 0 | 0 | 0 | 0 | 0 | 0 | 0 | 0 | 0 | 0 | 0 | 0 | 0 | 0
F2_Commercial_Office_Existing_Food Preparation_Natural Gas_Oven_E10 | F2 | Commercial | Office | Existing | Food Preparation | Natural Gas | Oven | E10 | TRC BC Ratio | 0 | 0 | 0 | 0 | 0 | 0 | 0 | 0 | 0 | 0 | 0 | 0 | 0 | 0 | 0 | 0 | 0 | 0 | 0 | 0 | 0 | 0 | 0 | 0 | 0 | 0 | 0 | 0 | 0 | 0
F3_Commercial_Office_Existing_Food Preparation_Natural Gas_Oven_E1 | F3 | Commercial | Office | Existing | Food Preparation | Natural Gas | Oven | E1 | PACT BC Ratio | 0.9 | 0.9 | 0.9 | 0.9 | 0.9 | 0.9 | 0.9 | 0.9 | 0.9 | 0.9 | 0.9 | 0.9 | 0.9 | 0.9 | 0.9 | 0.9 | 0.9 | 0.9 | 0.9 | 0.9 | 0.9 | 0.9 | 0 | 0 | 0 | 0 | 0 | 0 | 0 | 0
F3_Commercial_Office_Existing_Food Preparation_Natural Gas_Oven_E2 | F3 | Commercial | Office | Existing | Food Preparation | Natural Gas | Oven | E2 | PACT BC Ratio | 19.3861 | 19.5519 | 19.7505 | 20.079 | 20.517 | 21.0337 | 21.5085 | 21.9312 | 22.3413 | 22.739 | 23.1401 | 23.5301 | 23.8972 | 24.2648 | 24.6161 | 24.9765 | 25.3618 | 25.7498 | 26.141 | 26.5337 | 26.9222 | 27.305 | 0 | 0 | 0 | 0 | 0 | 0 | 0 | 0
F3_Commercial_Office_Existing_Food Preparation_Natural Gas_Oven_E3 | F3 | Commercial | Office | Existing | Food Preparation | Natural Gas | Oven | E3 | PACT BC Ratio | 0 | 0 | 0 | 0 | 0 | 0 | 0 | 0 | 0 | 0 | 0 | 0 | 0 | 0 | 0 | 0 | 0 | 0 | 0 | 0 | 0 | 0 | 0 | 0 | 0 | 0 | 0 | 0 | 0 | 0
F3_Commercial_Office_Existing_Food Preparation_Natural Gas_Oven_E4 | F3 | Commercial | Office | Existing | Food Preparation | Natural Gas | Oven | E4 | PACT BC Ratio | 0 | 0 | 0 | 0 | 0 | 0 | 0 | 0 | 0 | 0 | 0 | 0 | 0 | 0 | 0 | 0 | 0 | 0 | 0 | 0 | 0 | 0 | 0 | 0 | 0 | 0 | 0 | 0 | 0 | 0
F3_Commercial_Office_Existing_Food Preparation_Natural Gas_Oven_E5 | F3 | Commercial | Office | Existing | Food Preparation | Natural Gas | Oven | E5 | PACT BC Ratio | 0 | 0 | 0 | 0 | 0 | 0 | 0 | 0 | 0 | 0 | 0 | 0 | 0 | 0 | 0 | 0 | 0 | 0 | 0 | 0 | 0 | 0 | 0 | 0 | 0 | 0 | 0 | 0 | 0 | 0
F3_Commercial_Office_Existing_Food Preparation_Natural Gas_Oven_E6 | F3 | Commercial | Office | Existing | Food Preparation | Natural Gas | Oven | E6 | PACT BC Ratio | 0 | 0 | 0 | 0 | 0 | 0 | 0 | 0 | 0 | 0 | 0 | 0 | 0 | 0 | 0 | 0 | 0 | 0 | 0 | 0 | 0 | 0 | 0 | 0 | 0 | 0 | 0 | 0 | 0 | 0
F3_Commercial_Office_Existing_Food Preparation_Natural Gas_Oven_E7 | F3 | Commercial | Office | Existing | Food Preparation | Natural Gas | Oven | E7 | PACT BC Ratio | 0 | 0 | 0 | 0 | 0 | 0 | 0 | 0 | 0 | 0 | 0 | 0 | 0 | 0 | 0 | 0 | 0 | 0 | 0 | 0 | 0 | 0 | 0 | 0 | 0 | 0 | 0 | 0 | 0 | 0
F3_Commercial_Office_Existing_Food Preparation_Natural Gas_Oven_E8 | F3 | Commercial | Office | Existing | Food Preparation | Natural Gas | Oven | E8 | PACT BC Ratio | 0 | 0 | 0 | 0 | 0 | 0 | 0 | 0 | 0 | 0 | 0 | 0 | 0 | 0 | 0 | 0 | 0 | 0 | 0 | 0 | 0 | 0 | 0 | 0 | 0 | 0 | 0 | 0 | 0 | 0
F3_Commercial_Office_Existing_Food Preparation_Natural Gas_Oven_E9 | F3 | Commercial | Office | Existing | Food Preparation | Natural Gas | Oven | E9 | PACT BC Ratio | 0 | 0 | 0 | 0 | 0 | 0 | 0 | 0 | 0 | 0 | 0 | 0 | 0 | 0 | 0 | 0 | 0 | 0 | 0 | 0 | 0 | 0 | 0 | 0 | 0 | 0 | 0 | 0 | 0 | 0
F3_Commercial_Office_Existing_Food Preparation_Natural Gas_Oven_E10 | F3 | Commercial | Office | Existing | Food Preparation | Natural Gas | Oven | E10 | PACT BC Ratio | 0 | 0 | 0 | 0 | 0 | 0 | 0 | 0 | 0 | 0 | 0 | 0 | 0 | 0 | 0 | 0 | 0 | 0 | 0 | 0 | 0 | 0 | 0 | 0 | 0 | 0 | 0 | 0 | 0 | 0
F4_Commercial_Office_Existing_Food Preparation_Natural Gas_Oven_E1 | F4 | Commercial | Office | Existing | Food Preparation | Natural Gas | Oven | E1 | PCT BC Ratio | 0.9 | 0.9 | 0.9 | 0.9 | 0.9 | 0.9 | 0.9 | 0.9 | 0.9 | 0.9 | 0.9 | 0.9 | 0.9 | 0.9 | 0.9 | 0.9 | 0.9 | 0.9 | 0.9 | 0.9 | 0.9 | 0.9 | 0 | 0 | 0 | 0 | 0 | 0 | 0 | 0
F4_Commercial_Office_Existing_Food Preparation_Natural Gas_Oven_E2 | F4 | Commercial | Office | Existing | Food Preparation | Natural Gas | Oven | E2 | PCT BC Ratio | 49.7741 | 50.1913 | 50.6909 | 51.5175 | 52.6194 | 53.9194 | 55.1139 | 56.1776 | 57.2092 | 58.2099 | 59.2191 | 60.2001 | 61.1237 | 62.0487 | 62.9326 | 63.8392 | 64.8088 | 65.7849 | 66.769 | 67.7572 | 68.7346 | 69.6977 | 0 | 0 | 0 | 0 | 0 | 0 | 0 | 0
F4_Commercial_Office_Existing_Food Preparation_Natural Gas_Oven_E3 | F4 | Commercial | Office | Existing | Food Preparation | Natural Gas | Oven | E3 | PCT BC Ratio | 0 | 0 | 0 | 0 | 0 | 0 | 0 | 0 | 0 | 0 | 0 | 0 | 0 | 0 | 0 | 0 | 0 | 0 | 0 | 0 | 0 | 0 | 0 | 0 | 0 | 0 | 0 | 0 | 0 | 0
F4_Commercial_Office_Existing_Food Preparation_Natural Gas_Oven_E4 | F4 | Commercial | Office | Existing | Food Preparation | Natural Gas | Oven | E4 | PCT BC Ratio | 0 | 0 | 0 | 0 | 0 | 0 | 0 | 0 | 0 | 0 | 0 | 0 | 0 | 0 | 0 | 0 | 0 | 0 | 0 | 0 | 0 | 0 | 0 | 0 | 0 | 0 | 0 | 0 | 0 | 0
F4_Commercial_Office_Existing_Food Preparation_Natural Gas_Oven_E5 | F4 | Commercial | Office | Existing | Food Preparation | Natural Gas | Oven | E5 | PCT BC Ratio | 0 | 0 | 0 | 0 | 0 | 0 | 0 | 0 | 0 | 0 | 0 | 0 | 0 | 0 | 0 | 0 | 0 | 0 | 0 | 0 | 0 | 0 | 0 | 0 | 0 | 0 | 0 | 0 | 0 | 0
F4_Commercial_Office_Existing_Food Preparation_Natural Gas_Oven_E6 | F4 | Commercial | Office | Existing | Food Preparation | Natural Gas | Oven | E6 | PCT BC Ratio | 0 | 0 | 0 | 0 | 0 | 0 | 0 | 0 | 0 | 0 | 0 | 0 | 0 | 0 | 0 | 0 | 0 | 0 | 0 | 0 | 0 | 0 | 0 | 0 | 0 | 0 | 0 | 0 | 0 | 0
F4_Commercial_Office_Existing_Food Preparation_Natural Gas_Oven_E7 | F4 | Commercial | Office | Existing | Food Preparation | Natural Gas | Oven | E7 | PCT BC Ratio | 0 | 0 | 0 | 0 | 0 | 0 | 0 | 0 | 0 | 0 | 0 | 0 | 0 | 0 | 0 | 0 | 0 | 0 | 0 | 0 | 0 | 0 | 0 | 0 | 0 | 0 | 0 | 0 | 0 | 0
F4_Commercial_Office_Existing_Food Preparation_Natural Gas_Oven_E8 | F4 | Commercial | Office | Existing | Food Preparation | Natural Gas | Oven | E8 | PCT BC Ratio | 0 | 0 | 0 | 0 | 0 | 0 | 0 | 0 | 0 | 0 | 0 | 0 | 0 | 0 | 0 | 0 | 0 | 0 | 0 | 0 | 0 | 0 | 0 | 0 | 0 | 0 | 0 | 0 | 0 | 0
F4_Commercial_Office_Existing_Food Preparation_Natural Gas_Oven_E9 | F4 | Commercial | Office | Existing | Food Preparation | Natural Gas | Oven | E9 | PCT BC Ratio | 0 | 0 | 0 | 0 | 0 | 0 | 0 | 0 | 0 | 0 | 0 | 0 | 0 | 0 | 0 | 0 | 0 | 0 | 0 | 0 | 0 | 0 | 0 | 0 | 0 | 0 | 0 | 0 | 0 | 0
F4_Commercial_Office_Existing_Food Preparation_Natural Gas_Oven_E10 | F4 | Commercial | Office | Existing | Food Preparation | Natural Gas | Oven | E10 | PCT BC Ratio | 0 | 0 | 0 | 0 | 0 | 0 | 0 | 0 | 0 | 0 | 0 | 0 | 0 | 0 | 0 | 0 | 0 | 0 | 0 | 0 | 0 | 0 | 0 | 0 | 0 | 0 | 0 | 0 | 0 | 0
F5_Commercial_Office_Existing_Food Preparation_Natural Gas_Oven_E1 | F5 | Commercial | Office | Existing | Food Preparation | Natural Gas | Oven | E1 | RIM BC Ratio | 0.9 | 0.9 | 0.9 | 0.9 | 0.9 | 0.9 | 0.9 | 0.9 | 0.9 | 0.9 | 0.9 | 0.9 | 0.9 | 0.9 | 0.9 | 0.9 | 0.9 | 0.9 | 0.9 | 0.9 | 0.9 | 0.9 | 0 | 0 | 0 | 0 | 0 | 0 | 0 | 0
F5_Commercial_Office_Existing_Food Preparation_Natural Gas_Oven_E2 | F5 | Commercial | Office | Existing | Food Preparation | Natural Gas | Oven | E2 | RIM BC Ratio | 0.80022 | 0.80051 | 0.80083 | 0.80137 | 0.80205 | 0.80282 | 0.8035 | 0.80408 | 0.80462 | 0.80513 | 0.80562 | 0.80608 | 0.80651 | 0.80692 | 0.80731 | 0.80769 | 0.80808 | 0.80847 | 0.80885 | 0.80922 | 0.80958 | 0.80992 | 0 | 0 | 0 | 0 | 0 | 0 | 0 | 0
F5_Commercial_Office_Existing_Food Preparation_Natural Gas_Oven_E3 | F5 | Commercial | Office | Existing | Food Preparation | Natural Gas | Oven | E3 | RIM BC Ratio | 0 | 0 | 0 | 0 | 0 | 0 | 0 | 0 | 0 | 0 | 0 | 0 | 0 | 0 | 0 | 0 | 0 | 0 | 0 | 0 | 0 | 0 | 0 | 0 | 0 | 0 | 0 | 0 | 0 | 0
F5_Commercial_Office_Existing_Food Preparation_Natural Gas_Oven_E4 | F5 | Commercial | Office | Existing | Food Preparation | Natural Gas | Oven | E4 | RIM BC Ratio | 0 | 0 | 0 | 0 | 0 | 0 | 0 | 0 | 0 | 0 | 0 | 0 | 0 | 0 | 0 | 0 | 0 | 0 | 0 | 0 | 0 | 0 | 0 | 0 | 0 | 0 | 0 | 0 | 0 | 0
F5_Commercial_Office_Existing_Food Preparation_Natural Gas_Oven_E5 | F5 | Commercial | Office | Existing | Food Preparation | Natural Gas | Oven | E5 | RIM BC Ratio | 0 | 0 | 0 | 0 | 0 | 0 | 0 | 0 | 0 | 0 | 0 | 0 | 0 | 0 | 0 | 0 | 0 | 0 | 0 | 0 | 0 | 0 | 0 | 0 | 0 | 0 | 0 | 0 | 0 | 0
F5_Commercial_Office_Existing_Food Preparation_Natural Gas_Oven_E6 | F5 | Commercial | Office | Existing | Food Preparation | Natural Gas | Oven | E6 | RIM BC Ratio | 0 | 0 | 0 | 0 | 0 | 0 | 0 | 0 | 0 | 0 | 0 | 0 | 0 | 0 | 0 | 0 | 0 | 0 | 0 | 0 | 0 | 0 | 0 | 0 | 0 | 0 | 0 | 0 | 0 | 0
F5_Commercial_Office_Existing_Food Preparation_Natural Gas_Oven_E7 | F5 | Commercial | Office | Existing | Food Preparation | Natural Gas | Oven | E7 | RIM BC Ratio | 0 | 0 | 0 | 0 | 0 | 0 | 0 | 0 | 0 | 0 | 0 | 0 | 0 | 0 | 0 | 0 | 0 | 0 | 0 | 0 | 0 | 0 | 0 | 0 | 0 | 0 | 0 | 0 | 0 | 0
F5_Commercial_Office_Existing_Food Preparation_Natural Gas_Oven_E8 | F5 | Commercial | Office | Existing | Food Preparation | Natural Gas | Oven | E8 | RIM BC Ratio | 0 | 0 | 0 | 0 | 0 | 0 | 0 | 0 | 0 | 0 | 0 | 0 | 0 | 0 | 0 | 0 | 0 | 0 | 0 | 0 | 0 | 0 | 0 | 0 | 0 | 0 | 0 | 0 | 0 | 0
F5_Commercial_Office_Existing_Food Preparation_Natural Gas_Oven_E9 | F5 | Commercial | Office | Existing | Food Preparation | Natural Gas | Oven | E9 | RIM BC Ratio | 0 | 0 | 0 | 0 | 0 | 0 | 0 | 0 | 0 | 0 | 0 | 0 | 0 | 0 | 0 | 0 | 0 | 0 | 0 | 0 | 0 | 0 | 0 | 0 | 0 | 0 | 0 | 0 | 0 | 0
F5_Commercial_Office_Existing_Food Preparation_Natural Gas_Oven_E10 | F5 | Commercial | Office | Existing | Food Preparation | Natural Gas | Oven | E10 | RIM BC Ratio | 0 | 0 | 0 | 0 | 0 | 0 | 0 | 0 | 0 | 0 | 0 | 0 | 0 | 0 | 0 | 0 | 0 | 0 | 0 | 0 | 0 | 0 | 0 | 0 | 0 | 0 | 0 | 0 | 0 | 0
F0_Commercial_Office_Existing_Food Preparation_Natural Gas_Conveyor Oven_E0 | F0 | Commercial | Office | Existing | Food Preparation | Natural Gas | Conveyor Oven | E0 | Economic Unit | Efficient (>44% Baking Efficiency) | Efficient (>44% Baking Efficiency) | Efficient (>44% Baking Efficiency) | Efficient (>44% Baking Efficiency) | Efficient (>44% Baking Efficiency) | Efficient (>44% Baking Efficiency) | Efficient (>44% Baking Efficiency) | Efficient (>44% Baking Efficiency) | Efficient (>44% Baking Efficiency) | Efficient (>44% Baking Efficiency) | Efficient (>44% Baking Efficiency) | Efficient (>44% Baking Efficiency) | Efficient (>44% Baking Efficiency) | Efficient (>44% Baking Efficiency) | Efficient (>44% Baking Efficiency) | Efficient (>44% Baking Efficiency) | Efficient (>44% Baking Efficiency) | Efficient (>44% Baking Efficiency) | Efficient (>44% Baking Efficiency) | Efficient (>44% Baking Efficiency) | Efficient (>44% Baking Efficiency) | Efficient (>44% Baking Efficiency) | 0 | 0 | 0 | 0 | 0 | 0 | 0 | 0
F1_Commercial_Office_Existing_Food Preparation_Natural Gas_Conveyor Oven_E1 | F1 | Commercial | Office | Existing | Food Preparation | Natural Gas | Conveyor Oven | E1 | CCE | 0 | 0 | 0 | 0 | 0 | 0 | 0 | 0 | 0 | 0 | 0 | 0 | 0 | 0 | 0 | 0 | 0 | 0 | 0 | 0 | 0 | 0 | 0 | 0 | 0 | 0 | 0 | 0 | 0 | 0
F1_Commercial_Office_Existing_Food Preparation_Natural Gas_Conveyor Oven_E2 | F1 | Commercial | Office | Existing | Food Preparation | Natural Gas | Conveyor Oven | E2 | CCE | 0.0034054 | 0.0034054 | 0.0035776 | 0.0035232 | 0.0034703 | 0.0034043 | 0.003395 | 0.0033732 | 0.0033529 | 0.0033223 | 0.0033175 | 0.0033023 | 0.0032887 | 0.0032626 | 0.0032661 | 0.0032561 | 0.0032463 | 0.0032249 | 0.0032312 | 0.0032249 | 0.0032202 | 0.0032022 | 0 | 0 | 0 | 0 | 0 | 0 | 0 | 0
F1_Commercial_Office_Existing_Food Preparation_Natural Gas_Conveyor Oven_E3 | F1 | Commercial | Office | Existing | Food Preparation | Natural Gas | Conveyor Oven | E3 | CCE | 0 | 0 | 0 | 0 | 0 | 0 | 0 | 0 | 0 | 0 | 0 | 0 | 0 | 0 | 0 | 0 | 0 | 0 | 0 | 0 | 0 | 0 | 0 | 0 | 0 | 0 | 0 | 0 | 0 | 0
F1_Commercial_Office_Existing_Food Preparation_Natural Gas_Conveyor Oven_E4 | F1 | Commercial | Office | Existing | Food Preparation | Natural Gas | Conveyor Oven | E4 | CCE | 0 | 0 | 0 | 0 | 0 | 0 | 0 | 0 | 0 | 0 | 0 | 0 | 0 | 0 | 0 | 0 | 0 | 0 | 0 | 0 | 0 | 0 | 0 | 0 | 0 | 0 | 0 | 0 | 0 | 0
F1_Commercial_Office_Existing_Food Preparation_Natural Gas_Conveyor Oven_E5 | F1 | Commercial | Office | Existing | Food Preparation | Natural Gas | Conveyor Oven | E5 | CCE | 0 | 0 | 0 | 0 | 0 | 0 | 0 | 0 | 0 | 0 | 0 | 0 | 0 | 0 | 0 | 0 | 0 | 0 | 0 | 0 | 0 | 0 | 0 | 0 | 0 | 0 | 0 | 0 | 0 | 0
F1_Commercial_Office_Existing_Food Preparation_Natural Gas_Conveyor Oven_E6 | F1 | Commercial | Office | Existing | Food Preparation | Natural Gas | Conveyor Oven | E6 | CCE | 0 | 0 | 0 | 0 | 0 | 0 | 0 | 0 | 0 | 0 | 0 | 0 | 0 | 0 | 0 | 0 | 0 | 0 | 0 | 0 | 0 | 0 | 0 | 0 | 0 | 0 | 0 | 0 | 0 | 0
F1_Commercial_Office_Existing_Food Preparation_Natural Gas_Conveyor Oven_E7 | F1 | Commercial | Office | Existing | Food Preparation | Natural Gas | Conveyor Oven | E7 | CCE | 0 | 0 | 0 | 0 | 0 | 0 | 0 | 0 | 0 | 0 | 0 | 0 | 0 | 0 | 0 | 0 | 0 | 0 | 0 | 0 | 0 | 0 | 0 | 0 | 0 | 0 | 0 | 0 | 0 | 0
F1_Commercial_Office_Existing_Food Preparation_Natural Gas_Conveyor Oven_E8 | F1 | Commercial | Office | Existing | Food Preparation | Natural Gas | Conveyor Oven | E8 | CCE | 0 | 0 | 0 | 0 | 0 | 0 | 0 | 0 | 0 | 0 | 0 | 0 | 0 | 0 | 0 | 0 | 0 | 0 | 0 | 0 | 0 | 0 | 0 | 0 | 0 | 0 | 0 | 0 | 0 | 0
F1_Commercial_Office_Existing_Food Preparation_Natural Gas_Conveyor Oven_E9 | F1 | Commercial | Office | Existing | Food Preparation | Natural Gas | Conveyor Oven | E9 | CCE | 0 | 0 | 0 | 0 | 0 | 0 | 0 | 0 | 0 | 0 | 0 | 0 | 0 | 0 | 0 | 0 | 0 | 0 | 0 | 0 | 0 | 0 | 0 | 0 | 0 | 0 | 0 | 0 | 0 | 0
F1_Commercial_Office_Existing_Food Preparation_Natural Gas_Conveyor Oven_E10 | F1 | Commercial | Office | Existing | Food Preparation | Natural Gas | Conveyor Oven | E10 | CCE | 0 | 0 | 0 | 0 | 0 | 0 | 0 | 0 | 0 | 0 | 0 | 0 | 0 | 0 | 0 | 0 | 0 | 0 | 0 | 0 | 0 | 0 | 0 | 0 | 0 | 0 | 0 | 0 | 0 | 0
F2_Commercial_Office_Existing_Food Preparation_Natural Gas_Conveyor Oven_E1 | F2 | Commercial | Office | Existing | Food Preparation | Natural Gas | Conveyor Oven | E1 | TRC BC Ratio | 0.9 | 0.9 | 0.9 | 0.9 | 0.9 | 0.9 | 0.9 | 0.9 | 0.9 | 0.9 | 0.9 | 0.9 | 0.9 | 0.9 | 0.9 | 0.9 | 0.9 | 0.9 | 0.9 | 0.9 | 0.9 | 0.9 | 0 | 0 | 0 | 0 | 0 | 0 | 0 | 0
F2_Commercial_Office_Existing_Food Preparation_Natural Gas_Conveyor Oven_E2 | F2 | Commercial | Office | Existing | Food Preparation | Natural Gas | Conveyor Oven | E2 | TRC BC Ratio | 2.7176 | 2.748 | 2.7824 | 2.8311 | 2.8898 | 2.9554 | 3.0153 | 3.0676 | 3.1163 | 3.1654 | 3.2167 | 3.269 | 3.3215 | 3.3766 | 3.4303 | 3.4854 | 3.5434 | 3.602 | 3.6613 | 3.7212 | 3.781 | 3.8406 | 0 | 0 | 0 | 0 | 0 | 0 | 0 | 0
F2_Commercial_Office_Existing_Food Preparation_Natural Gas_Conveyor Oven_E3 | F2 | Commercial | Office | Existing | Food Preparation | Natural Gas | Conveyor Oven | E3 | TRC BC Ratio | 0 | 0 | 0 | 0 | 0 | 0 | 0 | 0 | 0 | 0 | 0 | 0 | 0 | 0 | 0 | 0 | 0 | 0 | 0 | 0 | 0 | 0 | 0 | 0 | 0 | 0 | 0 | 0 | 0 | 0
F2_Commercial_Office_Existing_Food Preparation_Natural Gas_Conveyor Oven_E4 | F2 | Commercial | Office | Existing | Food Preparation | Natural Gas | Conveyor Oven | E4 | TRC BC Ratio | 0 | 0 | 0 | 0 | 0 | 0 | 0 | 0 | 0 | 0 | 0 | 0 | 0 | 0 | 0 | 0 | 0 | 0 | 0 | 0 | 0 | 0 | 0 | 0 | 0 | 0 | 0 | 0 | 0 | 0
F2_Commercial_Office_Existing_Food Preparation_Natural Gas_Conveyor Oven_E5 | F2 | Commercial | Office | Existing | Food Preparation | Natural Gas | Conveyor Oven | E5 | TRC BC Ratio | 0 | 0 | 0 | 0 | 0 | 0 | 0 | 0 | 0 | 0 | 0 | 0 | 0 | 0 | 0 | 0 | 0 | 0 | 0 | 0 | 0 | 0 | 0 | 0 | 0 | 0 | 0 | 0 | 0 | 0
F2_Commercial_Office_Existing_Food Preparation_Natural Gas_Conveyor Oven_E6 | F2 | Commercial | Office | Existing | Food Preparation | Natural Gas | Conveyor Oven | E6 | TRC BC Ratio | 0 | 0 | 0 | 0 | 0 | 0 | 0 | 0 | 0 | 0 | 0 | 0 | 0 | 0 | 0 | 0 | 0 | 0 | 0 | 0 | 0 | 0 | 0 | 0 | 0 | 0 | 0 | 0 | 0 | 0
F2_Commercial_Office_Existing_Food Preparation_Natural Gas_Conveyor Oven_E7 | F2 | Commercial | Office | Existing | Food Preparation | Natural Gas | Conveyor Oven | E7 | TRC BC Ratio | 0 | 0 | 0 | 0 | 0 | 0 | 0 | 0 | 0 | 0 | 0 | 0 | 0 | 0 | 0 | 0 | 0 | 0 | 0 | 0 | 0 | 0 | 0 | 0 | 0 | 0 | 0 | 0 | 0 | 0
F2_Commercial_Office_Existing_Food Preparation_Natural Gas_Conveyor Oven_E8 | F2 | Commercial | Office | Existing | Food Preparation | Natural Gas | Conveyor Oven | E8 | TRC BC Ratio | 0 | 0 | 0 | 0 | 0 | 0 | 0 | 0 | 0 | 0 | 0 | 0 | 0 | 0 | 0 | 0 | 0 | 0 | 0 | 0 | 0 | 0 | 0 | 0 | 0 | 0 | 0 | 0 | 0 | 0
F2_Commercial_Office_Existing_Food Preparation_Natural Gas_Conveyor Oven_E9 | F2 | Commercial | Office | Existing | Food Preparation | Natural Gas | Conveyor Oven | E9 | TRC BC Ratio | 0 | 0 | 0 | 0 | 0 | 0 | 0 | 0 | 0 | 0 | 0 | 0 | 0 | 0 | 0 | 0 | 0 | 0 | 0 | 0 | 0 | 0 | 0 | 0 | 0 | 0 | 0 | 0 | 0 | 0
F2_Commercial_Office_Existing_Food Preparation_Natural Gas_Conveyor Oven_E10 | F2 | Commercial | Office | Existing | Food Preparation | Natural Gas | Conveyor Oven | E10 | TRC BC Ratio | 0 | 0 | 0 | 0 | 0 | 0 | 0 | 0 | 0 | 0 | 0 | 0 | 0 | 0 | 0 | 0 | 0 | 0 | 0 | 0 | 0 | 0 | 0 | 0 | 0 | 0 | 0 | 0 | 0 | 0
F3_Commercial_Office_Existing_Food Preparation_Natural Gas_Conveyor Oven_E1 | F3 | Commercial | Office | Existing | Food Preparation | Natural Gas | Conveyor Oven | E1 | PACT BC Ratio | 0.9 | 0.9 | 0.9 | 0.9 | 0.9 | 0.9 | 0.9 | 0.9 | 0.9 | 0.9 | 0.9 | 0.9 | 0.9 | 0.9 | 0.9 | 0.9 | 0.9 | 0.9 | 0.9 | 0.9 | 0.9 | 0.9 | 0 | 0 | 0 | 0 | 0 | 0 | 0 | 0
F3_Commercial_Office_Existing_Food Preparation_Natural Gas_Conveyor Oven_E2 | F3 | Commercial | Office | Existing | Food Preparation | Natural Gas | Conveyor Oven | E2 | PACT BC Ratio | 6.4385 | 6.5104 | 6.5921 | 6.7074 | 6.8464 | 7.002 | 7.1438 | 7.2678 | 7.3831 | 7.4995 | 7.621 | 7.745 | 7.8692 | 7.9997 | 8.1271 | 8.2575 | 8.3949 | 8.5337 | 8.6743 | 8.8161 | 8.9578 | 9.0991 | 0 | 0 | 0 | 0 | 0 | 0 | 0 | 0
F3_Commercial_Office_Existing_Food Preparation_Natural Gas_Conveyor Oven_E3 | F3 | Commercial | Office | Existing | Food Preparation | Natural Gas | Conveyor Oven | E3 | PACT BC Ratio | 0 | 0 | 0 | 0 | 0 | 0 | 0 | 0 | 0 | 0 | 0 | 0 | 0 | 0 | 0 | 0 | 0 | 0 | 0 | 0 | 0 | 0 | 0 | 0 | 0 | 0 | 0 | 0 | 0 | 0
F3_Commercial_Office_Existing_Food Preparation_Natural Gas_Conveyor Oven_E4 | F3 | Commercial | Office | Existing | Food Preparation | Natural Gas | Conveyor Oven | E4 | PACT BC Ratio | 0 | 0 | 0 | 0 | 0 | 0 | 0 | 0 | 0 | 0 | 0 | 0 | 0 | 0 | 0 | 0 | 0 | 0 | 0 | 0 | 0 | 0 | 0 | 0 | 0 | 0 | 0 | 0 | 0 | 0
F3_Commercial_Office_Existing_Food Preparation_Natural Gas_Conveyor Oven_E5 | F3 | Commercial | Office | Existing | Food Preparation | Natural Gas | Conveyor Oven | E5 | PACT BC Ratio | 0 | 0 | 0 | 0 | 0 | 0 | 0 | 0 | 0 | 0 | 0 | 0 | 0 | 0 | 0 | 0 | 0 | 0 | 0 | 0 | 0 | 0 | 0 | 0 | 0 | 0 | 0 | 0 | 0 | 0
F3_Commercial_Office_Existing_Food Preparation_Natural Gas_Conveyor Oven_E6 | F3 | Commercial | Office | Existing | Food Preparation | Natural Gas | Conveyor Oven | E6 | PACT BC Ratio | 0 | 0 | 0 | 0 | 0 | 0 | 0 | 0 | 0 | 0 | 0 | 0 | 0 | 0 | 0 | 0 | 0 | 0 | 0 | 0 | 0 | 0 | 0 | 0 | 0 | 0 | 0 | 0 | 0 | 0
F3_Commercial_Office_Existing_Food Preparation_Natural Gas_Conveyor Oven_E7 | F3 | Commercial | Office | Existing | Food Preparation | Natural Gas | Conveyor Oven | E7 | PACT BC Ratio | 0 | 0 | 0 | 0 | 0 | 0 | 0 | 0 | 0 | 0 | 0 | 0 | 0 | 0 | 0 | 0 | 0 | 0 | 0 | 0 | 0 | 0 | 0 | 0 | 0 | 0 | 0 | 0 | 0 | 0
F3_Commercial_Office_Existing_Food Preparation_Natural Gas_Conveyor Oven_E8 | F3 | Commercial | Office | Existing | Food Preparation | Natural Gas | Conveyor Oven | E8 | PACT BC Ratio | 0 | 0 | 0 | 0 | 0 | 0 | 0 | 0 | 0 | 0 | 0 | 0 | 0 | 0 | 0 | 0 | 0 | 0 | 0 | 0 | 0 | 0 | 0 | 0 | 0 | 0 | 0 | 0 | 0 | 0
F3_Commercial_Office_Existing_Food Preparation_Natural Gas_Conveyor Oven_E9 | F3 | Commercial | Office | Existing | Food Preparation | Natural Gas | Conveyor Oven | E9 | PACT BC Ratio | 0 | 0 | 0 | 0 | 0 | 0 | 0 | 0 | 0 | 0 | 0 | 0 | 0 | 0 | 0 | 0 | 0 | 0 | 0 | 0 | 0 | 0 | 0 | 0 | 0 | 0 | 0 | 0 | 0 | 0
F3_Commercial_Office_Existing_Food Preparation_Natural Gas_Conveyor Oven_E10 | F3 | Commercial | Office | Existing | Food Preparation | Natural Gas | Conveyor Oven | E10 | PACT BC Ratio | 0 | 0 | 0 | 0 | 0 | 0 | 0 | 0 | 0 | 0 | 0 | 0 | 0 | 0 | 0 | 0 | 0 | 0 | 0 | 0 | 0 | 0 | 0 | 0 | 0 | 0 | 0 | 0 | 0 | 0
F4_Commercial_Office_Existing_Food Preparation_Natural Gas_Conveyor Oven_E1 | F4 | Commercial | Office | Existing | Food Preparation | Natural Gas | Conveyor Oven | E1 | PCT BC Ratio | 0.9 | 0.9 | 0.9 | 0.9 | 0.9 | 0.9 | 0.9 | 0.9 | 0.9 | 0.9 | 0.9 | 0.9 | 0.9 | 0.9 | 0.9 | 0.9 | 0.9 | 0.9 | 0.9 | 0.9 | 0.9 | 0.9 | 0 | 0 | 0 | 0 | 0 | 0 | 0 | 0
F4_Commercial_Office_Existing_Food Preparation_Natural Gas_Conveyor Oven_E2 | F4 | Commercial | Office | Existing | Food Preparation | Natural Gas | Conveyor Oven | E2 | PCT BC Ratio | 4.4381 | 4.4848 | 4.5378 | 4.6126 | 4.7029 | 4.8039 | 4.896 | 4.9765 | 5.0514 | 5.1269 | 5.2058 | 5.2863 | 5.3669 | 5.4517 | 5.5344 | 5.619 | 5.7082 | 5.7984 | 5.8896 | 5.9817 | 6.0737 | 6.1654 | 0 | 0 | 0 | 0 | 0 | 0 | 0 | 0
F4_Commercial_Office_Existing_Food Preparation_Natural Gas_Conveyor Oven_E3 | F4 | Commercial | Office | Existing | Food Preparation | Natural Gas | Conveyor Oven | E3 | PCT BC Ratio | 0 | 0 | 0 | 0 | 0 | 0 | 0 | 0 | 0 | 0 | 0 | 0 | 0 | 0 | 0 | 0 | 0 | 0 | 0 | 0 | 0 | 0 | 0 | 0 | 0 | 0 | 0 | 0 | 0 | 0
F4_Commercial_Office_Existing_Food Preparation_Natural Gas_Conveyor Oven_E4 | F4 | Commercial | Office | Existing | Food Preparation | Natural Gas | Conveyor Oven | E4 | PCT BC Ratio | 0 | 0 | 0 | 0 | 0 | 0 | 0 | 0 | 0 | 0 | 0 | 0 | 0 | 0 | 0 | 0 | 0 | 0 | 0 | 0 | 0 | 0 | 0 | 0 | 0 | 0 | 0 | 0 | 0 | 0
F4_Commercial_Office_Existing_Food Preparation_Natural Gas_Conveyor Oven_E5 | F4 | Commercial | Office | Existing | Food Preparation | Natural Gas | Conveyor Oven | E5 | PCT BC Ratio | 0 | 0 | 0 | 0 | 0 | 0 | 0 | 0 | 0 | 0 | 0 | 0 | 0 | 0 | 0 | 0 | 0 | 0 | 0 | 0 | 0 | 0 | 0 | 0 | 0 | 0 | 0 | 0 | 0 | 0
F4_Commercial_Office_Existing_Food Preparation_Natural Gas_Conveyor Oven_E6 | F4 | Commercial | Office | Existing | Food Preparation | Natural Gas | Conveyor Oven | E6 | PCT BC Ratio | 0 | 0 | 0 | 0 | 0 | 0 | 0 | 0 | 0 | 0 | 0 | 0 | 0 | 0 | 0 | 0 | 0 | 0 | 0 | 0 | 0 | 0 | 0 | 0 | 0 | 0 | 0 | 0 | 0 | 0
F4_Commercial_Office_Existing_Food Preparation_Natural Gas_Conveyor Oven_E7 | F4 | Commercial | Office | Existing | Food Preparation | Natural Gas | Conveyor Oven | E7 | PCT BC Ratio | 0 | 0 | 0 | 0 | 0 | 0 | 0 | 0 | 0 | 0 | 0 | 0 | 0 | 0 | 0 | 0 | 0 | 0 | 0 | 0 | 0 | 0 | 0 | 0 | 0 | 0 | 0 | 0 | 0 | 0
F4_Commercial_Office_Existing_Food Preparation_Natural Gas_Conveyor Oven_E8 | F4 | Commercial | Office | Existing | Food Preparation | Natural Gas | Conveyor Oven | E8 | PCT BC Ratio | 0 | 0 | 0 | 0 | 0 | 0 | 0 | 0 | 0 | 0 | 0 | 0 | 0 | 0 | 0 | 0 | 0 | 0 | 0 | 0 | 0 | 0 | 0 | 0 | 0 | 0 | 0 | 0 | 0 | 0
F4_Commercial_Office_Existing_Food Preparation_Natural Gas_Conveyor Oven_E9 | F4 | Commercial | Office | Existing | Food Preparation | Natural Gas | Conveyor Oven | E9 | PCT BC Ratio | 0 | 0 | 0 | 0 | 0 | 0 | 0 | 0 | 0 | 0 | 0 | 0 | 0 | 0 | 0 | 0 | 0 | 0 | 0 | 0 | 0 | 0 | 0 | 0 | 0 | 0 | 0 | 0 | 0 | 0
F4_Commercial_Office_Existing_Food Preparation_Natural Gas_Conveyor Oven_E10 | F4 | Commercial | Office | Existing | Food Preparation | Natural Gas | Conveyor Oven | E10 | PCT BC Ratio | 0 | 0 | 0 | 0 | 0 | 0 | 0 | 0 | 0 | 0 | 0 | 0 | 0 | 0 | 0 | 0 | 0 | 0 | 0 | 0 | 0 | 0 | 0 | 0 | 0 | 0 | 0 | 0 | 0 | 0
F5_Commercial_Office_Existing_Food Preparation_Natural Gas_Conveyor Oven_E1 | F5 | Commercial | Office | Existing | Food Preparation | Natural Gas | Conveyor Oven | E1 | RIM BC Ratio | 0.9 | 0.9 | 0.9 | 0.9 | 0.9 | 0.9 | 0.9 | 0.9 | 0.9 | 0.9 | 0.9 | 0.9 | 0.9 | 0.9 | 0.9 | 0.9 | 0.9 | 0.9 | 0.9 | 0.9 | 0.9 | 0.9 | 0 | 0 | 0 | 0 | 0 | 0 | 0 | 0
F5_Commercial_Office_Existing_Food Preparation_Natural Gas_Conveyor Oven_E2 | F5 | Commercial | Office | Existing | Food Preparation | Natural Gas | Conveyor Oven | E2 | RIM BC Ratio | 0.73889 | 0.73983 | 0.74087 | 0.74231 | 0.74398 | 0.74578 | 0.74736 | 0.74869 | 0.7499 | 0.75108 | 0.75229 | 0.75348 | 0.75464 | 0.75582 | 0.75694 | 0.75805 | 0.75919 | 0.76031 | 0.76141 | 0.76249 | 0.76353 | 0.76455 | 0 | 0 | 0 | 0 | 0 | 0 | 0 | 0
F5_Commercial_Office_Existing_Food Preparation_Natural Gas_Conveyor Oven_E3 | F5 | Commercial | Office | Existing | Food Preparation | Natural Gas | Conveyor Oven | E3 | RIM BC Ratio | 0 | 0 | 0 | 0 | 0 | 0 | 0 | 0 | 0 | 0 | 0 | 0 | 0 | 0 | 0 | 0 | 0 | 0 | 0 | 0 | 0 | 0 | 0 | 0 | 0 | 0 | 0 | 0 | 0 | 0
F5_Commercial_Office_Existing_Food Preparation_Natural Gas_Conveyor Oven_E4 | F5 | Commercial | Office | Existing | Food Preparation | Natural Gas | Conveyor Oven | E4 | RIM BC Ratio | 0 | 0 | 0 | 0 | 0 | 0 | 0 | 0 | 0 | 0 | 0 | 0 | 0 | 0 | 0 | 0 | 0 | 0 | 0 | 0 | 0 | 0 | 0 | 0 | 0 | 0 | 0 | 0 | 0 | 0
F5_Commercial_Office_Existing_Food Preparation_Natural Gas_Conveyor Oven_E5 | F5 | Commercial | Office | Existing | Food Preparation | Natural Gas | Conveyor Oven | E5 | RIM BC Ratio | 0 | 0 | 0 | 0 | 0 | 0 | 0 | 0 | 0 | 0 | 0 | 0 | 0 | 0 | 0 | 0 | 0 | 0 | 0 | 0 | 0 | 0 | 0 | 0 | 0 | 0 | 0 | 0 | 0 | 0
F5_Commercial_Office_Existing_Food Preparation_Natural Gas_Conveyor Oven_E6 | F5 | Commercial | Office | Existing | Food Preparation | Natural Gas | Conveyor Oven | E6 | RIM BC Ratio | 0 | 0 | 0 | 0 | 0 | 0 | 0 | 0 | 0 | 0 | 0 | 0 | 0 | 0 | 0 | 0 | 0 | 0 | 0 | 0 | 0 | 0 | 0 | 0 | 0 | 0 | 0 | 0 | 0 | 0
F5_Commercial_Office_Existing_Food Preparation_Natural Gas_Conveyor Oven_E7 | F5 | Commercial | Office | Existing | Food Preparation | Natural Gas | Conveyor Oven | E7 | RIM BC Ratio | 0 | 0 | 0 | 0 | 0 | 0 | 0 | 0 | 0 | 0 | 0 | 0 | 0 | 0 | 0 | 0 | 0 | 0 | 0 | 0 | 0 | 0 | 0 | 0 | 0 | 0 | 0 | 0 | 0 | 0
F5_Commercial_Office_Existing_Food Preparation_Natural Gas_Conveyor Oven_E8 | F5 | Commercial | Office | Existing | Food Preparation | Natural Gas | Conveyor Oven | E8 | RIM BC Ratio | 0 | 0 | 0 | 0 | 0 | 0 | 0 | 0 | 0 | 0 | 0 | 0 | 0 | 0 | 0 | 0 | 0 | 0 | 0 | 0 | 0 | 0 | 0 | 0 | 0 | 0 | 0 | 0 | 0 | 0
F5_Commercial_Office_Existing_Food Preparation_Natural Gas_Conveyor Oven_E9 | F5 | Commercial | Office | Existing | Food Preparation | Natural Gas | Conveyor Oven | E9 | RIM BC Ratio | 0 | 0 | 0 | 0 | 0 | 0 | 0 | 0 | 0 | 0 | 0 | 0 | 0 | 0 | 0 | 0 | 0 | 0 | 0 | 0 | 0 | 0 | 0 | 0 | 0 | 0 | 0 | 0 | 0 | 0
F5_Commercial_Office_Existing_Food Preparation_Natural Gas_Conveyor Oven_E10 | F5 | Commercial | Office | Existing | Food Preparation | Natural Gas | Conveyor Oven | E10 | RIM BC Ratio | 0 | 0 | 0 | 0 | 0 | 0 | 0 | 0 | 0 | 0 | 0 | 0 | 0 | 0 | 0 | 0 | 0 | 0 | 0 | 0 | 0 | 0 | 0 | 0 | 0 | 0 | 0 | 0 | 0 | 0
F0_Commercial_Office_Existing_Food Preparation_Natural Gas_Double Rack Oven_E0 | F0 | Commercial | Office | Existing | Food Preparation | Natural Gas | Double Rack Oven | E0 | Economic Unit | FTSC Qualified (>50% Cooking Efficiency) | FTSC Qualified (>50% Cooking Efficiency) | FTSC Qualified (>50% Cooking Efficiency) | FTSC Qualified (>50% Cooking Efficiency) | FTSC Qualified (>50% Cooking Efficiency) | FTSC Qualified (>50% Cooking Efficiency) | FTSC Qualified (>50% Cooking Efficiency) | FTSC Qualified (>50% Cooking Efficiency) | FTSC Qualified (>50% Cooking Efficiency) | FTSC Qualified (>50% Cooking Efficiency) | FTSC Qualified (>50% Cooking Efficiency) | FTSC Qualified (>50% Cooking Efficiency) | FTSC Qualified (>50% Cooking Efficiency) | FTSC Qualified (>50% Cooking Efficiency) | FTSC Qualified (>50% Cooking Efficiency) | FTSC Qualified (>50% Cooking Efficiency) | FTSC Qualified (>50% Cooking Efficiency) | FTSC Qualified (>50% Cooking Efficiency) | FTSC Qualified (>50% Cooking Efficiency) | FTSC Qualified (>50% Cooking Efficiency) | FTSC Qualified (>50% Cooking Efficiency) | FTSC Qualified (>50% Cooking Efficiency) | 0 | 0 | 0 | 0 | 0 | 0 | 0 | 0
F1_Commercial_Office_Existing_Food Preparation_Natural Gas_Double Rack Oven_E1 | F1 | Commercial | Office | Existing | Food Preparation | Natural Gas | Double Rack Oven | E1 | CCE | 0 | 0 | 0 | 0 | 0 | 0 | 0 | 0 | 0 | 0 | 0 | 0 | 0 | 0 | 0 | 0 | 0 | 0 | 0 | 0 | 0 | 0 | 0 | 0 | 0 | 0 | 0 | 0 | 0 | 0
F1_Commercial_Office_Existing_Food Preparation_Natural Gas_Double Rack Oven_E2 | F1 | Commercial | Office | Existing | Food Preparation | Natural Gas | Double Rack Oven | E2 | CCE | 0.0030138 | 0.0030138 | 0.0031663 | 0.0031181 | 0.0030713 | 0.0030129 | 0.0030047 | 0.0029854 | 0.0029674 | 0.0029403 | 0.0029361 | 0.0029226 | 0.0029105 | 0.0028875 | 0.0028906 | 0.0028817 | 0.0028731 | 0.0028541 | 0.0028597 | 0.0028541 | 0.0028499 | 0.002834 | 0 | 0 | 0 | 0 | 0 | 0 | 0 | 0
F1_Commercial_Office_Existing_Food Preparation_Natural Gas_Double Rack Oven_E3 | F1 | Commercial | Office | Existing | Food Preparation | Natural Gas | Double Rack Oven | E3 | CCE | 0 | 0 | 0 | 0 | 0 | 0 | 0 | 0 | 0 | 0 | 0 | 0 | 0 | 0 | 0 | 0 | 0 | 0 | 0 | 0 | 0 | 0 | 0 | 0 | 0 | 0 | 0 | 0 | 0 | 0
F1_Commercial_Office_Existing_Food Preparation_Natural Gas_Double Rack Oven_E4 | F1 | Commercial | Office | Existing | Food Preparation | Natural Gas | Double Rack Oven | E4 | CCE | 0 | 0 | 0 | 0 | 0 | 0 | 0 | 0 | 0 | 0 | 0 | 0 | 0 | 0 | 0 | 0 | 0 | 0 | 0 | 0 | 0 | 0 | 0 | 0 | 0 | 0 | 0 | 0 | 0 | 0
F1_Commercial_Office_Existing_Food Preparation_Natural Gas_Double Rack Oven_E5 | F1 | Commercial | Office | Existing | Food Preparation | Natural Gas | Double Rack Oven | E5 | CCE | 0 | 0 | 0 | 0 | 0 | 0 | 0 | 0 | 0 | 0 | 0 | 0 | 0 | 0 | 0 | 0 | 0 | 0 | 0 | 0 | 0 | 0 | 0 | 0 | 0 | 0 | 0 | 0 | 0 | 0
F1_Commercial_Office_Existing_Food Preparation_Natural Gas_Double Rack Oven_E6 | F1 | Commercial | Office | Existing | Food Preparation | Natural Gas | Double Rack Oven | E6 | CCE | 0 | 0 | 0 | 0 | 0 | 0 | 0 | 0 | 0 | 0 | 0 | 0 | 0 | 0 | 0 | 0 | 0 | 0 | 0 | 0 | 0 | 0 | 0 | 0 | 0 | 0 | 0 | 0 | 0 | 0
F1_Commercial_Office_Existing_Food Preparation_Natural Gas_Double Rack Oven_E7 | F1 | Commercial | Office | Existing | Food Preparation | Natural Gas | Double Rack Oven | E7 | CCE | 0 | 0 | 0 | 0 | 0 | 0 | 0 | 0 | 0 | 0 | 0 | 0 | 0 | 0 | 0 | 0 | 0 | 0 | 0 | 0 | 0 | 0 | 0 | 0 | 0 | 0 | 0 | 0 | 0 | 0
F1_Commercial_Office_Existing_Food Preparation_Natural Gas_Double Rack Oven_E8 | F1 | Commercial | Office | Existing | Food Preparation | Natural Gas | Double Rack Oven | E8 | CCE | 0 | 0 | 0 | 0 | 0 | 0 | 0 | 0 | 0 | 0 | 0 | 0 | 0 | 0 | 0 | 0 | 0 | 0 | 0 | 0 | 0 | 0 | 0 | 0 | 0 | 0 | 0 | 0 | 0 | 0
F1_Commercial_Office_Existing_Food Preparation_Natural Gas_Double Rack Oven_E9 | F1 | Commercial | Office | Existing | Food Preparation | Natural Gas | Double Rack Oven | E9 | CCE | 0 | 0 | 0 | 0 | 0 | 0 | 0 | 0 | 0 | 0 | 0 | 0 | 0 | 0 | 0 | 0 | 0 | 0 | 0 | 0 | 0 | 0 | 0 | 0 | 0 | 0 | 0 | 0 | 0 | 0
F1_Commercial_Office_Existing_Food Preparation_Natural Gas_Double Rack Oven_E10 | F1 | Commercial | Office | Existing | Food Preparation | Natural Gas | Double Rack Oven | E10 | CCE | 0 | 0 | 0 | 0 | 0 | 0 | 0 | 0 | 0 | 0 | 0 | 0 | 0 | 0 | 0 | 0 | 0 | 0 | 0 | 0 | 0 | 0 | 0 | 0 | 0 | 0 | 0 | 0 | 0 | 0
F2_Commercial_Office_Existing_Food Preparation_Natural Gas_Double Rack Oven_E1 | F2 | Commercial | Office | Existing | Food Preparation | Natural Gas | Double Rack Oven | E1 | TRC BC Ratio | 0.9 | 0.9 | 0.9 | 0.9 | 0.9 | 0.9 | 0.9 | 0.9 | 0.9 | 0.9 | 0.9 | 0.9 | 0.9 | 0.9 | 0.9 | 0.9 | 0.9 | 0.9 | 0.9 | 0.9 | 0.9 | 0.9 | 0 | 0 | 0 | 0 | 0 | 0 | 0 | 0
F2_Commercial_Office_Existing_Food Preparation_Natural Gas_Double Rack Oven_E2 | F2 | Commercial | Office | Existing | Food Preparation | Natural Gas | Double Rack Oven | E2 | TRC BC Ratio | 2.9522 | 2.9775 | 3.0077 | 3.0577 | 3.1244 | 3.2031 | 3.2754 | 3.3398 | 3.4022 | 3.4628 | 3.5239 | 3.5833 | 3.6392 | 3.6952 | 3.7487 | 3.8035 | 3.8622 | 3.9213 | 3.9809 | 4.0407 | 4.0999 | 4.1582 | 0 | 0 | 0 | 0 | 0 | 0 | 0 | 0
F2_Commercial_Office_Existing_Food Preparation_Natural Gas_Double Rack Oven_E3 | F2 | Commercial | Office | Existing | Food Preparation | Natural Gas | Double Rack Oven | E3 | TRC BC Ratio | 0 | 0 | 0 | 0 | 0 | 0 | 0 | 0 | 0 | 0 | 0 | 0 | 0 | 0 | 0 | 0 | 0 | 0 | 0 | 0 | 0 | 0 | 0 | 0 | 0 | 0 | 0 | 0 | 0 | 0
F2_Commercial_Office_Existing_Food Preparation_Natural Gas_Double Rack Oven_E4 | F2 | Commercial | Office | Existing | Food Preparation | Natural Gas | Double Rack Oven | E4 | TRC BC Ratio | 0 | 0 | 0 | 0 | 0 | 0 | 0 | 0 | 0 | 0 | 0 | 0 | 0 | 0 | 0 | 0 | 0 | 0 | 0 | 0 | 0 | 0 | 0 | 0 | 0 | 0 | 0 | 0 | 0 | 0
F2_Commercial_Office_Existing_Food Preparation_Natural Gas_Double Rack Oven_E5 | F2 | Commercial | Office | Existing | Food Preparation | Natural Gas | Double Rack Oven | E5 | TRC BC Ratio | 0 | 0 | 0 | 0 | 0 | 0 | 0 | 0 | 0 | 0 | 0 | 0 | 0 | 0 | 0 | 0 | 0 | 0 | 0 | 0 | 0 | 0 | 0 | 0 | 0 | 0 | 0 | 0 | 0 | 0
F2_Commercial_Office_Existing_Food Preparation_Natural Gas_Double Rack Oven_E6 | F2 | Commercial | Office | Existing | Food Preparation | Natural Gas | Double Rack Oven | E6 | TRC BC Ratio | 0 | 0 | 0 | 0 | 0 | 0 | 0 | 0 | 0 | 0 | 0 | 0 | 0 | 0 | 0 | 0 | 0 | 0 | 0 | 0 | 0 | 0 | 0 | 0 | 0 | 0 | 0 | 0 | 0 | 0
F2_Commercial_Office_Existing_Food Preparation_Natural Gas_Double Rack Oven_E7 | F2 | Commercial | Office | Existing | Food Preparation | Natural Gas | Double Rack Oven | E7 | TRC BC Ratio | 0 | 0 | 0 | 0 | 0 | 0 | 0 | 0 | 0 | 0 | 0 | 0 | 0 | 0 | 0 | 0 | 0 | 0 | 0 | 0 | 0 | 0 | 0 | 0 | 0 | 0 | 0 | 0 | 0 | 0
F2_Commercial_Office_Existing_Food Preparation_Natural Gas_Double Rack Oven_E8 | F2 | Commercial | Office | Existing | Food Preparation | Natural Gas | Double Rack Oven | E8 | TRC BC Ratio | 0 | 0 | 0 | 0 | 0 | 0 | 0 | 0 | 0 | 0 | 0 | 0 | 0 | 0 | 0 | 0 | 0 | 0 | 0 | 0 | 0 | 0 | 0 | 0 | 0 | 0 | 0 | 0 | 0 | 0
F2_Commercial_Office_Existing_Food Preparation_Natural Gas_Double Rack Oven_E9 | F2 | Commercial | Office | Existing | Food Preparation | Natural Gas | Double Rack Oven | E9 | TRC BC Ratio | 0 | 0 | 0 | 0 | 0 | 0 | 0 | 0 | 0 | 0 | 0 | 0 | 0 | 0 | 0 | 0 | 0 | 0 | 0 | 0 | 0 | 0 | 0 | 0 | 0 | 0 | 0 | 0 | 0 | 0
F2_Commercial_Office_Existing_Food Preparation_Natural Gas_Double Rack Oven_E10 | F2 | Commercial | Office | Existing | Food Preparation | Natural Gas | Double Rack Oven | E10 | TRC BC Ratio | 0 | 0 | 0 | 0 | 0 | 0 | 0 | 0 | 0 | 0 | 0 | 0 | 0 | 0 | 0 | 0 | 0 | 0 | 0 | 0 | 0 | 0 | 0 | 0 | 0 | 0 | 0 | 0 | 0 | 0
F3_Commercial_Office_Existing_Food Preparation_Natural Gas_Double Rack Oven_E1 | F3 | Commercial | Office | Existing | Food Preparation | Natural Gas | Double Rack Oven | E1 | PACT BC Ratio | 0.9 | 0.9 | 0.9 | 0.9 | 0.9 | 0.9 | 0.9 | 0.9 | 0.9 | 0.9 | 0.9 | 0.9 | 0.9 | 0.9 | 0.9 | 0.9 | 0.9 | 0.9 | 0.9 | 0.9 | 0.9 | 0.9 | 0 | 0 | 0 | 0 | 0 | 0 | 0 | 0
F3_Commercial_Office_Existing_Food Preparation_Natural Gas_Double Rack Oven_E2 | F3 | Commercial | Office | Existing | Food Preparation | Natural Gas | Double Rack Oven | E2 | PACT BC Ratio | 6.3603 | 6.4147 | 6.4799 | 6.5877 | 6.7314 | 6.9009 | 7.0567 | 7.1954 | 7.3299 | 7.4604 | 7.592 | 7.7199 | 7.8404 | 7.961 | 8.0763 | 8.1945 | 8.3209 | 8.4482 | 8.5765 | 8.7054 | 8.8329 | 8.9584 | 0 | 0 | 0 | 0 | 0 | 0 | 0 | 0
F3_Commercial_Office_Existing_Food Preparation_Natural Gas_Double Rack Oven_E3 | F3 | Commercial | Office | Existing | Food Preparation | Natural Gas | Double Rack Oven | E3 | PACT BC Ratio | 0 | 0 | 0 | 0 | 0 | 0 | 0 | 0 | 0 | 0 | 0 | 0 | 0 | 0 | 0 | 0 | 0 | 0 | 0 | 0 | 0 | 0 | 0 | 0 | 0 | 0 | 0 | 0 | 0 | 0
F3_Commercial_Office_Existing_Food Preparation_Natural Gas_Double Rack Oven_E4 | F3 | Commercial | Office | Existing | Food Preparation | Natural Gas | Double Rack Oven | E4 | PACT BC Ratio | 0 | 0 | 0 | 0 | 0 | 0 | 0 | 0 | 0 | 0 | 0 | 0 | 0 | 0 | 0 | 0 | 0 | 0 | 0 | 0 | 0 | 0 | 0 | 0 | 0 | 0 | 0 | 0 | 0 | 0
F3_Commercial_Office_Existing_Food Preparation_Natural Gas_Double Rack Oven_E5 | F3 | Commercial | Office | Existing | Food Preparation | Natural Gas | Double Rack Oven | E5 | PACT BC Ratio | 0 | 0 | 0 | 0 | 0 | 0 | 0 | 0 | 0 | 0 | 0 | 0 | 0 | 0 | 0 | 0 | 0 | 0 | 0 | 0 | 0 | 0 | 0 | 0 | 0 | 0 | 0 | 0 | 0 | 0
F3_Commercial_Office_Existing_Food Preparation_Natural Gas_Double Rack Oven_E6 | F3 | Commercial | Office | Existing | Food Preparation | Natural Gas | Double Rack Oven | E6 | PACT BC Ratio | 0 | 0 | 0 | 0 | 0 | 0 | 0 | 0 | 0 | 0 | 0 | 0 | 0 | 0 | 0 | 0 | 0 | 0 | 0 | 0 | 0 | 0 | 0 | 0 | 0 | 0 | 0 | 0 | 0 | 0
F3_Commercial_Office_Existing_Food Preparation_Natural Gas_Double Rack Oven_E7 | F3 | Commercial | Office | Existing | Food Preparation | Natural Gas | Double Rack Oven | E7 | PACT BC Ratio | 0 | 0 | 0 | 0 | 0 | 0 | 0 | 0 | 0 | 0 | 0 | 0 | 0 | 0 | 0 | 0 | 0 | 0 | 0 | 0 | 0 | 0 | 0 | 0 | 0 | 0 | 0 | 0 | 0 | 0
F3_Commercial_Office_Existing_Food Preparation_Natural Gas_Double Rack Oven_E8 | F3 | Commercial | Office | Existing | Food Preparation | Natural Gas | Double Rack Oven | E8 | PACT BC Ratio | 0 | 0 | 0 | 0 | 0 | 0 | 0 | 0 | 0 | 0 | 0 | 0 | 0 | 0 | 0 | 0 | 0 | 0 | 0 | 0 | 0 | 0 | 0 | 0 | 0 | 0 | 0 | 0 | 0 | 0
F3_Commercial_Office_Existing_Food Preparation_Natural Gas_Double Rack Oven_E9 | F3 | Commercial | Office | Existing | Food Preparation | Natural Gas | Double Rack Oven | E9 | PACT BC Ratio | 0 | 0 | 0 | 0 | 0 | 0 | 0 | 0 | 0 | 0 | 0 | 0 | 0 | 0 | 0 | 0 | 0 | 0 | 0 | 0 | 0 | 0 | 0 | 0 | 0 | 0 | 0 | 0 | 0 | 0
F3_Commercial_Office_Existing_Food Preparation_Natural Gas_Double Rack Oven_E10 | F3 | Commercial | Office | Existing | Food Preparation | Natural Gas | Double Rack Oven | E10 | PACT BC Ratio | 0 | 0 | 0 | 0 | 0 | 0 | 0 | 0 | 0 | 0 | 0 | 0 | 0 | 0 | 0 | 0 | 0 | 0 | 0 | 0 | 0 | 0 | 0 | 0 | 0 | 0 | 0 | 0 | 0 | 0
F4_Commercial_Office_Existing_Food Preparation_Natural Gas_Double Rack Oven_E1 | F4 | Commercial | Office | Existing | Food Preparation | Natural Gas | Double Rack Oven | E1 | PCT BC Ratio | 0.9 | 0.9 | 0.9 | 0.9 | 0.9 | 0.9 | 0.9 | 0.9 | 0.9 | 0.9 | 0.9 | 0.9 | 0.9 | 0.9 | 0.9 | 0.9 | 0.9 | 0.9 | 0.9 | 0.9 | 0.9 | 0.9 | 0 | 0 | 0 | 0 | 0 | 0 | 0 | 0
F4_Commercial_Office_Existing_Food Preparation_Natural Gas_Double Rack Oven_E2 | F4 | Commercial | Office | Existing | Food Preparation | Natural Gas | Double Rack Oven | E2 | PCT BC Ratio | 4.9652 | 5.0051 | 5.053 | 5.1322 | 5.2378 | 5.3623 | 5.4768 | 5.5787 | 5.6775 | 5.7734 | 5.8701 | 5.9641 | 6.0526 | 6.1412 | 6.2259 | 6.3128 | 6.4057 | 6.4992 | 6.5935 | 6.6882 | 6.7818 | 6.8741 | 0 | 0 | 0 | 0 | 0 | 0 | 0 | 0
F4_Commercial_Office_Existing_Food Preparation_Natural Gas_Double Rack Oven_E3 | F4 | Commercial | Office | Existing | Food Preparation | Natural Gas | Double Rack Oven | E3 | PCT BC Ratio | 0 | 0 | 0 | 0 | 0 | 0 | 0 | 0 | 0 | 0 | 0 | 0 | 0 | 0 | 0 | 0 | 0 | 0 | 0 | 0 | 0 | 0 | 0 | 0 | 0 | 0 | 0 | 0 | 0 | 0
F4_Commercial_Office_Existing_Food Preparation_Natural Gas_Double Rack Oven_E4 | F4 | Commercial | Office | Existing | Food Preparation | Natural Gas | Double Rack Oven | E4 | PCT BC Ratio | 0 | 0 | 0 | 0 | 0 | 0 | 0 | 0 | 0 | 0 | 0 | 0 | 0 | 0 | 0 | 0 | 0 | 0 | 0 | 0 | 0 | 0 | 0 | 0 | 0 | 0 | 0 | 0 | 0 | 0
F4_Commercial_Office_Existing_Food Preparation_Natural Gas_Double Rack Oven_E5 | F4 | Commercial | Office | Existing | Food Preparation | Natural Gas | Double Rack Oven | E5 | PCT BC Ratio | 0 | 0 | 0 | 0 | 0 | 0 | 0 | 0 | 0 | 0 | 0 | 0 | 0 | 0 | 0 | 0 | 0 | 0 | 0 | 0 | 0 | 0 | 0 | 0 | 0 | 0 | 0 | 0 | 0 | 0
F4_Commercial_Office_Existing_Food Preparation_Natural Gas_Double Rack Oven_E6 | F4 | Commercial | Office | Existing | Food Preparation | Natural Gas | Double Rack Oven | E6 | PCT BC Ratio | 0 | 0 | 0 | 0 | 0 | 0 | 0 | 0 | 0 | 0 | 0 | 0 | 0 | 0 | 0 | 0 | 0 | 0 | 0 | 0 | 0 | 0 | 0 | 0 | 0 | 0 | 0 | 0 | 0 | 0
F4_Commercial_Office_Existing_Food Preparation_Natural Gas_Double Rack Oven_E7 | F4 | Commercial | Office | Existing | Food Preparation | Natural Gas | Double Rack Oven | E7 | PCT BC Ratio | 0 | 0 | 0 | 0 | 0 | 0 | 0 | 0 | 0 | 0 | 0 | 0 | 0 | 0 | 0 | 0 | 0 | 0 | 0 | 0 | 0 | 0 | 0 | 0 | 0 | 0 | 0 | 0 | 0 | 0
F4_Commercial_Office_Existing_Food Preparation_Natural Gas_Double Rack Oven_E8 | F4 | Commercial | Office | Existing | Food Preparation | Natural Gas | Double Rack Oven | E8 | PCT BC Ratio | 0 | 0 | 0 | 0 | 0 | 0 | 0 | 0 | 0 | 0 | 0 | 0 | 0 | 0 | 0 | 0 | 0 | 0 | 0 | 0 | 0 | 0 | 0 | 0 | 0 | 0 | 0 | 0 | 0 | 0
F4_Commercial_Office_Existing_Food Preparation_Natural Gas_Double Rack Oven_E9 | F4 | Commercial | Office | Existing | Food Preparation | Natural Gas | Double Rack Oven | E9 | PCT BC Ratio | 0 | 0 | 0 | 0 | 0 | 0 | 0 | 0 | 0 | 0 | 0 | 0 | 0 | 0 | 0 | 0 | 0 | 0 | 0 | 0 | 0 | 0 | 0 | 0 | 0 | 0 | 0 | 0 | 0 | 0
F4_Commercial_Office_Existing_Food Preparation_Natural Gas_Double Rack Oven_E10 | F4 | Commercial | Office | Existing | Food Preparation | Natural Gas | Double Rack Oven | E10 | PCT BC Ratio | 0 | 0 | 0 | 0 | 0 | 0 | 0 | 0 | 0 | 0 | 0 | 0 | 0 | 0 | 0 | 0 | 0 | 0 | 0 | 0 | 0 | 0 | 0 | 0 | 0 | 0 | 0 | 0 | 0 | 0
F5_Commercial_Office_Existing_Food Preparation_Natural Gas_Double Rack Oven_E1 | F5 | Commercial | Office | Existing | Food Preparation | Natural Gas | Double Rack Oven | E1 | RIM BC Ratio | 0.9 | 0.9 | 0.9 | 0.9 | 0.9 | 0.9 | 0.9 | 0.9 | 0.9 | 0.9 | 0.9 | 0.9 | 0.9 | 0.9 | 0.9 | 0.9 | 0.9 | 0.9 | 0.9 | 0.9 | 0.9 | 0.9 | 0 | 0 | 0 | 0 | 0 | 0 | 0 | 0
F5_Commercial_Office_Existing_Food Preparation_Natural Gas_Double Rack Oven_E2 | F5 | Commercial | Office | Existing | Food Preparation | Natural Gas | Double Rack Oven | E2 | RIM BC Ratio | 0.73785 | 0.73858 | 0.73943 | 0.74082 | 0.7426 | 0.74462 | 0.74639 | 0.74792 | 0.74935 | 0.75069 | 0.752 | 0.75324 | 0.75437 | 0.75547 | 0.7565 | 0.75752 | 0.75858 | 0.75963 | 0.76065 | 0.76165 | 0.76261 | 0.76354 | 0 | 0 | 0 | 0 | 0 | 0 | 0 | 0
F5_Commercial_Office_Existing_Food Preparation_Natural Gas_Double Rack Oven_E3 | F5 | Commercial | Office | Existing | Food Preparation | Natural Gas | Double Rack Oven | E3 | RIM BC Ratio | 0 | 0 | 0 | 0 | 0 | 0 | 0 | 0 | 0 | 0 | 0 | 0 | 0 | 0 | 0 | 0 | 0 | 0 | 0 | 0 | 0 | 0 | 0 | 0 | 0 | 0 | 0 | 0 | 0 | 0
F5_Commercial_Office_Existing_Food Preparation_Natural Gas_Double Rack Oven_E4 | F5 | Commercial | Office | Existing | Food Preparation | Natural Gas | Double Rack Oven | E4 | RIM BC Ratio | 0 | 0 | 0 | 0 | 0 | 0 | 0 | 0 | 0 | 0 | 0 | 0 | 0 | 0 | 0 | 0 | 0 | 0 | 0 | 0 | 0 | 0 | 0 | 0 | 0 | 0 | 0 | 0 | 0 | 0
F5_Commercial_Office_Existing_Food Preparation_Natural Gas_Double Rack Oven_E5 | F5 | Commercial | Office | Existing | Food Preparation | Natural Gas | Double Rack Oven | E5 | RIM BC Ratio | 0 | 0 | 0 | 0 | 0 | 0 | 0 | 0 | 0 | 0 | 0 | 0 | 0 | 0 | 0 | 0 | 0 | 0 | 0 | 0 | 0 | 0 | 0 | 0 | 0 | 0 | 0 | 0 | 0 | 0
F5_Commercial_Office_Existing_Food Preparation_Natural Gas_Double Rack Oven_E6 | F5 | Commercial | Office | Existing | Food Preparation | Natural Gas | Double Rack Oven | E6 | RIM BC Ratio | 0 | 0 | 0 | 0 | 0 | 0 | 0 | 0 | 0 | 0 | 0 | 0 | 0 | 0 | 0 | 0 | 0 | 0 | 0 | 0 | 0 | 0 | 0 | 0 | 0 | 0 | 0 | 0 | 0 | 0
F5_Commercial_Office_Existing_Food Preparation_Natural Gas_Double Rack Oven_E7 | F5 | Commercial | Office | Existing | Food Preparation | Natural Gas | Double Rack Oven | E7 | RIM BC Ratio | 0 | 0 | 0 | 0 | 0 | 0 | 0 | 0 | 0 | 0 | 0 | 0 | 0 | 0 | 0 | 0 | 0 | 0 | 0 | 0 | 0 | 0 | 0 | 0 | 0 | 0 | 0 | 0 | 0 | 0
F5_Commercial_Office_Existing_Food Preparation_Natural Gas_Double Rack Oven_E8 | F5 | Commercial | Office | Existing | Food Preparation | Natural Gas | Double Rack Oven | E8 | RIM BC Ratio | 0 | 0 | 0 | 0 | 0 | 0 | 0 | 0 | 0 | 0 | 0 | 0 | 0 | 0 | 0 | 0 | 0 | 0 | 0 | 0 | 0 | 0 | 0 | 0 | 0 | 0 | 0 | 0 | 0 | 0
F5_Commercial_Office_Existing_Food Preparation_Natural Gas_Double Rack Oven_E9 | F5 | Commercial | Office | Existing | Food Preparation | Natural Gas | Double Rack Oven | E9 | RIM BC Ratio | 0 | 0 | 0 | 0 | 0 | 0 | 0 | 0 | 0 | 0 | 0 | 0 | 0 | 0 | 0 | 0 | 0 | 0 | 0 | 0 | 0 | 0 | 0 | 0 | 0 | 0 | 0 | 0 | 0 | 0
F5_Commercial_Office_Existing_Food Preparation_Natural Gas_Double Rack Oven_E10 | F5 | Commercial | Office | Existing | Food Preparation | Natural Gas | Double Rack Oven | E10 | RIM BC Ratio | 0 | 0 | 0 | 0 | 0 | 0 | 0 | 0 | 0 | 0 | 0 | 0 | 0 | 0 | 0 | 0 | 0 | 0 | 0 | 0 | 0 | 0 | 0 | 0 | 0 | 0 | 0 | 0 | 0 | 0
F0_Commercial_Office_Existing_Food Preparation_Natural Gas_Fryer_E0 | F0 | Commercial | Office | Existing | Food Preparation | Natural Gas | Fryer | E0 | Economic Unit | ENERGY STAR | ENERGY STAR | ENERGY STAR | ENERGY STAR | ENERGY STAR | ENERGY STAR | ENERGY STAR | ENERGY STAR | ENERGY STAR | ENERGY STAR | ENERGY STAR | ENERGY STAR | ENERGY STAR | ENERGY STAR | ENERGY STAR | ENERGY STAR | ENERGY STAR | ENERGY STAR | ENERGY STAR | ENERGY STAR | ENERGY STAR | ENERGY STAR | 0 | 0 | 0 | 0 | 0 | 0 | 0 | 0
F1_Commercial_Office_Existing_Food Preparation_Natural Gas_Fryer_E1 | F1 | Commercial | Office | Existing | Food Preparation | Natural Gas | Fryer | E1 | CCE | 0 | 0 | 0 | 0 | 0 | 0 | 0 | 0 | 0 | 0 | 0 | 0 | 0 | 0 | 0 | 0 | 0 | 0 | 0 | 0 | 0 | 0 | 0 | 0 | 0 | 0 | 0 | 0 | 0 | 0
F1_Commercial_Office_Existing_Food Preparation_Natural Gas_Fryer_E2 | F1 | Commercial | Office | Existing | Food Preparation | Natural Gas | Fryer | E2 | CCE | 0.0070192 | 0.0070192 | 0.0073742 | 0.0072621 | 0.0071531 | 0.0070171 | 0.0069979 | 0.0069529 | 0.006911 | 0.0068479 | 0.0068381 | 0.0068066 | 0.0067786 | 0.006725 | 0.0067321 | 0.0067115 | 0.0066913 | 0.0066471 | 0.0066602 | 0.0066472 | 0.0066374 | 0.0066003 | 0 | 0 | 0 | 0 | 0 | 0 | 0 | 0
F1_Commercial_Office_Existing_Food Preparation_Natural Gas_Fryer_E3 | F1 | Commercial | Office | Existing | Food Preparation | Natural Gas | Fryer | E3 | CCE | 0 | 0 | 0 | 0 | 0 | 0 | 0 | 0 | 0 | 0 | 0 | 0 | 0 | 0 | 0 | 0 | 0 | 0 | 0 | 0 | 0 | 0 | 0 | 0 | 0 | 0 | 0 | 0 | 0 | 0
F1_Commercial_Office_Existing_Food Preparation_Natural Gas_Fryer_E4 | F1 | Commercial | Office | Existing | Food Preparation | Natural Gas | Fryer | E4 | CCE | 0 | 0 | 0 | 0 | 0 | 0 | 0 | 0 | 0 | 0 | 0 | 0 | 0 | 0 | 0 | 0 | 0 | 0 | 0 | 0 | 0 | 0 | 0 | 0 | 0 | 0 | 0 | 0 | 0 | 0
F1_Commercial_Office_Existing_Food Preparation_Natural Gas_Fryer_E5 | F1 | Commercial | Office | Existing | Food Preparation | Natural Gas | Fryer | E5 | CCE | 0 | 0 | 0 | 0 | 0 | 0 | 0 | 0 | 0 | 0 | 0 | 0 | 0 | 0 | 0 | 0 | 0 | 0 | 0 | 0 | 0 | 0 | 0 | 0 | 0 | 0 | 0 | 0 | 0 | 0
F1_Commercial_Office_Existing_Food Preparation_Natural Gas_Fryer_E6 | F1 | Commercial | Office | Existing | Food Preparation | Natural Gas | Fryer | E6 | CCE | 0 | 0 | 0 | 0 | 0 | 0 | 0 | 0 | 0 | 0 | 0 | 0 | 0 | 0 | 0 | 0 | 0 | 0 | 0 | 0 | 0 | 0 | 0 | 0 | 0 | 0 | 0 | 0 | 0 | 0
F1_Commercial_Office_Existing_Food Preparation_Natural Gas_Fryer_E7 | F1 | Commercial | Office | Existing | Food Preparation | Natural Gas | Fryer | E7 | CCE | 0 | 0 | 0 | 0 | 0 | 0 | 0 | 0 | 0 | 0 | 0 | 0 | 0 | 0 | 0 | 0 | 0 | 0 | 0 | 0 | 0 | 0 | 0 | 0 | 0 | 0 | 0 | 0 | 0 | 0
F1_Commercial_Office_Existing_Food Preparation_Natural Gas_Fryer_E8 | F1 | Commercial | Office | Existing | Food Preparation | Natural Gas | Fryer | E8 | CCE | 0 | 0 | 0 | 0 | 0 | 0 | 0 | 0 | 0 | 0 | 0 | 0 | 0 | 0 | 0 | 0 | 0 | 0 | 0 | 0 | 0 | 0 | 0 | 0 | 0 | 0 | 0 | 0 | 0 | 0
F1_Commercial_Office_Existing_Food Preparation_Natural Gas_Fryer_E9 | F1 | Commercial | Office | Existing | Food Preparation | Natural Gas | Fryer | E9 | CCE | 0 | 0 | 0 | 0 | 0 | 0 | 0 | 0 | 0 | 0 | 0 | 0 | 0 | 0 | 0 | 0 | 0 | 0 | 0 | 0 | 0 | 0 | 0 | 0 | 0 | 0 | 0 | 0 | 0 | 0
F1_Commercial_Office_Existing_Food Preparation_Natural Gas_Fryer_E10 | F1 | Commercial | Office | Existing | Food Preparation | Natural Gas | Fryer | E10 | CCE | 0 | 0 | 0 | 0 | 0 | 0 | 0 | 0 | 0 | 0 | 0 | 0 | 0 | 0 | 0 | 0 | 0 | 0 | 0 | 0 | 0 | 0 | 0 | 0 | 0 | 0 | 0 | 0 | 0 | 0
F2_Commercial_Office_Existing_Food Preparation_Natural Gas_Fryer_E1 | F2 | Commercial | Office | Existing | Food Preparation | Natural Gas | Fryer | E1 | TRC BC Ratio | 0.9 | 0.9 | 0.9 | 0.9 | 0.9 | 0.9 | 0.9 | 0.9 | 0.9 | 0.9 | 0.9 | 0.9 | 0.9 | 0.9 | 0.9 | 0.9 | 0.9 | 0.9 | 0.9 | 0.9 | 0.9 | 0.9 | 0 | 0 | 0 | 0 | 0 | 0 | 0 | 0
F2_Commercial_Office_Existing_Food Preparation_Natural Gas_Fryer_E2 | F2 | Commercial | Office | Existing | Food Preparation | Natural Gas | Fryer | E2 | TRC BC Ratio | 1.215 | 1.2059 | 1.2046 | 1.2221 | 1.2535 | 1.2946 | 1.3292 | 1.3564 | 1.3811 | 1.4053 | 1.4318 | 1.4585 | 1.4845 | 1.5137 | 1.5415 | 1.571 | 1.6001 | 1.6254 | 1.6465 | 1.6626 | 1.6776 | 1.6911 | 0 | 0 | 0 | 0 | 0 | 0 | 0 | 0
F2_Commercial_Office_Existing_Food Preparation_Natural Gas_Fryer_E3 | F2 | Commercial | Office | Existing | Food Preparation | Natural Gas | Fryer | E3 | TRC BC Ratio | 0 | 0 | 0 | 0 | 0 | 0 | 0 | 0 | 0 | 0 | 0 | 0 | 0 | 0 | 0 | 0 | 0 | 0 | 0 | 0 | 0 | 0 | 0 | 0 | 0 | 0 | 0 | 0 | 0 | 0
F2_Commercial_Office_Existing_Food Preparation_Natural Gas_Fryer_E4 | F2 | Commercial | Office | Existing | Food Preparation | Natural Gas | Fryer | E4 | TRC BC Ratio | 0 | 0 | 0 | 0 | 0 | 0 | 0 | 0 | 0 | 0 | 0 | 0 | 0 | 0 | 0 | 0 | 0 | 0 | 0 | 0 | 0 | 0 | 0 | 0 | 0 | 0 | 0 | 0 | 0 | 0
F2_Commercial_Office_Existing_Food Preparation_Natural Gas_Fryer_E5 | F2 | Commercial | Office | Existing | Food Preparation | Natural Gas | Fryer | E5 | TRC BC Ratio | 0 | 0 | 0 | 0 | 0 | 0 | 0 | 0 | 0 | 0 | 0 | 0 | 0 | 0 | 0 | 0 | 0 | 0 | 0 | 0 | 0 | 0 | 0 | 0 | 0 | 0 | 0 | 0 | 0 | 0
F2_Commercial_Office_Existing_Food Preparation_Natural Gas_Fryer_E6 | F2 | Commercial | Office | Existing | Food Preparation | Natural Gas | Fryer | E6 | TRC BC Ratio | 0 | 0 | 0 | 0 | 0 | 0 | 0 | 0 | 0 | 0 | 0 | 0 | 0 | 0 | 0 | 0 | 0 | 0 | 0 | 0 | 0 | 0 | 0 | 0 | 0 | 0 | 0 | 0 | 0 | 0
F2_Commercial_Office_Existing_Food Preparation_Natural Gas_Fryer_E7 | F2 | Commercial | Office | Existing | Food Preparation | Natural Gas | Fryer | E7 | TRC BC Ratio | 0 | 0 | 0 | 0 | 0 | 0 | 0 | 0 | 0 | 0 | 0 | 0 | 0 | 0 | 0 | 0 | 0 | 0 | 0 | 0 | 0 | 0 | 0 | 0 | 0 | 0 | 0 | 0 | 0 | 0
F2_Commercial_Office_Existing_Food Preparation_Natural Gas_Fryer_E8 | F2 | Commercial | Office | Existing | Food Preparation | Natural Gas | Fryer | E8 | TRC BC Ratio | 0 | 0 | 0 | 0 | 0 | 0 | 0 | 0 | 0 | 0 | 0 | 0 | 0 | 0 | 0 | 0 | 0 | 0 | 0 | 0 | 0 | 0 | 0 | 0 | 0 | 0 | 0 | 0 | 0 | 0
F2_Commercial_Office_Existing_Food Preparation_Natural Gas_Fryer_E9 | F2 | Commercial | Office | Existing | Food Preparation | Natural Gas | Fryer | E9 | TRC BC Ratio | 0 | 0 | 0 | 0 | 0 | 0 | 0 | 0 | 0 | 0 | 0 | 0 | 0 | 0 | 0 | 0 | 0 | 0 | 0 | 0 | 0 | 0 | 0 | 0 | 0 | 0 | 0 | 0 | 0 | 0
F2_Commercial_Office_Existing_Food Preparation_Natural Gas_Fryer_E10 | F2 | Commercial | Office | Existing | Food Preparation | Natural Gas | Fryer | E10 | TRC BC Ratio | 0 | 0 | 0 | 0 | 0 | 0 | 0 | 0 | 0 | 0 | 0 | 0 | 0 | 0 | 0 | 0 | 0 | 0 | 0 | 0 | 0 | 0 | 0 | 0 | 0 | 0 | 0 | 0 | 0 | 0
F3_Commercial_Office_Existing_Food Preparation_Natural Gas_Fryer_E1 | F3 | Commercial | Office | Existing | Food Preparation | Natural Gas | Fryer | E1 | PACT BC Ratio | 0.9 | 0.9 | 0.9 | 0.9 | 0.9 | 0.9 | 0.9 | 0.9 | 0.9 | 0.9 | 0.9 | 0.9 | 0.9 | 0.9 | 0.9 | 0.9 | 0.9 | 0.9 | 0.9 | 0.9 | 0.9 | 0.9 | 0 | 0 | 0 | 0 | 0 | 0 | 0 | 0
F3_Commercial_Office_Existing_Food Preparation_Natural Gas_Fryer_E2 | F3 | Commercial | Office | Existing | Food Preparation | Natural Gas | Fryer | E2 | PACT BC Ratio | 1.5621 | 1.5504 | 1.5488 | 1.5712 | 1.6116 | 1.6645 | 1.709 | 1.7439 | 1.7757 | 1.8068 | 1.8409 | 1.8752 | 1.9086 | 1.9462 | 1.9819 | 2.0198 | 2.0573 | 2.0898 | 2.1169 | 2.1377 | 2.1569 | 2.1743 | 0 | 0 | 0 | 0 | 0 | 0 | 0 | 0
F3_Commercial_Office_Existing_Food Preparation_Natural Gas_Fryer_E3 | F3 | Commercial | Office | Existing | Food Preparation | Natural Gas | Fryer | E3 | PACT BC Ratio | 0 | 0 | 0 | 0 | 0 | 0 | 0 | 0 | 0 | 0 | 0 | 0 | 0 | 0 | 0 | 0 | 0 | 0 | 0 | 0 | 0 | 0 | 0 | 0 | 0 | 0 | 0 | 0 | 0 | 0
F3_Commercial_Office_Existing_Food Preparation_Natural Gas_Fryer_E4 | F3 | Commercial | Office | Existing | Food Preparation | Natural Gas | Fryer | E4 | PACT BC Ratio | 0 | 0 | 0 | 0 | 0 | 0 | 0 | 0 | 0 | 0 | 0 | 0 | 0 | 0 | 0 | 0 | 0 | 0 | 0 | 0 | 0 | 0 | 0 | 0 | 0 | 0 | 0 | 0 | 0 | 0
F3_Commercial_Office_Existing_Food Preparation_Natural Gas_Fryer_E5 | F3 | Commercial | Office | Existing | Food Preparation | Natural Gas | Fryer | E5 | PACT BC Ratio | 0 | 0 | 0 | 0 | 0 | 0 | 0 | 0 | 0 | 0 | 0 | 0 | 0 | 0 | 0 | 0 | 0 | 0 | 0 | 0 | 0 | 0 | 0 | 0 | 0 | 0 | 0 | 0 | 0 | 0
F3_Commercial_Office_Existing_Food Preparation_Natural Gas_Fryer_E6 | F3 | Commercial | Office | Existing | Food Preparation | Natural Gas | Fryer | E6 | PACT BC Ratio | 0 | 0 | 0 | 0 | 0 | 0 | 0 | 0 | 0 | 0 | 0 | 0 | 0 | 0 | 0 | 0 | 0 | 0 | 0 | 0 | 0 | 0 | 0 | 0 | 0 | 0 | 0 | 0 | 0 | 0
F3_Commercial_Office_Existing_Food Preparation_Natural Gas_Fryer_E7 | F3 | Commercial | Office | Existing | Food Preparation | Natural Gas | Fryer | E7 | PACT BC Ratio | 0 | 0 | 0 | 0 | 0 | 0 | 0 | 0 | 0 | 0 | 0 | 0 | 0 | 0 | 0 | 0 | 0 | 0 | 0 | 0 | 0 | 0 | 0 | 0 | 0 | 0 | 0 | 0 | 0 | 0
F3_Commercial_Office_Existing_Food Preparation_Natural Gas_Fryer_E8 | F3 | Commercial | Office | Existing | Food Preparation | Natural Gas | Fryer | E8 | PACT BC Ratio | 0 | 0 | 0 | 0 | 0 | 0 | 0 | 0 | 0 | 0 | 0 | 0 | 0 | 0 | 0 | 0 | 0 | 0 | 0 | 0 | 0 | 0 | 0 | 0 | 0 | 0 | 0 | 0 | 0 | 0
F3_Commercial_Office_Existing_Food Preparation_Natural Gas_Fryer_E9 | F3 | Commercial | Office | Existing | Food Preparation | Natural Gas | Fryer | E9 | PACT BC Ratio | 0 | 0 | 0 | 0 | 0 | 0 | 0 | 0 | 0 | 0 | 0 | 0 | 0 | 0 | 0 | 0 | 0 | 0 | 0 | 0 | 0 | 0 | 0 | 0 | 0 | 0 | 0 | 0 | 0 | 0
F3_Commercial_Office_Existing_Food Preparation_Natural Gas_Fryer_E10 | F3 | Commercial | Office | Existing | Food Preparation | Natural Gas | Fryer | E10 | PACT BC Ratio | 0 | 0 | 0 | 0 | 0 | 0 | 0 | 0 | 0 | 0 | 0 | 0 | 0 | 0 | 0 | 0 | 0 | 0 | 0 | 0 | 0 | 0 | 0 | 0 | 0 | 0 | 0 | 0 | 0 | 0
F4_Commercial_Office_Existing_Food Preparation_Natural Gas_Fryer_E1 | F4 | Commercial | Office | Existing | Food Preparation | Natural Gas | Fryer | E1 | PCT BC Ratio | 0.9 | 0.9 | 0.9 | 0.9 | 0.9 | 0.9 | 0.9 | 0.9 | 0.9 | 0.9 | 0.9 | 0.9 | 0.9 | 0.9 | 0.9 | 0.9 | 0.9 | 0.9 | 0.9 | 0.9 | 0.9 | 0.9 | 0 | 0 | 0 | 0 | 0 | 0 | 0 | 0
F4_Commercial_Office_Existing_Food Preparation_Natural Gas_Fryer_E2 | F4 | Commercial | Office | Existing | Food Preparation | Natural Gas | Fryer | E2 | PCT BC Ratio | 3.0813 | 3.063 | 3.0604 | 3.0957 | 3.1592 | 3.2424 | 3.3124 | 3.3673 | 3.4172 | 3.4661 | 3.5197 | 3.5737 | 3.6262 | 3.6853 | 3.7415 | 3.8011 | 3.86 | 3.9112 | 3.9537 | 3.9864 | 4.0167 | 4.044 | 0 | 0 | 0 | 0 | 0 | 0 | 0 | 0
F4_Commercial_Office_Existing_Food Preparation_Natural Gas_Fryer_E3 | F4 | Commercial | Office | Existing | Food Preparation | Natural Gas | Fryer | E3 | PCT BC Ratio | 0 | 0 | 0 | 0 | 0 | 0 | 0 | 0 | 0 | 0 | 0 | 0 | 0 | 0 | 0 | 0 | 0 | 0 | 0 | 0 | 0 | 0 | 0 | 0 | 0 | 0 | 0 | 0 | 0 | 0
F4_Commercial_Office_Existing_Food Preparation_Natural Gas_Fryer_E4 | F4 | Commercial | Office | Existing | Food Preparation | Natural Gas | Fryer | E4 | PCT BC Ratio | 0 | 0 | 0 | 0 | 0 | 0 | 0 | 0 | 0 | 0 | 0 | 0 | 0 | 0 | 0 | 0 | 0 | 0 | 0 | 0 | 0 | 0 | 0 | 0 | 0 | 0 | 0 | 0 | 0 | 0
F4_Commercial_Office_Existing_Food Preparation_Natural Gas_Fryer_E5 | F4 | Commercial | Office | Existing | Food Preparation | Natural Gas | Fryer | E5 | PCT BC Ratio | 0 | 0 | 0 | 0 | 0 | 0 | 0 | 0 | 0 | 0 | 0 | 0 | 0 | 0 | 0 | 0 | 0 | 0 | 0 | 0 | 0 | 0 | 0 | 0 | 0 | 0 | 0 | 0 | 0 | 0
F4_Commercial_Office_Existing_Food Preparation_Natural Gas_Fryer_E6 | F4 | Commercial | Office | Existing | Food Preparation | Natural Gas | Fryer | E6 | PCT BC Ratio | 0 | 0 | 0 | 0 | 0 | 0 | 0 | 0 | 0 | 0 | 0 | 0 | 0 | 0 | 0 | 0 | 0 | 0 | 0 | 0 | 0 | 0 | 0 | 0 | 0 | 0 | 0 | 0 | 0 | 0
F4_Commercial_Office_Existing_Food Preparation_Natural Gas_Fryer_E7 | F4 | Commercial | Office | Existing | Food Preparation | Natural Gas | Fryer | E7 | PCT BC Ratio | 0 | 0 | 0 | 0 | 0 | 0 | 0 | 0 | 0 | 0 | 0 | 0 | 0 | 0 | 0 | 0 | 0 | 0 | 0 | 0 | 0 | 0 | 0 | 0 | 0 | 0 | 0 | 0 | 0 | 0
F4_Commercial_Office_Existing_Food Preparation_Natural Gas_Fryer_E8 | F4 | Commercial | Office | Existing | Food Preparation | Natural Gas | Fryer | E8 | PCT BC Ratio | 0 | 0 | 0 | 0 | 0 | 0 | 0 | 0 | 0 | 0 | 0 | 0 | 0 | 0 | 0 | 0 | 0 | 0 | 0 | 0 | 0 | 0 | 0 | 0 | 0 | 0 | 0 | 0 | 0 | 0
F4_Commercial_Office_Existing_Food Preparation_Natural Gas_Fryer_E9 | F4 | Commercial | Office | Existing | Food Preparation | Natural Gas | Fryer | E9 | PCT BC Ratio | 0 | 0 | 0 | 0 | 0 | 0 | 0 | 0 | 0 | 0 | 0 | 0 | 0 | 0 | 0 | 0 | 0 | 0 | 0 | 0 | 0 | 0 | 0 | 0 | 0 | 0 | 0 | 0 | 0 | 0
F4_Commercial_Office_Existing_Food Preparation_Natural Gas_Fryer_E10 | F4 | Commercial | Office | Existing | Food Preparation | Natural Gas | Fryer | E10 | PCT BC Ratio | 0 | 0 | 0 | 0 | 0 | 0 | 0 | 0 | 0 | 0 | 0 | 0 | 0 | 0 | 0 | 0 | 0 | 0 | 0 | 0 | 0 | 0 | 0 | 0 | 0 | 0 | 0 | 0 | 0 | 0
F5_Commercial_Office_Existing_Food Preparation_Natural Gas_Fryer_E1 | F5 | Commercial | Office | Existing | Food Preparation | Natural Gas | Fryer | E1 | RIM BC Ratio | 0.9 | 0.9 | 0.9 | 0.9 | 0.9 | 0.9 | 0.9 | 0.9 | 0.9 | 0.9 | 0.9 | 0.9 | 0.9 | 0.9 | 0.9 | 0.9 | 0.9 | 0.9 | 0.9 | 0.9 | 0.9 | 0.9 | 0 | 0 | 0 | 0 | 0 | 0 | 0 | 0
F5_Commercial_Office_Existing_Food Preparation_Natural Gas_Fryer_E2 | F5 | Commercial | Office | Existing | Food Preparation | Natural Gas | Fryer | E2 | RIM BC Ratio | 0.544 | 0.54258 | 0.54238 | 0.54511 | 0.54988 | 0.55591 | 0.56079 | 0.5645 | 0.56779 | 0.57093 | 0.57429 | 0.57759 | 0.58072 | 0.58415 | 0.58733 | 0.59061 | 0.59377 | 0.59646 | 0.59864 | 0.60029 | 0.6018 | 0.60314 | 0 | 0 | 0 | 0 | 0 | 0 | 0 | 0
F5_Commercial_Office_Existing_Food Preparation_Natural Gas_Fryer_E3 | F5 | Commercial | Office | Existing | Food Preparation | Natural Gas | Fryer | E3 | RIM BC Ratio | 0 | 0 | 0 | 0 | 0 | 0 | 0 | 0 | 0 | 0 | 0 | 0 | 0 | 0 | 0 | 0 | 0 | 0 | 0 | 0 | 0 | 0 | 0 | 0 | 0 | 0 | 0 | 0 | 0 | 0
F5_Commercial_Office_Existing_Food Preparation_Natural Gas_Fryer_E4 | F5 | Commercial | Office | Existing | Food Preparation | Natural Gas | Fryer | E4 | RIM BC Ratio | 0 | 0 | 0 | 0 | 0 | 0 | 0 | 0 | 0 | 0 | 0 | 0 | 0 | 0 | 0 | 0 | 0 | 0 | 0 | 0 | 0 | 0 | 0 | 0 | 0 | 0 | 0 | 0 | 0 | 0
F5_Commercial_Office_Existing_Food Preparation_Natural Gas_Fryer_E5 | F5 | Commercial | Office | Existing | Food Preparation | Natural Gas | Fryer | E5 | RIM BC Ratio | 0 | 0 | 0 | 0 | 0 | 0 | 0 | 0 | 0 | 0 | 0 | 0 | 0 | 0 | 0 | 0 | 0 | 0 | 0 | 0 | 0 | 0 | 0 | 0 | 0 | 0 | 0 | 0 | 0 | 0
F5_Commercial_Office_Existing_Food Preparation_Natural Gas_Fryer_E6 | F5 | Commercial | Office | Existing | Food Preparation | Natural Gas | Fryer | E6 | RIM BC Ratio | 0 | 0 | 0 | 0 | 0 | 0 | 0 | 0 | 0 | 0 | 0 | 0 | 0 | 0 | 0 | 0 | 0 | 0 | 0 | 0 | 0 | 0 | 0 | 0 | 0 | 0 | 0 | 0 | 0 | 0
F5_Commercial_Office_Existing_Food Preparation_Natural Gas_Fryer_E7 | F5 | Commercial | Office | Existing | Food Preparation | Natural Gas | Fryer | E7 | RIM BC Ratio | 0 | 0 | 0 | 0 | 0 | 0 | 0 | 0 | 0 | 0 | 0 | 0 | 0 | 0 | 0 | 0 | 0 | 0 | 0 | 0 | 0 | 0 | 0 | 0 | 0 | 0 | 0 | 0 | 0 | 0
F5_Commercial_Office_Existing_Food Preparation_Natural Gas_Fryer_E8 | F5 | Commercial | Office | Existing | Food Preparation | Natural Gas | Fryer | E8 | RIM BC Ratio | 0 | 0 | 0 | 0 | 0 | 0 | 0 | 0 | 0 | 0 | 0 | 0 | 0 | 0 | 0 | 0 | 0 | 0 | 0 | 0 | 0 | 0 | 0 | 0 | 0 | 0 | 0 | 0 | 0 | 0
F5_Commercial_Office_Existing_Food Preparation_Natural Gas_Fryer_E9 | F5 | Commercial | Office | Existing | Food Preparation | Natural Gas | Fryer | E9 | RIM BC Ratio | 0 | 0 | 0 | 0 | 0 | 0 | 0 | 0 | 0 | 0 | 0 | 0 | 0 | 0 | 0 | 0 | 0 | 0 | 0 | 0 | 0 | 0 | 0 | 0 | 0 | 0 | 0 | 0 | 0 | 0
F5_Commercial_Office_Existing_Food Preparation_Natural Gas_Fryer_E10 | F5 | Commercial | Office | Existing | Food Preparation | Natural Gas | Fryer | E10 | RIM BC Ratio | 0 | 0 | 0 | 0 | 0 | 0 | 0 | 0 | 0 | 0 | 0 | 0 | 0 | 0 | 0 | 0 | 0 | 0 | 0 | 0 | 0 | 0 | 0 | 0 | 0 | 0 | 0 | 0 | 0 | 0
F0_Commercial_Office_Existing_Food Preparation_Natural Gas_Broiler_E0 | F0 | Commercial | Office | Existing | Food Preparation | Natural Gas | Broiler | E0 | Economic Unit | Infrared Burners | Infrared Burners | Infrared Burners | Infrared Burners | Infrared Burners | Infrared Burners | Infrared Burners | Infrared Burners | Infrared Burners | Infrared Burners | Infrared Burners | Infrared Burners | Infrared Burners | Infrared Burners | Infrared Burners | Infrared Burners | Infrared Burners | Infrared Burners | Infrared Burners | Infrared Burners | Infrared Burners | Infrared Burners | 0 | 0 | 0 | 0 | 0 | 0 | 0 | 0
F1_Commercial_Office_Existing_Food Preparation_Natural Gas_Broiler_E1 | F1 | Commercial | Office | Existing | Food Preparation | Natural Gas | Broiler | E1 | CCE | 0 | 0 | 0 | 0 | 0 | 0 | 0 | 0 | 0 | 0 | 0 | 0 | 0 | 0 | 0 | 0 | 0 | 0 | 0 | 0 | 0 | 0 | 0 | 0 | 0 | 0 | 0 | 0 | 0 | 0
F1_Commercial_Office_Existing_Food Preparation_Natural Gas_Broiler_E2 | F1 | Commercial | Office | Existing | Food Preparation | Natural Gas | Broiler | E2 | CCE | 0.0083589 | 0.0083589 | 0.0087817 | 0.0086482 | 0.0085184 | 0.0083564 | 0.0083336 | 0.00828 | 0.0082301 | 0.0081549 | 0.0081433 | 0.0081058 | 0.0080724 | 0.0080086 | 0.008017 | 0.0079925 | 0.0079685 | 0.0079158 | 0.0079314 | 0.0079159 | 0.0079043 | 0.0078601 | 0 | 0 | 0 | 0 | 0 | 0 | 0 | 0
F1_Commercial_Office_Existing_Food Preparation_Natural Gas_Broiler_E3 | F1 | Commercial | Office | Existing | Food Preparation | Natural Gas | Broiler | E3 | CCE | 0 | 0 | 0 | 0 | 0 | 0 | 0 | 0 | 0 | 0 | 0 | 0 | 0 | 0 | 0 | 0 | 0 | 0 | 0 | 0 | 0 | 0 | 0 | 0 | 0 | 0 | 0 | 0 | 0 | 0
F1_Commercial_Office_Existing_Food Preparation_Natural Gas_Broiler_E4 | F1 | Commercial | Office | Existing | Food Preparation | Natural Gas | Broiler | E4 | CCE | 0 | 0 | 0 | 0 | 0 | 0 | 0 | 0 | 0 | 0 | 0 | 0 | 0 | 0 | 0 | 0 | 0 | 0 | 0 | 0 | 0 | 0 | 0 | 0 | 0 | 0 | 0 | 0 | 0 | 0
F1_Commercial_Office_Existing_Food Preparation_Natural Gas_Broiler_E5 | F1 | Commercial | Office | Existing | Food Preparation | Natural Gas | Broiler | E5 | CCE | 0 | 0 | 0 | 0 | 0 | 0 | 0 | 0 | 0 | 0 | 0 | 0 | 0 | 0 | 0 | 0 | 0 | 0 | 0 | 0 | 0 | 0 | 0 | 0 | 0 | 0 | 0 | 0 | 0 | 0
F1_Commercial_Office_Existing_Food Preparation_Natural Gas_Broiler_E6 | F1 | Commercial | Office | Existing | Food Preparation | Natural Gas | Broiler | E6 | CCE | 0 | 0 | 0 | 0 | 0 | 0 | 0 | 0 | 0 | 0 | 0 | 0 | 0 | 0 | 0 | 0 | 0 | 0 | 0 | 0 | 0 | 0 | 0 | 0 | 0 | 0 | 0 | 0 | 0 | 0
F1_Commercial_Office_Existing_Food Preparation_Natural Gas_Broiler_E7 | F1 | Commercial | Office | Existing | Food Preparation | Natural Gas | Broiler | E7 | CCE | 0 | 0 | 0 | 0 | 0 | 0 | 0 | 0 | 0 | 0 | 0 | 0 | 0 | 0 | 0 | 0 | 0 | 0 | 0 | 0 | 0 | 0 | 0 | 0 | 0 | 0 | 0 | 0 | 0 | 0
F1_Commercial_Office_Existing_Food Preparation_Natural Gas_Broiler_E8 | F1 | Commercial | Office | Existing | Food Preparation | Natural Gas | Broiler | E8 | CCE | 0 | 0 | 0 | 0 | 0 | 0 | 0 | 0 | 0 | 0 | 0 | 0 | 0 | 0 | 0 | 0 | 0 | 0 | 0 | 0 | 0 | 0 | 0 | 0 | 0 | 0 | 0 | 0 | 0 | 0
F1_Commercial_Office_Existing_Food Preparation_Natural Gas_Broiler_E9 | F1 | Commercial | Office | Existing | Food Preparation | Natural Gas | Broiler | E9 | CCE | 0 | 0 | 0 | 0 | 0 | 0 | 0 | 0 | 0 | 0 | 0 | 0 | 0 | 0 | 0 | 0 | 0 | 0 | 0 | 0 | 0 | 0 | 0 | 0 | 0 | 0 | 0 | 0 | 0 | 0
F1_Commercial_Office_Existing_Food Preparation_Natural Gas_Broiler_E10 | F1 | Commercial | Office | Existing | Food Preparation | Natural Gas | Broiler | E10 | CCE | 0 | 0 | 0 | 0 | 0 | 0 | 0 | 0 | 0 | 0 | 0 | 0 | 0 | 0 | 0 | 0 | 0 | 0 | 0 | 0 | 0 | 0 | 0 | 0 | 0 | 0 | 0 | 0 | 0 | 0
F2_Commercial_Office_Existing_Food Preparation_Natural Gas_Broiler_E1 | F2 | Commercial | Office | Existing | Food Preparation | Natural Gas | Broiler | E1 | TRC BC Ratio | 0.9 | 0.9 | 0.9 | 0.9 | 0.9 | 0.9 | 0.9 | 0.9 | 0.9 | 0.9 | 0.9 | 0.9 | 0.9 | 0.9 | 0.9 | 0.9 | 0.9 | 0.9 | 0.9 | 0.9 | 0.9 | 0.9 | 0 | 0 | 0 | 0 | 0 | 0 | 0 | 0
F2_Commercial_Office_Existing_Food Preparation_Natural Gas_Broiler_E2 | F2 | Commercial | Office | Existing | Food Preparation | Natural Gas | Broiler | E2 | TRC BC Ratio | 1.0644 | 1.0735 | 1.0844 | 1.1025 | 1.1265 | 1.1549 | 1.181 | 1.2042 | 1.2267 | 1.2485 | 1.2706 | 1.292 | 1.3121 | 1.3323 | 1.3516 | 1.3714 | 1.3925 | 1.4138 | 1.4353 | 1.4569 | 1.4782 | 1.4992 | 0 | 0 | 0 | 0 | 0 | 0 | 0 | 0
F2_Commercial_Office_Existing_Food Preparation_Natural Gas_Broiler_E3 | F2 | Commercial | Office | Existing | Food Preparation | Natural Gas | Broiler | E3 | TRC BC Ratio | 0 | 0 | 0 | 0 | 0 | 0 | 0 | 0 | 0 | 0 | 0 | 0 | 0 | 0 | 0 | 0 | 0 | 0 | 0 | 0 | 0 | 0 | 0 | 0 | 0 | 0 | 0 | 0 | 0 | 0
F2_Commercial_Office_Existing_Food Preparation_Natural Gas_Broiler_E4 | F2 | Commercial | Office | Existing | Food Preparation | Natural Gas | Broiler | E4 | TRC BC Ratio | 0 | 0 | 0 | 0 | 0 | 0 | 0 | 0 | 0 | 0 | 0 | 0 | 0 | 0 | 0 | 0 | 0 | 0 | 0 | 0 | 0 | 0 | 0 | 0 | 0 | 0 | 0 | 0 | 0 | 0
F2_Commercial_Office_Existing_Food Preparation_Natural Gas_Broiler_E5 | F2 | Commercial | Office | Existing | Food Preparation | Natural Gas | Broiler | E5 | TRC BC Ratio | 0 | 0 | 0 | 0 | 0 | 0 | 0 | 0 | 0 | 0 | 0 | 0 | 0 | 0 | 0 | 0 | 0 | 0 | 0 | 0 | 0 | 0 | 0 | 0 | 0 | 0 | 0 | 0 | 0 | 0
F2_Commercial_Office_Existing_Food Preparation_Natural Gas_Broiler_E6 | F2 | Commercial | Office | Existing | Food Preparation | Natural Gas | Broiler | E6 | TRC BC Ratio | 0 | 0 | 0 | 0 | 0 | 0 | 0 | 0 | 0 | 0 | 0 | 0 | 0 | 0 | 0 | 0 | 0 | 0 | 0 | 0 | 0 | 0 | 0 | 0 | 0 | 0 | 0 | 0 | 0 | 0
F2_Commercial_Office_Existing_Food Preparation_Natural Gas_Broiler_E7 | F2 | Commercial | Office | Existing | Food Preparation | Natural Gas | Broiler | E7 | TRC BC Ratio | 0 | 0 | 0 | 0 | 0 | 0 | 0 | 0 | 0 | 0 | 0 | 0 | 0 | 0 | 0 | 0 | 0 | 0 | 0 | 0 | 0 | 0 | 0 | 0 | 0 | 0 | 0 | 0 | 0 | 0
F2_Commercial_Office_Existing_Food Preparation_Natural Gas_Broiler_E8 | F2 | Commercial | Office | Existing | Food Preparation | Natural Gas | Broiler | E8 | TRC BC Ratio | 0 | 0 | 0 | 0 | 0 | 0 | 0 | 0 | 0 | 0 | 0 | 0 | 0 | 0 | 0 | 0 | 0 | 0 | 0 | 0 | 0 | 0 | 0 | 0 | 0 | 0 | 0 | 0 | 0 | 0
F2_Commercial_Office_Existing_Food Preparation_Natural Gas_Broiler_E9 | F2 | Commercial | Office | Existing | Food Preparation | Natural Gas | Broiler | E9 | TRC BC Ratio | 0 | 0 | 0 | 0 | 0 | 0 | 0 | 0 | 0 | 0 | 0 | 0 | 0 | 0 | 0 | 0 | 0 | 0 | 0 | 0 | 0 | 0 | 0 | 0 | 0 | 0 | 0 | 0 | 0 | 0
F2_Commercial_Office_Existing_Food Preparation_Natural Gas_Broiler_E10 | F2 | Commercial | Office | Existing | Food Preparation | Natural Gas | Broiler | E10 | TRC BC Ratio | 0 | 0 | 0 | 0 | 0 | 0 | 0 | 0 | 0 | 0 | 0 | 0 | 0 | 0 | 0 | 0 | 0 | 0 | 0 | 0 | 0 | 0 | 0 | 0 | 0 | 0 | 0 | 0 | 0 | 0
F3_Commercial_Office_Existing_Food Preparation_Natural Gas_Broiler_E1 | F3 | Commercial | Office | Existing | Food Preparation | Natural Gas | Broiler | E1 | PACT BC Ratio | 0.9 | 0.9 | 0.9 | 0.9 | 0.9 | 0.9 | 0.9 | 0.9 | 0.9 | 0.9 | 0.9 | 0.9 | 0.9 | 0.9 | 0.9 | 0.9 | 0.9 | 0.9 | 0.9 | 0.9 | 0.9 | 0.9 | 0 | 0 | 0 | 0 | 0 | 0 | 0 | 0
F3_Commercial_Office_Existing_Food Preparation_Natural Gas_Broiler_E2 | F3 | Commercial | Office | Existing | Food Preparation | Natural Gas | Broiler | E2 | PACT BC Ratio | 1.3204 | 1.3317 | 1.3453 | 1.3676 | 1.3975 | 1.4327 | 1.465 | 1.4938 | 1.5217 | 1.5488 | 1.5761 | 1.6027 | 1.6277 | 1.6527 | 1.6767 | 1.7012 | 1.7275 | 1.7539 | 1.7805 | 1.8073 | 1.8337 | 1.8598 | 0 | 0 | 0 | 0 | 0 | 0 | 0 | 0
F3_Commercial_Office_Existing_Food Preparation_Natural Gas_Broiler_E3 | F3 | Commercial | Office | Existing | Food Preparation | Natural Gas | Broiler | E3 | PACT BC Ratio | 0 | 0 | 0 | 0 | 0 | 0 | 0 | 0 | 0 | 0 | 0 | 0 | 0 | 0 | 0 | 0 | 0 | 0 | 0 | 0 | 0 | 0 | 0 | 0 | 0 | 0 | 0 | 0 | 0 | 0
F3_Commercial_Office_Existing_Food Preparation_Natural Gas_Broiler_E4 | F3 | Commercial | Office | Existing | Food Preparation | Natural Gas | Broiler | E4 | PACT BC Ratio | 0 | 0 | 0 | 0 | 0 | 0 | 0 | 0 | 0 | 0 | 0 | 0 | 0 | 0 | 0 | 0 | 0 | 0 | 0 | 0 | 0 | 0 | 0 | 0 | 0 | 0 | 0 | 0 | 0 | 0
F3_Commercial_Office_Existing_Food Preparation_Natural Gas_Broiler_E5 | F3 | Commercial | Office | Existing | Food Preparation | Natural Gas | Broiler | E5 | PACT BC Ratio | 0 | 0 | 0 | 0 | 0 | 0 | 0 | 0 | 0 | 0 | 0 | 0 | 0 | 0 | 0 | 0 | 0 | 0 | 0 | 0 | 0 | 0 | 0 | 0 | 0 | 0 | 0 | 0 | 0 | 0
F3_Commercial_Office_Existing_Food Preparation_Natural Gas_Broiler_E6 | F3 | Commercial | Office | Existing | Food Preparation | Natural Gas | Broiler | E6 | PACT BC Ratio | 0 | 0 | 0 | 0 | 0 | 0 | 0 | 0 | 0 | 0 | 0 | 0 | 0 | 0 | 0 | 0 | 0 | 0 | 0 | 0 | 0 | 0 | 0 | 0 | 0 | 0 | 0 | 0 | 0 | 0
F3_Commercial_Office_Existing_Food Preparation_Natural Gas_Broiler_E7 | F3 | Commercial | Office | Existing | Food Preparation | Natural Gas | Broiler | E7 | PACT BC Ratio | 0 | 0 | 0 | 0 | 0 | 0 | 0 | 0 | 0 | 0 | 0 | 0 | 0 | 0 | 0 | 0 | 0 | 0 | 0 | 0 | 0 | 0 | 0 | 0 | 0 | 0 | 0 | 0 | 0 | 0
F3_Commercial_Office_Existing_Food Preparation_Natural Gas_Broiler_E8 | F3 | Commercial | Office | Existing | Food Preparation | Natural Gas | Broiler | E8 | PACT BC Ratio | 0 | 0 | 0 | 0 | 0 | 0 | 0 | 0 | 0 | 0 | 0 | 0 | 0 | 0 | 0 | 0 | 0 | 0 | 0 | 0 | 0 | 0 | 0 | 0 | 0 | 0 | 0 | 0 | 0 | 0
F3_Commercial_Office_Existing_Food Preparation_Natural Gas_Broiler_E9 | F3 | Commercial | Office | Existing | Food Preparation | Natural Gas | Broiler | E9 | PACT BC Ratio | 0 | 0 | 0 | 0 | 0 | 0 | 0 | 0 | 0 | 0 | 0 | 0 | 0 | 0 | 0 | 0 | 0 | 0 | 0 | 0 | 0 | 0 | 0 | 0 | 0 | 0 | 0 | 0 | 0 | 0
F3_Commercial_Office_Existing_Food Preparation_Natural Gas_Broiler_E10 | F3 | Commercial | Office | Existing | Food Preparation | Natural Gas | Broiler | E10 | PACT BC Ratio | 0 | 0 | 0 | 0 | 0 | 0 | 0 | 0 | 0 | 0 | 0 | 0 | 0 | 0 | 0 | 0 | 0 | 0 | 0 | 0 | 0 | 0 | 0 | 0 | 0 | 0 | 0 | 0 | 0 | 0
F4_Commercial_Office_Existing_Food Preparation_Natural Gas_Broiler_E1 | F4 | Commercial | Office | Existing | Food Preparation | Natural Gas | Broiler | E1 | PCT BC Ratio | 0.9 | 0.9 | 0.9 | 0.9 | 0.9 | 0.9 | 0.9 | 0.9 | 0.9 | 0.9 | 0.9 | 0.9 | 0.9 | 0.9 | 0.9 | 0.9 | 0.9 | 0.9 | 0.9 | 0.9 | 0.9 | 0.9 | 0 | 0 | 0 | 0 | 0 | 0 | 0 | 0
F4_Commercial_Office_Existing_Food Preparation_Natural Gas_Broiler_E2 | F4 | Commercial | Office | Existing | Food Preparation | Natural Gas | Broiler | E2 | PCT BC Ratio | 2.8717 | 2.8906 | 2.9132 | 2.9506 | 3.0005 | 3.0593 | 3.1134 | 3.1615 | 3.2082 | 3.2535 | 3.2991 | 3.3435 | 3.3853 | 3.4272 | 3.4672 | 3.5082 | 3.5521 | 3.5963 | 3.6408 | 3.6855 | 3.7298 | 3.7734 | 0 | 0 | 0 | 0 | 0 | 0 | 0 | 0
F4_Commercial_Office_Existing_Food Preparation_Natural Gas_Broiler_E3 | F4 | Commercial | Office | Existing | Food Preparation | Natural Gas | Broiler | E3 | PCT BC Ratio | 0 | 0 | 0 | 0 | 0 | 0 | 0 | 0 | 0 | 0 | 0 | 0 | 0 | 0 | 0 | 0 | 0 | 0 | 0 | 0 | 0 | 0 | 0 | 0 | 0 | 0 | 0 | 0 | 0 | 0
F4_Commercial_Office_Existing_Food Preparation_Natural Gas_Broiler_E4 | F4 | Commercial | Office | Existing | Food Preparation | Natural Gas | Broiler | E4 | PCT BC Ratio | 0 | 0 | 0 | 0 | 0 | 0 | 0 | 0 | 0 | 0 | 0 | 0 | 0 | 0 | 0 | 0 | 0 | 0 | 0 | 0 | 0 | 0 | 0 | 0 | 0 | 0 | 0 | 0 | 0 | 0
F4_Commercial_Office_Existing_Food Preparation_Natural Gas_Broiler_E5 | F4 | Commercial | Office | Existing | Food Preparation | Natural Gas | Broiler | E5 | PCT BC Ratio | 0 | 0 | 0 | 0 | 0 | 0 | 0 | 0 | 0 | 0 | 0 | 0 | 0 | 0 | 0 | 0 | 0 | 0 | 0 | 0 | 0 | 0 | 0 | 0 | 0 | 0 | 0 | 0 | 0 | 0
F4_Commercial_Office_Existing_Food Preparation_Natural Gas_Broiler_E6 | F4 | Commercial | Office | Existing | Food Preparation | Natural Gas | Broiler | E6 | PCT BC Ratio | 0 | 0 | 0 | 0 | 0 | 0 | 0 | 0 | 0 | 0 | 0 | 0 | 0 | 0 | 0 | 0 | 0 | 0 | 0 | 0 | 0 | 0 | 0 | 0 | 0 | 0 | 0 | 0 | 0 | 0
F4_Commercial_Office_Existing_Food Preparation_Natural Gas_Broiler_E7 | F4 | Commercial | Office | Existing | Food Preparation | Natural Gas | Broiler | E7 | PCT BC Ratio | 0 | 0 | 0 | 0 | 0 | 0 | 0 | 0 | 0 | 0 | 0 | 0 | 0 | 0 | 0 | 0 | 0 | 0 | 0 | 0 | 0 | 0 | 0 | 0 | 0 | 0 | 0 | 0 | 0 | 0
F4_Commercial_Office_Existing_Food Preparation_Natural Gas_Broiler_E8 | F4 | Commercial | Office | Existing | Food Preparation | Natural Gas | Broiler | E8 | PCT BC Ratio | 0 | 0 | 0 | 0 | 0 | 0 | 0 | 0 | 0 | 0 | 0 | 0 | 0 | 0 | 0 | 0 | 0 | 0 | 0 | 0 | 0 | 0 | 0 | 0 | 0 | 0 | 0 | 0 | 0 | 0
F4_Commercial_Office_Existing_Food Preparation_Natural Gas_Broiler_E9 | F4 | Commercial | Office | Existing | Food Preparation | Natural Gas | Broiler | E9 | PCT BC Ratio | 0 | 0 | 0 | 0 | 0 | 0 | 0 | 0 | 0 | 0 | 0 | 0 | 0 | 0 | 0 | 0 | 0 | 0 | 0 | 0 | 0 | 0 | 0 | 0 | 0 | 0 | 0 | 0 | 0 | 0
F4_Commercial_Office_Existing_Food Preparation_Natural Gas_Broiler_E10 | F4 | Commercial | Office | Existing | Food Preparation | Natural Gas | Broiler | E10 | PCT BC Ratio | 0 | 0 | 0 | 0 | 0 | 0 | 0 | 0 | 0 | 0 | 0 | 0 | 0 | 0 | 0 | 0 | 0 | 0 | 0 | 0 | 0 | 0 | 0 | 0 | 0 | 0 | 0 | 0 | 0 | 0
F5_Commercial_Office_Existing_Food Preparation_Natural Gas_Broiler_E1 | F5 | Commercial | Office | Existing | Food Preparation | Natural Gas | Broiler | E1 | RIM BC Ratio | 0.9 | 0.9 | 0.9 | 0.9 | 0.9 | 0.9 | 0.9 | 0.9 | 0.9 | 0.9 | 0.9 | 0.9 | 0.9 | 0.9 | 0.9 | 0.9 | 0.9 | 0.9 | 0.9 | 0.9 | 0.9 | 0.9 | 0 | 0 | 0 | 0 | 0 | 0 | 0 | 0
F5_Commercial_Office_Existing_Food Preparation_Natural Gas_Broiler_E2 | F5 | Commercial | Office | Existing | Food Preparation | Natural Gas | Broiler | E2 | RIM BC Ratio | 0.51141 | 0.51309 | 0.51509 | 0.51833 | 0.52256 | 0.52741 | 0.53173 | 0.53547 | 0.53902 | 0.54238 | 0.54569 | 0.54884 | 0.55175 | 0.55459 | 0.55726 | 0.55995 | 0.56276 | 0.56554 | 0.56828 | 0.57098 | 0.57359 | 0.57612 | 0 | 0 | 0 | 0 | 0 | 0 | 0 | 0
F5_Commercial_Office_Existing_Food Preparation_Natural Gas_Broiler_E3 | F5 | Commercial | Office | Existing | Food Preparation | Natural Gas | Broiler | E3 | RIM BC Ratio | 0 | 0 | 0 | 0 | 0 | 0 | 0 | 0 | 0 | 0 | 0 | 0 | 0 | 0 | 0 | 0 | 0 | 0 | 0 | 0 | 0 | 0 | 0 | 0 | 0 | 0 | 0 | 0 | 0 | 0
F5_Commercial_Office_Existing_Food Preparation_Natural Gas_Broiler_E4 | F5 | Commercial | Office | Existing | Food Preparation | Natural Gas | Broiler | E4 | RIM BC Ratio | 0 | 0 | 0 | 0 | 0 | 0 | 0 | 0 | 0 | 0 | 0 | 0 | 0 | 0 | 0 | 0 | 0 | 0 | 0 | 0 | 0 | 0 | 0 | 0 | 0 | 0 | 0 | 0 | 0 | 0
F5_Commercial_Office_Existing_Food Preparation_Natural Gas_Broiler_E5 | F5 | Commercial | Office | Existing | Food Preparation | Natural Gas | Broiler | E5 | RIM BC Ratio | 0 | 0 | 0 | 0 | 0 | 0 | 0 | 0 | 0 | 0 | 0 | 0 | 0 | 0 | 0 | 0 | 0 | 0 | 0 | 0 | 0 | 0 | 0 | 0 | 0 | 0 | 0 | 0 | 0 | 0
F5_Commercial_Office_Existing_Food Preparation_Natural Gas_Broiler_E6 | F5 | Commercial | Office | Existing | Food Preparation | Natural Gas | Broiler | E6 | RIM BC Ratio | 0 | 0 | 0 | 0 | 0 | 0 | 0 | 0 | 0 | 0 | 0 | 0 | 0 | 0 | 0 | 0 | 0 | 0 | 0 | 0 | 0 | 0 | 0 | 0 | 0 | 0 | 0 | 0 | 0 | 0
F5_Commercial_Office_Existing_Food Preparation_Natural Gas_Broiler_E7 | F5 | Commercial | Office | Existing | Food Preparation | Natural Gas | Broiler | E7 | RIM BC Ratio | 0 | 0 | 0 | 0 | 0 | 0 | 0 | 0 | 0 | 0 | 0 | 0 | 0 | 0 | 0 | 0 | 0 | 0 | 0 | 0 | 0 | 0 | 0 | 0 | 0 | 0 | 0 | 0 | 0 | 0
F5_Commercial_Office_Existing_Food Preparation_Natural Gas_Broiler_E8 | F5 | Commercial | Office | Existing | Food Preparation | Natural Gas | Broiler | E8 | RIM BC Ratio | 0 | 0 | 0 | 0 | 0 | 0 | 0 | 0 | 0 | 0 | 0 | 0 | 0 | 0 | 0 | 0 | 0 | 0 | 0 | 0 | 0 | 0 | 0 | 0 | 0 | 0 | 0 | 0 | 0 | 0
F5_Commercial_Office_Existing_Food Preparation_Natural Gas_Broiler_E9 | F5 | Commercial | Office | Existing | Food Preparation | Natural Gas | Broiler | E9 | RIM BC Ratio | 0 | 0 | 0 | 0 | 0 | 0 | 0 | 0 | 0 | 0 | 0 | 0 | 0 | 0 | 0 | 0 | 0 | 0 | 0 | 0 | 0 | 0 | 0 | 0 | 0 | 0 | 0 | 0 | 0 | 0
F5_Commercial_Office_Existing_Food Preparation_Natural Gas_Broiler_E10 | F5 | Commercial | Office | Existing | Food Preparation | Natural Gas | Broiler | E10 | RIM BC Ratio | 0 | 0 | 0 | 0 | 0 | 0 | 0 | 0 | 0 | 0 | 0 | 0 | 0 | 0 | 0 | 0 | 0 | 0 | 0 | 0 | 0 | 0 | 0 | 0 | 0 | 0 | 0 | 0 | 0 | 0
F0_Commercial_Office_Existing_Food Preparation_Natural Gas_Griddle_E0 | F0 | Commercial | Office | Existing | Food Preparation | Natural Gas | Griddle | E0 | Economic Unit | ENERGY STAR | ENERGY STAR | ENERGY STAR | ENERGY STAR | ENERGY STAR | ENERGY STAR | ENERGY STAR | ENERGY STAR | ENERGY STAR | ENERGY STAR | ENERGY STAR | ENERGY STAR | ENERGY STAR | ENERGY STAR | ENERGY STAR | ENERGY STAR | ENERGY STAR | ENERGY STAR | ENERGY STAR | ENERGY STAR | ENERGY STAR | ENERGY STAR | 0 | 0 | 0 | 0 | 0 | 0 | 0 | 0
F1_Commercial_Office_Existing_Food Preparation_Natural Gas_Griddle_E1 | F1 | Commercial | Office | Existing | Food Preparation | Natural Gas | Griddle | E1 | CCE | 0 | 0 | 0 | 0 | 0 | 0 | 0 | 0 | 0 | 0 | 0 | 0 | 0 | 0 | 0 | 0 | 0 | 0 | 0 | 0 | 0 | 0 | 0 | 0 | 0 | 0 | 0 | 0 | 0 | 0
F1_Commercial_Office_Existing_Food Preparation_Natural Gas_Griddle_E2 | F1 | Commercial | Office | Existing | Food Preparation | Natural Gas | Griddle | E2 | CCE | 0.0050309 | 0.0050309 | 0.0052853 | 0.0052049 | 0.0051268 | 0.0050293 | 0.0050156 | 0.0049833 | 0.0049533 | 0.0049081 | 0.0049011 | 0.0048785 | 0.0048584 | 0.00482 | 0.0048251 | 0.0048103 | 0.0047959 | 0.0047642 | 0.0047735 | 0.0047642 | 0.0047572 | 0.0047306 | 0 | 0 | 0 | 0 | 0 | 0 | 0 | 0
F1_Commercial_Office_Existing_Food Preparation_Natural Gas_Griddle_E3 | F1 | Commercial | Office | Existing | Food Preparation | Natural Gas | Griddle | E3 | CCE | 0 | 0 | 0 | 0 | 0 | 0 | 0 | 0 | 0 | 0 | 0 | 0 | 0 | 0 | 0 | 0 | 0 | 0 | 0 | 0 | 0 | 0 | 0 | 0 | 0 | 0 | 0 | 0 | 0 | 0
F1_Commercial_Office_Existing_Food Preparation_Natural Gas_Griddle_E4 | F1 | Commercial | Office | Existing | Food Preparation | Natural Gas | Griddle | E4 | CCE | 0 | 0 | 0 | 0 | 0 | 0 | 0 | 0 | 0 | 0 | 0 | 0 | 0 | 0 | 0 | 0 | 0 | 0 | 0 | 0 | 0 | 0 | 0 | 0 | 0 | 0 | 0 | 0 | 0 | 0
F1_Commercial_Office_Existing_Food Preparation_Natural Gas_Griddle_E5 | F1 | Commercial | Office | Existing | Food Preparation | Natural Gas | Griddle | E5 | CCE | 0 | 0 | 0 | 0 | 0 | 0 | 0 | 0 | 0 | 0 | 0 | 0 | 0 | 0 | 0 | 0 | 0 | 0 | 0 | 0 | 0 | 0 | 0 | 0 | 0 | 0 | 0 | 0 | 0 | 0
F1_Commercial_Office_Existing_Food Preparation_Natural Gas_Griddle_E6 | F1 | Commercial | Office | Existing | Food Preparation | Natural Gas | Griddle | E6 | CCE | 0 | 0 | 0 | 0 | 0 | 0 | 0 | 0 | 0 | 0 | 0 | 0 | 0 | 0 | 0 | 0 | 0 | 0 | 0 | 0 | 0 | 0 | 0 | 0 | 0 | 0 | 0 | 0 | 0 | 0
F1_Commercial_Office_Existing_Food Preparation_Natural Gas_Griddle_E7 | F1 | Commercial | Office | Existing | Food Preparation | Natural Gas | Griddle | E7 | CCE | 0 | 0 | 0 | 0 | 0 | 0 | 0 | 0 | 0 | 0 | 0 | 0 | 0 | 0 | 0 | 0 | 0 | 0 | 0 | 0 | 0 | 0 | 0 | 0 | 0 | 0 | 0 | 0 | 0 | 0
F1_Commercial_Office_Existing_Food Preparation_Natural Gas_Griddle_E8 | F1 | Commercial | Office | Existing | Food Preparation | Natural Gas | Griddle | E8 | CCE | 0 | 0 | 0 | 0 | 0 | 0 | 0 | 0 | 0 | 0 | 0 | 0 | 0 | 0 | 0 | 0 | 0 | 0 | 0 | 0 | 0 | 0 | 0 | 0 | 0 | 0 | 0 | 0 | 0 | 0
F1_Commercial_Office_Existing_Food Preparation_Natural Gas_Griddle_E9 | F1 | Commercial | Office | Existing | Food Preparation | Natural Gas | Griddle | E9 | CCE | 0 | 0 | 0 | 0 | 0 | 0 | 0 | 0 | 0 | 0 | 0 | 0 | 0 | 0 | 0 | 0 | 0 | 0 | 0 | 0 | 0 | 0 | 0 | 0 | 0 | 0 | 0 | 0 | 0 | 0
F1_Commercial_Office_Existing_Food Preparation_Natural Gas_Griddle_E10 | F1 | Commercial | Office | Existing | Food Preparation | Natural Gas | Griddle | E10 | CCE | 0 | 0 | 0 | 0 | 0 | 0 | 0 | 0 | 0 | 0 | 0 | 0 | 0 | 0 | 0 | 0 | 0 | 0 | 0 | 0 | 0 | 0 | 0 | 0 | 0 | 0 | 0 | 0 | 0 | 0
F2_Commercial_Office_Existing_Food Preparation_Natural Gas_Griddle_E1 | F2 | Commercial | Office | Existing | Food Preparation | Natural Gas | Griddle | E1 | TRC BC Ratio | 0.9 | 0.9 | 0.9 | 0.9 | 0.9 | 0.9 | 0.9 | 0.9 | 0.9 | 0.9 | 0.9 | 0.9 | 0.9 | 0.9 | 0.9 | 0.9 | 0.9 | 0.9 | 0.9 | 0.9 | 0.9 | 0.9 | 0 | 0 | 0 | 0 | 0 | 0 | 0 | 0
F2_Commercial_Office_Existing_Food Preparation_Natural Gas_Griddle_E2 | F2 | Commercial | Office | Existing | Food Preparation | Natural Gas | Griddle | E2 | TRC BC Ratio | 1.7686 | 1.7837 | 1.8018 | 1.8318 | 1.8718 | 1.9189 | 1.9622 | 2.0008 | 2.0382 | 2.0745 | 2.1111 | 2.1466 | 2.1801 | 2.2137 | 2.2457 | 2.2786 | 2.3138 | 2.3491 | 2.3848 | 2.4207 | 2.4561 | 2.491 | 0 | 0 | 0 | 0 | 0 | 0 | 0 | 0
F2_Commercial_Office_Existing_Food Preparation_Natural Gas_Griddle_E3 | F2 | Commercial | Office | Existing | Food Preparation | Natural Gas | Griddle | E3 | TRC BC Ratio | 0 | 0 | 0 | 0 | 0 | 0 | 0 | 0 | 0 | 0 | 0 | 0 | 0 | 0 | 0 | 0 | 0 | 0 | 0 | 0 | 0 | 0 | 0 | 0 | 0 | 0 | 0 | 0 | 0 | 0
F2_Commercial_Office_Existing_Food Preparation_Natural Gas_Griddle_E4 | F2 | Commercial | Office | Existing | Food Preparation | Natural Gas | Griddle | E4 | TRC BC Ratio | 0 | 0 | 0 | 0 | 0 | 0 | 0 | 0 | 0 | 0 | 0 | 0 | 0 | 0 | 0 | 0 | 0 | 0 | 0 | 0 | 0 | 0 | 0 | 0 | 0 | 0 | 0 | 0 | 0 | 0
F2_Commercial_Office_Existing_Food Preparation_Natural Gas_Griddle_E5 | F2 | Commercial | Office | Existing | Food Preparation | Natural Gas | Griddle | E5 | TRC BC Ratio | 0 | 0 | 0 | 0 | 0 | 0 | 0 | 0 | 0 | 0 | 0 | 0 | 0 | 0 | 0 | 0 | 0 | 0 | 0 | 0 | 0 | 0 | 0 | 0 | 0 | 0 | 0 | 0 | 0 | 0
F2_Commercial_Office_Existing_Food Preparation_Natural Gas_Griddle_E6 | F2 | Commercial | Office | Existing | Food Preparation | Natural Gas | Griddle | E6 | TRC BC Ratio | 0 | 0 | 0 | 0 | 0 | 0 | 0 | 0 | 0 | 0 | 0 | 0 | 0 | 0 | 0 | 0 | 0 | 0 | 0 | 0 | 0 | 0 | 0 | 0 | 0 | 0 | 0 | 0 | 0 | 0
F2_Commercial_Office_Existing_Food Preparation_Natural Gas_Griddle_E7 | F2 | Commercial | Office | Existing | Food Preparation | Natural Gas | Griddle | E7 | TRC BC Ratio | 0 | 0 | 0 | 0 | 0 | 0 | 0 | 0 | 0 | 0 | 0 | 0 | 0 | 0 | 0 | 0 | 0 | 0 | 0 | 0 | 0 | 0 | 0 | 0 | 0 | 0 | 0 | 0 | 0 | 0
F2_Commercial_Office_Existing_Food Preparation_Natural Gas_Griddle_E8 | F2 | Commercial | Office | Existing | Food Preparation | Natural Gas | Griddle | E8 | TRC BC Ratio | 0 | 0 | 0 | 0 | 0 | 0 | 0 | 0 | 0 | 0 | 0 | 0 | 0 | 0 | 0 | 0 | 0 | 0 | 0 | 0 | 0 | 0 | 0 | 0 | 0 | 0 | 0 | 0 | 0 | 0
F2_Commercial_Office_Existing_Food Preparation_Natural Gas_Griddle_E9 | F2 | Commercial | Office | Existing | Food Preparation | Natural Gas | Griddle | E9 | TRC BC Ratio | 0 | 0 | 0 | 0 | 0 | 0 | 0 | 0 | 0 | 0 | 0 | 0 | 0 | 0 | 0 | 0 | 0 | 0 | 0 | 0 | 0 | 0 | 0 | 0 | 0 | 0 | 0 | 0 | 0 | 0
F2_Commercial_Office_Existing_Food Preparation_Natural Gas_Griddle_E10 | F2 | Commercial | Office | Existing | Food Preparation | Natural Gas | Griddle | E10 | TRC BC Ratio | 0 | 0 | 0 | 0 | 0 | 0 | 0 | 0 | 0 | 0 | 0 | 0 | 0 | 0 | 0 | 0 | 0 | 0 | 0 | 0 | 0 | 0 | 0 | 0 | 0 | 0 | 0 | 0 | 0 | 0
F3_Commercial_Office_Existing_Food Preparation_Natural Gas_Griddle_E1 | F3 | Commercial | Office | Existing | Food Preparation | Natural Gas | Griddle | E1 | PACT BC Ratio | 0.9 | 0.9 | 0.9 | 0.9 | 0.9 | 0.9 | 0.9 | 0.9 | 0.9 | 0.9 | 0.9 | 0.9 | 0.9 | 0.9 | 0.9 | 0.9 | 0.9 | 0.9 | 0.9 | 0.9 | 0.9 | 0.9 | 0 | 0 | 0 | 0 | 0 | 0 | 0 | 0
F3_Commercial_Office_Existing_Food Preparation_Natural Gas_Griddle_E2 | F3 | Commercial | Office | Existing | Food Preparation | Natural Gas | Griddle | E2 | PACT BC Ratio | 1.7686 | 1.7837 | 1.8018 | 1.8318 | 1.8718 | 1.9189 | 1.9622 | 2.0008 | 2.0382 | 2.0745 | 2.1111 | 2.1466 | 2.1801 | 2.2137 | 2.2457 | 2.2786 | 2.3138 | 2.3491 | 2.3848 | 2.4207 | 2.4561 | 2.491 | 0 | 0 | 0 | 0 | 0 | 0 | 0 | 0
F3_Commercial_Office_Existing_Food Preparation_Natural Gas_Griddle_E3 | F3 | Commercial | Office | Existing | Food Preparation | Natural Gas | Griddle | E3 | PACT BC Ratio | 0 | 0 | 0 | 0 | 0 | 0 | 0 | 0 | 0 | 0 | 0 | 0 | 0 | 0 | 0 | 0 | 0 | 0 | 0 | 0 | 0 | 0 | 0 | 0 | 0 | 0 | 0 | 0 | 0 | 0
F3_Commercial_Office_Existing_Food Preparation_Natural Gas_Griddle_E4 | F3 | Commercial | Office | Existing | Food Preparation | Natural Gas | Griddle | E4 | PACT BC Ratio | 0 | 0 | 0 | 0 | 0 | 0 | 0 | 0 | 0 | 0 | 0 | 0 | 0 | 0 | 0 | 0 | 0 | 0 | 0 | 0 | 0 | 0 | 0 | 0 | 0 | 0 | 0 | 0 | 0 | 0
F3_Commercial_Office_Existing_Food Preparation_Natural Gas_Griddle_E5 | F3 | Commercial | Office | Existing | Food Preparation | Natural Gas | Griddle | E5 | PACT BC Ratio | 0 | 0 | 0 | 0 | 0 | 0 | 0 | 0 | 0 | 0 | 0 | 0 | 0 | 0 | 0 | 0 | 0 | 0 | 0 | 0 | 0 | 0 | 0 | 0 | 0 | 0 | 0 | 0 | 0 | 0
F3_Commercial_Office_Existing_Food Preparation_Natural Gas_Griddle_E6 | F3 | Commercial | Office | Existing | Food Preparation | Natural Gas | Griddle | E6 | PACT BC Ratio | 0 | 0 | 0 | 0 | 0 | 0 | 0 | 0 | 0 | 0 | 0 | 0 | 0 | 0 | 0 | 0 | 0 | 0 | 0 | 0 | 0 | 0 | 0 | 0 | 0 | 0 | 0 | 0 | 0 | 0
F3_Commercial_Office_Existing_Food Preparation_Natural Gas_Griddle_E7 | F3 | Commercial | Office | Existing | Food Preparation | Natural Gas | Griddle | E7 | PACT BC Ratio | 0 | 0 | 0 | 0 | 0 | 0 | 0 | 0 | 0 | 0 | 0 | 0 | 0 | 0 | 0 | 0 | 0 | 0 | 0 | 0 | 0 | 0 | 0 | 0 | 0 | 0 | 0 | 0 | 0 | 0
F3_Commercial_Office_Existing_Food Preparation_Natural Gas_Griddle_E8 | F3 | Commercial | Office | Existing | Food Preparation | Natural Gas | Griddle | E8 | PACT BC Ratio | 0 | 0 | 0 | 0 | 0 | 0 | 0 | 0 | 0 | 0 | 0 | 0 | 0 | 0 | 0 | 0 | 0 | 0 | 0 | 0 | 0 | 0 | 0 | 0 | 0 | 0 | 0 | 0 | 0 | 0
F3_Commercial_Office_Existing_Food Preparation_Natural Gas_Griddle_E9 | F3 | Commercial | Office | Existing | Food Preparation | Natural Gas | Griddle | E9 | PACT BC Ratio | 0 | 0 | 0 | 0 | 0 | 0 | 0 | 0 | 0 | 0 | 0 | 0 | 0 | 0 | 0 | 0 | 0 | 0 | 0 | 0 | 0 | 0 | 0 | 0 | 0 | 0 | 0 | 0 | 0 | 0
F3_Commercial_Office_Existing_Food Preparation_Natural Gas_Griddle_E10 | F3 | Commercial | Office | Existing | Food Preparation | Natural Gas | Griddle | E10 | PACT BC Ratio | 0 | 0 | 0 | 0 | 0 | 0 | 0 | 0 | 0 | 0 | 0 | 0 | 0 | 0 | 0 | 0 | 0 | 0 | 0 | 0 | 0 | 0 | 0 | 0 | 0 | 0 | 0 | 0 | 0 | 0
F4_Commercial_Office_Existing_Food Preparation_Natural Gas_Griddle_E1 | F4 | Commercial | Office | Existing | Food Preparation | Natural Gas | Griddle | E1 | PCT BC Ratio | 0.9 | 0.9 | 0.9 | 0.9 | 0.9 | 0.9 | 0.9 | 0.9 | 0.9 | 0.9 | 0.9 | 0.9 | 0.9 | 0.9 | 0.9 | 0.9 | 0.9 | 0.9 | 0.9 | 0.9 | 0.9 | 0.9 | 0 | 0 | 0 | 0 | 0 | 0 | 0 | 0
F4_Commercial_Office_Existing_Food Preparation_Natural Gas_Griddle_E2 | F4 | Commercial | Office | Existing | Food Preparation | Natural Gas | Griddle | E2 | PCT BC Ratio | 5.4497 | 5.4877 | 5.5333 | 5.6087 | 5.7092 | 5.8278 | 5.9368 | 6.0338 | 6.128 | 6.2192 | 6.3113 | 6.4008 | 6.4851 | 6.5695 | 6.6501 | 6.7328 | 6.8213 | 6.9103 | 7.0001 | 7.0902 | 7.1794 | 7.2673 | 0 | 0 | 0 | 0 | 0 | 0 | 0 | 0
F4_Commercial_Office_Existing_Food Preparation_Natural Gas_Griddle_E3 | F4 | Commercial | Office | Existing | Food Preparation | Natural Gas | Griddle | E3 | PCT BC Ratio | 0 | 0 | 0 | 0 | 0 | 0 | 0 | 0 | 0 | 0 | 0 | 0 | 0 | 0 | 0 | 0 | 0 | 0 | 0 | 0 | 0 | 0 | 0 | 0 | 0 | 0 | 0 | 0 | 0 | 0
F4_Commercial_Office_Existing_Food Preparation_Natural Gas_Griddle_E4 | F4 | Commercial | Office | Existing | Food Preparation | Natural Gas | Griddle | E4 | PCT BC Ratio | 0 | 0 | 0 | 0 | 0 | 0 | 0 | 0 | 0 | 0 | 0 | 0 | 0 | 0 | 0 | 0 | 0 | 0 | 0 | 0 | 0 | 0 | 0 | 0 | 0 | 0 | 0 | 0 | 0 | 0
F4_Commercial_Office_Existing_Food Preparation_Natural Gas_Griddle_E5 | F4 | Commercial | Office | Existing | Food Preparation | Natural Gas | Griddle | E5 | PCT BC Ratio | 0 | 0 | 0 | 0 | 0 | 0 | 0 | 0 | 0 | 0 | 0 | 0 | 0 | 0 | 0 | 0 | 0 | 0 | 0 | 0 | 0 | 0 | 0 | 0 | 0 | 0 | 0 | 0 | 0 | 0
F4_Commercial_Office_Existing_Food Preparation_Natural Gas_Griddle_E6 | F4 | Commercial | Office | Existing | Food Preparation | Natural Gas | Griddle | E6 | PCT BC Ratio | 0 | 0 | 0 | 0 | 0 | 0 | 0 | 0 | 0 | 0 | 0 | 0 | 0 | 0 | 0 | 0 | 0 | 0 | 0 | 0 | 0 | 0 | 0 | 0 | 0 | 0 | 0 | 0 | 0 | 0
F4_Commercial_Office_Existing_Food Preparation_Natural Gas_Griddle_E7 | F4 | Commercial | Office | Existing | Food Preparation | Natural Gas | Griddle | E7 | PCT BC Ratio | 0 | 0 | 0 | 0 | 0 | 0 | 0 | 0 | 0 | 0 | 0 | 0 | 0 | 0 | 0 | 0 | 0 | 0 | 0 | 0 | 0 | 0 | 0 | 0 | 0 | 0 | 0 | 0 | 0 | 0
F4_Commercial_Office_Existing_Food Preparation_Natural Gas_Griddle_E8 | F4 | Commercial | Office | Existing | Food Preparation | Natural Gas | Griddle | E8 | PCT BC Ratio | 0 | 0 | 0 | 0 | 0 | 0 | 0 | 0 | 0 | 0 | 0 | 0 | 0 | 0 | 0 | 0 | 0 | 0 | 0 | 0 | 0 | 0 | 0 | 0 | 0 | 0 | 0 | 0 | 0 | 0
F4_Commercial_Office_Existing_Food Preparation_Natural Gas_Griddle_E9 | F4 | Commercial | Office | Existing | Food Preparation | Natural Gas | Griddle | E9 | PCT BC Ratio | 0 | 0 | 0 | 0 | 0 | 0 | 0 | 0 | 0 | 0 | 0 | 0 | 0 | 0 | 0 | 0 | 0 | 0 | 0 | 0 | 0 | 0 | 0 | 0 | 0 | 0 | 0 | 0 | 0 | 0
F4_Commercial_Office_Existing_Food Preparation_Natural Gas_Griddle_E10 | F4 | Commercial | Office | Existing | Food Preparation | Natural Gas | Griddle | E10 | PCT BC Ratio | 0 | 0 | 0 | 0 | 0 | 0 | 0 | 0 | 0 | 0 | 0 | 0 | 0 | 0 | 0 | 0 | 0 | 0 | 0 | 0 | 0 | 0 | 0 | 0 | 0 | 0 | 0 | 0 | 0 | 0
F5_Commercial_Office_Existing_Food Preparation_Natural Gas_Griddle_E1 | F5 | Commercial | Office | Existing | Food Preparation | Natural Gas | Griddle | E1 | RIM BC Ratio | 0.9 | 0.9 | 0.9 | 0.9 | 0.9 | 0.9 | 0.9 | 0.9 | 0.9 | 0.9 | 0.9 | 0.9 | 0.9 | 0.9 | 0.9 | 0.9 | 0.9 | 0.9 | 0.9 | 0.9 | 0.9 | 0.9 | 0 | 0 | 0 | 0 | 0 | 0 | 0 | 0
F5_Commercial_Office_Existing_Food Preparation_Natural Gas_Griddle_E2 | F5 | Commercial | Office | Existing | Food Preparation | Natural Gas | Griddle | E2 | RIM BC Ratio | 0.56706 | 0.5686 | 0.57043 | 0.5734 | 0.57726 | 0.58167 | 0.58559 | 0.58897 | 0.59217 | 0.5952 | 0.59817 | 0.60099 | 0.60359 | 0.60613 | 0.60851 | 0.6109 | 0.6134 | 0.61586 | 0.61828 | 0.62067 | 0.62297 | 0.62519 | 0 | 0 | 0 | 0 | 0 | 0 | 0 | 0
F5_Commercial_Office_Existing_Food Preparation_Natural Gas_Griddle_E3 | F5 | Commercial | Office | Existing | Food Preparation | Natural Gas | Griddle | E3 | RIM BC Ratio | 0 | 0 | 0 | 0 | 0 | 0 | 0 | 0 | 0 | 0 | 0 | 0 | 0 | 0 | 0 | 0 | 0 | 0 | 0 | 0 | 0 | 0 | 0 | 0 | 0 | 0 | 0 | 0 | 0 | 0
F5_Commercial_Office_Existing_Food Preparation_Natural Gas_Griddle_E4 | F5 | Commercial | Office | Existing | Food Preparation | Natural Gas | Griddle | E4 | RIM BC Ratio | 0 | 0 | 0 | 0 | 0 | 0 | 0 | 0 | 0 | 0 | 0 | 0 | 0 | 0 | 0 | 0 | 0 | 0 | 0 | 0 | 0 | 0 | 0 | 0 | 0 | 0 | 0 | 0 | 0 | 0
F5_Commercial_Office_Existing_Food Preparation_Natural Gas_Griddle_E5 | F5 | Commercial | Office | Existing | Food Preparation | Natural Gas | Griddle | E5 | RIM BC Ratio | 0 | 0 | 0 | 0 | 0 | 0 | 0 | 0 | 0 | 0 | 0 | 0 | 0 | 0 | 0 | 0 | 0 | 0 | 0 | 0 | 0 | 0 | 0 | 0 | 0 | 0 | 0 | 0 | 0 | 0
F5_Commercial_Office_Existing_Food Preparation_Natural Gas_Griddle_E6 | F5 | Commercial | Office | Existing | Food Preparation | Natural Gas | Griddle | E6 | RIM BC Ratio | 0 | 0 | 0 | 0 | 0 | 0 | 0 | 0 | 0 | 0 | 0 | 0 | 0 | 0 | 0 | 0 | 0 | 0 | 0 | 0 | 0 | 0 | 0 | 0 | 0 | 0 | 0 | 0 | 0 | 0
F5_Commercial_Office_Existing_Food Preparation_Natural Gas_Griddle_E7 | F5 | Commercial | Office | Existing | Food Preparation | Natural Gas | Griddle | E7 | RIM BC Ratio | 0 | 0 | 0 | 0 | 0 | 0 | 0 | 0 | 0 | 0 | 0 | 0 | 0 | 0 | 0 | 0 | 0 | 0 | 0 | 0 | 0 | 0 | 0 | 0 | 0 | 0 | 0 | 0 | 0 | 0
F5_Commercial_Office_Existing_Food Preparation_Natural Gas_Griddle_E8 | F5 | Commercial | Office | Existing | Food Preparation | Natural Gas | Griddle | E8 | RIM BC Ratio | 0 | 0 | 0 | 0 | 0 | 0 | 0 | 0 | 0 | 0 | 0 | 0 | 0 | 0 | 0 | 0 | 0 | 0 | 0 | 0 | 0 | 0 | 0 | 0 | 0 | 0 | 0 | 0 | 0 | 0
F5_Commercial_Office_Existing_Food Preparation_Natural Gas_Griddle_E9 | F5 | Commercial | Office | Existing | Food Preparation | Natural Gas | Griddle | E9 | RIM BC Ratio | 0 | 0 | 0 | 0 | 0 | 0 | 0 | 0 | 0 | 0 | 0 | 0 | 0 | 0 | 0 | 0 | 0 | 0 | 0 | 0 | 0 | 0 | 0 | 0 | 0 | 0 | 0 | 0 | 0 | 0
F5_Commercial_Office_Existing_Food Preparation_Natural Gas_Griddle_E10 | F5 | Commercial | Office | Existing | Food Preparation | Natural Gas | Griddle | E10 | RIM BC Ratio | 0 | 0 | 0 | 0 | 0 | 0 | 0 | 0 | 0 | 0 | 0 | 0 | 0 | 0 | 0 | 0 | 0 | 0 | 0 | 0 | 0 | 0 | 0 | 0 | 0 | 0 | 0 | 0 | 0 | 0
F0_Commercial_Office_Existing_Food Preparation_Natural Gas_Range_E0 | F0 | Commercial | Office | Existing | Food Preparation | Natural Gas | Range | E0 | Economic Unit | High Efficiency | High Efficiency | High Efficiency | High Efficiency | High Efficiency | High Efficiency | High Efficiency | High Efficiency | High Efficiency | High Efficiency | High Efficiency | High Efficiency | High Efficiency | High Efficiency | High Efficiency | High Efficiency | High Efficiency | High Efficiency | High Efficiency | High Efficiency | High Efficiency | High Efficiency | 0 | 0 | 0 | 0 | 0 | 0 | 0 | 0
F1_Commercial_Office_Existing_Food Preparation_Natural Gas_Range_E1 | F1 | Commercial | Office | Existing | Food Preparation | Natural Gas | Range | E1 | CCE | 0 | 0 | 0 | 0 | 0 | 0 | 0 | 0 | 0 | 0 | 0 | 0 | 0 | 0 | 0 | 0 | 0 | 0 | 0 | 0 | 0 | 0 | 0 | 0 | 0 | 0 | 0 | 0 | 0 | 0
F1_Commercial_Office_Existing_Food Preparation_Natural Gas_Range_E2 | F1 | Commercial | Office | Existing | Food Preparation | Natural Gas | Range | E2 | CCE | 8.5926e-06 | 8.5926e-06 | 9.0272e-06 | 8.8899e-06 | 8.7566e-06 | 8.59e-06 | 8.5665e-06 | 8.5115e-06 | 8.4602e-06 | 8.3829e-06 | 8.3709e-06 | 8.3324e-06 | 8.2981e-06 | 8.2325e-06 | 8.2412e-06 | 8.216e-06 | 8.1913e-06 | 8.1372e-06 | 8.1531e-06 | 8.1372e-06 | 8.1253e-06 | 8.0799e-06 | 0 | 0 | 0 | 0 | 0 | 0 | 0 | 0
F1_Commercial_Office_Existing_Food Preparation_Natural Gas_Range_E3 | F1 | Commercial | Office | Existing | Food Preparation | Natural Gas | Range | E3 | CCE | 0 | 0 | 0 | 0 | 0 | 0 | 0 | 0 | 0 | 0 | 0 | 0 | 0 | 0 | 0 | 0 | 0 | 0 | 0 | 0 | 0 | 0 | 0 | 0 | 0 | 0 | 0 | 0 | 0 | 0
F1_Commercial_Office_Existing_Food Preparation_Natural Gas_Range_E4 | F1 | Commercial | Office | Existing | Food Preparation | Natural Gas | Range | E4 | CCE | 0 | 0 | 0 | 0 | 0 | 0 | 0 | 0 | 0 | 0 | 0 | 0 | 0 | 0 | 0 | 0 | 0 | 0 | 0 | 0 | 0 | 0 | 0 | 0 | 0 | 0 | 0 | 0 | 0 | 0
F1_Commercial_Office_Existing_Food Preparation_Natural Gas_Range_E5 | F1 | Commercial | Office | Existing | Food Preparation | Natural Gas | Range | E5 | CCE | 0 | 0 | 0 | 0 | 0 | 0 | 0 | 0 | 0 | 0 | 0 | 0 | 0 | 0 | 0 | 0 | 0 | 0 | 0 | 0 | 0 | 0 | 0 | 0 | 0 | 0 | 0 | 0 | 0 | 0
F1_Commercial_Office_Existing_Food Preparation_Natural Gas_Range_E6 | F1 | Commercial | Office | Existing | Food Preparation | Natural Gas | Range | E6 | CCE | 0 | 0 | 0 | 0 | 0 | 0 | 0 | 0 | 0 | 0 | 0 | 0 | 0 | 0 | 0 | 0 | 0 | 0 | 0 | 0 | 0 | 0 | 0 | 0 | 0 | 0 | 0 | 0 | 0 | 0
F1_Commercial_Office_Existing_Food Preparation_Natural Gas_Range_E7 | F1 | Commercial | Office | Existing | Food Preparation | Natural Gas | Range | E7 | CCE | 0 | 0 | 0 | 0 | 0 | 0 | 0 | 0 | 0 | 0 | 0 | 0 | 0 | 0 | 0 | 0 | 0 | 0 | 0 | 0 | 0 | 0 | 0 | 0 | 0 | 0 | 0 | 0 | 0 | 0
F1_Commercial_Office_Existing_Food Preparation_Natural Gas_Range_E8 | F1 | Commercial | Office | Existing | Food Preparation | Natural Gas | Range | E8 | CCE | 0 | 0 | 0 | 0 | 0 | 0 | 0 | 0 | 0 | 0 | 0 | 0 | 0 | 0 | 0 | 0 | 0 | 0 | 0 | 0 | 0 | 0 | 0 | 0 | 0 | 0 | 0 | 0 | 0 | 0
F1_Commercial_Office_Existing_Food Preparation_Natural Gas_Range_E9 | F1 | Commercial | Office | Existing | Food Preparation | Natural Gas | Range | E9 | CCE | 0 | 0 | 0 | 0 | 0 | 0 | 0 | 0 | 0 | 0 | 0 | 0 | 0 | 0 | 0 | 0 | 0 | 0 | 0 | 0 | 0 | 0 | 0 | 0 | 0 | 0 | 0 | 0 | 0 | 0
F1_Commercial_Office_Existing_Food Preparation_Natural Gas_Range_E10 | F1 | Commercial | Office | Existing | Food Preparation | Natural Gas | Range | E10 | CCE | 0 | 0 | 0 | 0 | 0 | 0 | 0 | 0 | 0 | 0 | 0 | 0 | 0 | 0 | 0 | 0 | 0 | 0 | 0 | 0 | 0 | 0 | 0 | 0 | 0 | 0 | 0 | 0 | 0 | 0
F2_Commercial_Office_Existing_Food Preparation_Natural Gas_Range_E1 | F2 | Commercial | Office | Existing | Food Preparation | Natural Gas | Range | E1 | TRC BC Ratio | 0.9 | 0.9 | 0.9 | 0.9 | 0.9 | 0.9 | 0.9 | 0.9 | 0.9 | 0.9 | 0.9 | 0.9 | 0.9 | 0.9 | 0.9 | 0.9 | 0.9 | 0.9 | 0.9 | 0.9 | 0.9 | 0.9 | 0 | 0 | 0 | 0 | 0 | 0 | 0 | 0
F2_Commercial_Office_Existing_Food Preparation_Natural Gas_Range_E2 | F2 | Commercial | Office | Existing | Food Preparation | Natural Gas | Range | E2 | TRC BC Ratio | 1019.1653 | 1025.957 | 1034.7565 | 1051.749 | 1075.3352 | 1103.7208 | 1129.4917 | 1151.5715 | 1172.5295 | 1193.9346 | 1216.8518 | 1239.2069 | 1260.3448 | 1281.6317 | 1300.4442 | 1318.2534 | 1337.5282 | 1356.8704 | 1376.316 | 1395.7637 | 1414.8475 | 1433.4759 | 0 | 0 | 0 | 0 | 0 | 0 | 0 | 0
F2_Commercial_Office_Existing_Food Preparation_Natural Gas_Range_E3 | F2 | Commercial | Office | Existing | Food Preparation | Natural Gas | Range | E3 | TRC BC Ratio | 0 | 0 | 0 | 0 | 0 | 0 | 0 | 0 | 0 | 0 | 0 | 0 | 0 | 0 | 0 | 0 | 0 | 0 | 0 | 0 | 0 | 0 | 0 | 0 | 0 | 0 | 0 | 0 | 0 | 0
F2_Commercial_Office_Existing_Food Preparation_Natural Gas_Range_E4 | F2 | Commercial | Office | Existing | Food Preparation | Natural Gas | Range | E4 | TRC BC Ratio | 0 | 0 | 0 | 0 | 0 | 0 | 0 | 0 | 0 | 0 | 0 | 0 | 0 | 0 | 0 | 0 | 0 | 0 | 0 | 0 | 0 | 0 | 0 | 0 | 0 | 0 | 0 | 0 | 0 | 0
F2_Commercial_Office_Existing_Food Preparation_Natural Gas_Range_E5 | F2 | Commercial | Office | Existing | Food Preparation | Natural Gas | Range | E5 | TRC BC Ratio | 0 | 0 | 0 | 0 | 0 | 0 | 0 | 0 | 0 | 0 | 0 | 0 | 0 | 0 | 0 | 0 | 0 | 0 | 0 | 0 | 0 | 0 | 0 | 0 | 0 | 0 | 0 | 0 | 0 | 0
F2_Commercial_Office_Existing_Food Preparation_Natural Gas_Range_E6 | F2 | Commercial | Office | Existing | Food Preparation | Natural Gas | Range | E6 | TRC BC Ratio | 0 | 0 | 0 | 0 | 0 | 0 | 0 | 0 | 0 | 0 | 0 | 0 | 0 | 0 | 0 | 0 | 0 | 0 | 0 | 0 | 0 | 0 | 0 | 0 | 0 | 0 | 0 | 0 | 0 | 0
F2_Commercial_Office_Existing_Food Preparation_Natural Gas_Range_E7 | F2 | Commercial | Office | Existing | Food Preparation | Natural Gas | Range | E7 | TRC BC Ratio | 0 | 0 | 0 | 0 | 0 | 0 | 0 | 0 | 0 | 0 | 0 | 0 | 0 | 0 | 0 | 0 | 0 | 0 | 0 | 0 | 0 | 0 | 0 | 0 | 0 | 0 | 0 | 0 | 0 | 0
F2_Commercial_Office_Existing_Food Preparation_Natural Gas_Range_E8 | F2 | Commercial | Office | Existing | Food Preparation | Natural Gas | Range | E8 | TRC BC Ratio | 0 | 0 | 0 | 0 | 0 | 0 | 0 | 0 | 0 | 0 | 0 | 0 | 0 | 0 | 0 | 0 | 0 | 0 | 0 | 0 | 0 | 0 | 0 | 0 | 0 | 0 | 0 | 0 | 0 | 0
F2_Commercial_Office_Existing_Food Preparation_Natural Gas_Range_E9 | F2 | Commercial | Office | Existing | Food Preparation | Natural Gas | Range | E9 | TRC BC Ratio | 0 | 0 | 0 | 0 | 0 | 0 | 0 | 0 | 0 | 0 | 0 | 0 | 0 | 0 | 0 | 0 | 0 | 0 | 0 | 0 | 0 | 0 | 0 | 0 | 0 | 0 | 0 | 0 | 0 | 0
F2_Commercial_Office_Existing_Food Preparation_Natural Gas_Range_E10 | F2 | Commercial | Office | Existing | Food Preparation | Natural Gas | Range | E10 | TRC BC Ratio | 0 | 0 | 0 | 0 | 0 | 0 | 0 | 0 | 0 | 0 | 0 | 0 | 0 | 0 | 0 | 0 | 0 | 0 | 0 | 0 | 0 | 0 | 0 | 0 | 0 | 0 | 0 | 0 | 0 | 0
F3_Commercial_Office_Existing_Food Preparation_Natural Gas_Range_E1 | F3 | Commercial | Office | Existing | Food Preparation | Natural Gas | Range | E1 | PACT BC Ratio | 0.9 | 0.9 | 0.9 | 0.9 | 0.9 | 0.9 | 0.9 | 0.9 | 0.9 | 0.9 | 0.9 | 0.9 | 0.9 | 0.9 | 0.9 | 0.9 | 0.9 | 0.9 | 0.9 | 0.9 | 0.9 | 0.9 | 0 | 0 | 0 | 0 | 0 | 0 | 0 | 0
F3_Commercial_Office_Existing_Food Preparation_Natural Gas_Range_E2 | F3 | Commercial | Office | Existing | Food Preparation | Natural Gas | Range | E2 | PACT BC Ratio | 1019.1653 | 1025.957 | 1034.7565 | 1051.749 | 1075.3352 | 1103.7208 | 1129.4917 | 1151.5715 | 1172.5295 | 1193.9346 | 1216.8518 | 1239.2069 | 1260.3448 | 1281.6317 | 1300.4442 | 1318.2534 | 1337.5282 | 1356.8704 | 1376.316 | 1395.7637 | 1414.8475 | 1433.4759 | 0 | 0 | 0 | 0 | 0 | 0 | 0 | 0
F3_Commercial_Office_Existing_Food Preparation_Natural Gas_Range_E3 | F3 | Commercial | Office | Existing | Food Preparation | Natural Gas | Range | E3 | PACT BC Ratio | 0 | 0 | 0 | 0 | 0 | 0 | 0 | 0 | 0 | 0 | 0 | 0 | 0 | 0 | 0 | 0 | 0 | 0 | 0 | 0 | 0 | 0 | 0 | 0 | 0 | 0 | 0 | 0 | 0 | 0
F3_Commercial_Office_Existing_Food Preparation_Natural Gas_Range_E4 | F3 | Commercial | Office | Existing | Food Preparation | Natural Gas | Range | E4 | PACT BC Ratio | 0 | 0 | 0 | 0 | 0 | 0 | 0 | 0 | 0 | 0 | 0 | 0 | 0 | 0 | 0 | 0 | 0 | 0 | 0 | 0 | 0 | 0 | 0 | 0 | 0 | 0 | 0 | 0 | 0 | 0
F3_Commercial_Office_Existing_Food Preparation_Natural Gas_Range_E5 | F3 | Commercial | Office | Existing | Food Preparation | Natural Gas | Range | E5 | PACT BC Ratio | 0 | 0 | 0 | 0 | 0 | 0 | 0 | 0 | 0 | 0 | 0 | 0 | 0 | 0 | 0 | 0 | 0 | 0 | 0 | 0 | 0 | 0 | 0 | 0 | 0 | 0 | 0 | 0 | 0 | 0
F3_Commercial_Office_Existing_Food Preparation_Natural Gas_Range_E6 | F3 | Commercial | Office | Existing | Food Preparation | Natural Gas | Range | E6 | PACT BC Ratio | 0 | 0 | 0 | 0 | 0 | 0 | 0 | 0 | 0 | 0 | 0 | 0 | 0 | 0 | 0 | 0 | 0 | 0 | 0 | 0 | 0 | 0 | 0 | 0 | 0 | 0 | 0 | 0 | 0 | 0
F3_Commercial_Office_Existing_Food Preparation_Natural Gas_Range_E7 | F3 | Commercial | Office | Existing | Food Preparation | Natural Gas | Range | E7 | PACT BC Ratio | 0 | 0 | 0 | 0 | 0 | 0 | 0 | 0 | 0 | 0 | 0 | 0 | 0 | 0 | 0 | 0 | 0 | 0 | 0 | 0 | 0 | 0 | 0 | 0 | 0 | 0 | 0 | 0 | 0 | 0
F3_Commercial_Office_Existing_Food Preparation_Natural Gas_Range_E8 | F3 | Commercial | Office | Existing | Food Preparation | Natural Gas | Range | E8 | PACT BC Ratio | 0 | 0 | 0 | 0 | 0 | 0 | 0 | 0 | 0 | 0 | 0 | 0 | 0 | 0 | 0 | 0 | 0 | 0 | 0 | 0 | 0 | 0 | 0 | 0 | 0 | 0 | 0 | 0 | 0 | 0
F3_Commercial_Office_Existing_Food Preparation_Natural Gas_Range_E9 | F3 | Commercial | Office | Existing | Food Preparation | Natural Gas | Range | E9 | PACT BC Ratio | 0 | 0 | 0 | 0 | 0 | 0 | 0 | 0 | 0 | 0 | 0 | 0 | 0 | 0 | 0 | 0 | 0 | 0 | 0 | 0 | 0 | 0 | 0 | 0 | 0 | 0 | 0 | 0 | 0 | 0
F3_Commercial_Office_Existing_Food Preparation_Natural Gas_Range_E10 | F3 | Commercial | Office | Existing | Food Preparation | Natural Gas | Range | E10 | PACT BC Ratio | 0 | 0 | 0 | 0 | 0 | 0 | 0 | 0 | 0 | 0 | 0 | 0 | 0 | 0 | 0 | 0 | 0 | 0 | 0 | 0 | 0 | 0 | 0 | 0 | 0 | 0 | 0 | 0 | 0 | 0
F4_Commercial_Office_Existing_Food Preparation_Natural Gas_Range_E1 | F4 | Commercial | Office | Existing | Food Preparation | Natural Gas | Range | E1 | PCT BC Ratio | 0.9 | 0.9 | 0.9 | 0.9 | 0.9 | 0.9 | 0.9 | 0.9 | 0.9 | 0.9 | 0.9 | 0.9 | 0.9 | 0.9 | 0.9 | 0.9 | 0.9 | 0.9 | 0.9 | 0.9 | 0.9 | 0.9 | 0 | 0 | 0 | 0 | 0 | 0 | 0 | 0
F4_Commercial_Office_Existing_Food Preparation_Natural Gas_Range_E2 | F4 | Commercial | Office | Existing | Food Preparation | Natural Gas | Range | E2 | PCT BC Ratio | 2565.1554 | 2582.2429 | 2604.3819 | 2647.1341 | 2706.4754 | 2777.8917 | 2842.7298 | 2898.2811 | 2951.01 | 3004.864 | 3062.5221 | 3118.7661 | 3171.9478 | 3225.5042 | 3272.8355 | 3317.6421 | 3366.1364 | 3414.8 | 3463.724 | 3512.6533 | 3560.6668 | 3607.5346 | 0 | 0 | 0 | 0 | 0 | 0 | 0 | 0
F4_Commercial_Office_Existing_Food Preparation_Natural Gas_Range_E3 | F4 | Commercial | Office | Existing | Food Preparation | Natural Gas | Range | E3 | PCT BC Ratio | 0 | 0 | 0 | 0 | 0 | 0 | 0 | 0 | 0 | 0 | 0 | 0 | 0 | 0 | 0 | 0 | 0 | 0 | 0 | 0 | 0 | 0 | 0 | 0 | 0 | 0 | 0 | 0 | 0 | 0
F4_Commercial_Office_Existing_Food Preparation_Natural Gas_Range_E4 | F4 | Commercial | Office | Existing | Food Preparation | Natural Gas | Range | E4 | PCT BC Ratio | 0 | 0 | 0 | 0 | 0 | 0 | 0 | 0 | 0 | 0 | 0 | 0 | 0 | 0 | 0 | 0 | 0 | 0 | 0 | 0 | 0 | 0 | 0 | 0 | 0 | 0 | 0 | 0 | 0 | 0
F4_Commercial_Office_Existing_Food Preparation_Natural Gas_Range_E5 | F4 | Commercial | Office | Existing | Food Preparation | Natural Gas | Range | E5 | PCT BC Ratio | 0 | 0 | 0 | 0 | 0 | 0 | 0 | 0 | 0 | 0 | 0 | 0 | 0 | 0 | 0 | 0 | 0 | 0 | 0 | 0 | 0 | 0 | 0 | 0 | 0 | 0 | 0 | 0 | 0 | 0
F4_Commercial_Office_Existing_Food Preparation_Natural Gas_Range_E6 | F4 | Commercial | Office | Existing | Food Preparation | Natural Gas | Range | E6 | PCT BC Ratio | 0 | 0 | 0 | 0 | 0 | 0 | 0 | 0 | 0 | 0 | 0 | 0 | 0 | 0 | 0 | 0 | 0 | 0 | 0 | 0 | 0 | 0 | 0 | 0 | 0 | 0 | 0 | 0 | 0 | 0
F4_Commercial_Office_Existing_Food Preparation_Natural Gas_Range_E7 | F4 | Commercial | Office | Existing | Food Preparation | Natural Gas | Range | E7 | PCT BC Ratio | 0 | 0 | 0 | 0 | 0 | 0 | 0 | 0 | 0 | 0 | 0 | 0 | 0 | 0 | 0 | 0 | 0 | 0 | 0 | 0 | 0 | 0 | 0 | 0 | 0 | 0 | 0 | 0 | 0 | 0
F4_Commercial_Office_Existing_Food Preparation_Natural Gas_Range_E8 | F4 | Commercial | Office | Existing | Food Preparation | Natural Gas | Range | E8 | PCT BC Ratio | 0 | 0 | 0 | 0 | 0 | 0 | 0 | 0 | 0 | 0 | 0 | 0 | 0 | 0 | 0 | 0 | 0 | 0 | 0 | 0 | 0 | 0 | 0 | 0 | 0 | 0 | 0 | 0 | 0 | 0
F4_Commercial_Office_Existing_Food Preparation_Natural Gas_Range_E9 | F4 | Commercial | Office | Existing | Food Preparation | Natural Gas | Range | E9 | PCT BC Ratio | 0 | 0 | 0 | 0 | 0 | 0 | 0 | 0 | 0 | 0 | 0 | 0 | 0 | 0 | 0 | 0 | 0 | 0 | 0 | 0 | 0 | 0 | 0 | 0 | 0 | 0 | 0 | 0 | 0 | 0
F4_Commercial_Office_Existing_Food Preparation_Natural Gas_Range_E10 | F4 | Commercial | Office | Existing | Food Preparation | Natural Gas | Range | E10 | PCT BC Ratio | 0 | 0 | 0 | 0 | 0 | 0 | 0 | 0 | 0 | 0 | 0 | 0 | 0 | 0 | 0 | 0 | 0 | 0 | 0 | 0 | 0 | 0 | 0 | 0 | 0 | 0 | 0 | 0 | 0 | 0
F5_Commercial_Office_Existing_Food Preparation_Natural Gas_Range_E1 | F5 | Commercial | Office | Existing | Food Preparation | Natural Gas | Range | E1 | RIM BC Ratio | 0.9 | 0.9 | 0.9 | 0.9 | 0.9 | 0.9 | 0.9 | 0.9 | 0.9 | 0.9 | 0.9 | 0.9 | 0.9 | 0.9 | 0.9 | 0.9 | 0.9 | 0.9 | 0.9 | 0.9 | 0.9 | 0.9 | 0 | 0 | 0 | 0 | 0 | 0 | 0 | 0
F5_Commercial_Office_Existing_Food Preparation_Natural Gas_Range_E2 | F5 | Commercial | Office | Existing | Food Preparation | Natural Gas | Range | E2 | RIM BC Ratio | 0.834 | 0.834 | 0.83401 | 0.83402 | 0.83403 | 0.83405 | 0.83406 | 0.83407 | 0.83409 | 0.8341 | 0.83411 | 0.83412 | 0.83413 | 0.83414 | 0.83414 | 0.83415 | 0.83416 | 0.83417 | 0.83417 | 0.83418 | 0.83419 | 0.83419 | 0 | 0 | 0 | 0 | 0 | 0 | 0 | 0
F5_Commercial_Office_Existing_Food Preparation_Natural Gas_Range_E3 | F5 | Commercial | Office | Existing | Food Preparation | Natural Gas | Range | E3 | RIM BC Ratio | 0 | 0 | 0 | 0 | 0 | 0 | 0 | 0 | 0 | 0 | 0 | 0 | 0 | 0 | 0 | 0 | 0 | 0 | 0 | 0 | 0 | 0 | 0 | 0 | 0 | 0 | 0 | 0 | 0 | 0
F5_Commercial_Office_Existing_Food Preparation_Natural Gas_Range_E4 | F5 | Commercial | Office | Existing | Food Preparation | Natural Gas | Range | E4 | RIM BC Ratio | 0 | 0 | 0 | 0 | 0 | 0 | 0 | 0 | 0 | 0 | 0 | 0 | 0 | 0 | 0 | 0 | 0 | 0 | 0 | 0 | 0 | 0 | 0 | 0 | 0 | 0 | 0 | 0 | 0 | 0
F5_Commercial_Office_Existing_Food Preparation_Natural Gas_Range_E5 | F5 | Commercial | Office | Existing | Food Preparation | Natural Gas | Range | E5 | RIM BC Ratio | 0 | 0 | 0 | 0 | 0 | 0 | 0 | 0 | 0 | 0 | 0 | 0 | 0 | 0 | 0 | 0 | 0 | 0 | 0 | 0 | 0 | 0 | 0 | 0 | 0 | 0 | 0 | 0 | 0 | 0
F5_Commercial_Office_Existing_Food Preparation_Natural Gas_Range_E6 | F5 | Commercial | Office | Existing | Food Preparation | Natural Gas | Range | E6 | RIM BC Ratio | 0 | 0 | 0 | 0 | 0 | 0 | 0 | 0 | 0 | 0 | 0 | 0 | 0 | 0 | 0 | 0 | 0 | 0 | 0 | 0 | 0 | 0 | 0 | 0 | 0 | 0 | 0 | 0 | 0 | 0
F5_Commercial_Office_Existing_Food Preparation_Natural Gas_Range_E7 | F5 | Commercial | Office | Existing | Food Preparation | Natural Gas | Range | E7 | RIM BC Ratio | 0 | 0 | 0 | 0 | 0 | 0 | 0 | 0 | 0 | 0 | 0 | 0 | 0 | 0 | 0 | 0 | 0 | 0 | 0 | 0 | 0 | 0 | 0 | 0 | 0 | 0 | 0 | 0 | 0 | 0
F5_Commercial_Office_Existing_Food Preparation_Natural Gas_Range_E8 | F5 | Commercial | Office | Existing | Food Preparation | Natural Gas | Range | E8 | RIM BC Ratio | 0 | 0 | 0 | 0 | 0 | 0 | 0 | 0 | 0 | 0 | 0 | 0 | 0 | 0 | 0 | 0 | 0 | 0 | 0 | 0 | 0 | 0 | 0 | 0 | 0 | 0 | 0 | 0 | 0 | 0
F5_Commercial_Office_Existing_Food Preparation_Natural Gas_Range_E9 | F5 | Commercial | Office | Existing | Food Preparation | Natural Gas | Range | E9 | RIM BC Ratio | 0 | 0 | 0 | 0 | 0 | 0 | 0 | 0 | 0 | 0 | 0 | 0 | 0 | 0 | 0 | 0 | 0 | 0 | 0 | 0 | 0 | 0 | 0 | 0 | 0 | 0 | 0 | 0 | 0 | 0
F5_Commercial_Office_Existing_Food Preparation_Natural Gas_Range_E10 | F5 | Commercial | Office | Existing | Food Preparation | Natural Gas | Range | E10 | RIM BC Ratio | 0 | 0 | 0 | 0 | 0 | 0 | 0 | 0 | 0 | 0 | 0 | 0 | 0 | 0 | 0 | 0 | 0 | 0 | 0 | 0 | 0 | 0 | 0 | 0 | 0 | 0 | 0 | 0 | 0 | 0
F0_Commercial_Office_Existing_Food Preparation_Natural Gas_Steamer_E0 | F0 | Commercial | Office | Existing | Food Preparation | Natural Gas | Steamer | E0 | Economic Unit | ENERGY STAR | ENERGY STAR | ENERGY STAR | ENERGY STAR | ENERGY STAR | ENERGY STAR | ENERGY STAR | ENERGY STAR | ENERGY STAR | ENERGY STAR | ENERGY STAR | ENERGY STAR | ENERGY STAR | ENERGY STAR | ENERGY STAR | ENERGY STAR | ENERGY STAR | ENERGY STAR | ENERGY STAR | ENERGY STAR | ENERGY STAR | ENERGY STAR | 0 | 0 | 0 | 0 | 0 | 0 | 0 | 0
F1_Commercial_Office_Existing_Food Preparation_Natural Gas_Steamer_E1 | F1 | Commercial | Office | Existing | Food Preparation | Natural Gas | Steamer | E1 | CCE | 0 | 0 | 0 | 0 | 0 | 0 | 0 | 0 | 0 | 0 | 0 | 0 | 0 | 0 | 0 | 0 | 0 | 0 | 0 | 0 | 0 | 0 | 0 | 0 | 0 | 0 | 0 | 0 | 0 | 0
F1_Commercial_Office_Existing_Food Preparation_Natural Gas_Steamer_E2 | F1 | Commercial | Office | Existing | Food Preparation | Natural Gas | Steamer | E2 | CCE | 0.0017749 | 0.0017749 | 0.0018646 | 0.0018363 | 0.0018088 | 0.0017743 | 0.0017695 | 0.0017581 | 0.0017475 | 0.0017316 | 0.0017291 | 0.0017211 | 0.0017141 | 0.0017005 | 0.0017023 | 0.0016971 | 0.001692 | 0.0016808 | 0.0016841 | 0.0016808 | 0.0016784 | 0.001669 | 0 | 0 | 0 | 0 | 0 | 0 | 0 | 0
F1_Commercial_Office_Existing_Food Preparation_Natural Gas_Steamer_E3 | F1 | Commercial | Office | Existing | Food Preparation | Natural Gas | Steamer | E3 | CCE | 0 | 0 | 0 | 0 | 0 | 0 | 0 | 0 | 0 | 0 | 0 | 0 | 0 | 0 | 0 | 0 | 0 | 0 | 0 | 0 | 0 | 0 | 0 | 0 | 0 | 0 | 0 | 0 | 0 | 0
F1_Commercial_Office_Existing_Food Preparation_Natural Gas_Steamer_E4 | F1 | Commercial | Office | Existing | Food Preparation | Natural Gas | Steamer | E4 | CCE | 0 | 0 | 0 | 0 | 0 | 0 | 0 | 0 | 0 | 0 | 0 | 0 | 0 | 0 | 0 | 0 | 0 | 0 | 0 | 0 | 0 | 0 | 0 | 0 | 0 | 0 | 0 | 0 | 0 | 0
F1_Commercial_Office_Existing_Food Preparation_Natural Gas_Steamer_E5 | F1 | Commercial | Office | Existing | Food Preparation | Natural Gas | Steamer | E5 | CCE | 0 | 0 | 0 | 0 | 0 | 0 | 0 | 0 | 0 | 0 | 0 | 0 | 0 | 0 | 0 | 0 | 0 | 0 | 0 | 0 | 0 | 0 | 0 | 0 | 0 | 0 | 0 | 0 | 0 | 0
F1_Commercial_Office_Existing_Food Preparation_Natural Gas_Steamer_E6 | F1 | Commercial | Office | Existing | Food Preparation | Natural Gas | Steamer | E6 | CCE | 0 | 0 | 0 | 0 | 0 | 0 | 0 | 0 | 0 | 0 | 0 | 0 | 0 | 0 | 0 | 0 | 0 | 0 | 0 | 0 | 0 | 0 | 0 | 0 | 0 | 0 | 0 | 0 | 0 | 0
F1_Commercial_Office_Existing_Food Preparation_Natural Gas_Steamer_E7 | F1 | Commercial | Office | Existing | Food Preparation | Natural Gas | Steamer | E7 | CCE | 0 | 0 | 0 | 0 | 0 | 0 | 0 | 0 | 0 | 0 | 0 | 0 | 0 | 0 | 0 | 0 | 0 | 0 | 0 | 0 | 0 | 0 | 0 | 0 | 0 | 0 | 0 | 0 | 0 | 0
F1_Commercial_Office_Existing_Food Preparation_Natural Gas_Steamer_E8 | F1 | Commercial | Office | Existing | Food Preparation | Natural Gas | Steamer | E8 | CCE | 0 | 0 | 0 | 0 | 0 | 0 | 0 | 0 | 0 | 0 | 0 | 0 | 0 | 0 | 0 | 0 | 0 | 0 | 0 | 0 | 0 | 0 | 0 | 0 | 0 | 0 | 0 | 0 | 0 | 0
F1_Commercial_Office_Existing_Food Preparation_Natural Gas_Steamer_E9 | F1 | Commercial | Office | Existing | Food Preparation | Natural Gas | Steamer | E9 | CCE | 0 | 0 | 0 | 0 | 0 | 0 | 0 | 0 | 0 | 0 | 0 | 0 | 0 | 0 | 0 | 0 | 0 | 0 | 0 | 0 | 0 | 0 | 0 | 0 | 0 | 0 | 0 | 0 | 0 | 0
F1_Commercial_Office_Existing_Food Preparation_Natural Gas_Steamer_E10 | F1 | Commercial | Office | Existing | Food Preparation | Natural Gas | Steamer | E10 | CCE | 0 | 0 | 0 | 0 | 0 | 0 | 0 | 0 | 0 | 0 | 0 | 0 | 0 | 0 | 0 | 0 | 0 | 0 | 0 | 0 | 0 | 0 | 0 | 0 | 0 | 0 | 0 | 0 | 0 | 0
F2_Commercial_Office_Existing_Food Preparation_Natural Gas_Steamer_E1 | F2 | Commercial | Office | Existing | Food Preparation | Natural Gas | Steamer | E1 | TRC BC Ratio | 0.9 | 0.9 | 0.9 | 0.9 | 0.9 | 0.9 | 0.9 | 0.9 | 0.9 | 0.9 | 0.9 | 0.9 | 0.9 | 0.9 | 0.9 | 0.9 | 0.9 | 0.9 | 0.9 | 0.9 | 0.9 | 0.9 | 0 | 0 | 0 | 0 | 0 | 0 | 0 | 0
F2_Commercial_Office_Existing_Food Preparation_Natural Gas_Steamer_E2 | F2 | Commercial | Office | Existing | Food Preparation | Natural Gas | Steamer | E2 | TRC BC Ratio | 4.9998 | 5.0422 | 5.093 | 5.1779 | 5.291 | 5.4252 | 5.5491 | 5.656 | 5.7559 | 5.8544 | 5.9559 | 6.057 | 6.1552 | 6.2565 | 6.3505 | 6.4434 | 6.5427 | 6.6427 | 6.7436 | 6.8448 | 6.9449 | 7.0436 | 0 | 0 | 0 | 0 | 0 | 0 | 0 | 0
F2_Commercial_Office_Existing_Food Preparation_Natural Gas_Steamer_E3 | F2 | Commercial | Office | Existing | Food Preparation | Natural Gas | Steamer | E3 | TRC BC Ratio | 0 | 0 | 0 | 0 | 0 | 0 | 0 | 0 | 0 | 0 | 0 | 0 | 0 | 0 | 0 | 0 | 0 | 0 | 0 | 0 | 0 | 0 | 0 | 0 | 0 | 0 | 0 | 0 | 0 | 0
F2_Commercial_Office_Existing_Food Preparation_Natural Gas_Steamer_E4 | F2 | Commercial | Office | Existing | Food Preparation | Natural Gas | Steamer | E4 | TRC BC Ratio | 0 | 0 | 0 | 0 | 0 | 0 | 0 | 0 | 0 | 0 | 0 | 0 | 0 | 0 | 0 | 0 | 0 | 0 | 0 | 0 | 0 | 0 | 0 | 0 | 0 | 0 | 0 | 0 | 0 | 0
F2_Commercial_Office_Existing_Food Preparation_Natural Gas_Steamer_E5 | F2 | Commercial | Office | Existing | Food Preparation | Natural Gas | Steamer | E5 | TRC BC Ratio | 0 | 0 | 0 | 0 | 0 | 0 | 0 | 0 | 0 | 0 | 0 | 0 | 0 | 0 | 0 | 0 | 0 | 0 | 0 | 0 | 0 | 0 | 0 | 0 | 0 | 0 | 0 | 0 | 0 | 0
F2_Commercial_Office_Existing_Food Preparation_Natural Gas_Steamer_E6 | F2 | Commercial | Office | Existing | Food Preparation | Natural Gas | Steamer | E6 | TRC BC Ratio | 0 | 0 | 0 | 0 | 0 | 0 | 0 | 0 | 0 | 0 | 0 | 0 | 0 | 0 | 0 | 0 | 0 | 0 | 0 | 0 | 0 | 0 | 0 | 0 | 0 | 0 | 0 | 0 | 0 | 0
F2_Commercial_Office_Existing_Food Preparation_Natural Gas_Steamer_E7 | F2 | Commercial | Office | Existing | Food Preparation | Natural Gas | Steamer | E7 | TRC BC Ratio | 0 | 0 | 0 | 0 | 0 | 0 | 0 | 0 | 0 | 0 | 0 | 0 | 0 | 0 | 0 | 0 | 0 | 0 | 0 | 0 | 0 | 0 | 0 | 0 | 0 | 0 | 0 | 0 | 0 | 0
F2_Commercial_Office_Existing_Food Preparation_Natural Gas_Steamer_E8 | F2 | Commercial | Office | Existing | Food Preparation | Natural Gas | Steamer | E8 | TRC BC Ratio | 0 | 0 | 0 | 0 | 0 | 0 | 0 | 0 | 0 | 0 | 0 | 0 | 0 | 0 | 0 | 0 | 0 | 0 | 0 | 0 | 0 | 0 | 0 | 0 | 0 | 0 | 0 | 0 | 0 | 0
F2_Commercial_Office_Existing_Food Preparation_Natural Gas_Steamer_E9 | F2 | Commercial | Office | Existing | Food Preparation | Natural Gas | Steamer | E9 | TRC BC Ratio | 0 | 0 | 0 | 0 | 0 | 0 | 0 | 0 | 0 | 0 | 0 | 0 | 0 | 0 | 0 | 0 | 0 | 0 | 0 | 0 | 0 | 0 | 0 | 0 | 0 | 0 | 0 | 0 | 0 | 0
F2_Commercial_Office_Existing_Food Preparation_Natural Gas_Steamer_E10 | F2 | Commercial | Office | Existing | Food Preparation | Natural Gas | Steamer | E10 | TRC BC Ratio | 0 | 0 | 0 | 0 | 0 | 0 | 0 | 0 | 0 | 0 | 0 | 0 | 0 | 0 | 0 | 0 | 0 | 0 | 0 | 0 | 0 | 0 | 0 | 0 | 0 | 0 | 0 | 0 | 0 | 0
F3_Commercial_Office_Existing_Food Preparation_Natural Gas_Steamer_E1 | F3 | Commercial | Office | Existing | Food Preparation | Natural Gas | Steamer | E1 | PACT BC Ratio | 0.9 | 0.9 | 0.9 | 0.9 | 0.9 | 0.9 | 0.9 | 0.9 | 0.9 | 0.9 | 0.9 | 0.9 | 0.9 | 0.9 | 0.9 | 0.9 | 0.9 | 0.9 | 0.9 | 0.9 | 0.9 | 0.9 | 0 | 0 | 0 | 0 | 0 | 0 | 0 | 0
F3_Commercial_Office_Existing_Food Preparation_Natural Gas_Steamer_E2 | F3 | Commercial | Office | Existing | Food Preparation | Natural Gas | Steamer | E2 | PACT BC Ratio | 5.4144 | 5.4603 | 5.5153 | 5.6072 | 5.7297 | 5.875 | 6.0092 | 6.1249 | 6.2331 | 6.3398 | 6.4497 | 6.5592 | 6.6655 | 6.7753 | 6.877 | 6.9776 | 7.0852 | 7.1935 | 7.3027 | 7.4123 | 7.5208 | 7.6276 | 0 | 0 | 0 | 0 | 0 | 0 | 0 | 0
F3_Commercial_Office_Existing_Food Preparation_Natural Gas_Steamer_E3 | F3 | Commercial | Office | Existing | Food Preparation | Natural Gas | Steamer | E3 | PACT BC Ratio | 0 | 0 | 0 | 0 | 0 | 0 | 0 | 0 | 0 | 0 | 0 | 0 | 0 | 0 | 0 | 0 | 0 | 0 | 0 | 0 | 0 | 0 | 0 | 0 | 0 | 0 | 0 | 0 | 0 | 0
F3_Commercial_Office_Existing_Food Preparation_Natural Gas_Steamer_E4 | F3 | Commercial | Office | Existing | Food Preparation | Natural Gas | Steamer | E4 | PACT BC Ratio | 0 | 0 | 0 | 0 | 0 | 0 | 0 | 0 | 0 | 0 | 0 | 0 | 0 | 0 | 0 | 0 | 0 | 0 | 0 | 0 | 0 | 0 | 0 | 0 | 0 | 0 | 0 | 0 | 0 | 0
F3_Commercial_Office_Existing_Food Preparation_Natural Gas_Steamer_E5 | F3 | Commercial | Office | Existing | Food Preparation | Natural Gas | Steamer | E5 | PACT BC Ratio | 0 | 0 | 0 | 0 | 0 | 0 | 0 | 0 | 0 | 0 | 0 | 0 | 0 | 0 | 0 | 0 | 0 | 0 | 0 | 0 | 0 | 0 | 0 | 0 | 0 | 0 | 0 | 0 | 0 | 0
F3_Commercial_Office_Existing_Food Preparation_Natural Gas_Steamer_E6 | F3 | Commercial | Office | Existing | Food Preparation | Natural Gas | Steamer | E6 | PACT BC Ratio | 0 | 0 | 0 | 0 | 0 | 0 | 0 | 0 | 0 | 0 | 0 | 0 | 0 | 0 | 0 | 0 | 0 | 0 | 0 | 0 | 0 | 0 | 0 | 0 | 0 | 0 | 0 | 0 | 0 | 0
F3_Commercial_Office_Existing_Food Preparation_Natural Gas_Steamer_E7 | F3 | Commercial | Office | Existing | Food Preparation | Natural Gas | Steamer | E7 | PACT BC Ratio | 0 | 0 | 0 | 0 | 0 | 0 | 0 | 0 | 0 | 0 | 0 | 0 | 0 | 0 | 0 | 0 | 0 | 0 | 0 | 0 | 0 | 0 | 0 | 0 | 0 | 0 | 0 | 0 | 0 | 0
F3_Commercial_Office_Existing_Food Preparation_Natural Gas_Steamer_E8 | F3 | Commercial | Office | Existing | Food Preparation | Natural Gas | Steamer | E8 | PACT BC Ratio | 0 | 0 | 0 | 0 | 0 | 0 | 0 | 0 | 0 | 0 | 0 | 0 | 0 | 0 | 0 | 0 | 0 | 0 | 0 | 0 | 0 | 0 | 0 | 0 | 0 | 0 | 0 | 0 | 0 | 0
F3_Commercial_Office_Existing_Food Preparation_Natural Gas_Steamer_E9 | F3 | Commercial | Office | Existing | Food Preparation | Natural Gas | Steamer | E9 | PACT BC Ratio | 0 | 0 | 0 | 0 | 0 | 0 | 0 | 0 | 0 | 0 | 0 | 0 | 0 | 0 | 0 | 0 | 0 | 0 | 0 | 0 | 0 | 0 | 0 | 0 | 0 | 0 | 0 | 0 | 0 | 0
F3_Commercial_Office_Existing_Food Preparation_Natural Gas_Steamer_E10 | F3 | Commercial | Office | Existing | Food Preparation | Natural Gas | Steamer | E10 | PACT BC Ratio | 0 | 0 | 0 | 0 | 0 | 0 | 0 | 0 | 0 | 0 | 0 | 0 | 0 | 0 | 0 | 0 | 0 | 0 | 0 | 0 | 0 | 0 | 0 | 0 | 0 | 0 | 0 | 0 | 0 | 0
F4_Commercial_Office_Existing_Food Preparation_Natural Gas_Steamer_E1 | F4 | Commercial | Office | Existing | Food Preparation | Natural Gas | Steamer | E1 | PCT BC Ratio | 0.9 | 0.9 | 0.9 | 0.9 | 0.9 | 0.9 | 0.9 | 0.9 | 0.9 | 0.9 | 0.9 | 0.9 | 0.9 | 0.9 | 0.9 | 0.9 | 0.9 | 0.9 | 0.9 | 0.9 | 0.9 | 0.9 | 0 | 0 | 0 | 0 | 0 | 0 | 0 | 0
F4_Commercial_Office_Existing_Food Preparation_Natural Gas_Steamer_E2 | F4 | Commercial | Office | Existing | Food Preparation | Natural Gas | Steamer | E2 | PCT BC Ratio | 12.4539 | 12.5522 | 12.6701 | 12.8671 | 13.1296 | 13.4409 | 13.7285 | 13.9764 | 14.2082 | 14.4369 | 14.6723 | 14.9069 | 15.1348 | 15.37 | 15.588 | 15.8035 | 16.0341 | 16.2662 | 16.5002 | 16.7351 | 16.9674 | 17.1964 | 0 | 0 | 0 | 0 | 0 | 0 | 0 | 0
F4_Commercial_Office_Existing_Food Preparation_Natural Gas_Steamer_E3 | F4 | Commercial | Office | Existing | Food Preparation | Natural Gas | Steamer | E3 | PCT BC Ratio | 0 | 0 | 0 | 0 | 0 | 0 | 0 | 0 | 0 | 0 | 0 | 0 | 0 | 0 | 0 | 0 | 0 | 0 | 0 | 0 | 0 | 0 | 0 | 0 | 0 | 0 | 0 | 0 | 0 | 0
F4_Commercial_Office_Existing_Food Preparation_Natural Gas_Steamer_E4 | F4 | Commercial | Office | Existing | Food Preparation | Natural Gas | Steamer | E4 | PCT BC Ratio | 0 | 0 | 0 | 0 | 0 | 0 | 0 | 0 | 0 | 0 | 0 | 0 | 0 | 0 | 0 | 0 | 0 | 0 | 0 | 0 | 0 | 0 | 0 | 0 | 0 | 0 | 0 | 0 | 0 | 0
F4_Commercial_Office_Existing_Food Preparation_Natural Gas_Steamer_E5 | F4 | Commercial | Office | Existing | Food Preparation | Natural Gas | Steamer | E5 | PCT BC Ratio | 0 | 0 | 0 | 0 | 0 | 0 | 0 | 0 | 0 | 0 | 0 | 0 | 0 | 0 | 0 | 0 | 0 | 0 | 0 | 0 | 0 | 0 | 0 | 0 | 0 | 0 | 0 | 0 | 0 | 0
F4_Commercial_Office_Existing_Food Preparation_Natural Gas_Steamer_E6 | F4 | Commercial | Office | Existing | Food Preparation | Natural Gas | Steamer | E6 | PCT BC Ratio | 0 | 0 | 0 | 0 | 0 | 0 | 0 | 0 | 0 | 0 | 0 | 0 | 0 | 0 | 0 | 0 | 0 | 0 | 0 | 0 | 0 | 0 | 0 | 0 | 0 | 0 | 0 | 0 | 0 | 0
F4_Commercial_Office_Existing_Food Preparation_Natural Gas_Steamer_E7 | F4 | Commercial | Office | Existing | Food Preparation | Natural Gas | Steamer | E7 | PCT BC Ratio | 0 | 0 | 0 | 0 | 0 | 0 | 0 | 0 | 0 | 0 | 0 | 0 | 0 | 0 | 0 | 0 | 0 | 0 | 0 | 0 | 0 | 0 | 0 | 0 | 0 | 0 | 0 | 0 | 0 | 0
F4_Commercial_Office_Existing_Food Preparation_Natural Gas_Steamer_E8 | F4 | Commercial | Office | Existing | Food Preparation | Natural Gas | Steamer | E8 | PCT BC Ratio | 0 | 0 | 0 | 0 | 0 | 0 | 0 | 0 | 0 | 0 | 0 | 0 | 0 | 0 | 0 | 0 | 0 | 0 | 0 | 0 | 0 | 0 | 0 | 0 | 0 | 0 | 0 | 0 | 0 | 0
F4_Commercial_Office_Existing_Food Preparation_Natural Gas_Steamer_E9 | F4 | Commercial | Office | Existing | Food Preparation | Natural Gas | Steamer | E9 | PCT BC Ratio | 0 | 0 | 0 | 0 | 0 | 0 | 0 | 0 | 0 | 0 | 0 | 0 | 0 | 0 | 0 | 0 | 0 | 0 | 0 | 0 | 0 | 0 | 0 | 0 | 0 | 0 | 0 | 0 | 0 | 0
F4_Commercial_Office_Existing_Food Preparation_Natural Gas_Steamer_E10 | F4 | Commercial | Office | Existing | Food Preparation | Natural Gas | Steamer | E10 | PCT BC Ratio | 0 | 0 | 0 | 0 | 0 | 0 | 0 | 0 | 0 | 0 | 0 | 0 | 0 | 0 | 0 | 0 | 0 | 0 | 0 | 0 | 0 | 0 | 0 | 0 | 0 | 0 | 0 | 0 | 0 | 0
F5_Commercial_Office_Existing_Food Preparation_Natural Gas_Steamer_E1 | F5 | Commercial | Office | Existing | Food Preparation | Natural Gas | Steamer | E1 | RIM BC Ratio | 0.9 | 0.9 | 0.9 | 0.9 | 0.9 | 0.9 | 0.9 | 0.9 | 0.9 | 0.9 | 0.9 | 0.9 | 0.9 | 0.9 | 0.9 | 0.9 | 0.9 | 0.9 | 0.9 | 0.9 | 0.9 | 0.9 | 0 | 0 | 0 | 0 | 0 | 0 | 0 | 0
F5_Commercial_Office_Existing_Food Preparation_Natural Gas_Steamer_E2 | F5 | Commercial | Office | Existing | Food Preparation | Natural Gas | Steamer | E2 | RIM BC Ratio | 0.72319 | 0.72401 | 0.72496 | 0.72653 | 0.72855 | 0.73085 | 0.73288 | 0.73457 | 0.73611 | 0.73757 | 0.73904 | 0.74045 | 0.74179 | 0.74313 | 0.74434 | 0.7455 | 0.74671 | 0.7479 | 0.74906 | 0.7502 | 0.7513 | 0.75235 | 0 | 0 | 0 | 0 | 0 | 0 | 0 | 0
F5_Commercial_Office_Existing_Food Preparation_Natural Gas_Steamer_E3 | F5 | Commercial | Office | Existing | Food Preparation | Natural Gas | Steamer | E3 | RIM BC Ratio | 0 | 0 | 0 | 0 | 0 | 0 | 0 | 0 | 0 | 0 | 0 | 0 | 0 | 0 | 0 | 0 | 0 | 0 | 0 | 0 | 0 | 0 | 0 | 0 | 0 | 0 | 0 | 0 | 0 | 0
F5_Commercial_Office_Existing_Food Preparation_Natural Gas_Steamer_E4 | F5 | Commercial | Office | Existing | Food Preparation | Natural Gas | Steamer | E4 | RIM BC Ratio | 0 | 0 | 0 | 0 | 0 | 0 | 0 | 0 | 0 | 0 | 0 | 0 | 0 | 0 | 0 | 0 | 0 | 0 | 0 | 0 | 0 | 0 | 0 | 0 | 0 | 0 | 0 | 0 | 0 | 0
F5_Commercial_Office_Existing_Food Preparation_Natural Gas_Steamer_E5 | F5 | Commercial | Office | Existing | Food Preparation | Natural Gas | Steamer | E5 | RIM BC Ratio | 0 | 0 | 0 | 0 | 0 | 0 | 0 | 0 | 0 | 0 | 0 | 0 | 0 | 0 | 0 | 0 | 0 | 0 | 0 | 0 | 0 | 0 | 0 | 0 | 0 | 0 | 0 | 0 | 0 | 0
F5_Commercial_Office_Existing_Food Preparation_Natural Gas_Steamer_E6 | F5 | Commercial | Office | Existing | Food Preparation | Natural Gas | Steamer | E6 | RIM BC Ratio | 0 | 0 | 0 | 0 | 0 | 0 | 0 | 0 | 0 | 0 | 0 | 0 | 0 | 0 | 0 | 0 | 0 | 0 | 0 | 0 | 0 | 0 | 0 | 0 | 0 | 0 | 0 | 0 | 0 | 0
F5_Commercial_Office_Existing_Food Preparation_Natural Gas_Steamer_E7 | F5 | Commercial | Office | Existing | Food Preparation | Natural Gas | Steamer | E7 | RIM BC Ratio | 0 | 0 | 0 | 0 | 0 | 0 | 0 | 0 | 0 | 0 | 0 | 0 | 0 | 0 | 0 | 0 | 0 | 0 | 0 | 0 | 0 | 0 | 0 | 0 | 0 | 0 | 0 | 0 | 0 | 0
F5_Commercial_Office_Existing_Food Preparation_Natural Gas_Steamer_E8 | F5 | Commercial | Office | Existing | Food Preparation | Natural Gas | Steamer | E8 | RIM BC Ratio | 0 | 0 | 0 | 0 | 0 | 0 | 0 | 0 | 0 | 0 | 0 | 0 | 0 | 0 | 0 | 0 | 0 | 0 | 0 | 0 | 0 | 0 | 0 | 0 | 0 | 0 | 0 | 0 | 0 | 0
F5_Commercial_Office_Existing_Food Preparation_Natural Gas_Steamer_E9 | F5 | Commercial | Office | Existing | Food Preparation | Natural Gas | Steamer | E9 | RIM BC Ratio | 0 | 0 | 0 | 0 | 0 | 0 | 0 | 0 | 0 | 0 | 0 | 0 | 0 | 0 | 0 | 0 | 0 | 0 | 0 | 0 | 0 | 0 | 0 | 0 | 0 | 0 | 0 | 0 | 0 | 0
F5_Commercial_Office_Existing_Food Preparation_Natural Gas_Steamer_E10 | F5 | Commercial | Office | Existing | Food Preparation | Natural Gas | Steamer | E10 | RIM BC Ratio | 0 | 0 | 0 | 0 | 0 | 0 | 0 | 0 | 0 | 0 | 0 | 0 | 0 | 0 | 0 | 0 | 0 | 0 | 0 | 0 | 0 | 0 | 0 | 0 | 0 | 0 | 0 | 0 | 0 | 0
F0_Commercial_Office_Existing_Food Preparation_Natural Gas_Food Prep Other_E0 | F0 | Commercial | Office | Existing | Food Preparation | Natural Gas | Food Prep Other | E0 | Economic Unit | ENERGY STAR | ENERGY STAR | ENERGY STAR | ENERGY STAR | ENERGY STAR | ENERGY STAR | ENERGY STAR | ENERGY STAR | ENERGY STAR | ENERGY STAR | ENERGY STAR | ENERGY STAR | ENERGY STAR | ENERGY STAR | ENERGY STAR | ENERGY STAR | ENERGY STAR | ENERGY STAR | ENERGY STAR | ENERGY STAR | ENERGY STAR | ENERGY STAR | 0 | 0 | 0 | 0 | 0 | 0 | 0 | 0
F1_Commercial_Office_Existing_Food Preparation_Natural Gas_Food Prep Other_E1 | F1 | Commercial | Office | Existing | Food Preparation | Natural Gas | Food Prep Other | E1 | CCE | 0 | 0 | 0 | 0 | 0 | 0 | 0 | 0 | 0 | 0 | 0 | 0 | 0 | 0 | 0 | 0 | 0 | 0 | 0 | 0 | 0 | 0 | 0 | 0 | 0 | 0 | 0 | 0 | 0 | 0
F1_Commercial_Office_Existing_Food Preparation_Natural Gas_Food Prep Other_E2 | F1 | Commercial | Office | Existing | Food Preparation | Natural Gas | Food Prep Other | E2 | CCE | 0.14135 | 0.14135 | 0.1485 | 0.14624 | 0.14404 | 0.1413 | 0.14092 | 0.14001 | 0.13917 | 0.1379 | 0.1377 | 0.13707 | 0.1365 | 0.13542 | 0.13557 | 0.13515 | 0.13475 | 0.13386 | 0.13412 | 0.13386 | 0.13366 | 0.13291 | 0 | 0 | 0 | 0 | 0 | 0 | 0 | 0
F1_Commercial_Office_Existing_Food Preparation_Natural Gas_Food Prep Other_E3 | F1 | Commercial | Office | Existing | Food Preparation | Natural Gas | Food Prep Other | E3 | CCE | 0 | 0 | 0 | 0 | 0 | 0 | 0 | 0 | 0 | 0 | 0 | 0 | 0 | 0 | 0 | 0 | 0 | 0 | 0 | 0 | 0 | 0 | 0 | 0 | 0 | 0 | 0 | 0 | 0 | 0
F1_Commercial_Office_Existing_Food Preparation_Natural Gas_Food Prep Other_E4 | F1 | Commercial | Office | Existing | Food Preparation | Natural Gas | Food Prep Other | E4 | CCE | 0 | 0 | 0 | 0 | 0 | 0 | 0 | 0 | 0 | 0 | 0 | 0 | 0 | 0 | 0 | 0 | 0 | 0 | 0 | 0 | 0 | 0 | 0 | 0 | 0 | 0 | 0 | 0 | 0 | 0
F1_Commercial_Office_Existing_Food Preparation_Natural Gas_Food Prep Other_E5 | F1 | Commercial | Office | Existing | Food Preparation | Natural Gas | Food Prep Other | E5 | CCE | 0 | 0 | 0 | 0 | 0 | 0 | 0 | 0 | 0 | 0 | 0 | 0 | 0 | 0 | 0 | 0 | 0 | 0 | 0 | 0 | 0 | 0 | 0 | 0 | 0 | 0 | 0 | 0 | 0 | 0
F1_Commercial_Office_Existing_Food Preparation_Natural Gas_Food Prep Other_E6 | F1 | Commercial | Office | Existing | Food Preparation | Natural Gas | Food Prep Other | E6 | CCE | 0 | 0 | 0 | 0 | 0 | 0 | 0 | 0 | 0 | 0 | 0 | 0 | 0 | 0 | 0 | 0 | 0 | 0 | 0 | 0 | 0 | 0 | 0 | 0 | 0 | 0 | 0 | 0 | 0 | 0
F1_Commercial_Office_Existing_Food Preparation_Natural Gas_Food Prep Other_E7 | F1 | Commercial | Office | Existing | Food Preparation | Natural Gas | Food Prep Other | E7 | CCE | 0 | 0 | 0 | 0 | 0 | 0 | 0 | 0 | 0 | 0 | 0 | 0 | 0 | 0 | 0 | 0 | 0 | 0 | 0 | 0 | 0 | 0 | 0 | 0 | 0 | 0 | 0 | 0 | 0 | 0
F1_Commercial_Office_Existing_Food Preparation_Natural Gas_Food Prep Other_E8 | F1 | Commercial | Office | Existing | Food Preparation | Natural Gas | Food Prep Other | E8 | CCE | 0 | 0 | 0 | 0 | 0 | 0 | 0 | 0 | 0 | 0 | 0 | 0 | 0 | 0 | 0 | 0 | 0 | 0 | 0 | 0 | 0 | 0 | 0 | 0 | 0 | 0 | 0 | 0 | 0 | 0
F1_Commercial_Office_Existing_Food Preparation_Natural Gas_Food Prep Other_E9 | F1 | Commercial | Office | Existing | Food Preparation | Natural Gas | Food Prep Other | E9 | CCE | 0 | 0 | 0 | 0 | 0 | 0 | 0 | 0 | 0 | 0 | 0 | 0 | 0 | 0 | 0 | 0 | 0 | 0 | 0 | 0 | 0 | 0 | 0 | 0 | 0 | 0 | 0 | 0 | 0 | 0
F1_Commercial_Office_Existing_Food Preparation_Natural Gas_Food Prep Other_E10 | F1 | Commercial | Office | Existing | Food Preparation | Natural Gas | Food Prep Other | E10 | CCE | 0 | 0 | 0 | 0 | 0 | 0 | 0 | 0 | 0 | 0 | 0 | 0 | 0 | 0 | 0 | 0 | 0 | 0 | 0 | 0 | 0 | 0 | 0 | 0 | 0 | 0 | 0 | 0 | 0 | 0
F2_Commercial_Office_Existing_Food Preparation_Natural Gas_Food Prep Other_E1 | F2 | Commercial | Office | Existing | Food Preparation | Natural Gas | Food Prep Other | E1 | TRC BC Ratio | 0.9 | 0.9 | 0.9 | 0.9 | 0.9 | 0.9 | 0.9 | 0.9 | 0.9 | 0.9 | 0.9 | 0.9 | 0.9 | 0.9 | 0.9 | 0.9 | 0.9 | 0.9 | 0.9 | 0.9 | 0.9 | 0.9 | 0 | 0 | 0 | 0 | 0 | 0 | 0 | 0
F2_Commercial_Office_Existing_Food Preparation_Natural Gas_Food Prep Other_E2 | F2 | Commercial | Office | Existing | Food Preparation | Natural Gas | Food Prep Other | E2 | TRC BC Ratio | 0.061956 | 0.062369 | 0.062904 | 0.063937 | 0.06537 | 0.067096 | 0.068663 | 0.070005 | 0.071279 | 0.07258 | 0.073973 | 0.075332 | 0.076617 | 0.077911 | 0.079055 | 0.080138 | 0.081309 | 0.082485 | 0.083667 | 0.084849 | 0.08601 | 0.087142 | 0 | 0 | 0 | 0 | 0 | 0 | 0 | 0
F2_Commercial_Office_Existing_Food Preparation_Natural Gas_Food Prep Other_E3 | F2 | Commercial | Office | Existing | Food Preparation | Natural Gas | Food Prep Other | E3 | TRC BC Ratio | 0 | 0 | 0 | 0 | 0 | 0 | 0 | 0 | 0 | 0 | 0 | 0 | 0 | 0 | 0 | 0 | 0 | 0 | 0 | 0 | 0 | 0 | 0 | 0 | 0 | 0 | 0 | 0 | 0 | 0
F2_Commercial_Office_Existing_Food Preparation_Natural Gas_Food Prep Other_E4 | F2 | Commercial | Office | Existing | Food Preparation | Natural Gas | Food Prep Other | E4 | TRC BC Ratio | 0 | 0 | 0 | 0 | 0 | 0 | 0 | 0 | 0 | 0 | 0 | 0 | 0 | 0 | 0 | 0 | 0 | 0 | 0 | 0 | 0 | 0 | 0 | 0 | 0 | 0 | 0 | 0 | 0 | 0
F2_Commercial_Office_Existing_Food Preparation_Natural Gas_Food Prep Other_E5 | F2 | Commercial | Office | Existing | Food Preparation | Natural Gas | Food Prep Other | E5 | TRC BC Ratio | 0 | 0 | 0 | 0 | 0 | 0 | 0 | 0 | 0 | 0 | 0 | 0 | 0 | 0 | 0 | 0 | 0 | 0 | 0 | 0 | 0 | 0 | 0 | 0 | 0 | 0 | 0 | 0 | 0 | 0
F2_Commercial_Office_Existing_Food Preparation_Natural Gas_Food Prep Other_E6 | F2 | Commercial | Office | Existing | Food Preparation | Natural Gas | Food Prep Other | E6 | TRC BC Ratio | 0 | 0 | 0 | 0 | 0 | 0 | 0 | 0 | 0 | 0 | 0 | 0 | 0 | 0 | 0 | 0 | 0 | 0 | 0 | 0 | 0 | 0 | 0 | 0 | 0 | 0 | 0 | 0 | 0 | 0
F2_Commercial_Office_Existing_Food Preparation_Natural Gas_Food Prep Other_E7 | F2 | Commercial | Office | Existing | Food Preparation | Natural Gas | Food Prep Other | E7 | TRC BC Ratio | 0 | 0 | 0 | 0 | 0 | 0 | 0 | 0 | 0 | 0 | 0 | 0 | 0 | 0 | 0 | 0 | 0 | 0 | 0 | 0 | 0 | 0 | 0 | 0 | 0 | 0 | 0 | 0 | 0 | 0
F2_Commercial_Office_Existing_Food Preparation_Natural Gas_Food Prep Other_E8 | F2 | Commercial | Office | Existing | Food Preparation | Natural Gas | Food Prep Other | E8 | TRC BC Ratio | 0 | 0 | 0 | 0 | 0 | 0 | 0 | 0 | 0 | 0 | 0 | 0 | 0 | 0 | 0 | 0 | 0 | 0 | 0 | 0 | 0 | 0 | 0 | 0 | 0 | 0 | 0 | 0 | 0 | 0
F2_Commercial_Office_Existing_Food Preparation_Natural Gas_Food Prep Other_E9 | F2 | Commercial | Office | Existing | Food Preparation | Natural Gas | Food Prep Other | E9 | TRC BC Ratio | 0 | 0 | 0 | 0 | 0 | 0 | 0 | 0 | 0 | 0 | 0 | 0 | 0 | 0 | 0 | 0 | 0 | 0 | 0 | 0 | 0 | 0 | 0 | 0 | 0 | 0 | 0 | 0 | 0 | 0
F2_Commercial_Office_Existing_Food Preparation_Natural Gas_Food Prep Other_E10 | F2 | Commercial | Office | Existing | Food Preparation | Natural Gas | Food Prep Other | E10 | TRC BC Ratio | 0 | 0 | 0 | 0 | 0 | 0 | 0 | 0 | 0 | 0 | 0 | 0 | 0 | 0 | 0 | 0 | 0 | 0 | 0 | 0 | 0 | 0 | 0 | 0 | 0 | 0 | 0 | 0 | 0 | 0
F3_Commercial_Office_Existing_Food Preparation_Natural Gas_Food Prep Other_E1 | F3 | Commercial | Office | Existing | Food Preparation | Natural Gas | Food Prep Other | E1 | PACT BC Ratio | 0.9 | 0.9 | 0.9 | 0.9 | 0.9 | 0.9 | 0.9 | 0.9 | 0.9 | 0.9 | 0.9 | 0.9 | 0.9 | 0.9 | 0.9 | 0.9 | 0.9 | 0.9 | 0.9 | 0.9 | 0.9 | 0.9 | 0 | 0 | 0 | 0 | 0 | 0 | 0 | 0
F3_Commercial_Office_Existing_Food Preparation_Natural Gas_Food Prep Other_E2 | F3 | Commercial | Office | Existing | Food Preparation | Natural Gas | Food Prep Other | E2 | PACT BC Ratio | 1.0937 | 1.101 | 1.1104 | 1.1287 | 1.154 | 1.1844 | 1.2121 | 1.2358 | 1.2583 | 1.2813 | 1.3058 | 1.3298 | 1.3525 | 1.3754 | 1.3956 | 1.4147 | 1.4353 | 1.4561 | 1.477 | 1.4978 | 1.5183 | 1.5383 | 0 | 0 | 0 | 0 | 0 | 0 | 0 | 0
F3_Commercial_Office_Existing_Food Preparation_Natural Gas_Food Prep Other_E3 | F3 | Commercial | Office | Existing | Food Preparation | Natural Gas | Food Prep Other | E3 | PACT BC Ratio | 0 | 0 | 0 | 0 | 0 | 0 | 0 | 0 | 0 | 0 | 0 | 0 | 0 | 0 | 0 | 0 | 0 | 0 | 0 | 0 | 0 | 0 | 0 | 0 | 0 | 0 | 0 | 0 | 0 | 0
F3_Commercial_Office_Existing_Food Preparation_Natural Gas_Food Prep Other_E4 | F3 | Commercial | Office | Existing | Food Preparation | Natural Gas | Food Prep Other | E4 | PACT BC Ratio | 0 | 0 | 0 | 0 | 0 | 0 | 0 | 0 | 0 | 0 | 0 | 0 | 0 | 0 | 0 | 0 | 0 | 0 | 0 | 0 | 0 | 0 | 0 | 0 | 0 | 0 | 0 | 0 | 0 | 0
F3_Commercial_Office_Existing_Food Preparation_Natural Gas_Food Prep Other_E5 | F3 | Commercial | Office | Existing | Food Preparation | Natural Gas | Food Prep Other | E5 | PACT BC Ratio | 0 | 0 | 0 | 0 | 0 | 0 | 0 | 0 | 0 | 0 | 0 | 0 | 0 | 0 | 0 | 0 | 0 | 0 | 0 | 0 | 0 | 0 | 0 | 0 | 0 | 0 | 0 | 0 | 0 | 0
F3_Commercial_Office_Existing_Food Preparation_Natural Gas_Food Prep Other_E6 | F3 | Commercial | Office | Existing | Food Preparation | Natural Gas | Food Prep Other | E6 | PACT BC Ratio | 0 | 0 | 0 | 0 | 0 | 0 | 0 | 0 | 0 | 0 | 0 | 0 | 0 | 0 | 0 | 0 | 0 | 0 | 0 | 0 | 0 | 0 | 0 | 0 | 0 | 0 | 0 | 0 | 0 | 0
F3_Commercial_Office_Existing_Food Preparation_Natural Gas_Food Prep Other_E7 | F3 | Commercial | Office | Existing | Food Preparation | Natural Gas | Food Prep Other | E7 | PACT BC Ratio | 0 | 0 | 0 | 0 | 0 | 0 | 0 | 0 | 0 | 0 | 0 | 0 | 0 | 0 | 0 | 0 | 0 | 0 | 0 | 0 | 0 | 0 | 0 | 0 | 0 | 0 | 0 | 0 | 0 | 0
F3_Commercial_Office_Existing_Food Preparation_Natural Gas_Food Prep Other_E8 | F3 | Commercial | Office | Existing | Food Preparation | Natural Gas | Food Prep Other | E8 | PACT BC Ratio | 0 | 0 | 0 | 0 | 0 | 0 | 0 | 0 | 0 | 0 | 0 | 0 | 0 | 0 | 0 | 0 | 0 | 0 | 0 | 0 | 0 | 0 | 0 | 0 | 0 | 0 | 0 | 0 | 0 | 0
F3_Commercial_Office_Existing_Food Preparation_Natural Gas_Food Prep Other_E9 | F3 | Commercial | Office | Existing | Food Preparation | Natural Gas | Food Prep Other | E9 | PACT BC Ratio | 0 | 0 | 0 | 0 | 0 | 0 | 0 | 0 | 0 | 0 | 0 | 0 | 0 | 0 | 0 | 0 | 0 | 0 | 0 | 0 | 0 | 0 | 0 | 0 | 0 | 0 | 0 | 0 | 0 | 0
F3_Commercial_Office_Existing_Food Preparation_Natural Gas_Food Prep Other_E10 | F3 | Commercial | Office | Existing | Food Preparation | Natural Gas | Food Prep Other | E10 | PACT BC Ratio | 0 | 0 | 0 | 0 | 0 | 0 | 0 | 0 | 0 | 0 | 0 | 0 | 0 | 0 | 0 | 0 | 0 | 0 | 0 | 0 | 0 | 0 | 0 | 0 | 0 | 0 | 0 | 0 | 0 | 0
F4_Commercial_Office_Existing_Food Preparation_Natural Gas_Food Prep Other_E1 | F4 | Commercial | Office | Existing | Food Preparation | Natural Gas | Food Prep Other | E1 | PCT BC Ratio | 0.9 | 0.9 | 0.9 | 0.9 | 0.9 | 0.9 | 0.9 | 0.9 | 0.9 | 0.9 | 0.9 | 0.9 | 0.9 | 0.9 | 0.9 | 0.9 | 0.9 | 0.9 | 0.9 | 0.9 | 0.9 | 0.9 | 0 | 0 | 0 | 0 | 0 | 0 | 0 | 0
F4_Commercial_Office_Existing_Food Preparation_Natural Gas_Food Prep Other_E2 | F4 | Commercial | Office | Existing | Food Preparation | Natural Gas | Food Prep Other | E2 | PCT BC Ratio | 0.1043 | 0.10481 | 0.10547 | 0.10674 | 0.10851 | 0.11064 | 0.11258 | 0.11424 | 0.11581 | 0.11741 | 0.11913 | 0.12081 | 0.1224 | 0.124 | 0.12541 | 0.12675 | 0.12819 | 0.12964 | 0.1311 | 0.13256 | 0.134 | 0.13539 | 0 | 0 | 0 | 0 | 0 | 0 | 0 | 0
F4_Commercial_Office_Existing_Food Preparation_Natural Gas_Food Prep Other_E3 | F4 | Commercial | Office | Existing | Food Preparation | Natural Gas | Food Prep Other | E3 | PCT BC Ratio | 0 | 0 | 0 | 0 | 0 | 0 | 0 | 0 | 0 | 0 | 0 | 0 | 0 | 0 | 0 | 0 | 0 | 0 | 0 | 0 | 0 | 0 | 0 | 0 | 0 | 0 | 0 | 0 | 0 | 0
F4_Commercial_Office_Existing_Food Preparation_Natural Gas_Food Prep Other_E4 | F4 | Commercial | Office | Existing | Food Preparation | Natural Gas | Food Prep Other | E4 | PCT BC Ratio | 0 | 0 | 0 | 0 | 0 | 0 | 0 | 0 | 0 | 0 | 0 | 0 | 0 | 0 | 0 | 0 | 0 | 0 | 0 | 0 | 0 | 0 | 0 | 0 | 0 | 0 | 0 | 0 | 0 | 0
F4_Commercial_Office_Existing_Food Preparation_Natural Gas_Food Prep Other_E5 | F4 | Commercial | Office | Existing | Food Preparation | Natural Gas | Food Prep Other | E5 | PCT BC Ratio | 0 | 0 | 0 | 0 | 0 | 0 | 0 | 0 | 0 | 0 | 0 | 0 | 0 | 0 | 0 | 0 | 0 | 0 | 0 | 0 | 0 | 0 | 0 | 0 | 0 | 0 | 0 | 0 | 0 | 0
F4_Commercial_Office_Existing_Food Preparation_Natural Gas_Food Prep Other_E6 | F4 | Commercial | Office | Existing | Food Preparation | Natural Gas | Food Prep Other | E6 | PCT BC Ratio | 0 | 0 | 0 | 0 | 0 | 0 | 0 | 0 | 0 | 0 | 0 | 0 | 0 | 0 | 0 | 0 | 0 | 0 | 0 | 0 | 0 | 0 | 0 | 0 | 0 | 0 | 0 | 0 | 0 | 0
F4_Commercial_Office_Existing_Food Preparation_Natural Gas_Food Prep Other_E7 | F4 | Commercial | Office | Existing | Food Preparation | Natural Gas | Food Prep Other | E7 | PCT BC Ratio | 0 | 0 | 0 | 0 | 0 | 0 | 0 | 0 | 0 | 0 | 0 | 0 | 0 | 0 | 0 | 0 | 0 | 0 | 0 | 0 | 0 | 0 | 0 | 0 | 0 | 0 | 0 | 0 | 0 | 0
F4_Commercial_Office_Existing_Food Preparation_Natural Gas_Food Prep Other_E8 | F4 | Commercial | Office | Existing | Food Preparation | Natural Gas | Food Prep Other | E8 | PCT BC Ratio | 0 | 0 | 0 | 0 | 0 | 0 | 0 | 0 | 0 | 0 | 0 | 0 | 0 | 0 | 0 | 0 | 0 | 0 | 0 | 0 | 0 | 0 | 0 | 0 | 0 | 0 | 0 | 0 | 0 | 0
F4_Commercial_Office_Existing_Food Preparation_Natural Gas_Food Prep Other_E9 | F4 | Commercial | Office | Existing | Food Preparation | Natural Gas | Food Prep Other | E9 | PCT BC Ratio | 0 | 0 | 0 | 0 | 0 | 0 | 0 | 0 | 0 | 0 | 0 | 0 | 0 | 0 | 0 | 0 | 0 | 0 | 0 | 0 | 0 | 0 | 0 | 0 | 0 | 0 | 0 | 0 | 0 | 0
F4_Commercial_Office_Existing_Food Preparation_Natural Gas_Food Prep Other_E10 | F4 | Commercial | Office | Existing | Food Preparation | Natural Gas | Food Prep Other | E10 | PCT BC Ratio | 0 | 0 | 0 | 0 | 0 | 0 | 0 | 0 | 0 | 0 | 0 | 0 | 0 | 0 | 0 | 0 | 0 | 0 | 0 | 0 | 0 | 0 | 0 | 0 | 0 | 0 | 0 | 0 | 0 | 0
F5_Commercial_Office_Existing_Food Preparation_Natural Gas_Food Prep Other_E1 | F5 | Commercial | Office | Existing | Food Preparation | Natural Gas | Food Prep Other | E1 | RIM BC Ratio | 0.9 | 0.9 | 0.9 | 0.9 | 0.9 | 0.9 | 0.9 | 0.9 | 0.9 | 0.9 | 0.9 | 0.9 | 0.9 | 0.9 | 0.9 | 0.9 | 0.9 | 0.9 | 0.9 | 0.9 | 0.9 | 0.9 | 0 | 0 | 0 | 0 | 0 | 0 | 0 | 0
F5_Commercial_Office_Existing_Food Preparation_Natural Gas_Food Prep Other_E2 | F5 | Commercial | Office | Existing | Food Preparation | Natural Gas | Food Prep Other | E2 | RIM BC Ratio | 0.4734 | 0.47476 | 0.47651 | 0.47983 | 0.48435 | 0.48963 | 0.4943 | 0.49819 | 0.50181 | 0.50542 | 0.5092 | 0.51281 | 0.51615 | 0.51944 | 0.5223 | 0.52495 | 0.52777 | 0.53055 | 0.5333 | 0.53599 | 0.53859 | 0.54109 | 0 | 0 | 0 | 0 | 0 | 0 | 0 | 0
F5_Commercial_Office_Existing_Food Preparation_Natural Gas_Food Prep Other_E3 | F5 | Commercial | Office | Existing | Food Preparation | Natural Gas | Food Prep Other | E3 | RIM BC Ratio | 0 | 0 | 0 | 0 | 0 | 0 | 0 | 0 | 0 | 0 | 0 | 0 | 0 | 0 | 0 | 0 | 0 | 0 | 0 | 0 | 0 | 0 | 0 | 0 | 0 | 0 | 0 | 0 | 0 | 0
F5_Commercial_Office_Existing_Food Preparation_Natural Gas_Food Prep Other_E4 | F5 | Commercial | Office | Existing | Food Preparation | Natural Gas | Food Prep Other | E4 | RIM BC Ratio | 0 | 0 | 0 | 0 | 0 | 0 | 0 | 0 | 0 | 0 | 0 | 0 | 0 | 0 | 0 | 0 | 0 | 0 | 0 | 0 | 0 | 0 | 0 | 0 | 0 | 0 | 0 | 0 | 0 | 0
F5_Commercial_Office_Existing_Food Preparation_Natural Gas_Food Prep Other_E5 | F5 | Commercial | Office | Existing | Food Preparation | Natural Gas | Food Prep Other | E5 | RIM BC Ratio | 0 | 0 | 0 | 0 | 0 | 0 | 0 | 0 | 0 | 0 | 0 | 0 | 0 | 0 | 0 | 0 | 0 | 0 | 0 | 0 | 0 | 0 | 0 | 0 | 0 | 0 | 0 | 0 | 0 | 0
F5_Commercial_Office_Existing_Food Preparation_Natural Gas_Food Prep Other_E6 | F5 | Commercial | Office | Existing | Food Preparation | Natural Gas | Food Prep Other | E6 | RIM BC Ratio | 0 | 0 | 0 | 0 | 0 | 0 | 0 | 0 | 0 | 0 | 0 | 0 | 0 | 0 | 0 | 0 | 0 | 0 | 0 | 0 | 0 | 0 | 0 | 0 | 0 | 0 | 0 | 0 | 0 | 0
F5_Commercial_Office_Existing_Food Preparation_Natural Gas_Food Prep Other_E7 | F5 | Commercial | Office | Existing | Food Preparation | Natural Gas | Food Prep Other | E7 | RIM BC Ratio | 0 | 0 | 0 | 0 | 0 | 0 | 0 | 0 | 0 | 0 | 0 | 0 | 0 | 0 | 0 | 0 | 0 | 0 | 0 | 0 | 0 | 0 | 0 | 0 | 0 | 0 | 0 | 0 | 0 | 0
F5_Commercial_Office_Existing_Food Preparation_Natural Gas_Food Prep Other_E8 | F5 | Commercial | Office | Existing | Food Preparation | Natural Gas | Food Prep Other | E8 | RIM BC Ratio | 0 | 0 | 0 | 0 | 0 | 0 | 0 | 0 | 0 | 0 | 0 | 0 | 0 | 0 | 0 | 0 | 0 | 0 | 0 | 0 | 0 | 0 | 0 | 0 | 0 | 0 | 0 | 0 | 0 | 0
F5_Commercial_Office_Existing_Food Preparation_Natural Gas_Food Prep Other_E9 | F5 | Commercial | Office | Existing | Food Preparation | Natural Gas | Food Prep Other | E9 | RIM BC Ratio | 0 | 0 | 0 | 0 | 0 | 0 | 0 | 0 | 0 | 0 | 0 | 0 | 0 | 0 | 0 | 0 | 0 | 0 | 0 | 0 | 0 | 0 | 0 | 0 | 0 | 0 | 0 | 0 | 0 | 0
F5_Commercial_Office_Existing_Food Preparation_Natural Gas_Food Prep Other_E10 | F5 | Commercial | Office | Existing | Food Preparation | Natural Gas | Food Prep Other | E10 | RIM BC Ratio | 0 | 0 | 0 | 0 | 0 | 0 | 0 | 0 | 0 | 0 | 0 | 0 | 0 | 0 | 0 | 0 | 0 | 0 | 0 | 0 | 0 | 0 | 0 | 0 | 0 | 0 | 0 | 0 | 0 | 0
F0_Commercial_Office_Existing_Miscellaneous_Natural Gas_Pool Heater_E0 | F0 | Commercial | Office | Existing | Miscellaneous | Natural Gas | Pool Heater | E0 | Economic Unit | Standard (EF .78) | Standard (EF .78) | Standard (EF .78) | Standard (EF .78) | Standard (EF .78) | Standard (EF .78) | Standard (EF .78) | Standard (EF .78) | Standard (EF .78) | Standard (EF .78) | Standard (EF .78) | Standard (EF .78) | Condensing (EF .90) | Condensing (EF .90) | Condensing (EF .90) | Condensing (EF .90) | Condensing (EF .90) | Condensing (EF .90) | Condensing (EF .90) | Condensing (EF .90) | Condensing (EF .90) | Condensing (EF .90) | 0 | 0 | 0 | 0 | 0 | 0 | 0 | 0
F1_Commercial_Office_Existing_Miscellaneous_Natural Gas_Pool Heater_E1 | F1 | Commercial | Office | Existing | Miscellaneous | Natural Gas | Pool Heater | E1 | CCE | 0 | 0 | 0 | 0 | 0 | 0 | 0 | 0 | 0 | 0 | 0 | 0 | 0 | 0 | 0 | 0 | 0 | 0 | 0 | 0 | 0 | 0 | 0 | 0 | 0 | 0 | 0 | 0 | 0 | 0
F1_Commercial_Office_Existing_Miscellaneous_Natural Gas_Pool Heater_E2 | F1 | Commercial | Office | Existing | Miscellaneous | Natural Gas | Pool Heater | E2 | CCE | 0.016289 | 0.016289 | 0.017113 | 0.016853 | 0.0166 | 0.016284 | 0.016239 | 0.016135 | 0.016038 | 0.015891 | 0.015869 | 0.015796 | 0.015731 | 0.015606 | 0.015623 | 0.015575 | 0.015528 | 0.015425 | 0.015456 | 0.015426 | 0.015403 | 0.015317 | 0 | 0 | 0 | 0 | 0 | 0 | 0 | 0
F1_Commercial_Office_Existing_Miscellaneous_Natural Gas_Pool Heater_E3 | F1 | Commercial | Office | Existing | Miscellaneous | Natural Gas | Pool Heater | E3 | CCE | 0 | 0 | 0 | 0 | 0 | 0 | 0 | 0 | 0 | 0 | 0 | 0 | 0 | 0 | 0 | 0 | 0 | 0 | 0 | 0 | 0 | 0 | 0 | 0 | 0 | 0 | 0 | 0 | 0 | 0
F1_Commercial_Office_Existing_Miscellaneous_Natural Gas_Pool Heater_E4 | F1 | Commercial | Office | Existing | Miscellaneous | Natural Gas | Pool Heater | E4 | CCE | 0 | 0 | 0 | 0 | 0 | 0 | 0 | 0 | 0 | 0 | 0 | 0 | 0 | 0 | 0 | 0 | 0 | 0 | 0 | 0 | 0 | 0 | 0 | 0 | 0 | 0 | 0 | 0 | 0 | 0
F1_Commercial_Office_Existing_Miscellaneous_Natural Gas_Pool Heater_E5 | F1 | Commercial | Office | Existing | Miscellaneous | Natural Gas | Pool Heater | E5 | CCE | 0 | 0 | 0 | 0 | 0 | 0 | 0 | 0 | 0 | 0 | 0 | 0 | 0 | 0 | 0 | 0 | 0 | 0 | 0 | 0 | 0 | 0 | 0 | 0 | 0 | 0 | 0 | 0 | 0 | 0
F1_Commercial_Office_Existing_Miscellaneous_Natural Gas_Pool Heater_E6 | F1 | Commercial | Office | Existing | Miscellaneous | Natural Gas | Pool Heater | E6 | CCE | 0 | 0 | 0 | 0 | 0 | 0 | 0 | 0 | 0 | 0 | 0 | 0 | 0 | 0 | 0 | 0 | 0 | 0 | 0 | 0 | 0 | 0 | 0 | 0 | 0 | 0 | 0 | 0 | 0 | 0
F1_Commercial_Office_Existing_Miscellaneous_Natural Gas_Pool Heater_E7 | F1 | Commercial | Office | Existing | Miscellaneous | Natural Gas | Pool Heater | E7 | CCE | 0 | 0 | 0 | 0 | 0 | 0 | 0 | 0 | 0 | 0 | 0 | 0 | 0 | 0 | 0 | 0 | 0 | 0 | 0 | 0 | 0 | 0 | 0 | 0 | 0 | 0 | 0 | 0 | 0 | 0
F1_Commercial_Office_Existing_Miscellaneous_Natural Gas_Pool Heater_E8 | F1 | Commercial | Office | Existing | Miscellaneous | Natural Gas | Pool Heater | E8 | CCE | 0 | 0 | 0 | 0 | 0 | 0 | 0 | 0 | 0 | 0 | 0 | 0 | 0 | 0 | 0 | 0 | 0 | 0 | 0 | 0 | 0 | 0 | 0 | 0 | 0 | 0 | 0 | 0 | 0 | 0
F1_Commercial_Office_Existing_Miscellaneous_Natural Gas_Pool Heater_E9 | F1 | Commercial | Office | Existing | Miscellaneous | Natural Gas | Pool Heater | E9 | CCE | 0 | 0 | 0 | 0 | 0 | 0 | 0 | 0 | 0 | 0 | 0 | 0 | 0 | 0 | 0 | 0 | 0 | 0 | 0 | 0 | 0 | 0 | 0 | 0 | 0 | 0 | 0 | 0 | 0 | 0
F1_Commercial_Office_Existing_Miscellaneous_Natural Gas_Pool Heater_E10 | F1 | Commercial | Office | Existing | Miscellaneous | Natural Gas | Pool Heater | E10 | CCE | 0 | 0 | 0 | 0 | 0 | 0 | 0 | 0 | 0 | 0 | 0 | 0 | 0 | 0 | 0 | 0 | 0 | 0 | 0 | 0 | 0 | 0 | 0 | 0 | 0 | 0 | 0 | 0 | 0 | 0
F2_Commercial_Office_Existing_Miscellaneous_Natural Gas_Pool Heater_E1 | F2 | Commercial | Office | Existing | Miscellaneous | Natural Gas | Pool Heater | E1 | TRC BC Ratio | 0.9 | 0.9 | 0.9 | 0.9 | 0.9 | 0.9 | 0.9 | 0.9 | 0.9 | 0.9 | 0.9 | 0.9 | 0.9 | 0.9 | 0.9 | 0.9 | 0.9 | 0.9 | 0.9 | 0.9 | 0.9 | 0.9 | 0 | 0 | 0 | 0 | 0 | 0 | 0 | 0
F2_Commercial_Office_Existing_Miscellaneous_Natural Gas_Pool Heater_E2 | F2 | Commercial | Office | Existing | Miscellaneous | Natural Gas | Pool Heater | E2 | TRC BC Ratio | 0.5239 | 0.52164 | 0.52208 | 0.52981 | 0.54312 | 0.56021 | 0.57494 | 0.58666 | 0.59726 | 0.60773 | 0.61914 | 0.63073 | 0.64215 | 0.65494 | 0.66711 | 0.67867 | 0.69034 | 0.7008 | 0.70989 | 0.71743 | 0.72449 | 0.73101 | 0 | 0 | 0 | 0 | 0 | 0 | 0 | 0
F2_Commercial_Office_Existing_Miscellaneous_Natural Gas_Pool Heater_E3 | F2 | Commercial | Office | Existing | Miscellaneous | Natural Gas | Pool Heater | E3 | TRC BC Ratio | 0 | 0 | 0 | 0 | 0 | 0 | 0 | 0 | 0 | 0 | 0 | 0 | 0 | 0 | 0 | 0 | 0 | 0 | 0 | 0 | 0 | 0 | 0 | 0 | 0 | 0 | 0 | 0 | 0 | 0
F2_Commercial_Office_Existing_Miscellaneous_Natural Gas_Pool Heater_E4 | F2 | Commercial | Office | Existing | Miscellaneous | Natural Gas | Pool Heater | E4 | TRC BC Ratio | 0 | 0 | 0 | 0 | 0 | 0 | 0 | 0 | 0 | 0 | 0 | 0 | 0 | 0 | 0 | 0 | 0 | 0 | 0 | 0 | 0 | 0 | 0 | 0 | 0 | 0 | 0 | 0 | 0 | 0
F2_Commercial_Office_Existing_Miscellaneous_Natural Gas_Pool Heater_E5 | F2 | Commercial | Office | Existing | Miscellaneous | Natural Gas | Pool Heater | E5 | TRC BC Ratio | 0 | 0 | 0 | 0 | 0 | 0 | 0 | 0 | 0 | 0 | 0 | 0 | 0 | 0 | 0 | 0 | 0 | 0 | 0 | 0 | 0 | 0 | 0 | 0 | 0 | 0 | 0 | 0 | 0 | 0
F2_Commercial_Office_Existing_Miscellaneous_Natural Gas_Pool Heater_E6 | F2 | Commercial | Office | Existing | Miscellaneous | Natural Gas | Pool Heater | E6 | TRC BC Ratio | 0 | 0 | 0 | 0 | 0 | 0 | 0 | 0 | 0 | 0 | 0 | 0 | 0 | 0 | 0 | 0 | 0 | 0 | 0 | 0 | 0 | 0 | 0 | 0 | 0 | 0 | 0 | 0 | 0 | 0
F2_Commercial_Office_Existing_Miscellaneous_Natural Gas_Pool Heater_E7 | F2 | Commercial | Office | Existing | Miscellaneous | Natural Gas | Pool Heater | E7 | TRC BC Ratio | 0 | 0 | 0 | 0 | 0 | 0 | 0 | 0 | 0 | 0 | 0 | 0 | 0 | 0 | 0 | 0 | 0 | 0 | 0 | 0 | 0 | 0 | 0 | 0 | 0 | 0 | 0 | 0 | 0 | 0
F2_Commercial_Office_Existing_Miscellaneous_Natural Gas_Pool Heater_E8 | F2 | Commercial | Office | Existing | Miscellaneous | Natural Gas | Pool Heater | E8 | TRC BC Ratio | 0 | 0 | 0 | 0 | 0 | 0 | 0 | 0 | 0 | 0 | 0 | 0 | 0 | 0 | 0 | 0 | 0 | 0 | 0 | 0 | 0 | 0 | 0 | 0 | 0 | 0 | 0 | 0 | 0 | 0
F2_Commercial_Office_Existing_Miscellaneous_Natural Gas_Pool Heater_E9 | F2 | Commercial | Office | Existing | Miscellaneous | Natural Gas | Pool Heater | E9 | TRC BC Ratio | 0 | 0 | 0 | 0 | 0 | 0 | 0 | 0 | 0 | 0 | 0 | 0 | 0 | 0 | 0 | 0 | 0 | 0 | 0 | 0 | 0 | 0 | 0 | 0 | 0 | 0 | 0 | 0 | 0 | 0
F2_Commercial_Office_Existing_Miscellaneous_Natural Gas_Pool Heater_E10 | F2 | Commercial | Office | Existing | Miscellaneous | Natural Gas | Pool Heater | E10 | TRC BC Ratio | 0 | 0 | 0 | 0 | 0 | 0 | 0 | 0 | 0 | 0 | 0 | 0 | 0 | 0 | 0 | 0 | 0 | 0 | 0 | 0 | 0 | 0 | 0 | 0 | 0 | 0 | 0 | 0 | 0 | 0
F3_Commercial_Office_Existing_Miscellaneous_Natural Gas_Pool Heater_E1 | F3 | Commercial | Office | Existing | Miscellaneous | Natural Gas | Pool Heater | E1 | PACT BC Ratio | 0.9 | 0.9 | 0.9 | 0.9 | 0.9 | 0.9 | 0.9 | 0.9 | 0.9 | 0.9 | 0.9 | 0.9 | 0.9 | 0.9 | 0.9 | 0.9 | 0.9 | 0.9 | 0.9 | 0.9 | 0.9 | 0.9 | 0 | 0 | 0 | 0 | 0 | 0 | 0 | 0
F3_Commercial_Office_Existing_Miscellaneous_Natural Gas_Pool Heater_E2 | F3 | Commercial | Office | Existing | Miscellaneous | Natural Gas | Pool Heater | E2 | PACT BC Ratio | 0.73673 | 0.73355 | 0.73416 | 0.74503 | 0.76375 | 0.78778 | 0.8085 | 0.82498 | 0.83988 | 0.8546 | 0.87065 | 0.88694 | 0.903 | 0.921 | 0.93811 | 0.95437 | 0.97078 | 0.98549 | 0.99827 | 1.0089 | 1.0188 | 1.028 | 0 | 0 | 0 | 0 | 0 | 0 | 0 | 0
F3_Commercial_Office_Existing_Miscellaneous_Natural Gas_Pool Heater_E3 | F3 | Commercial | Office | Existing | Miscellaneous | Natural Gas | Pool Heater | E3 | PACT BC Ratio | 0 | 0 | 0 | 0 | 0 | 0 | 0 | 0 | 0 | 0 | 0 | 0 | 0 | 0 | 0 | 0 | 0 | 0 | 0 | 0 | 0 | 0 | 0 | 0 | 0 | 0 | 0 | 0 | 0 | 0
F3_Commercial_Office_Existing_Miscellaneous_Natural Gas_Pool Heater_E4 | F3 | Commercial | Office | Existing | Miscellaneous | Natural Gas | Pool Heater | E4 | PACT BC Ratio | 0 | 0 | 0 | 0 | 0 | 0 | 0 | 0 | 0 | 0 | 0 | 0 | 0 | 0 | 0 | 0 | 0 | 0 | 0 | 0 | 0 | 0 | 0 | 0 | 0 | 0 | 0 | 0 | 0 | 0
F3_Commercial_Office_Existing_Miscellaneous_Natural Gas_Pool Heater_E5 | F3 | Commercial | Office | Existing | Miscellaneous | Natural Gas | Pool Heater | E5 | PACT BC Ratio | 0 | 0 | 0 | 0 | 0 | 0 | 0 | 0 | 0 | 0 | 0 | 0 | 0 | 0 | 0 | 0 | 0 | 0 | 0 | 0 | 0 | 0 | 0 | 0 | 0 | 0 | 0 | 0 | 0 | 0
F3_Commercial_Office_Existing_Miscellaneous_Natural Gas_Pool Heater_E6 | F3 | Commercial | Office | Existing | Miscellaneous | Natural Gas | Pool Heater | E6 | PACT BC Ratio | 0 | 0 | 0 | 0 | 0 | 0 | 0 | 0 | 0 | 0 | 0 | 0 | 0 | 0 | 0 | 0 | 0 | 0 | 0 | 0 | 0 | 0 | 0 | 0 | 0 | 0 | 0 | 0 | 0 | 0
F3_Commercial_Office_Existing_Miscellaneous_Natural Gas_Pool Heater_E7 | F3 | Commercial | Office | Existing | Miscellaneous | Natural Gas | Pool Heater | E7 | PACT BC Ratio | 0 | 0 | 0 | 0 | 0 | 0 | 0 | 0 | 0 | 0 | 0 | 0 | 0 | 0 | 0 | 0 | 0 | 0 | 0 | 0 | 0 | 0 | 0 | 0 | 0 | 0 | 0 | 0 | 0 | 0
F3_Commercial_Office_Existing_Miscellaneous_Natural Gas_Pool Heater_E8 | F3 | Commercial | Office | Existing | Miscellaneous | Natural Gas | Pool Heater | E8 | PACT BC Ratio | 0 | 0 | 0 | 0 | 0 | 0 | 0 | 0 | 0 | 0 | 0 | 0 | 0 | 0 | 0 | 0 | 0 | 0 | 0 | 0 | 0 | 0 | 0 | 0 | 0 | 0 | 0 | 0 | 0 | 0
F3_Commercial_Office_Existing_Miscellaneous_Natural Gas_Pool Heater_E9 | F3 | Commercial | Office | Existing | Miscellaneous | Natural Gas | Pool Heater | E9 | PACT BC Ratio | 0 | 0 | 0 | 0 | 0 | 0 | 0 | 0 | 0 | 0 | 0 | 0 | 0 | 0 | 0 | 0 | 0 | 0 | 0 | 0 | 0 | 0 | 0 | 0 | 0 | 0 | 0 | 0 | 0 | 0
F3_Commercial_Office_Existing_Miscellaneous_Natural Gas_Pool Heater_E10 | F3 | Commercial | Office | Existing | Miscellaneous | Natural Gas | Pool Heater | E10 | PACT BC Ratio | 0 | 0 | 0 | 0 | 0 | 0 | 0 | 0 | 0 | 0 | 0 | 0 | 0 | 0 | 0 | 0 | 0 | 0 | 0 | 0 | 0 | 0 | 0 | 0 | 0 | 0 | 0 | 0 | 0 | 0
F4_Commercial_Office_Existing_Miscellaneous_Natural Gas_Pool Heater_E1 | F4 | Commercial | Office | Existing | Miscellaneous | Natural Gas | Pool Heater | E1 | PCT BC Ratio | 0.9 | 0.9 | 0.9 | 0.9 | 0.9 | 0.9 | 0.9 | 0.9 | 0.9 | 0.9 | 0.9 | 0.9 | 0.9 | 0.9 | 0.9 | 0.9 | 0.9 | 0.9 | 0.9 | 0.9 | 0.9 | 0.9 | 0 | 0 | 0 | 0 | 0 | 0 | 0 | 0
F4_Commercial_Office_Existing_Miscellaneous_Natural Gas_Pool Heater_E2 | F4 | Commercial | Office | Existing | Miscellaneous | Natural Gas | Pool Heater | E2 | PCT BC Ratio | 1.5399 | 1.5356 | 1.5364 | 1.5512 | 1.5766 | 1.6092 | 1.6373 | 1.6597 | 1.6799 | 1.6999 | 1.7217 | 1.7439 | 1.7657 | 1.7901 | 1.8133 | 1.8354 | 1.8577 | 1.8776 | 1.895 | 1.9094 | 1.9229 | 1.9353 | 0 | 0 | 0 | 0 | 0 | 0 | 0 | 0
F4_Commercial_Office_Existing_Miscellaneous_Natural Gas_Pool Heater_E3 | F4 | Commercial | Office | Existing | Miscellaneous | Natural Gas | Pool Heater | E3 | PCT BC Ratio | 0 | 0 | 0 | 0 | 0 | 0 | 0 | 0 | 0 | 0 | 0 | 0 | 0 | 0 | 0 | 0 | 0 | 0 | 0 | 0 | 0 | 0 | 0 | 0 | 0 | 0 | 0 | 0 | 0 | 0
F4_Commercial_Office_Existing_Miscellaneous_Natural Gas_Pool Heater_E4 | F4 | Commercial | Office | Existing | Miscellaneous | Natural Gas | Pool Heater | E4 | PCT BC Ratio | 0 | 0 | 0 | 0 | 0 | 0 | 0 | 0 | 0 | 0 | 0 | 0 | 0 | 0 | 0 | 0 | 0 | 0 | 0 | 0 | 0 | 0 | 0 | 0 | 0 | 0 | 0 | 0 | 0 | 0
F4_Commercial_Office_Existing_Miscellaneous_Natural Gas_Pool Heater_E5 | F4 | Commercial | Office | Existing | Miscellaneous | Natural Gas | Pool Heater | E5 | PCT BC Ratio | 0 | 0 | 0 | 0 | 0 | 0 | 0 | 0 | 0 | 0 | 0 | 0 | 0 | 0 | 0 | 0 | 0 | 0 | 0 | 0 | 0 | 0 | 0 | 0 | 0 | 0 | 0 | 0 | 0 | 0
F4_Commercial_Office_Existing_Miscellaneous_Natural Gas_Pool Heater_E6 | F4 | Commercial | Office | Existing | Miscellaneous | Natural Gas | Pool Heater | E6 | PCT BC Ratio | 0 | 0 | 0 | 0 | 0 | 0 | 0 | 0 | 0 | 0 | 0 | 0 | 0 | 0 | 0 | 0 | 0 | 0 | 0 | 0 | 0 | 0 | 0 | 0 | 0 | 0 | 0 | 0 | 0 | 0
F4_Commercial_Office_Existing_Miscellaneous_Natural Gas_Pool Heater_E7 | F4 | Commercial | Office | Existing | Miscellaneous | Natural Gas | Pool Heater | E7 | PCT BC Ratio | 0 | 0 | 0 | 0 | 0 | 0 | 0 | 0 | 0 | 0 | 0 | 0 | 0 | 0 | 0 | 0 | 0 | 0 | 0 | 0 | 0 | 0 | 0 | 0 | 0 | 0 | 0 | 0 | 0 | 0
F4_Commercial_Office_Existing_Miscellaneous_Natural Gas_Pool Heater_E8 | F4 | Commercial | Office | Existing | Miscellaneous | Natural Gas | Pool Heater | E8 | PCT BC Ratio | 0 | 0 | 0 | 0 | 0 | 0 | 0 | 0 | 0 | 0 | 0 | 0 | 0 | 0 | 0 | 0 | 0 | 0 | 0 | 0 | 0 | 0 | 0 | 0 | 0 | 0 | 0 | 0 | 0 | 0
F4_Commercial_Office_Existing_Miscellaneous_Natural Gas_Pool Heater_E9 | F4 | Commercial | Office | Existing | Miscellaneous | Natural Gas | Pool Heater | E9 | PCT BC Ratio | 0 | 0 | 0 | 0 | 0 | 0 | 0 | 0 | 0 | 0 | 0 | 0 | 0 | 0 | 0 | 0 | 0 | 0 | 0 | 0 | 0 | 0 | 0 | 0 | 0 | 0 | 0 | 0 | 0 | 0
F4_Commercial_Office_Existing_Miscellaneous_Natural Gas_Pool Heater_E10 | F4 | Commercial | Office | Existing | Miscellaneous | Natural Gas | Pool Heater | E10 | PCT BC Ratio | 0 | 0 | 0 | 0 | 0 | 0 | 0 | 0 | 0 | 0 | 0 | 0 | 0 | 0 | 0 | 0 | 0 | 0 | 0 | 0 | 0 | 0 | 0 | 0 | 0 | 0 | 0 | 0 | 0 | 0
F5_Commercial_Office_Existing_Miscellaneous_Natural Gas_Pool Heater_E1 | F5 | Commercial | Office | Existing | Miscellaneous | Natural Gas | Pool Heater | E1 | RIM BC Ratio | 0.9 | 0.9 | 0.9 | 0.9 | 0.9 | 0.9 | 0.9 | 0.9 | 0.9 | 0.9 | 0.9 | 0.9 | 0.9 | 0.9 | 0.9 | 0.9 | 0.9 | 0.9 | 0.9 | 0.9 | 0.9 | 0.9 | 0 | 0 | 0 | 0 | 0 | 0 | 0 | 0
F5_Commercial_Office_Existing_Miscellaneous_Natural Gas_Pool Heater_E2 | F5 | Commercial | Office | Existing | Miscellaneous | Natural Gas | Pool Heater | E2 | RIM BC Ratio | 0.39133 | 0.39043 | 0.3906 | 0.39366 | 0.39882 | 0.40528 | 0.41069 | 0.4149 | 0.41863 | 0.42226 | 0.42614 | 0.43001 | 0.43375 | 0.43786 | 0.44169 | 0.44526 | 0.4488 | 0.45192 | 0.45459 | 0.45677 | 0.4588 | 0.46065 | 0 | 0 | 0 | 0 | 0 | 0 | 0 | 0
F5_Commercial_Office_Existing_Miscellaneous_Natural Gas_Pool Heater_E3 | F5 | Commercial | Office | Existing | Miscellaneous | Natural Gas | Pool Heater | E3 | RIM BC Ratio | 0 | 0 | 0 | 0 | 0 | 0 | 0 | 0 | 0 | 0 | 0 | 0 | 0 | 0 | 0 | 0 | 0 | 0 | 0 | 0 | 0 | 0 | 0 | 0 | 0 | 0 | 0 | 0 | 0 | 0
F5_Commercial_Office_Existing_Miscellaneous_Natural Gas_Pool Heater_E4 | F5 | Commercial | Office | Existing | Miscellaneous | Natural Gas | Pool Heater | E4 | RIM BC Ratio | 0 | 0 | 0 | 0 | 0 | 0 | 0 | 0 | 0 | 0 | 0 | 0 | 0 | 0 | 0 | 0 | 0 | 0 | 0 | 0 | 0 | 0 | 0 | 0 | 0 | 0 | 0 | 0 | 0 | 0
F5_Commercial_Office_Existing_Miscellaneous_Natural Gas_Pool Heater_E5 | F5 | Commercial | Office | Existing | Miscellaneous | Natural Gas | Pool Heater | E5 | RIM BC Ratio | 0 | 0 | 0 | 0 | 0 | 0 | 0 | 0 | 0 | 0 | 0 | 0 | 0 | 0 | 0 | 0 | 0 | 0 | 0 | 0 | 0 | 0 | 0 | 0 | 0 | 0 | 0 | 0 | 0 | 0
F5_Commercial_Office_Existing_Miscellaneous_Natural Gas_Pool Heater_E6 | F5 | Commercial | Office | Existing | Miscellaneous | Natural Gas | Pool Heater | E6 | RIM BC Ratio | 0 | 0 | 0 | 0 | 0 | 0 | 0 | 0 | 0 | 0 | 0 | 0 | 0 | 0 | 0 | 0 | 0 | 0 | 0 | 0 | 0 | 0 | 0 | 0 | 0 | 0 | 0 | 0 | 0 | 0
F5_Commercial_Office_Existing_Miscellaneous_Natural Gas_Pool Heater_E7 | F5 | Commercial | Office | Existing | Miscellaneous | Natural Gas | Pool Heater | E7 | RIM BC Ratio | 0 | 0 | 0 | 0 | 0 | 0 | 0 | 0 | 0 | 0 | 0 | 0 | 0 | 0 | 0 | 0 | 0 | 0 | 0 | 0 | 0 | 0 | 0 | 0 | 0 | 0 | 0 | 0 | 0 | 0
F5_Commercial_Office_Existing_Miscellaneous_Natural Gas_Pool Heater_E8 | F5 | Commercial | Office | Existing | Miscellaneous | Natural Gas | Pool Heater | E8 | RIM BC Ratio | 0 | 0 | 0 | 0 | 0 | 0 | 0 | 0 | 0 | 0 | 0 | 0 | 0 | 0 | 0 | 0 | 0 | 0 | 0 | 0 | 0 | 0 | 0 | 0 | 0 | 0 | 0 | 0 | 0 | 0
F5_Commercial_Office_Existing_Miscellaneous_Natural Gas_Pool Heater_E9 | F5 | Commercial | Office | Existing | Miscellaneous | Natural Gas | Pool Heater | E9 | RIM BC Ratio | 0 | 0 | 0 | 0 | 0 | 0 | 0 | 0 | 0 | 0 | 0 | 0 | 0 | 0 | 0 | 0 | 0 | 0 | 0 | 0 | 0 | 0 | 0 | 0 | 0 | 0 | 0 | 0 | 0 | 0
F5_Commercial_Office_Existing_Miscellaneous_Natural Gas_Pool Heater_E10 | F5 | Commercial | Office | Existing | Miscellaneous | Natural Gas | Pool Heater | E10 | RIM BC Ratio | 0 | 0 | 0 | 0 | 0 | 0 | 0 | 0 | 0 | 0 | 0 | 0 | 0 | 0 | 0 | 0 | 0 | 0 | 0 | 0 | 0 | 0 | 0 | 0 | 0 | 0 | 0 | 0 | 0 | 0
F0_Commercial_Office_Existing_Miscellaneous_Natural Gas_Miscellaneous_E0 | F0 | Commercial | Office | Existing | Miscellaneous | Natural Gas | Miscellaneous | E0 | Economic Unit | Miscellaneous | Miscellaneous | Miscellaneous | Miscellaneous | Miscellaneous | Miscellaneous | Miscellaneous | Miscellaneous | Miscellaneous | Miscellaneous | Miscellaneous | Miscellaneous | Miscellaneous | Miscellaneous | Miscellaneous | Miscellaneous | Miscellaneous | Miscellaneous | Miscellaneous | Miscellaneous | Miscellaneous | Miscellaneous | 0 | 0 | 0 | 0 | 0 | 0 | 0 | 0
F1_Commercial_Office_Existing_Miscellaneous_Natural Gas_Miscellaneous_E1 | F1 | Commercial | Office | Existing | Miscellaneous | Natural Gas | Miscellaneous | E1 | CCE | 0 | 0 | 0 | 0 | 0 | 0 | 0 | 0 | 0 | 0 | 0 | 0 | 0 | 0 | 0 | 0 | 0 | 0 | 0 | 0 | 0 | 0 | 0 | 0 | 0 | 0 | 0 | 0 | 0 | 0
F1_Commercial_Office_Existing_Miscellaneous_Natural Gas_Miscellaneous_E2 | F1 | Commercial | Office | Existing | Miscellaneous | Natural Gas | Miscellaneous | E2 | CCE | 0 | 0 | 0 | 0 | 0 | 0 | 0 | 0 | 0 | 0 | 0 | 0 | 0 | 0 | 0 | 0 | 0 | 0 | 0 | 0 | 0 | 0 | 0 | 0 | 0 | 0 | 0 | 0 | 0 | 0
F1_Commercial_Office_Existing_Miscellaneous_Natural Gas_Miscellaneous_E3 | F1 | Commercial | Office | Existing | Miscellaneous | Natural Gas | Miscellaneous | E3 | CCE | 0 | 0 | 0 | 0 | 0 | 0 | 0 | 0 | 0 | 0 | 0 | 0 | 0 | 0 | 0 | 0 | 0 | 0 | 0 | 0 | 0 | 0 | 0 | 0 | 0 | 0 | 0 | 0 | 0 | 0
F1_Commercial_Office_Existing_Miscellaneous_Natural Gas_Miscellaneous_E4 | F1 | Commercial | Office | Existing | Miscellaneous | Natural Gas | Miscellaneous | E4 | CCE | 0 | 0 | 0 | 0 | 0 | 0 | 0 | 0 | 0 | 0 | 0 | 0 | 0 | 0 | 0 | 0 | 0 | 0 | 0 | 0 | 0 | 0 | 0 | 0 | 0 | 0 | 0 | 0 | 0 | 0
F1_Commercial_Office_Existing_Miscellaneous_Natural Gas_Miscellaneous_E5 | F1 | Commercial | Office | Existing | Miscellaneous | Natural Gas | Miscellaneous | E5 | CCE | 0 | 0 | 0 | 0 | 0 | 0 | 0 | 0 | 0 | 0 | 0 | 0 | 0 | 0 | 0 | 0 | 0 | 0 | 0 | 0 | 0 | 0 | 0 | 0 | 0 | 0 | 0 | 0 | 0 | 0
F1_Commercial_Office_Existing_Miscellaneous_Natural Gas_Miscellaneous_E6 | F1 | Commercial | Office | Existing | Miscellaneous | Natural Gas | Miscellaneous | E6 | CCE | 0 | 0 | 0 | 0 | 0 | 0 | 0 | 0 | 0 | 0 | 0 | 0 | 0 | 0 | 0 | 0 | 0 | 0 | 0 | 0 | 0 | 0 | 0 | 0 | 0 | 0 | 0 | 0 | 0 | 0
F1_Commercial_Office_Existing_Miscellaneous_Natural Gas_Miscellaneous_E7 | F1 | Commercial | Office | Existing | Miscellaneous | Natural Gas | Miscellaneous | E7 | CCE | 0 | 0 | 0 | 0 | 0 | 0 | 0 | 0 | 0 | 0 | 0 | 0 | 0 | 0 | 0 | 0 | 0 | 0 | 0 | 0 | 0 | 0 | 0 | 0 | 0 | 0 | 0 | 0 | 0 | 0
F1_Commercial_Office_Existing_Miscellaneous_Natural Gas_Miscellaneous_E8 | F1 | Commercial | Office | Existing | Miscellaneous | Natural Gas | Miscellaneous | E8 | CCE | 0 | 0 | 0 | 0 | 0 | 0 | 0 | 0 | 0 | 0 | 0 | 0 | 0 | 0 | 0 | 0 | 0 | 0 | 0 | 0 | 0 | 0 | 0 | 0 | 0 | 0 | 0 | 0 | 0 | 0
F1_Commercial_Office_Existing_Miscellaneous_Natural Gas_Miscellaneous_E9 | F1 | Commercial | Office | Existing | Miscellaneous | Natural Gas | Miscellaneous | E9 | CCE | 0 | 0 | 0 | 0 | 0 | 0 | 0 | 0 | 0 | 0 | 0 | 0 | 0 | 0 | 0 | 0 | 0 | 0 | 0 | 0 | 0 | 0 | 0 | 0 | 0 | 0 | 0 | 0 | 0 | 0
F1_Commercial_Office_Existing_Miscellaneous_Natural Gas_Miscellaneous_E10 | F1 | Commercial | Office | Existing | Miscellaneous | Natural Gas | Miscellaneous | E10 | CCE | 0 | 0 | 0 | 0 | 0 | 0 | 0 | 0 | 0 | 0 | 0 | 0 | 0 | 0 | 0 | 0 | 0 | 0 | 0 | 0 | 0 | 0 | 0 | 0 | 0 | 0 | 0 | 0 | 0 | 0
F2_Commercial_Office_Existing_Miscellaneous_Natural Gas_Miscellaneous_E1 | F2 | Commercial | Office | Existing | Miscellaneous | Natural Gas | Miscellaneous | E1 | TRC BC Ratio | 0.9 | 0.9 | 0.9 | 0.9 | 0.9 | 0.9 | 0.9 | 0.9 | 0.9 | 0.9 | 0.9 | 0.9 | 0.9 | 0.9 | 0.9 | 0.9 | 0.9 | 0.9 | 0.9 | 0.9 | 0.9 | 0.9 | 0 | 0 | 0 | 0 | 0 | 0 | 0 | 0
F2_Commercial_Office_Existing_Miscellaneous_Natural Gas_Miscellaneous_E2 | F2 | Commercial | Office | Existing | Miscellaneous | Natural Gas | Miscellaneous | E2 | TRC BC Ratio | 0 | 0 | 0 | 0 | 0 | 0 | 0 | 0 | 0 | 0 | 0 | 0 | 0 | 0 | 0 | 0 | 0 | 0 | 0 | 0 | 0 | 0 | 0 | 0 | 0 | 0 | 0 | 0 | 0 | 0
F2_Commercial_Office_Existing_Miscellaneous_Natural Gas_Miscellaneous_E3 | F2 | Commercial | Office | Existing | Miscellaneous | Natural Gas | Miscellaneous | E3 | TRC BC Ratio | 0 | 0 | 0 | 0 | 0 | 0 | 0 | 0 | 0 | 0 | 0 | 0 | 0 | 0 | 0 | 0 | 0 | 0 | 0 | 0 | 0 | 0 | 0 | 0 | 0 | 0 | 0 | 0 | 0 | 0
F2_Commercial_Office_Existing_Miscellaneous_Natural Gas_Miscellaneous_E4 | F2 | Commercial | Office | Existing | Miscellaneous | Natural Gas | Miscellaneous | E4 | TRC BC Ratio | 0 | 0 | 0 | 0 | 0 | 0 | 0 | 0 | 0 | 0 | 0 | 0 | 0 | 0 | 0 | 0 | 0 | 0 | 0 | 0 | 0 | 0 | 0 | 0 | 0 | 0 | 0 | 0 | 0 | 0
F2_Commercial_Office_Existing_Miscellaneous_Natural Gas_Miscellaneous_E5 | F2 | Commercial | Office | Existing | Miscellaneous | Natural Gas | Miscellaneous | E5 | TRC BC Ratio | 0 | 0 | 0 | 0 | 0 | 0 | 0 | 0 | 0 | 0 | 0 | 0 | 0 | 0 | 0 | 0 | 0 | 0 | 0 | 0 | 0 | 0 | 0 | 0 | 0 | 0 | 0 | 0 | 0 | 0
F2_Commercial_Office_Existing_Miscellaneous_Natural Gas_Miscellaneous_E6 | F2 | Commercial | Office | Existing | Miscellaneous | Natural Gas | Miscellaneous | E6 | TRC BC Ratio | 0 | 0 | 0 | 0 | 0 | 0 | 0 | 0 | 0 | 0 | 0 | 0 | 0 | 0 | 0 | 0 | 0 | 0 | 0 | 0 | 0 | 0 | 0 | 0 | 0 | 0 | 0 | 0 | 0 | 0
F2_Commercial_Office_Existing_Miscellaneous_Natural Gas_Miscellaneous_E7 | F2 | Commercial | Office | Existing | Miscellaneous | Natural Gas | Miscellaneous | E7 | TRC BC Ratio | 0 | 0 | 0 | 0 | 0 | 0 | 0 | 0 | 0 | 0 | 0 | 0 | 0 | 0 | 0 | 0 | 0 | 0 | 0 | 0 | 0 | 0 | 0 | 0 | 0 | 0 | 0 | 0 | 0 | 0
F2_Commercial_Office_Existing_Miscellaneous_Natural Gas_Miscellaneous_E8 | F2 | Commercial | Office | Existing | Miscellaneous | Natural Gas | Miscellaneous | E8 | TRC BC Ratio | 0 | 0 | 0 | 0 | 0 | 0 | 0 | 0 | 0 | 0 | 0 | 0 | 0 | 0 | 0 | 0 | 0 | 0 | 0 | 0 | 0 | 0 | 0 | 0 | 0 | 0 | 0 | 0 | 0 | 0
F2_Commercial_Office_Existing_Miscellaneous_Natural Gas_Miscellaneous_E9 | F2 | Commercial | Office | Existing | Miscellaneous | Natural Gas | Miscellaneous | E9 | TRC BC Ratio | 0 | 0 | 0 | 0 | 0 | 0 | 0 | 0 | 0 | 0 | 0 | 0 | 0 | 0 | 0 | 0 | 0 | 0 | 0 | 0 | 0 | 0 | 0 | 0 | 0 | 0 | 0 | 0 | 0 | 0
F2_Commercial_Office_Existing_Miscellaneous_Natural Gas_Miscellaneous_E10 | F2 | Commercial | Office | Existing | Miscellaneous | Natural Gas | Miscellaneous | E10 | TRC BC Ratio | 0 | 0 | 0 | 0 | 0 | 0 | 0 | 0 | 0 | 0 | 0 | 0 | 0 | 0 | 0 | 0 | 0 | 0 | 0 | 0 | 0 | 0 | 0 | 0 | 0 | 0 | 0 | 0 | 0 | 0
F3_Commercial_Office_Existing_Miscellaneous_Natural Gas_Miscellaneous_E1 | F3 | Commercial | Office | Existing | Miscellaneous | Natural Gas | Miscellaneous | E1 | PACT BC Ratio | 0.9 | 0.9 | 0.9 | 0.9 | 0.9 | 0.9 | 0.9 | 0.9 | 0.9 | 0.9 | 0.9 | 0.9 | 0.9 | 0.9 | 0.9 | 0.9 | 0.9 | 0.9 | 0.9 | 0.9 | 0.9 | 0.9 | 0 | 0 | 0 | 0 | 0 | 0 | 0 | 0
F3_Commercial_Office_Existing_Miscellaneous_Natural Gas_Miscellaneous_E2 | F3 | Commercial | Office | Existing | Miscellaneous | Natural Gas | Miscellaneous | E2 | PACT BC Ratio | 0 | 0 | 0 | 0 | 0 | 0 | 0 | 0 | 0 | 0 | 0 | 0 | 0 | 0 | 0 | 0 | 0 | 0 | 0 | 0 | 0 | 0 | 0 | 0 | 0 | 0 | 0 | 0 | 0 | 0
F3_Commercial_Office_Existing_Miscellaneous_Natural Gas_Miscellaneous_E3 | F3 | Commercial | Office | Existing | Miscellaneous | Natural Gas | Miscellaneous | E3 | PACT BC Ratio | 0 | 0 | 0 | 0 | 0 | 0 | 0 | 0 | 0 | 0 | 0 | 0 | 0 | 0 | 0 | 0 | 0 | 0 | 0 | 0 | 0 | 0 | 0 | 0 | 0 | 0 | 0 | 0 | 0 | 0
F3_Commercial_Office_Existing_Miscellaneous_Natural Gas_Miscellaneous_E4 | F3 | Commercial | Office | Existing | Miscellaneous | Natural Gas | Miscellaneous | E4 | PACT BC Ratio | 0 | 0 | 0 | 0 | 0 | 0 | 0 | 0 | 0 | 0 | 0 | 0 | 0 | 0 | 0 | 0 | 0 | 0 | 0 | 0 | 0 | 0 | 0 | 0 | 0 | 0 | 0 | 0 | 0 | 0
F3_Commercial_Office_Existing_Miscellaneous_Natural Gas_Miscellaneous_E5 | F3 | Commercial | Office | Existing | Miscellaneous | Natural Gas | Miscellaneous | E5 | PACT BC Ratio | 0 | 0 | 0 | 0 | 0 | 0 | 0 | 0 | 0 | 0 | 0 | 0 | 0 | 0 | 0 | 0 | 0 | 0 | 0 | 0 | 0 | 0 | 0 | 0 | 0 | 0 | 0 | 0 | 0 | 0
F3_Commercial_Office_Existing_Miscellaneous_Natural Gas_Miscellaneous_E6 | F3 | Commercial | Office | Existing | Miscellaneous | Natural Gas | Miscellaneous | E6 | PACT BC Ratio | 0 | 0 | 0 | 0 | 0 | 0 | 0 | 0 | 0 | 0 | 0 | 0 | 0 | 0 | 0 | 0 | 0 | 0 | 0 | 0 | 0 | 0 | 0 | 0 | 0 | 0 | 0 | 0 | 0 | 0
F3_Commercial_Office_Existing_Miscellaneous_Natural Gas_Miscellaneous_E7 | F3 | Commercial | Office | Existing | Miscellaneous | Natural Gas | Miscellaneous | E7 | PACT BC Ratio | 0 | 0 | 0 | 0 | 0 | 0 | 0 | 0 | 0 | 0 | 0 | 0 | 0 | 0 | 0 | 0 | 0 | 0 | 0 | 0 | 0 | 0 | 0 | 0 | 0 | 0 | 0 | 0 | 0 | 0
F3_Commercial_Office_Existing_Miscellaneous_Natural Gas_Miscellaneous_E8 | F3 | Commercial | Office | Existing | Miscellaneous | Natural Gas | Miscellaneous | E8 | PACT BC Ratio | 0 | 0 | 0 | 0 | 0 | 0 | 0 | 0 | 0 | 0 | 0 | 0 | 0 | 0 | 0 | 0 | 0 | 0 | 0 | 0 | 0 | 0 | 0 | 0 | 0 | 0 | 0 | 0 | 0 | 0
F3_Commercial_Office_Existing_Miscellaneous_Natural Gas_Miscellaneous_E9 | F3 | Commercial | Office | Existing | Miscellaneous | Natural Gas | Miscellaneous | E9 | PACT BC Ratio | 0 | 0 | 0 | 0 | 0 | 0 | 0 | 0 | 0 | 0 | 0 | 0 | 0 | 0 | 0 | 0 | 0 | 0 | 0 | 0 | 0 | 0 | 0 | 0 | 0 | 0 | 0 | 0 | 0 | 0
F3_Commercial_Office_Existing_Miscellaneous_Natural Gas_Miscellaneous_E10 | F3 | Commercial | Office | Existing | Miscellaneous | Natural Gas | Miscellaneous | E10 | PACT BC Ratio | 0 | 0 | 0 | 0 | 0 | 0 | 0 | 0 | 0 | 0 | 0 | 0 | 0 | 0 | 0 | 0 | 0 | 0 | 0 | 0 | 0 | 0 | 0 | 0 | 0 | 0 | 0 | 0 | 0 | 0
F4_Commercial_Office_Existing_Miscellaneous_Natural Gas_Miscellaneous_E1 | F4 | Commercial | Office | Existing | Miscellaneous | Natural Gas | Miscellaneous | E1 | PCT BC Ratio | 0.9 | 0.9 | 0.9 | 0.9 | 0.9 | 0.9 | 0.9 | 0.9 | 0.9 | 0.9 | 0.9 | 0.9 | 0.9 | 0.9 | 0.9 | 0.9 | 0.9 | 0.9 | 0.9 | 0.9 | 0.9 | 0.9 | 0 | 0 | 0 | 0 | 0 | 0 | 0 | 0
F4_Commercial_Office_Existing_Miscellaneous_Natural Gas_Miscellaneous_E2 | F4 | Commercial | Office | Existing | Miscellaneous | Natural Gas | Miscellaneous | E2 | PCT BC Ratio | 0 | 0 | 0 | 0 | 0 | 0 | 0 | 0 | 0 | 0 | 0 | 0 | 0 | 0 | 0 | 0 | 0 | 0 | 0 | 0 | 0 | 0 | 0 | 0 | 0 | 0 | 0 | 0 | 0 | 0
F4_Commercial_Office_Existing_Miscellaneous_Natural Gas_Miscellaneous_E3 | F4 | Commercial | Office | Existing | Miscellaneous | Natural Gas | Miscellaneous | E3 | PCT BC Ratio | 0 | 0 | 0 | 0 | 0 | 0 | 0 | 0 | 0 | 0 | 0 | 0 | 0 | 0 | 0 | 0 | 0 | 0 | 0 | 0 | 0 | 0 | 0 | 0 | 0 | 0 | 0 | 0 | 0 | 0
F4_Commercial_Office_Existing_Miscellaneous_Natural Gas_Miscellaneous_E4 | F4 | Commercial | Office | Existing | Miscellaneous | Natural Gas | Miscellaneous | E4 | PCT BC Ratio | 0 | 0 | 0 | 0 | 0 | 0 | 0 | 0 | 0 | 0 | 0 | 0 | 0 | 0 | 0 | 0 | 0 | 0 | 0 | 0 | 0 | 0 | 0 | 0 | 0 | 0 | 0 | 0 | 0 | 0
F4_Commercial_Office_Existing_Miscellaneous_Natural Gas_Miscellaneous_E5 | F4 | Commercial | Office | Existing | Miscellaneous | Natural Gas | Miscellaneous | E5 | PCT BC Ratio | 0 | 0 | 0 | 0 | 0 | 0 | 0 | 0 | 0 | 0 | 0 | 0 | 0 | 0 | 0 | 0 | 0 | 0 | 0 | 0 | 0 | 0 | 0 | 0 | 0 | 0 | 0 | 0 | 0 | 0
F4_Commercial_Office_Existing_Miscellaneous_Natural Gas_Miscellaneous_E6 | F4 | Commercial | Office | Existing | Miscellaneous | Natural Gas | Miscellaneous | E6 | PCT BC Ratio | 0 | 0 | 0 | 0 | 0 | 0 | 0 | 0 | 0 | 0 | 0 | 0 | 0 | 0 | 0 | 0 | 0 | 0 | 0 | 0 | 0 | 0 | 0 | 0 | 0 | 0 | 0 | 0 | 0 | 0
F4_Commercial_Office_Existing_Miscellaneous_Natural Gas_Miscellaneous_E7 | F4 | Commercial | Office | Existing | Miscellaneous | Natural Gas | Miscellaneous | E7 | PCT BC Ratio | 0 | 0 | 0 | 0 | 0 | 0 | 0 | 0 | 0 | 0 | 0 | 0 | 0 | 0 | 0 | 0 | 0 | 0 | 0 | 0 | 0 | 0 | 0 | 0 | 0 | 0 | 0 | 0 | 0 | 0
F4_Commercial_Office_Existing_Miscellaneous_Natural Gas_Miscellaneous_E8 | F4 | Commercial | Office | Existing | Miscellaneous | Natural Gas | Miscellaneous | E8 | PCT BC Ratio | 0 | 0 | 0 | 0 | 0 | 0 | 0 | 0 | 0 | 0 | 0 | 0 | 0 | 0 | 0 | 0 | 0 | 0 | 0 | 0 | 0 | 0 | 0 | 0 | 0 | 0 | 0 | 0 | 0 | 0
F4_Commercial_Office_Existing_Miscellaneous_Natural Gas_Miscellaneous_E9 | F4 | Commercial | Office | Existing | Miscellaneous | Natural Gas | Miscellaneous | E9 | PCT BC Ratio | 0 | 0 | 0 | 0 | 0 | 0 | 0 | 0 | 0 | 0 | 0 | 0 | 0 | 0 | 0 | 0 | 0 | 0 | 0 | 0 | 0 | 0 | 0 | 0 | 0 | 0 | 0 | 0 | 0 | 0
F4_Commercial_Office_Existing_Miscellaneous_Natural Gas_Miscellaneous_E10 | F4 | Commercial | Office | Existing | Miscellaneous | Natural Gas | Miscellaneous | E10 | PCT BC Ratio | 0 | 0 | 0 | 0 | 0 | 0 | 0 | 0 | 0 | 0 | 0 | 0 | 0 | 0 | 0 | 0 | 0 | 0 | 0 | 0 | 0 | 0 | 0 | 0 | 0 | 0 | 0 | 0 | 0 | 0
F5_Commercial_Office_Existing_Miscellaneous_Natural Gas_Miscellaneous_E1 | F5 | Commercial | Office | Existing | Miscellaneous | Natural Gas | Miscellaneous | E1 | RIM BC Ratio | 0.9 | 0.9 | 0.9 | 0.9 | 0.9 | 0.9 | 0.9 | 0.9 | 0.9 | 0.9 | 0.9 | 0.9 | 0.9 | 0.9 | 0.9 | 0.9 | 0.9 | 0.9 | 0.9 | 0.9 | 0.9 | 0.9 | 0 | 0 | 0 | 0 | 0 | 0 | 0 | 0
F5_Commercial_Office_Existing_Miscellaneous_Natural Gas_Miscellaneous_E2 | F5 | Commercial | Office | Existing | Miscellaneous | Natural Gas | Miscellaneous | E2 | RIM BC Ratio | 0 | 0 | 0 | 0 | 0 | 0 | 0 | 0 | 0 | 0 | 0 | 0 | 0 | 0 | 0 | 0 | 0 | 0 | 0 | 0 | 0 | 0 | 0 | 0 | 0 | 0 | 0 | 0 | 0 | 0
F5_Commercial_Office_Existing_Miscellaneous_Natural Gas_Miscellaneous_E3 | F5 | Commercial | Office | Existing | Miscellaneous | Natural Gas | Miscellaneous | E3 | RIM BC Ratio | 0 | 0 | 0 | 0 | 0 | 0 | 0 | 0 | 0 | 0 | 0 | 0 | 0 | 0 | 0 | 0 | 0 | 0 | 0 | 0 | 0 | 0 | 0 | 0 | 0 | 0 | 0 | 0 | 0 | 0
F5_Commercial_Office_Existing_Miscellaneous_Natural Gas_Miscellaneous_E4 | F5 | Commercial | Office | Existing | Miscellaneous | Natural Gas | Miscellaneous | E4 | RIM BC Ratio | 0 | 0 | 0 | 0 | 0 | 0 | 0 | 0 | 0 | 0 | 0 | 0 | 0 | 0 | 0 | 0 | 0 | 0 | 0 | 0 | 0 | 0 | 0 | 0 | 0 | 0 | 0 | 0 | 0 | 0
F5_Commercial_Office_Existing_Miscellaneous_Natural Gas_Miscellaneous_E5 | F5 | Commercial | Office | Existing | Miscellaneous | Natural Gas | Miscellaneous | E5 | RIM BC Ratio | 0 | 0 | 0 | 0 | 0 | 0 | 0 | 0 | 0 | 0 | 0 | 0 | 0 | 0 | 0 | 0 | 0 | 0 | 0 | 0 | 0 | 0 | 0 | 0 | 0 | 0 | 0 | 0 | 0 | 0
F5_Commercial_Office_Existing_Miscellaneous_Natural Gas_Miscellaneous_E6 | F5 | Commercial | Office | Existing | Miscellaneous | Natural Gas | Miscellaneous | E6 | RIM BC Ratio | 0 | 0 | 0 | 0 | 0 | 0 | 0 | 0 | 0 | 0 | 0 | 0 | 0 | 0 | 0 | 0 | 0 | 0 | 0 | 0 | 0 | 0 | 0 | 0 | 0 | 0 | 0 | 0 | 0 | 0
F5_Commercial_Office_Existing_Miscellaneous_Natural Gas_Miscellaneous_E7 | F5 | Commercial | Office | Existing | Miscellaneous | Natural Gas | Miscellaneous | E7 | RIM BC Ratio | 0 | 0 | 0 | 0 | 0 | 0 | 0 | 0 | 0 | 0 | 0 | 0 | 0 | 0 | 0 | 0 | 0 | 0 | 0 | 0 | 0 | 0 | 0 | 0 | 0 | 0 | 0 | 0 | 0 | 0
F5_Commercial_Office_Existing_Miscellaneous_Natural Gas_Miscellaneous_E8 | F5 | Commercial | Office | Existing | Miscellaneous | Natural Gas | Miscellaneous | E8 | RIM BC Ratio | 0 | 0 | 0 | 0 | 0 | 0 | 0 | 0 | 0 | 0 | 0 | 0 | 0 | 0 | 0 | 0 | 0 | 0 | 0 | 0 | 0 | 0 | 0 | 0 | 0 | 0 | 0 | 0 | 0 | 0
F5_Commercial_Office_Existing_Miscellaneous_Natural Gas_Miscellaneous_E9 | F5 | Commercial | Office | Existing | Miscellaneous | Natural Gas | Miscellaneous | E9 | RIM BC Ratio | 0 | 0 | 0 | 0 | 0 | 0 | 0 | 0 | 0 | 0 | 0 | 0 | 0 | 0 | 0 | 0 | 0 | 0 | 0 | 0 | 0 | 0 | 0 | 0 | 0 | 0 | 0 | 0 | 0 | 0
F5_Commercial_Office_Existing_Miscellaneous_Natural Gas_Miscellaneous_E10 | F5 | Commercial | Office | Existing | Miscellaneous | Natural Gas | Miscellaneous | E10 | RIM BC Ratio | 0 | 0 | 0 | 0 | 0 | 0 | 0 | 0 | 0 | 0 | 0 | 0 | 0 | 0 | 0 | 0 | 0 | 0 | 0 | 0 | 0 | 0 | 0 | 0 | 0 | 0 | 0 | 0 | 0 | 0
F0_Commercial_Office_New_Space Heating_Natural Gas_Furnace_E0 | F0 | Commercial | Office | New | Space Heating | Natural Gas | Furnace | E0 | Economic Unit | AFUE 96% | AFUE 96% | AFUE 96% | AFUE 96% | AFUE 96% | AFUE 96% | AFUE 96% | AFUE 96% | AFUE 96% | AFUE 96% | AFUE 96% | AFUE 96% | AFUE 96% | AFUE 96% | AFUE 96% | AFUE 96% | AFUE 96% | AFUE 96% | AFUE 96% | AFUE 96% | AFUE 96% | AFUE 96% | 0 | 0 | 0 | 0 | 0 | 0 | 0 | 0
F1_Commercial_Office_New_Space Heating_Natural Gas_Furnace_E1 | F1 | Commercial | Office | New | Space Heating | Natural Gas | Furnace | E1 | CCE | 0 | 0 | 0 | 0 | 0 | 0 | 0 | 0 | 0 | 0 | 0 | 0 | 0 | 0 | 0 | 0 | 0 | 0 | 0 | 0 | 0 | 0 | 0 | 0 | 0 | 0 | 0 | 0 | 0 | 0
F1_Commercial_Office_New_Space Heating_Natural Gas_Furnace_E2 | F1 | Commercial | Office | New | Space Heating | Natural Gas | Furnace | E2 | CCE | 0.0062182 | 0.0062182 | 0.0065327 | 0.0064334 | 0.0063369 | 0.0062163 | 0.0061994 | 0.0061595 | 0.0061224 | 0.0060665 | 0.0060578 | 0.0060299 | 0.0060051 | 0.0059576 | 0.0059639 | 0.0059457 | 0.0059278 | 0.0058886 | 0.0059002 | 0.0058887 | 0.00588 | 0.0058472 | 0 | 0 | 0 | 0 | 0 | 0 | 0 | 0
F1_Commercial_Office_New_Space Heating_Natural Gas_Furnace_E3 | F1 | Commercial | Office | New | Space Heating | Natural Gas | Furnace | E3 | CCE | 0.0087516 | 0.0087516 | 0.0091942 | 0.0090544 | 0.0089186 | 0.0087489 | 0.008725 | 0.0086689 | 0.0086167 | 0.008538 | 0.0085258 | 0.0084866 | 0.0084516 | 0.0083848 | 0.0083936 | 0.008368 | 0.0083428 | 0.0082877 | 0.0083039 | 0.0082878 | 0.0082756 | 0.0082293 | 0 | 0 | 0 | 0 | 0 | 0 | 0 | 0
F1_Commercial_Office_New_Space Heating_Natural Gas_Furnace_E4 | F1 | Commercial | Office | New | Space Heating | Natural Gas | Furnace | E4 | CCE | 0 | 0 | 0 | 0 | 0 | 0 | 0 | 0 | 0 | 0 | 0 | 0 | 0 | 0 | 0 | 0 | 0 | 0 | 0 | 0 | 0 | 0 | 0 | 0 | 0 | 0 | 0 | 0 | 0 | 0
F1_Commercial_Office_New_Space Heating_Natural Gas_Furnace_E5 | F1 | Commercial | Office | New | Space Heating | Natural Gas | Furnace | E5 | CCE | 0 | 0 | 0 | 0 | 0 | 0 | 0 | 0 | 0 | 0 | 0 | 0 | 0 | 0 | 0 | 0 | 0 | 0 | 0 | 0 | 0 | 0 | 0 | 0 | 0 | 0 | 0 | 0 | 0 | 0
F1_Commercial_Office_New_Space Heating_Natural Gas_Furnace_E6 | F1 | Commercial | Office | New | Space Heating | Natural Gas | Furnace | E6 | CCE | 0 | 0 | 0 | 0 | 0 | 0 | 0 | 0 | 0 | 0 | 0 | 0 | 0 | 0 | 0 | 0 | 0 | 0 | 0 | 0 | 0 | 0 | 0 | 0 | 0 | 0 | 0 | 0 | 0 | 0
F1_Commercial_Office_New_Space Heating_Natural Gas_Furnace_E7 | F1 | Commercial | Office | New | Space Heating | Natural Gas | Furnace | E7 | CCE | 0 | 0 | 0 | 0 | 0 | 0 | 0 | 0 | 0 | 0 | 0 | 0 | 0 | 0 | 0 | 0 | 0 | 0 | 0 | 0 | 0 | 0 | 0 | 0 | 0 | 0 | 0 | 0 | 0 | 0
F1_Commercial_Office_New_Space Heating_Natural Gas_Furnace_E8 | F1 | Commercial | Office | New | Space Heating | Natural Gas | Furnace | E8 | CCE | 0 | 0 | 0 | 0 | 0 | 0 | 0 | 0 | 0 | 0 | 0 | 0 | 0 | 0 | 0 | 0 | 0 | 0 | 0 | 0 | 0 | 0 | 0 | 0 | 0 | 0 | 0 | 0 | 0 | 0
F1_Commercial_Office_New_Space Heating_Natural Gas_Furnace_E9 | F1 | Commercial | Office | New | Space Heating | Natural Gas | Furnace | E9 | CCE | 0 | 0 | 0 | 0 | 0 | 0 | 0 | 0 | 0 | 0 | 0 | 0 | 0 | 0 | 0 | 0 | 0 | 0 | 0 | 0 | 0 | 0 | 0 | 0 | 0 | 0 | 0 | 0 | 0 | 0
F1_Commercial_Office_New_Space Heating_Natural Gas_Furnace_E10 | F1 | Commercial | Office | New | Space Heating | Natural Gas | Furnace | E10 | CCE | 0 | 0 | 0 | 0 | 0 | 0 | 0 | 0 | 0 | 0 | 0 | 0 | 0 | 0 | 0 | 0 | 0 | 0 | 0 | 0 | 0 | 0 | 0 | 0 | 0 | 0 | 0 | 0 | 0 | 0
F2_Commercial_Office_New_Space Heating_Natural Gas_Furnace_E1 | F2 | Commercial | Office | New | Space Heating | Natural Gas | Furnace | E1 | TRC BC Ratio | 0.9 | 0.9 | 0.9 | 0.9 | 0.9 | 0.9 | 0.9 | 0.9 | 0.9 | 0.9 | 0.9 | 0.9 | 0.9 | 0.9 | 0.9 | 0.9 | 0.9 | 0.9 | 0.9 | 0.9 | 0.9 | 0.9 | 0 | 0 | 0 | 0 | 0 | 0 | 0 | 0
F2_Commercial_Office_New_Space Heating_Natural Gas_Furnace_E2 | F2 | Commercial | Office | New | Space Heating | Natural Gas | Furnace | E2 | TRC BC Ratio | 1.5481 | 1.5665 | 1.5864 | 1.6123 | 1.643 | 1.6772 | 1.7094 | 1.7392 | 1.7683 | 1.7979 | 1.8285 | 1.8598 | 1.8912 | 1.924 | 1.9564 | 1.9896 | 2.0242 | 2.0592 | 2.0948 | 2.1307 | 2.1668 | 2.2027 | 0 | 0 | 0 | 0 | 0 | 0 | 0 | 0
F2_Commercial_Office_New_Space Heating_Natural Gas_Furnace_E3 | F2 | Commercial | Office | New | Space Heating | Natural Gas | Furnace | E3 | TRC BC Ratio | 1.0999 | 1.113 | 1.1272 | 1.1456 | 1.1674 | 1.1917 | 1.2146 | 1.2357 | 1.2565 | 1.2774 | 1.2992 | 1.3214 | 1.3438 | 1.3671 | 1.3901 | 1.4136 | 1.4382 | 1.4631 | 1.4884 | 1.514 | 1.5396 | 1.5651 | 0 | 0 | 0 | 0 | 0 | 0 | 0 | 0
F2_Commercial_Office_New_Space Heating_Natural Gas_Furnace_E4 | F2 | Commercial | Office | New | Space Heating | Natural Gas | Furnace | E4 | TRC BC Ratio | 0 | 0 | 0 | 0 | 0 | 0 | 0 | 0 | 0 | 0 | 0 | 0 | 0 | 0 | 0 | 0 | 0 | 0 | 0 | 0 | 0 | 0 | 0 | 0 | 0 | 0 | 0 | 0 | 0 | 0
F2_Commercial_Office_New_Space Heating_Natural Gas_Furnace_E5 | F2 | Commercial | Office | New | Space Heating | Natural Gas | Furnace | E5 | TRC BC Ratio | 0 | 0 | 0 | 0 | 0 | 0 | 0 | 0 | 0 | 0 | 0 | 0 | 0 | 0 | 0 | 0 | 0 | 0 | 0 | 0 | 0 | 0 | 0 | 0 | 0 | 0 | 0 | 0 | 0 | 0
F2_Commercial_Office_New_Space Heating_Natural Gas_Furnace_E6 | F2 | Commercial | Office | New | Space Heating | Natural Gas | Furnace | E6 | TRC BC Ratio | 0 | 0 | 0 | 0 | 0 | 0 | 0 | 0 | 0 | 0 | 0 | 0 | 0 | 0 | 0 | 0 | 0 | 0 | 0 | 0 | 0 | 0 | 0 | 0 | 0 | 0 | 0 | 0 | 0 | 0
F2_Commercial_Office_New_Space Heating_Natural Gas_Furnace_E7 | F2 | Commercial | Office | New | Space Heating | Natural Gas | Furnace | E7 | TRC BC Ratio | 0 | 0 | 0 | 0 | 0 | 0 | 0 | 0 | 0 | 0 | 0 | 0 | 0 | 0 | 0 | 0 | 0 | 0 | 0 | 0 | 0 | 0 | 0 | 0 | 0 | 0 | 0 | 0 | 0 | 0
F2_Commercial_Office_New_Space Heating_Natural Gas_Furnace_E8 | F2 | Commercial | Office | New | Space Heating | Natural Gas | Furnace | E8 | TRC BC Ratio | 0 | 0 | 0 | 0 | 0 | 0 | 0 | 0 | 0 | 0 | 0 | 0 | 0 | 0 | 0 | 0 | 0 | 0 | 0 | 0 | 0 | 0 | 0 | 0 | 0 | 0 | 0 | 0 | 0 | 0
F2_Commercial_Office_New_Space Heating_Natural Gas_Furnace_E9 | F2 | Commercial | Office | New | Space Heating | Natural Gas | Furnace | E9 | TRC BC Ratio | 0 | 0 | 0 | 0 | 0 | 0 | 0 | 0 | 0 | 0 | 0 | 0 | 0 | 0 | 0 | 0 | 0 | 0 | 0 | 0 | 0 | 0 | 0 | 0 | 0 | 0 | 0 | 0 | 0 | 0
F2_Commercial_Office_New_Space Heating_Natural Gas_Furnace_E10 | F2 | Commercial | Office | New | Space Heating | Natural Gas | Furnace | E10 | TRC BC Ratio | 0 | 0 | 0 | 0 | 0 | 0 | 0 | 0 | 0 | 0 | 0 | 0 | 0 | 0 | 0 | 0 | 0 | 0 | 0 | 0 | 0 | 0 | 0 | 0 | 0 | 0 | 0 | 0 | 0 | 0
F3_Commercial_Office_New_Space Heating_Natural Gas_Furnace_E1 | F3 | Commercial | Office | New | Space Heating | Natural Gas | Furnace | E1 | PACT BC Ratio | 0.9 | 0.9 | 0.9 | 0.9 | 0.9 | 0.9 | 0.9 | 0.9 | 0.9 | 0.9 | 0.9 | 0.9 | 0.9 | 0.9 | 0.9 | 0.9 | 0.9 | 0.9 | 0.9 | 0.9 | 0.9 | 0.9 | 0 | 0 | 0 | 0 | 0 | 0 | 0 | 0
F3_Commercial_Office_New_Space Heating_Natural Gas_Furnace_E2 | F3 | Commercial | Office | New | Space Heating | Natural Gas | Furnace | E2 | PACT BC Ratio | 4.4673 | 4.5204 | 4.5779 | 4.6525 | 4.7411 | 4.8399 | 4.9328 | 5.0187 | 5.1029 | 5.1881 | 5.2766 | 5.3667 | 5.4575 | 5.5522 | 5.6457 | 5.7413 | 5.8411 | 5.9423 | 6.0449 | 6.1487 | 6.2527 | 6.3564 | 0 | 0 | 0 | 0 | 0 | 0 | 0 | 0
F3_Commercial_Office_New_Space Heating_Natural Gas_Furnace_E3 | F3 | Commercial | Office | New | Space Heating | Natural Gas | Furnace | E3 | PACT BC Ratio | 3.1741 | 3.2119 | 3.2527 | 3.3058 | 3.3687 | 3.4389 | 3.5049 | 3.5659 | 3.6258 | 3.6863 | 3.7491 | 3.8132 | 3.8777 | 3.945 | 4.0114 | 4.0793 | 4.1503 | 4.2222 | 4.2951 | 4.3688 | 4.4427 | 4.5164 | 0 | 0 | 0 | 0 | 0 | 0 | 0 | 0
F3_Commercial_Office_New_Space Heating_Natural Gas_Furnace_E4 | F3 | Commercial | Office | New | Space Heating | Natural Gas | Furnace | E4 | PACT BC Ratio | 0 | 0 | 0 | 0 | 0 | 0 | 0 | 0 | 0 | 0 | 0 | 0 | 0 | 0 | 0 | 0 | 0 | 0 | 0 | 0 | 0 | 0 | 0 | 0 | 0 | 0 | 0 | 0 | 0 | 0
F3_Commercial_Office_New_Space Heating_Natural Gas_Furnace_E5 | F3 | Commercial | Office | New | Space Heating | Natural Gas | Furnace | E5 | PACT BC Ratio | 0 | 0 | 0 | 0 | 0 | 0 | 0 | 0 | 0 | 0 | 0 | 0 | 0 | 0 | 0 | 0 | 0 | 0 | 0 | 0 | 0 | 0 | 0 | 0 | 0 | 0 | 0 | 0 | 0 | 0
F3_Commercial_Office_New_Space Heating_Natural Gas_Furnace_E6 | F3 | Commercial | Office | New | Space Heating | Natural Gas | Furnace | E6 | PACT BC Ratio | 0 | 0 | 0 | 0 | 0 | 0 | 0 | 0 | 0 | 0 | 0 | 0 | 0 | 0 | 0 | 0 | 0 | 0 | 0 | 0 | 0 | 0 | 0 | 0 | 0 | 0 | 0 | 0 | 0 | 0
F3_Commercial_Office_New_Space Heating_Natural Gas_Furnace_E7 | F3 | Commercial | Office | New | Space Heating | Natural Gas | Furnace | E7 | PACT BC Ratio | 0 | 0 | 0 | 0 | 0 | 0 | 0 | 0 | 0 | 0 | 0 | 0 | 0 | 0 | 0 | 0 | 0 | 0 | 0 | 0 | 0 | 0 | 0 | 0 | 0 | 0 | 0 | 0 | 0 | 0
F3_Commercial_Office_New_Space Heating_Natural Gas_Furnace_E8 | F3 | Commercial | Office | New | Space Heating | Natural Gas | Furnace | E8 | PACT BC Ratio | 0 | 0 | 0 | 0 | 0 | 0 | 0 | 0 | 0 | 0 | 0 | 0 | 0 | 0 | 0 | 0 | 0 | 0 | 0 | 0 | 0 | 0 | 0 | 0 | 0 | 0 | 0 | 0 | 0 | 0
F3_Commercial_Office_New_Space Heating_Natural Gas_Furnace_E9 | F3 | Commercial | Office | New | Space Heating | Natural Gas | Furnace | E9 | PACT BC Ratio | 0 | 0 | 0 | 0 | 0 | 0 | 0 | 0 | 0 | 0 | 0 | 0 | 0 | 0 | 0 | 0 | 0 | 0 | 0 | 0 | 0 | 0 | 0 | 0 | 0 | 0 | 0 | 0 | 0 | 0
F3_Commercial_Office_New_Space Heating_Natural Gas_Furnace_E10 | F3 | Commercial | Office | New | Space Heating | Natural Gas | Furnace | E10 | PACT BC Ratio | 0 | 0 | 0 | 0 | 0 | 0 | 0 | 0 | 0 | 0 | 0 | 0 | 0 | 0 | 0 | 0 | 0 | 0 | 0 | 0 | 0 | 0 | 0 | 0 | 0 | 0 | 0 | 0 | 0 | 0
F4_Commercial_Office_New_Space Heating_Natural Gas_Furnace_E1 | F4 | Commercial | Office | New | Space Heating | Natural Gas | Furnace | E1 | PCT BC Ratio | 0.9 | 0.9 | 0.9 | 0.9 | 0.9 | 0.9 | 0.9 | 0.9 | 0.9 | 0.9 | 0.9 | 0.9 | 0.9 | 0.9 | 0.9 | 0.9 | 0.9 | 0.9 | 0.9 | 0.9 | 0.9 | 0.9 | 0 | 0 | 0 | 0 | 0 | 0 | 0 | 0
F4_Commercial_Office_New_Space Heating_Natural Gas_Furnace_E2 | F4 | Commercial | Office | New | Space Heating | Natural Gas | Furnace | E2 | PCT BC Ratio | 2.4676 | 2.4946 | 2.5237 | 2.5616 | 2.6065 | 2.6566 | 2.7038 | 2.7473 | 2.7901 | 2.8333 | 2.8781 | 2.9239 | 2.9699 | 3.0179 | 3.0654 | 3.1138 | 3.1645 | 3.2158 | 3.2679 | 3.3205 | 3.3733 | 3.4259 | 0 | 0 | 0 | 0 | 0 | 0 | 0 | 0
F4_Commercial_Office_New_Space Heating_Natural Gas_Furnace_E3 | F4 | Commercial | Office | New | Space Heating | Natural Gas | Furnace | E3 | PCT BC Ratio | 1.8117 | 1.8308 | 1.8515 | 1.8784 | 1.9104 | 1.946 | 1.9794 | 2.0104 | 2.0408 | 2.0715 | 2.1033 | 2.1358 | 2.1686 | 2.2027 | 2.2364 | 2.2708 | 2.3068 | 2.3433 | 2.3803 | 2.4177 | 2.4552 | 2.4925 | 0 | 0 | 0 | 0 | 0 | 0 | 0 | 0
F4_Commercial_Office_New_Space Heating_Natural Gas_Furnace_E4 | F4 | Commercial | Office | New | Space Heating | Natural Gas | Furnace | E4 | PCT BC Ratio | 0 | 0 | 0 | 0 | 0 | 0 | 0 | 0 | 0 | 0 | 0 | 0 | 0 | 0 | 0 | 0 | 0 | 0 | 0 | 0 | 0 | 0 | 0 | 0 | 0 | 0 | 0 | 0 | 0 | 0
F4_Commercial_Office_New_Space Heating_Natural Gas_Furnace_E5 | F4 | Commercial | Office | New | Space Heating | Natural Gas | Furnace | E5 | PCT BC Ratio | 0 | 0 | 0 | 0 | 0 | 0 | 0 | 0 | 0 | 0 | 0 | 0 | 0 | 0 | 0 | 0 | 0 | 0 | 0 | 0 | 0 | 0 | 0 | 0 | 0 | 0 | 0 | 0 | 0 | 0
F4_Commercial_Office_New_Space Heating_Natural Gas_Furnace_E6 | F4 | Commercial | Office | New | Space Heating | Natural Gas | Furnace | E6 | PCT BC Ratio | 0 | 0 | 0 | 0 | 0 | 0 | 0 | 0 | 0 | 0 | 0 | 0 | 0 | 0 | 0 | 0 | 0 | 0 | 0 | 0 | 0 | 0 | 0 | 0 | 0 | 0 | 0 | 0 | 0 | 0
F4_Commercial_Office_New_Space Heating_Natural Gas_Furnace_E7 | F4 | Commercial | Office | New | Space Heating | Natural Gas | Furnace | E7 | PCT BC Ratio | 0 | 0 | 0 | 0 | 0 | 0 | 0 | 0 | 0 | 0 | 0 | 0 | 0 | 0 | 0 | 0 | 0 | 0 | 0 | 0 | 0 | 0 | 0 | 0 | 0 | 0 | 0 | 0 | 0 | 0
F4_Commercial_Office_New_Space Heating_Natural Gas_Furnace_E8 | F4 | Commercial | Office | New | Space Heating | Natural Gas | Furnace | E8 | PCT BC Ratio | 0 | 0 | 0 | 0 | 0 | 0 | 0 | 0 | 0 | 0 | 0 | 0 | 0 | 0 | 0 | 0 | 0 | 0 | 0 | 0 | 0 | 0 | 0 | 0 | 0 | 0 | 0 | 0 | 0 | 0
F4_Commercial_Office_New_Space Heating_Natural Gas_Furnace_E9 | F4 | Commercial | Office | New | Space Heating | Natural Gas | Furnace | E9 | PCT BC Ratio | 0 | 0 | 0 | 0 | 0 | 0 | 0 | 0 | 0 | 0 | 0 | 0 | 0 | 0 | 0 | 0 | 0 | 0 | 0 | 0 | 0 | 0 | 0 | 0 | 0 | 0 | 0 | 0 | 0 | 0
F4_Commercial_Office_New_Space Heating_Natural Gas_Furnace_E10 | F4 | Commercial | Office | New | Space Heating | Natural Gas | Furnace | E10 | PCT BC Ratio | 0 | 0 | 0 | 0 | 0 | 0 | 0 | 0 | 0 | 0 | 0 | 0 | 0 | 0 | 0 | 0 | 0 | 0 | 0 | 0 | 0 | 0 | 0 | 0 | 0 | 0 | 0 | 0 | 0 | 0
F5_Commercial_Office_New_Space Heating_Natural Gas_Furnace_E1 | F5 | Commercial | Office | New | Space Heating | Natural Gas | Furnace | E1 | RIM BC Ratio | 0.9 | 0.9 | 0.9 | 0.9 | 0.9 | 0.9 | 0.9 | 0.9 | 0.9 | 0.9 | 0.9 | 0.9 | 0.9 | 0.9 | 0.9 | 0.9 | 0.9 | 0.9 | 0.9 | 0.9 | 0.9 | 0.9 | 0 | 0 | 0 | 0 | 0 | 0 | 0 | 0
F5_Commercial_Office_New_Space Heating_Natural Gas_Furnace_E2 | F5 | Commercial | Office | New | Space Heating | Natural Gas | Furnace | E2 | RIM BC Ratio | 0.70328 | 0.70458 | 0.70596 | 0.70771 | 0.70973 | 0.71191 | 0.71388 | 0.71566 | 0.71734 | 0.719 | 0.72068 | 0.72234 | 0.72396 | 0.7256 | 0.72717 | 0.72873 | 0.73032 | 0.73188 | 0.73341 | 0.73492 | 0.73638 | 0.7378 | 0 | 0 | 0 | 0 | 0 | 0 | 0 | 0
F5_Commercial_Office_New_Space Heating_Natural Gas_Furnace_E3 | F5 | Commercial | Office | New | Space Heating | Natural Gas | Furnace | E3 | RIM BC Ratio | 0.66089 | 0.66251 | 0.66423 | 0.66641 | 0.66893 | 0.67166 | 0.67414 | 0.67636 | 0.67849 | 0.68058 | 0.68269 | 0.68479 | 0.68684 | 0.68892 | 0.69092 | 0.6929 | 0.69492 | 0.69691 | 0.69887 | 0.70079 | 0.70267 | 0.70448 | 0 | 0 | 0 | 0 | 0 | 0 | 0 | 0
F5_Commercial_Office_New_Space Heating_Natural Gas_Furnace_E4 | F5 | Commercial | Office | New | Space Heating | Natural Gas | Furnace | E4 | RIM BC Ratio | 0 | 0 | 0 | 0 | 0 | 0 | 0 | 0 | 0 | 0 | 0 | 0 | 0 | 0 | 0 | 0 | 0 | 0 | 0 | 0 | 0 | 0 | 0 | 0 | 0 | 0 | 0 | 0 | 0 | 0
F5_Commercial_Office_New_Space Heating_Natural Gas_Furnace_E5 | F5 | Commercial | Office | New | Space Heating | Natural Gas | Furnace | E5 | RIM BC Ratio | 0 | 0 | 0 | 0 | 0 | 0 | 0 | 0 | 0 | 0 | 0 | 0 | 0 | 0 | 0 | 0 | 0 | 0 | 0 | 0 | 0 | 0 | 0 | 0 | 0 | 0 | 0 | 0 | 0 | 0
F5_Commercial_Office_New_Space Heating_Natural Gas_Furnace_E6 | F5 | Commercial | Office | New | Space Heating | Natural Gas | Furnace | E6 | RIM BC Ratio | 0 | 0 | 0 | 0 | 0 | 0 | 0 | 0 | 0 | 0 | 0 | 0 | 0 | 0 | 0 | 0 | 0 | 0 | 0 | 0 | 0 | 0 | 0 | 0 | 0 | 0 | 0 | 0 | 0 | 0
F5_Commercial_Office_New_Space Heating_Natural Gas_Furnace_E7 | F5 | Commercial | Office | New | Space Heating | Natural Gas | Furnace | E7 | RIM BC Ratio | 0 | 0 | 0 | 0 | 0 | 0 | 0 | 0 | 0 | 0 | 0 | 0 | 0 | 0 | 0 | 0 | 0 | 0 | 0 | 0 | 0 | 0 | 0 | 0 | 0 | 0 | 0 | 0 | 0 | 0
F5_Commercial_Office_New_Space Heating_Natural Gas_Furnace_E8 | F5 | Commercial | Office | New | Space Heating | Natural Gas | Furnace | E8 | RIM BC Ratio | 0 | 0 | 0 | 0 | 0 | 0 | 0 | 0 | 0 | 0 | 0 | 0 | 0 | 0 | 0 | 0 | 0 | 0 | 0 | 0 | 0 | 0 | 0 | 0 | 0 | 0 | 0 | 0 | 0 | 0
F5_Commercial_Office_New_Space Heating_Natural Gas_Furnace_E9 | F5 | Commercial | Office | New | Space Heating | Natural Gas | Furnace | E9 | RIM BC Ratio | 0 | 0 | 0 | 0 | 0 | 0 | 0 | 0 | 0 | 0 | 0 | 0 | 0 | 0 | 0 | 0 | 0 | 0 | 0 | 0 | 0 | 0 | 0 | 0 | 0 | 0 | 0 | 0 | 0 | 0
F5_Commercial_Office_New_Space Heating_Natural Gas_Furnace_E10 | F5 | Commercial | Office | New | Space Heating | Natural Gas | Furnace | E10 | RIM BC Ratio | 0 | 0 | 0 | 0 | 0 | 0 | 0 | 0 | 0 | 0 | 0 | 0 | 0 | 0 | 0 | 0 | 0 | 0 | 0 | 0 | 0 | 0 | 0 | 0 | 0 | 0 | 0 | 0 | 0 | 0
F0_Commercial_Office_New_Space Heating_Natural Gas_Boiler_E0 | F0 | Commercial | Office | New | Space Heating | Natural Gas | Boiler | E0 | Economic Unit | AFUE 97% | AFUE 97% | AFUE 97% | AFUE 97% | AFUE 97% | AFUE 97% | AFUE 97% | AFUE 97% | AFUE 97% | AFUE 97% | AFUE 97% | AFUE 97% | AFUE 97% | AFUE 97% | AFUE 97% | AFUE 97% | AFUE 97% | AFUE 97% | AFUE 97% | AFUE 97% | AFUE 97% | AFUE 97% | 0 | 0 | 0 | 0 | 0 | 0 | 0 | 0
F1_Commercial_Office_New_Space Heating_Natural Gas_Boiler_E1 | F1 | Commercial | Office | New | Space Heating | Natural Gas | Boiler | E1 | CCE | 0 | 0 | 0 | 0 | 0 | 0 | 0 | 0 | 0 | 0 | 0 | 0 | 0 | 0 | 0 | 0 | 0 | 0 | 0 | 0 | 0 | 0 | 0 | 0 | 0 | 0 | 0 | 0 | 0 | 0
F1_Commercial_Office_New_Space Heating_Natural Gas_Boiler_E2 | F1 | Commercial | Office | New | Space Heating | Natural Gas | Boiler | E2 | CCE | 0.010247 | 0.010247 | 0.010766 | 0.010602 | 0.010443 | 0.010244 | 0.010216 | 0.010151 | 0.01009 | 0.0099974 | 0.0099831 | 0.0099371 | 0.0098962 | 0.009818 | 0.0098283 | 0.0097983 | 0.0097688 | 0.0097043 | 0.0097233 | 0.0097043 | 0.0096901 | 0.0096359 | 0 | 0 | 0 | 0 | 0 | 0 | 0 | 0
F1_Commercial_Office_New_Space Heating_Natural Gas_Boiler_E3 | F1 | Commercial | Office | New | Space Heating | Natural Gas | Boiler | E3 | CCE | 0.010347 | 0.010347 | 0.01087 | 0.010705 | 0.010545 | 0.010344 | 0.010316 | 0.010249 | 0.010188 | 0.010095 | 0.01008 | 0.010034 | 0.0099925 | 0.0099134 | 0.0099239 | 0.0098935 | 0.0098638 | 0.0097986 | 0.0098178 | 0.0097987 | 0.0097843 | 0.0097296 | 0 | 0 | 0 | 0 | 0 | 0 | 0 | 0
F1_Commercial_Office_New_Space Heating_Natural Gas_Boiler_E4 | F1 | Commercial | Office | New | Space Heating | Natural Gas | Boiler | E4 | CCE | 0.070812 | 0.070812 | 0.074393 | 0.073262 | 0.072163 | 0.07079 | 0.070597 | 0.070143 | 0.06972 | 0.069083 | 0.068985 | 0.068667 | 0.068384 | 0.067844 | 0.067915 | 0.067708 | 0.067504 | 0.067058 | 0.067189 | 0.067059 | 0.06696 | 0.066586 | 0 | 0 | 0 | 0 | 0 | 0 | 0 | 0
F1_Commercial_Office_New_Space Heating_Natural Gas_Boiler_E5 | F1 | Commercial | Office | New | Space Heating | Natural Gas | Boiler | E5 | CCE | 0 | 0 | 0 | 0 | 0 | 0 | 0 | 0 | 0 | 0 | 0 | 0 | 0 | 0 | 0 | 0 | 0 | 0 | 0 | 0 | 0 | 0 | 0 | 0 | 0 | 0 | 0 | 0 | 0 | 0
F1_Commercial_Office_New_Space Heating_Natural Gas_Boiler_E6 | F1 | Commercial | Office | New | Space Heating | Natural Gas | Boiler | E6 | CCE | 0 | 0 | 0 | 0 | 0 | 0 | 0 | 0 | 0 | 0 | 0 | 0 | 0 | 0 | 0 | 0 | 0 | 0 | 0 | 0 | 0 | 0 | 0 | 0 | 0 | 0 | 0 | 0 | 0 | 0
F1_Commercial_Office_New_Space Heating_Natural Gas_Boiler_E7 | F1 | Commercial | Office | New | Space Heating | Natural Gas | Boiler | E7 | CCE | 0 | 0 | 0 | 0 | 0 | 0 | 0 | 0 | 0 | 0 | 0 | 0 | 0 | 0 | 0 | 0 | 0 | 0 | 0 | 0 | 0 | 0 | 0 | 0 | 0 | 0 | 0 | 0 | 0 | 0
F1_Commercial_Office_New_Space Heating_Natural Gas_Boiler_E8 | F1 | Commercial | Office | New | Space Heating | Natural Gas | Boiler | E8 | CCE | 0 | 0 | 0 | 0 | 0 | 0 | 0 | 0 | 0 | 0 | 0 | 0 | 0 | 0 | 0 | 0 | 0 | 0 | 0 | 0 | 0 | 0 | 0 | 0 | 0 | 0 | 0 | 0 | 0 | 0
F1_Commercial_Office_New_Space Heating_Natural Gas_Boiler_E9 | F1 | Commercial | Office | New | Space Heating | Natural Gas | Boiler | E9 | CCE | 0 | 0 | 0 | 0 | 0 | 0 | 0 | 0 | 0 | 0 | 0 | 0 | 0 | 0 | 0 | 0 | 0 | 0 | 0 | 0 | 0 | 0 | 0 | 0 | 0 | 0 | 0 | 0 | 0 | 0
F1_Commercial_Office_New_Space Heating_Natural Gas_Boiler_E10 | F1 | Commercial | Office | New | Space Heating | Natural Gas | Boiler | E10 | CCE | 0 | 0 | 0 | 0 | 0 | 0 | 0 | 0 | 0 | 0 | 0 | 0 | 0 | 0 | 0 | 0 | 0 | 0 | 0 | 0 | 0 | 0 | 0 | 0 | 0 | 0 | 0 | 0 | 0 | 0
F2_Commercial_Office_New_Space Heating_Natural Gas_Boiler_E1 | F2 | Commercial | Office | New | Space Heating | Natural Gas | Boiler | E1 | TRC BC Ratio | 0.9 | 0.9 | 0.9 | 0.9 | 0.9 | 0.9 | 0.9 | 0.9 | 0.9 | 0.9 | 0.9 | 0.9 | 0.9 | 0.9 | 0.9 | 0.9 | 0.9 | 0.9 | 0.9 | 0.9 | 0.9 | 0.9 | 0 | 0 | 0 | 0 | 0 | 0 | 0 | 0
F2_Commercial_Office_New_Space Heating_Natural Gas_Boiler_E2 | F2 | Commercial | Office | New | Space Heating | Natural Gas | Boiler | E2 | TRC BC Ratio | 0.95335 | 0.96483 | 0.97713 | 0.9928 | 1.0114 | 1.0323 | 1.0521 | 1.0706 | 1.0888 | 1.1072 | 1.1263 | 1.1458 | 1.1654 | 1.1859 | 1.2061 | 1.2267 | 1.2483 | 1.2701 | 1.2923 | 1.3147 | 1.337 | 1.3592 | 0 | 0 | 0 | 0 | 0 | 0 | 0 | 0
F2_Commercial_Office_New_Space Heating_Natural Gas_Boiler_E3 | F2 | Commercial | Office | New | Space Heating | Natural Gas | Boiler | E3 | TRC BC Ratio | 0.94417 | 0.95554 | 0.96772 | 0.98324 | 1.0017 | 1.0223 | 1.042 | 1.0603 | 1.0783 | 1.0966 | 1.1155 | 1.1348 | 1.1542 | 1.1744 | 1.1945 | 1.2149 | 1.2363 | 1.2579 | 1.2799 | 1.302 | 1.3242 | 1.3462 | 0 | 0 | 0 | 0 | 0 | 0 | 0 | 0
F2_Commercial_Office_New_Space Heating_Natural Gas_Boiler_E4 | F2 | Commercial | Office | New | Space Heating | Natural Gas | Boiler | E4 | TRC BC Ratio | 0.15097 | 0.15307 | 0.15519 | 0.15753 | 0.16011 | 0.1629 | 0.16571 | 0.16851 | 0.17137 | 0.17433 | 0.17743 | 0.18065 | 0.18399 | 0.18749 | 0.19103 | 0.19464 | 0.19835 | 0.20213 | 0.20598 | 0.20987 | 0.21377 | 0.21764 | 0 | 0 | 0 | 0 | 0 | 0 | 0 | 0
F2_Commercial_Office_New_Space Heating_Natural Gas_Boiler_E5 | F2 | Commercial | Office | New | Space Heating | Natural Gas | Boiler | E5 | TRC BC Ratio | 0 | 0 | 0 | 0 | 0 | 0 | 0 | 0 | 0 | 0 | 0 | 0 | 0 | 0 | 0 | 0 | 0 | 0 | 0 | 0 | 0 | 0 | 0 | 0 | 0 | 0 | 0 | 0 | 0 | 0
F2_Commercial_Office_New_Space Heating_Natural Gas_Boiler_E6 | F2 | Commercial | Office | New | Space Heating | Natural Gas | Boiler | E6 | TRC BC Ratio | 0 | 0 | 0 | 0 | 0 | 0 | 0 | 0 | 0 | 0 | 0 | 0 | 0 | 0 | 0 | 0 | 0 | 0 | 0 | 0 | 0 | 0 | 0 | 0 | 0 | 0 | 0 | 0 | 0 | 0
F2_Commercial_Office_New_Space Heating_Natural Gas_Boiler_E7 | F2 | Commercial | Office | New | Space Heating | Natural Gas | Boiler | E7 | TRC BC Ratio | 0 | 0 | 0 | 0 | 0 | 0 | 0 | 0 | 0 | 0 | 0 | 0 | 0 | 0 | 0 | 0 | 0 | 0 | 0 | 0 | 0 | 0 | 0 | 0 | 0 | 0 | 0 | 0 | 0 | 0
F2_Commercial_Office_New_Space Heating_Natural Gas_Boiler_E8 | F2 | Commercial | Office | New | Space Heating | Natural Gas | Boiler | E8 | TRC BC Ratio | 0 | 0 | 0 | 0 | 0 | 0 | 0 | 0 | 0 | 0 | 0 | 0 | 0 | 0 | 0 | 0 | 0 | 0 | 0 | 0 | 0 | 0 | 0 | 0 | 0 | 0 | 0 | 0 | 0 | 0
F2_Commercial_Office_New_Space Heating_Natural Gas_Boiler_E9 | F2 | Commercial | Office | New | Space Heating | Natural Gas | Boiler | E9 | TRC BC Ratio | 0 | 0 | 0 | 0 | 0 | 0 | 0 | 0 | 0 | 0 | 0 | 0 | 0 | 0 | 0 | 0 | 0 | 0 | 0 | 0 | 0 | 0 | 0 | 0 | 0 | 0 | 0 | 0 | 0 | 0
F2_Commercial_Office_New_Space Heating_Natural Gas_Boiler_E10 | F2 | Commercial | Office | New | Space Heating | Natural Gas | Boiler | E10 | TRC BC Ratio | 0 | 0 | 0 | 0 | 0 | 0 | 0 | 0 | 0 | 0 | 0 | 0 | 0 | 0 | 0 | 0 | 0 | 0 | 0 | 0 | 0 | 0 | 0 | 0 | 0 | 0 | 0 | 0 | 0 | 0
F3_Commercial_Office_New_Space Heating_Natural Gas_Boiler_E1 | F3 | Commercial | Office | New | Space Heating | Natural Gas | Boiler | E1 | PACT BC Ratio | 0.9 | 0.9 | 0.9 | 0.9 | 0.9 | 0.9 | 0.9 | 0.9 | 0.9 | 0.9 | 0.9 | 0.9 | 0.9 | 0.9 | 0.9 | 0.9 | 0.9 | 0.9 | 0.9 | 0.9 | 0.9 | 0.9 | 0 | 0 | 0 | 0 | 0 | 0 | 0 | 0
F3_Commercial_Office_New_Space Heating_Natural Gas_Boiler_E2 | F3 | Commercial | Office | New | Space Heating | Natural Gas | Boiler | E2 | PACT BC Ratio | 0.98173 | 0.99355 | 1.0062 | 1.0224 | 1.0415 | 1.063 | 1.0834 | 1.1025 | 1.1212 | 1.1402 | 1.1599 | 1.1799 | 1.2001 | 1.2211 | 1.242 | 1.2633 | 1.2854 | 1.3079 | 1.3308 | 1.3538 | 1.3768 | 1.3997 | 0 | 0 | 0 | 0 | 0 | 0 | 0 | 0
F3_Commercial_Office_New_Space Heating_Natural Gas_Boiler_E3 | F3 | Commercial | Office | New | Space Heating | Natural Gas | Boiler | E3 | PACT BC Ratio | 0.97227 | 0.98398 | 0.99652 | 1.0125 | 1.0315 | 1.0527 | 1.073 | 1.0919 | 1.1104 | 1.1292 | 1.1487 | 1.1685 | 1.1886 | 1.2094 | 1.23 | 1.2511 | 1.2731 | 1.2953 | 1.318 | 1.3408 | 1.3636 | 1.3862 | 0 | 0 | 0 | 0 | 0 | 0 | 0 | 0
F3_Commercial_Office_New_Space Heating_Natural Gas_Boiler_E4 | F3 | Commercial | Office | New | Space Heating | Natural Gas | Boiler | E4 | PACT BC Ratio | 0.15546 | 0.15763 | 0.15981 | 0.16221 | 0.16487 | 0.16774 | 0.17064 | 0.17352 | 0.17647 | 0.17952 | 0.18271 | 0.18602 | 0.18946 | 0.19307 | 0.19672 | 0.20044 | 0.20426 | 0.20815 | 0.21211 | 0.21612 | 0.22013 | 0.22412 | 0 | 0 | 0 | 0 | 0 | 0 | 0 | 0
F3_Commercial_Office_New_Space Heating_Natural Gas_Boiler_E5 | F3 | Commercial | Office | New | Space Heating | Natural Gas | Boiler | E5 | PACT BC Ratio | 0 | 0 | 0 | 0 | 0 | 0 | 0 | 0 | 0 | 0 | 0 | 0 | 0 | 0 | 0 | 0 | 0 | 0 | 0 | 0 | 0 | 0 | 0 | 0 | 0 | 0 | 0 | 0 | 0 | 0
F3_Commercial_Office_New_Space Heating_Natural Gas_Boiler_E6 | F3 | Commercial | Office | New | Space Heating | Natural Gas | Boiler | E6 | PACT BC Ratio | 0 | 0 | 0 | 0 | 0 | 0 | 0 | 0 | 0 | 0 | 0 | 0 | 0 | 0 | 0 | 0 | 0 | 0 | 0 | 0 | 0 | 0 | 0 | 0 | 0 | 0 | 0 | 0 | 0 | 0
F3_Commercial_Office_New_Space Heating_Natural Gas_Boiler_E7 | F3 | Commercial | Office | New | Space Heating | Natural Gas | Boiler | E7 | PACT BC Ratio | 0 | 0 | 0 | 0 | 0 | 0 | 0 | 0 | 0 | 0 | 0 | 0 | 0 | 0 | 0 | 0 | 0 | 0 | 0 | 0 | 0 | 0 | 0 | 0 | 0 | 0 | 0 | 0 | 0 | 0
F3_Commercial_Office_New_Space Heating_Natural Gas_Boiler_E8 | F3 | Commercial | Office | New | Space Heating | Natural Gas | Boiler | E8 | PACT BC Ratio | 0 | 0 | 0 | 0 | 0 | 0 | 0 | 0 | 0 | 0 | 0 | 0 | 0 | 0 | 0 | 0 | 0 | 0 | 0 | 0 | 0 | 0 | 0 | 0 | 0 | 0 | 0 | 0 | 0 | 0
F3_Commercial_Office_New_Space Heating_Natural Gas_Boiler_E9 | F3 | Commercial | Office | New | Space Heating | Natural Gas | Boiler | E9 | PACT BC Ratio | 0 | 0 | 0 | 0 | 0 | 0 | 0 | 0 | 0 | 0 | 0 | 0 | 0 | 0 | 0 | 0 | 0 | 0 | 0 | 0 | 0 | 0 | 0 | 0 | 0 | 0 | 0 | 0 | 0 | 0
F3_Commercial_Office_New_Space Heating_Natural Gas_Boiler_E10 | F3 | Commercial | Office | New | Space Heating | Natural Gas | Boiler | E10 | PACT BC Ratio | 0 | 0 | 0 | 0 | 0 | 0 | 0 | 0 | 0 | 0 | 0 | 0 | 0 | 0 | 0 | 0 | 0 | 0 | 0 | 0 | 0 | 0 | 0 | 0 | 0 | 0 | 0 | 0 | 0 | 0
F4_Commercial_Office_New_Space Heating_Natural Gas_Boiler_E1 | F4 | Commercial | Office | New | Space Heating | Natural Gas | Boiler | E1 | PCT BC Ratio | 0.9 | 0.9 | 0.9 | 0.9 | 0.9 | 0.9 | 0.9 | 0.9 | 0.9 | 0.9 | 0.9 | 0.9 | 0.9 | 0.9 | 0.9 | 0.9 | 0.9 | 0.9 | 0.9 | 0.9 | 0.9 | 0.9 | 0 | 0 | 0 | 0 | 0 | 0 | 0 | 0
F4_Commercial_Office_New_Space Heating_Natural Gas_Boiler_E2 | F4 | Commercial | Office | New | Space Heating | Natural Gas | Boiler | E2 | PCT BC Ratio | 3.2658 | 3.2938 | 3.3238 | 3.362 | 3.4074 | 3.4583 | 3.5067 | 3.5518 | 3.5962 | 3.6411 | 3.6876 | 3.7351 | 3.783 | 3.8328 | 3.8821 | 3.9325 | 3.985 | 4.0383 | 4.0924 | 4.1469 | 4.2014 | 4.2556 | 0 | 0 | 0 | 0 | 0 | 0 | 0 | 0
F4_Commercial_Office_New_Space Heating_Natural Gas_Boiler_E3 | F4 | Commercial | Office | New | Space Heating | Natural Gas | Boiler | E3 | PCT BC Ratio | 3.2435 | 3.2712 | 3.3009 | 3.3387 | 3.3837 | 3.434 | 3.482 | 3.5267 | 3.5706 | 3.6151 | 3.6612 | 3.7082 | 3.7556 | 3.8049 | 3.8537 | 3.9037 | 3.9557 | 4.0085 | 4.062 | 4.116 | 4.17 | 4.2237 | 0 | 0 | 0 | 0 | 0 | 0 | 0 | 0
F4_Commercial_Office_New_Space Heating_Natural Gas_Boiler_E4 | F4 | Commercial | Office | New | Space Heating | Natural Gas | Boiler | E4 | PCT BC Ratio | 1.3093 | 1.3144 | 1.3196 | 1.3253 | 1.3316 | 1.3384 | 1.3452 | 1.3521 | 1.3591 | 1.3663 | 1.3738 | 1.3817 | 1.3898 | 1.3984 | 1.407 | 1.4158 | 1.4248 | 1.4341 | 1.4434 | 1.4529 | 1.4624 | 1.4719 | 0 | 0 | 0 | 0 | 0 | 0 | 0 | 0
F4_Commercial_Office_New_Space Heating_Natural Gas_Boiler_E5 | F4 | Commercial | Office | New | Space Heating | Natural Gas | Boiler | E5 | PCT BC Ratio | 0 | 0 | 0 | 0 | 0 | 0 | 0 | 0 | 0 | 0 | 0 | 0 | 0 | 0 | 0 | 0 | 0 | 0 | 0 | 0 | 0 | 0 | 0 | 0 | 0 | 0 | 0 | 0 | 0 | 0
F4_Commercial_Office_New_Space Heating_Natural Gas_Boiler_E6 | F4 | Commercial | Office | New | Space Heating | Natural Gas | Boiler | E6 | PCT BC Ratio | 0 | 0 | 0 | 0 | 0 | 0 | 0 | 0 | 0 | 0 | 0 | 0 | 0 | 0 | 0 | 0 | 0 | 0 | 0 | 0 | 0 | 0 | 0 | 0 | 0 | 0 | 0 | 0 | 0 | 0
F4_Commercial_Office_New_Space Heating_Natural Gas_Boiler_E7 | F4 | Commercial | Office | New | Space Heating | Natural Gas | Boiler | E7 | PCT BC Ratio | 0 | 0 | 0 | 0 | 0 | 0 | 0 | 0 | 0 | 0 | 0 | 0 | 0 | 0 | 0 | 0 | 0 | 0 | 0 | 0 | 0 | 0 | 0 | 0 | 0 | 0 | 0 | 0 | 0 | 0
F4_Commercial_Office_New_Space Heating_Natural Gas_Boiler_E8 | F4 | Commercial | Office | New | Space Heating | Natural Gas | Boiler | E8 | PCT BC Ratio | 0 | 0 | 0 | 0 | 0 | 0 | 0 | 0 | 0 | 0 | 0 | 0 | 0 | 0 | 0 | 0 | 0 | 0 | 0 | 0 | 0 | 0 | 0 | 0 | 0 | 0 | 0 | 0 | 0 | 0
F4_Commercial_Office_New_Space Heating_Natural Gas_Boiler_E9 | F4 | Commercial | Office | New | Space Heating | Natural Gas | Boiler | E9 | PCT BC Ratio | 0 | 0 | 0 | 0 | 0 | 0 | 0 | 0 | 0 | 0 | 0 | 0 | 0 | 0 | 0 | 0 | 0 | 0 | 0 | 0 | 0 | 0 | 0 | 0 | 0 | 0 | 0 | 0 | 0 | 0
F4_Commercial_Office_New_Space Heating_Natural Gas_Boiler_E10 | F4 | Commercial | Office | New | Space Heating | Natural Gas | Boiler | E10 | PCT BC Ratio | 0 | 0 | 0 | 0 | 0 | 0 | 0 | 0 | 0 | 0 | 0 | 0 | 0 | 0 | 0 | 0 | 0 | 0 | 0 | 0 | 0 | 0 | 0 | 0 | 0 | 0 | 0 | 0 | 0 | 0
F5_Commercial_Office_New_Space Heating_Natural Gas_Boiler_E1 | F5 | Commercial | Office | New | Space Heating | Natural Gas | Boiler | E1 | RIM BC Ratio | 0.9 | 0.9 | 0.9 | 0.9 | 0.9 | 0.9 | 0.9 | 0.9 | 0.9 | 0.9 | 0.9 | 0.9 | 0.9 | 0.9 | 0.9 | 0.9 | 0.9 | 0.9 | 0.9 | 0.9 | 0.9 | 0.9 | 0 | 0 | 0 | 0 | 0 | 0 | 0 | 0
F5_Commercial_Office_New_Space Heating_Natural Gas_Boiler_E2 | F5 | Commercial | Office | New | Space Heating | Natural Gas | Boiler | E2 | RIM BC Ratio | 0.45113 | 0.45361 | 0.45623 | 0.45952 | 0.46335 | 0.46755 | 0.47146 | 0.47504 | 0.47848 | 0.4819 | 0.48538 | 0.48886 | 0.49229 | 0.49579 | 0.49919 | 0.50259 | 0.50607 | 0.50952 | 0.51295 | 0.51634 | 0.51965 | 0.52288 | 0 | 0 | 0 | 0 | 0 | 0 | 0 | 0
F5_Commercial_Office_New_Space Heating_Natural Gas_Boiler_E3 | F5 | Commercial | Office | New | Space Heating | Natural Gas | Boiler | E3 | RIM BC Ratio | 0.44912 | 0.4516 | 0.45422 | 0.45752 | 0.46135 | 0.46556 | 0.46948 | 0.47306 | 0.4765 | 0.47993 | 0.48341 | 0.48689 | 0.49033 | 0.49384 | 0.49725 | 0.50066 | 0.50414 | 0.5076 | 0.51103 | 0.51443 | 0.51775 | 0.52098 | 0 | 0 | 0 | 0 | 0 | 0 | 0 | 0
F5_Commercial_Office_New_Space Heating_Natural Gas_Boiler_E4 | F5 | Commercial | Office | New | Space Heating | Natural Gas | Boiler | E4 | RIM BC Ratio | 0.13105 | 0.13259 | 0.13413 | 0.13582 | 0.13768 | 0.13967 | 0.14167 | 0.14366 | 0.14567 | 0.14775 | 0.1499 | 0.15212 | 0.15441 | 0.1568 | 0.1592 | 0.16162 | 0.1641 | 0.1666 | 0.16913 | 0.17167 | 0.17419 | 0.17668 | 0 | 0 | 0 | 0 | 0 | 0 | 0 | 0
F5_Commercial_Office_New_Space Heating_Natural Gas_Boiler_E5 | F5 | Commercial | Office | New | Space Heating | Natural Gas | Boiler | E5 | RIM BC Ratio | 0 | 0 | 0 | 0 | 0 | 0 | 0 | 0 | 0 | 0 | 0 | 0 | 0 | 0 | 0 | 0 | 0 | 0 | 0 | 0 | 0 | 0 | 0 | 0 | 0 | 0 | 0 | 0 | 0 | 0
F5_Commercial_Office_New_Space Heating_Natural Gas_Boiler_E6 | F5 | Commercial | Office | New | Space Heating | Natural Gas | Boiler | E6 | RIM BC Ratio | 0 | 0 | 0 | 0 | 0 | 0 | 0 | 0 | 0 | 0 | 0 | 0 | 0 | 0 | 0 | 0 | 0 | 0 | 0 | 0 | 0 | 0 | 0 | 0 | 0 | 0 | 0 | 0 | 0 | 0
F5_Commercial_Office_New_Space Heating_Natural Gas_Boiler_E7 | F5 | Commercial | Office | New | Space Heating | Natural Gas | Boiler | E7 | RIM BC Ratio | 0 | 0 | 0 | 0 | 0 | 0 | 0 | 0 | 0 | 0 | 0 | 0 | 0 | 0 | 0 | 0 | 0 | 0 | 0 | 0 | 0 | 0 | 0 | 0 | 0 | 0 | 0 | 0 | 0 | 0
F5_Commercial_Office_New_Space Heating_Natural Gas_Boiler_E8 | F5 | Commercial | Office | New | Space Heating | Natural Gas | Boiler | E8 | RIM BC Ratio | 0 | 0 | 0 | 0 | 0 | 0 | 0 | 0 | 0 | 0 | 0 | 0 | 0 | 0 | 0 | 0 | 0 | 0 | 0 | 0 | 0 | 0 | 0 | 0 | 0 | 0 | 0 | 0 | 0 | 0
F5_Commercial_Office_New_Space Heating_Natural Gas_Boiler_E9 | F5 | Commercial | Office | New | Space Heating | Natural Gas | Boiler | E9 | RIM BC Ratio | 0 | 0 | 0 | 0 | 0 | 0 | 0 | 0 | 0 | 0 | 0 | 0 | 0 | 0 | 0 | 0 | 0 | 0 | 0 | 0 | 0 | 0 | 0 | 0 | 0 | 0 | 0 | 0 | 0 | 0
F5_Commercial_Office_New_Space Heating_Natural Gas_Boiler_E10 | F5 | Commercial | Office | New | Space Heating | Natural Gas | Boiler | E10 | RIM BC Ratio | 0 | 0 | 0 | 0 | 0 | 0 | 0 | 0 | 0 | 0 | 0 | 0 | 0 | 0 | 0 | 0 | 0 | 0 | 0 | 0 | 0 | 0 | 0 | 0 | 0 | 0 | 0 | 0 | 0 | 0
F0_Commercial_Office_New_Space Heating_Natural Gas_Unit Heater_E0 | F0 | Commercial | Office | New | Space Heating | Natural Gas | Unit Heater | E0 | Economic Unit | Infrared Radiant | Infrared Radiant | Infrared Radiant | Infrared Radiant | Infrared Radiant | Infrared Radiant | Infrared Radiant | Infrared Radiant | Infrared Radiant | Infrared Radiant | Infrared Radiant | Infrared Radiant | Infrared Radiant | Infrared Radiant | Infrared Radiant | Infrared Radiant | Infrared Radiant | Infrared Radiant | Infrared Radiant | Infrared Radiant | Infrared Radiant | Infrared Radiant | 0 | 0 | 0 | 0 | 0 | 0 | 0 | 0
F1_Commercial_Office_New_Space Heating_Natural Gas_Unit Heater_E1 | F1 | Commercial | Office | New | Space Heating | Natural Gas | Unit Heater | E1 | CCE | 0 | 0 | 0 | 0 | 0 | 0 | 0 | 0 | 0 | 0 | 0 | 0 | 0 | 0 | 0 | 0 | 0 | 0 | 0 | 0 | 0 | 0 | 0 | 0 | 0 | 0 | 0 | 0 | 0 | 0
F1_Commercial_Office_New_Space Heating_Natural Gas_Unit Heater_E2 | F1 | Commercial | Office | New | Space Heating | Natural Gas | Unit Heater | E2 | CCE | 0.025298 | 0.025298 | 0.026577 | 0.026173 | 0.025781 | 0.02529 | 0.025221 | 0.025059 | 0.024908 | 0.024681 | 0.024645 | 0.024532 | 0.024431 | 0.024238 | 0.024263 | 0.024189 | 0.024116 | 0.023957 | 0.024004 | 0.023957 | 0.023922 | 0.023788 | 0 | 0 | 0 | 0 | 0 | 0 | 0 | 0
F1_Commercial_Office_New_Space Heating_Natural Gas_Unit Heater_E3 | F1 | Commercial | Office | New | Space Heating | Natural Gas | Unit Heater | E3 | CCE | 0.0011378 | 0.0011378 | 0.0011954 | 0.0011772 | 0.0011596 | 0.0011375 | 0.0011344 | 0.0011271 | 0.0011203 | 0.0011101 | 0.0011085 | 0.0011034 | 0.0010988 | 0.0010902 | 0.0010913 | 0.001088 | 0.0010847 | 0.0010775 | 0.0010796 | 0.0010775 | 0.001076 | 0.0010699 | 0 | 0 | 0 | 0 | 0 | 0 | 0 | 0
F1_Commercial_Office_New_Space Heating_Natural Gas_Unit Heater_E4 | F1 | Commercial | Office | New | Space Heating | Natural Gas | Unit Heater | E4 | CCE | 0 | 0 | 0 | 0 | 0 | 0 | 0 | 0 | 0 | 0 | 0 | 0 | 0 | 0 | 0 | 0 | 0 | 0 | 0 | 0 | 0 | 0 | 0 | 0 | 0 | 0 | 0 | 0 | 0 | 0
F1_Commercial_Office_New_Space Heating_Natural Gas_Unit Heater_E5 | F1 | Commercial | Office | New | Space Heating | Natural Gas | Unit Heater | E5 | CCE | 0 | 0 | 0 | 0 | 0 | 0 | 0 | 0 | 0 | 0 | 0 | 0 | 0 | 0 | 0 | 0 | 0 | 0 | 0 | 0 | 0 | 0 | 0 | 0 | 0 | 0 | 0 | 0 | 0 | 0
F1_Commercial_Office_New_Space Heating_Natural Gas_Unit Heater_E6 | F1 | Commercial | Office | New | Space Heating | Natural Gas | Unit Heater | E6 | CCE | 0 | 0 | 0 | 0 | 0 | 0 | 0 | 0 | 0 | 0 | 0 | 0 | 0 | 0 | 0 | 0 | 0 | 0 | 0 | 0 | 0 | 0 | 0 | 0 | 0 | 0 | 0 | 0 | 0 | 0
F1_Commercial_Office_New_Space Heating_Natural Gas_Unit Heater_E7 | F1 | Commercial | Office | New | Space Heating | Natural Gas | Unit Heater | E7 | CCE | 0 | 0 | 0 | 0 | 0 | 0 | 0 | 0 | 0 | 0 | 0 | 0 | 0 | 0 | 0 | 0 | 0 | 0 | 0 | 0 | 0 | 0 | 0 | 0 | 0 | 0 | 0 | 0 | 0 | 0
F1_Commercial_Office_New_Space Heating_Natural Gas_Unit Heater_E8 | F1 | Commercial | Office | New | Space Heating | Natural Gas | Unit Heater | E8 | CCE | 0 | 0 | 0 | 0 | 0 | 0 | 0 | 0 | 0 | 0 | 0 | 0 | 0 | 0 | 0 | 0 | 0 | 0 | 0 | 0 | 0 | 0 | 0 | 0 | 0 | 0 | 0 | 0 | 0 | 0
F1_Commercial_Office_New_Space Heating_Natural Gas_Unit Heater_E9 | F1 | Commercial | Office | New | Space Heating | Natural Gas | Unit Heater | E9 | CCE | 0 | 0 | 0 | 0 | 0 | 0 | 0 | 0 | 0 | 0 | 0 | 0 | 0 | 0 | 0 | 0 | 0 | 0 | 0 | 0 | 0 | 0 | 0 | 0 | 0 | 0 | 0 | 0 | 0 | 0
F1_Commercial_Office_New_Space Heating_Natural Gas_Unit Heater_E10 | F1 | Commercial | Office | New | Space Heating | Natural Gas | Unit Heater | E10 | CCE | 0 | 0 | 0 | 0 | 0 | 0 | 0 | 0 | 0 | 0 | 0 | 0 | 0 | 0 | 0 | 0 | 0 | 0 | 0 | 0 | 0 | 0 | 0 | 0 | 0 | 0 | 0 | 0 | 0 | 0
F2_Commercial_Office_New_Space Heating_Natural Gas_Unit Heater_E1 | F2 | Commercial | Office | New | Space Heating | Natural Gas | Unit Heater | E1 | TRC BC Ratio | 0.9 | 0.9 | 0.9 | 0.9 | 0.9 | 0.9 | 0.9 | 0.9 | 0.9 | 0.9 | 0.9 | 0.9 | 0.9 | 0.9 | 0.9 | 0.9 | 0.9 | 0.9 | 0.9 | 0.9 | 0.9 | 0.9 | 0 | 0 | 0 | 0 | 0 | 0 | 0 | 0
F2_Commercial_Office_New_Space Heating_Natural Gas_Unit Heater_E2 | F2 | Commercial | Office | New | Space Heating | Natural Gas | Unit Heater | E2 | TRC BC Ratio | 0.35171 | 0.35472 | 0.35832 | 0.36428 | 0.37222 | 0.3816 | 0.39021 | 0.39788 | 0.40532 | 0.41254 | 0.41981 | 0.42689 | 0.43355 | 0.44022 | 0.44659 | 0.45313 | 0.46012 | 0.46716 | 0.47426 | 0.48138 | 0.48843 | 0.49538 | 0 | 0 | 0 | 0 | 0 | 0 | 0 | 0
F2_Commercial_Office_New_Space Heating_Natural Gas_Unit Heater_E3 | F2 | Commercial | Office | New | Space Heating | Natural Gas | Unit Heater | E3 | TRC BC Ratio | 6.8506 | 6.8286 | 6.8252 | 6.9114 | 7.0978 | 7.356 | 7.5942 | 7.8144 | 8.0481 | 8.2587 | 8.4576 | 8.6317 | 8.7675 | 8.8576 | 8.9311 | 9.0076 | 9.0994 | 9.1891 | 9.2771 | 9.362 | 9.4392 | 9.5076 | 0 | 0 | 0 | 0 | 0 | 0 | 0 | 0
F2_Commercial_Office_New_Space Heating_Natural Gas_Unit Heater_E4 | F2 | Commercial | Office | New | Space Heating | Natural Gas | Unit Heater | E4 | TRC BC Ratio | 0 | 0 | 0 | 0 | 0 | 0 | 0 | 0 | 0 | 0 | 0 | 0 | 0 | 0 | 0 | 0 | 0 | 0 | 0 | 0 | 0 | 0 | 0 | 0 | 0 | 0 | 0 | 0 | 0 | 0
F2_Commercial_Office_New_Space Heating_Natural Gas_Unit Heater_E5 | F2 | Commercial | Office | New | Space Heating | Natural Gas | Unit Heater | E5 | TRC BC Ratio | 0 | 0 | 0 | 0 | 0 | 0 | 0 | 0 | 0 | 0 | 0 | 0 | 0 | 0 | 0 | 0 | 0 | 0 | 0 | 0 | 0 | 0 | 0 | 0 | 0 | 0 | 0 | 0 | 0 | 0
F2_Commercial_Office_New_Space Heating_Natural Gas_Unit Heater_E6 | F2 | Commercial | Office | New | Space Heating | Natural Gas | Unit Heater | E6 | TRC BC Ratio | 0 | 0 | 0 | 0 | 0 | 0 | 0 | 0 | 0 | 0 | 0 | 0 | 0 | 0 | 0 | 0 | 0 | 0 | 0 | 0 | 0 | 0 | 0 | 0 | 0 | 0 | 0 | 0 | 0 | 0
F2_Commercial_Office_New_Space Heating_Natural Gas_Unit Heater_E7 | F2 | Commercial | Office | New | Space Heating | Natural Gas | Unit Heater | E7 | TRC BC Ratio | 0 | 0 | 0 | 0 | 0 | 0 | 0 | 0 | 0 | 0 | 0 | 0 | 0 | 0 | 0 | 0 | 0 | 0 | 0 | 0 | 0 | 0 | 0 | 0 | 0 | 0 | 0 | 0 | 0 | 0
F2_Commercial_Office_New_Space Heating_Natural Gas_Unit Heater_E8 | F2 | Commercial | Office | New | Space Heating | Natural Gas | Unit Heater | E8 | TRC BC Ratio | 0 | 0 | 0 | 0 | 0 | 0 | 0 | 0 | 0 | 0 | 0 | 0 | 0 | 0 | 0 | 0 | 0 | 0 | 0 | 0 | 0 | 0 | 0 | 0 | 0 | 0 | 0 | 0 | 0 | 0
F2_Commercial_Office_New_Space Heating_Natural Gas_Unit Heater_E9 | F2 | Commercial | Office | New | Space Heating | Natural Gas | Unit Heater | E9 | TRC BC Ratio | 0 | 0 | 0 | 0 | 0 | 0 | 0 | 0 | 0 | 0 | 0 | 0 | 0 | 0 | 0 | 0 | 0 | 0 | 0 | 0 | 0 | 0 | 0 | 0 | 0 | 0 | 0 | 0 | 0 | 0
F2_Commercial_Office_New_Space Heating_Natural Gas_Unit Heater_E10 | F2 | Commercial | Office | New | Space Heating | Natural Gas | Unit Heater | E10 | TRC BC Ratio | 0 | 0 | 0 | 0 | 0 | 0 | 0 | 0 | 0 | 0 | 0 | 0 | 0 | 0 | 0 | 0 | 0 | 0 | 0 | 0 | 0 | 0 | 0 | 0 | 0 | 0 | 0 | 0 | 0 | 0
F3_Commercial_Office_New_Space Heating_Natural Gas_Unit Heater_E1 | F3 | Commercial | Office | New | Space Heating | Natural Gas | Unit Heater | E1 | PACT BC Ratio | 0.9 | 0.9 | 0.9 | 0.9 | 0.9 | 0.9 | 0.9 | 0.9 | 0.9 | 0.9 | 0.9 | 0.9 | 0.9 | 0.9 | 0.9 | 0.9 | 0.9 | 0.9 | 0.9 | 0.9 | 0.9 | 0.9 | 0 | 0 | 0 | 0 | 0 | 0 | 0 | 0
F3_Commercial_Office_New_Space Heating_Natural Gas_Unit Heater_E2 | F3 | Commercial | Office | New | Space Heating | Natural Gas | Unit Heater | E2 | PACT BC Ratio | 0.74493 | 0.75131 | 0.75894 | 0.77156 | 0.78839 | 0.80825 | 0.82649 | 0.84273 | 0.85849 | 0.87378 | 0.88919 | 0.90417 | 0.91828 | 0.93241 | 0.94591 | 0.95975 | 0.97456 | 0.98947 | 1.0045 | 1.0196 | 1.0345 | 1.0492 | 0 | 0 | 0 | 0 | 0 | 0 | 0 | 0
F3_Commercial_Office_New_Space Heating_Natural Gas_Unit Heater_E3 | F3 | Commercial | Office | New | Space Heating | Natural Gas | Unit Heater | E3 | PACT BC Ratio | 14.5099 | 14.4632 | 14.4561 | 14.6387 | 15.0334 | 15.5804 | 16.085 | 16.5514 | 17.0463 | 17.4923 | 17.9137 | 18.2824 | 18.5701 | 18.7607 | 18.9164 | 19.0784 | 19.273 | 19.463 | 19.6493 | 19.8292 | 19.9928 | 20.1376 | 0 | 0 | 0 | 0 | 0 | 0 | 0 | 0
F3_Commercial_Office_New_Space Heating_Natural Gas_Unit Heater_E4 | F3 | Commercial | Office | New | Space Heating | Natural Gas | Unit Heater | E4 | PACT BC Ratio | 0 | 0 | 0 | 0 | 0 | 0 | 0 | 0 | 0 | 0 | 0 | 0 | 0 | 0 | 0 | 0 | 0 | 0 | 0 | 0 | 0 | 0 | 0 | 0 | 0 | 0 | 0 | 0 | 0 | 0
F3_Commercial_Office_New_Space Heating_Natural Gas_Unit Heater_E5 | F3 | Commercial | Office | New | Space Heating | Natural Gas | Unit Heater | E5 | PACT BC Ratio | 0 | 0 | 0 | 0 | 0 | 0 | 0 | 0 | 0 | 0 | 0 | 0 | 0 | 0 | 0 | 0 | 0 | 0 | 0 | 0 | 0 | 0 | 0 | 0 | 0 | 0 | 0 | 0 | 0 | 0
F3_Commercial_Office_New_Space Heating_Natural Gas_Unit Heater_E6 | F3 | Commercial | Office | New | Space Heating | Natural Gas | Unit Heater | E6 | PACT BC Ratio | 0 | 0 | 0 | 0 | 0 | 0 | 0 | 0 | 0 | 0 | 0 | 0 | 0 | 0 | 0 | 0 | 0 | 0 | 0 | 0 | 0 | 0 | 0 | 0 | 0 | 0 | 0 | 0 | 0 | 0
F3_Commercial_Office_New_Space Heating_Natural Gas_Unit Heater_E7 | F3 | Commercial | Office | New | Space Heating | Natural Gas | Unit Heater | E7 | PACT BC Ratio | 0 | 0 | 0 | 0 | 0 | 0 | 0 | 0 | 0 | 0 | 0 | 0 | 0 | 0 | 0 | 0 | 0 | 0 | 0 | 0 | 0 | 0 | 0 | 0 | 0 | 0 | 0 | 0 | 0 | 0
F3_Commercial_Office_New_Space Heating_Natural Gas_Unit Heater_E8 | F3 | Commercial | Office | New | Space Heating | Natural Gas | Unit Heater | E8 | PACT BC Ratio | 0 | 0 | 0 | 0 | 0 | 0 | 0 | 0 | 0 | 0 | 0 | 0 | 0 | 0 | 0 | 0 | 0 | 0 | 0 | 0 | 0 | 0 | 0 | 0 | 0 | 0 | 0 | 0 | 0 | 0
F3_Commercial_Office_New_Space Heating_Natural Gas_Unit Heater_E9 | F3 | Commercial | Office | New | Space Heating | Natural Gas | Unit Heater | E9 | PACT BC Ratio | 0 | 0 | 0 | 0 | 0 | 0 | 0 | 0 | 0 | 0 | 0 | 0 | 0 | 0 | 0 | 0 | 0 | 0 | 0 | 0 | 0 | 0 | 0 | 0 | 0 | 0 | 0 | 0 | 0 | 0
F3_Commercial_Office_New_Space Heating_Natural Gas_Unit Heater_E10 | F3 | Commercial | Office | New | Space Heating | Natural Gas | Unit Heater | E10 | PACT BC Ratio | 0 | 0 | 0 | 0 | 0 | 0 | 0 | 0 | 0 | 0 | 0 | 0 | 0 | 0 | 0 | 0 | 0 | 0 | 0 | 0 | 0 | 0 | 0 | 0 | 0 | 0 | 0 | 0 | 0 | 0
F4_Commercial_Office_New_Space Heating_Natural Gas_Unit Heater_E1 | F4 | Commercial | Office | New | Space Heating | Natural Gas | Unit Heater | E1 | PCT BC Ratio | 0.9 | 0.9 | 0.9 | 0.9 | 0.9 | 0.9 | 0.9 | 0.9 | 0.9 | 0.9 | 0.9 | 0.9 | 0.9 | 0.9 | 0.9 | 0.9 | 0.9 | 0.9 | 0.9 | 0.9 | 0.9 | 0.9 | 0 | 0 | 0 | 0 | 0 | 0 | 0 | 0
F4_Commercial_Office_New_Space Heating_Natural Gas_Unit Heater_E2 | F4 | Commercial | Office | New | Space Heating | Natural Gas | Unit Heater | E2 | PCT BC Ratio | 0.85851 | 0.8633 | 0.86903 | 0.87852 | 0.89117 | 0.90609 | 0.9198 | 0.93201 | 0.94385 | 0.95533 | 0.96692 | 0.97818 | 0.98878 | 0.99939 | 1.0095 | 1.0199 | 1.0311 | 1.0423 | 1.0536 | 1.0649 | 1.0761 | 1.0872 | 0 | 0 | 0 | 0 | 0 | 0 | 0 | 0
F4_Commercial_Office_New_Space Heating_Natural Gas_Unit Heater_E3 | F4 | Commercial | Office | New | Space Heating | Natural Gas | Unit Heater | E3 | PCT BC Ratio | 11.2028 | 11.1678 | 11.1624 | 11.2996 | 11.5963 | 12.0073 | 12.3865 | 12.737 | 13.1089 | 13.4441 | 13.7607 | 14.0378 | 14.254 | 14.3973 | 14.5143 | 14.6361 | 14.7822 | 14.925 | 15.0651 | 15.2002 | 15.3232 | 15.432 | 0 | 0 | 0 | 0 | 0 | 0 | 0 | 0
F4_Commercial_Office_New_Space Heating_Natural Gas_Unit Heater_E4 | F4 | Commercial | Office | New | Space Heating | Natural Gas | Unit Heater | E4 | PCT BC Ratio | 0 | 0 | 0 | 0 | 0 | 0 | 0 | 0 | 0 | 0 | 0 | 0 | 0 | 0 | 0 | 0 | 0 | 0 | 0 | 0 | 0 | 0 | 0 | 0 | 0 | 0 | 0 | 0 | 0 | 0
F4_Commercial_Office_New_Space Heating_Natural Gas_Unit Heater_E5 | F4 | Commercial | Office | New | Space Heating | Natural Gas | Unit Heater | E5 | PCT BC Ratio | 0 | 0 | 0 | 0 | 0 | 0 | 0 | 0 | 0 | 0 | 0 | 0 | 0 | 0 | 0 | 0 | 0 | 0 | 0 | 0 | 0 | 0 | 0 | 0 | 0 | 0 | 0 | 0 | 0 | 0
F4_Commercial_Office_New_Space Heating_Natural Gas_Unit Heater_E6 | F4 | Commercial | Office | New | Space Heating | Natural Gas | Unit Heater | E6 | PCT BC Ratio | 0 | 0 | 0 | 0 | 0 | 0 | 0 | 0 | 0 | 0 | 0 | 0 | 0 | 0 | 0 | 0 | 0 | 0 | 0 | 0 | 0 | 0 | 0 | 0 | 0 | 0 | 0 | 0 | 0 | 0
F4_Commercial_Office_New_Space Heating_Natural Gas_Unit Heater_E7 | F4 | Commercial | Office | New | Space Heating | Natural Gas | Unit Heater | E7 | PCT BC Ratio | 0 | 0 | 0 | 0 | 0 | 0 | 0 | 0 | 0 | 0 | 0 | 0 | 0 | 0 | 0 | 0 | 0 | 0 | 0 | 0 | 0 | 0 | 0 | 0 | 0 | 0 | 0 | 0 | 0 | 0
F4_Commercial_Office_New_Space Heating_Natural Gas_Unit Heater_E8 | F4 | Commercial | Office | New | Space Heating | Natural Gas | Unit Heater | E8 | PCT BC Ratio | 0 | 0 | 0 | 0 | 0 | 0 | 0 | 0 | 0 | 0 | 0 | 0 | 0 | 0 | 0 | 0 | 0 | 0 | 0 | 0 | 0 | 0 | 0 | 0 | 0 | 0 | 0 | 0 | 0 | 0
F4_Commercial_Office_New_Space Heating_Natural Gas_Unit Heater_E9 | F4 | Commercial | Office | New | Space Heating | Natural Gas | Unit Heater | E9 | PCT BC Ratio | 0 | 0 | 0 | 0 | 0 | 0 | 0 | 0 | 0 | 0 | 0 | 0 | 0 | 0 | 0 | 0 | 0 | 0 | 0 | 0 | 0 | 0 | 0 | 0 | 0 | 0 | 0 | 0 | 0 | 0
F4_Commercial_Office_New_Space Heating_Natural Gas_Unit Heater_E10 | F4 | Commercial | Office | New | Space Heating | Natural Gas | Unit Heater | E10 | PCT BC Ratio | 0 | 0 | 0 | 0 | 0 | 0 | 0 | 0 | 0 | 0 | 0 | 0 | 0 | 0 | 0 | 0 | 0 | 0 | 0 | 0 | 0 | 0 | 0 | 0 | 0 | 0 | 0 | 0 | 0 | 0
F5_Commercial_Office_New_Space Heating_Natural Gas_Unit Heater_E1 | F5 | Commercial | Office | New | Space Heating | Natural Gas | Unit Heater | E1 | RIM BC Ratio | 0.9 | 0.9 | 0.9 | 0.9 | 0.9 | 0.9 | 0.9 | 0.9 | 0.9 | 0.9 | 0.9 | 0.9 | 0.9 | 0.9 | 0.9 | 0.9 | 0.9 | 0.9 | 0.9 | 0.9 | 0.9 | 0.9 | 0 | 0 | 0 | 0 | 0 | 0 | 0 | 0
F5_Commercial_Office_New_Space Heating_Natural Gas_Unit Heater_E2 | F5 | Commercial | Office | New | Space Heating | Natural Gas | Unit Heater | E2 | RIM BC Ratio | 0.39363 | 0.3954 | 0.3975 | 0.40094 | 0.40544 | 0.41062 | 0.41528 | 0.41934 | 0.42321 | 0.42689 | 0.43054 | 0.43402 | 0.43724 | 0.44042 | 0.44341 | 0.44643 | 0.44961 | 0.45275 | 0.45587 | 0.45896 | 0.46196 | 0.46487 | 0 | 0 | 0 | 0 | 0 | 0 | 0 | 0
F5_Commercial_Office_New_Space Heating_Natural Gas_Unit Heater_E3 | F5 | Commercial | Office | New | Space Heating | Natural Gas | Unit Heater | E3 | RIM BC Ratio | 0.78928 | 0.78914 | 0.78912 | 0.78965 | 0.79077 | 0.79224 | 0.7935 | 0.79461 | 0.79572 | 0.79666 | 0.79752 | 0.79824 | 0.79878 | 0.79913 | 0.79941 | 0.79969 | 0.80003 | 0.80036 | 0.80067 | 0.80096 | 0.80123 | 0.80146 | 0 | 0 | 0 | 0 | 0 | 0 | 0 | 0
F5_Commercial_Office_New_Space Heating_Natural Gas_Unit Heater_E4 | F5 | Commercial | Office | New | Space Heating | Natural Gas | Unit Heater | E4 | RIM BC Ratio | 0 | 0 | 0 | 0 | 0 | 0 | 0 | 0 | 0 | 0 | 0 | 0 | 0 | 0 | 0 | 0 | 0 | 0 | 0 | 0 | 0 | 0 | 0 | 0 | 0 | 0 | 0 | 0 | 0 | 0
F5_Commercial_Office_New_Space Heating_Natural Gas_Unit Heater_E5 | F5 | Commercial | Office | New | Space Heating | Natural Gas | Unit Heater | E5 | RIM BC Ratio | 0 | 0 | 0 | 0 | 0 | 0 | 0 | 0 | 0 | 0 | 0 | 0 | 0 | 0 | 0 | 0 | 0 | 0 | 0 | 0 | 0 | 0 | 0 | 0 | 0 | 0 | 0 | 0 | 0 | 0
F5_Commercial_Office_New_Space Heating_Natural Gas_Unit Heater_E6 | F5 | Commercial | Office | New | Space Heating | Natural Gas | Unit Heater | E6 | RIM BC Ratio | 0 | 0 | 0 | 0 | 0 | 0 | 0 | 0 | 0 | 0 | 0 | 0 | 0 | 0 | 0 | 0 | 0 | 0 | 0 | 0 | 0 | 0 | 0 | 0 | 0 | 0 | 0 | 0 | 0 | 0
F5_Commercial_Office_New_Space Heating_Natural Gas_Unit Heater_E7 | F5 | Commercial | Office | New | Space Heating | Natural Gas | Unit Heater | E7 | RIM BC Ratio | 0 | 0 | 0 | 0 | 0 | 0 | 0 | 0 | 0 | 0 | 0 | 0 | 0 | 0 | 0 | 0 | 0 | 0 | 0 | 0 | 0 | 0 | 0 | 0 | 0 | 0 | 0 | 0 | 0 | 0
F5_Commercial_Office_New_Space Heating_Natural Gas_Unit Heater_E8 | F5 | Commercial | Office | New | Space Heating | Natural Gas | Unit Heater | E8 | RIM BC Ratio | 0 | 0 | 0 | 0 | 0 | 0 | 0 | 0 | 0 | 0 | 0 | 0 | 0 | 0 | 0 | 0 | 0 | 0 | 0 | 0 | 0 | 0 | 0 | 0 | 0 | 0 | 0 | 0 | 0 | 0
F5_Commercial_Office_New_Space Heating_Natural Gas_Unit Heater_E9 | F5 | Commercial | Office | New | Space Heating | Natural Gas | Unit Heater | E9 | RIM BC Ratio | 0 | 0 | 0 | 0 | 0 | 0 | 0 | 0 | 0 | 0 | 0 | 0 | 0 | 0 | 0 | 0 | 0 | 0 | 0 | 0 | 0 | 0 | 0 | 0 | 0 | 0 | 0 | 0 | 0 | 0
F5_Commercial_Office_New_Space Heating_Natural Gas_Unit Heater_E10 | F5 | Commercial | Office | New | Space Heating | Natural Gas | Unit Heater | E10 | RIM BC Ratio | 0 | 0 | 0 | 0 | 0 | 0 | 0 | 0 | 0 | 0 | 0 | 0 | 0 | 0 | 0 | 0 | 0 | 0 | 0 | 0 | 0 | 0 | 0 | 0 | 0 | 0 | 0 | 0 | 0 | 0
F0_Commercial_Office_New_Water Heating_Natural Gas_Water Heater_E0 | F0 | Commercial | Office | New | Water Heating | Natural Gas | Water Heater | E0 | Economic Unit | Gas-Fired Absorption HPWH | Gas-Fired Absorption HPWH | Gas-Fired Absorption HPWH | Gas-Fired Absorption HPWH | Gas-Fired Absorption HPWH | Gas-Fired Absorption HPWH | Gas-Fired Absorption HPWH | Gas-Fired Absorption HPWH | Gas-Fired Absorption HPWH | Gas-Fired Absorption HPWH | Gas-Fired Absorption HPWH | Gas-Fired Absorption HPWH | Gas-Fired Absorption HPWH | Gas-Fired Absorption HPWH | Gas-Fired Absorption HPWH | Gas-Fired Absorption HPWH | Gas-Fired Absorption HPWH | Gas-Fired Absorption HPWH | Gas-Fired Absorption HPWH | Gas-Fired Absorption HPWH | Gas-Fired Absorption HPWH | Gas-Fired Absorption HPWH | 0 | 0 | 0 | 0 | 0 | 0 | 0 | 0
F1_Commercial_Office_New_Water Heating_Natural Gas_Water Heater_E1 | F1 | Commercial | Office | New | Water Heating | Natural Gas | Water Heater | E1 | CCE | 0 | 0 | 0 | 0 | 0 | 0 | 0 | 0 | 0 | 0 | 0 | 0 | 0 | 0 | 0 | 0 | 0 | 0 | 0 | 0 | 0 | 0 | 0 | 0 | 0 | 0 | 0 | 0 | 0 | 0
F1_Commercial_Office_New_Water Heating_Natural Gas_Water Heater_E2 | F1 | Commercial | Office | New | Water Heating | Natural Gas | Water Heater | E2 | CCE | -0.00019096 | -0.00019096 | -0.00020062 | -0.00019757 | -0.0001946 | -0.0001909 | -0.00019038 | -0.00018915 | -0.00018802 | -0.0001863 | -0.00018603 | -0.00018518 | -0.00018441 | -0.00018295 | -0.00018315 | -0.00018259 | -0.00018204 | -0.00018084 | -0.00018119 | -0.00018084 | -0.00018057 | -0.00017956 | 0 | 0 | 0 | 0 | 0 | 0 | 0 | 0
F1_Commercial_Office_New_Water Heating_Natural Gas_Water Heater_E3 | F1 | Commercial | Office | New | Water Heating | Natural Gas | Water Heater | E3 | CCE | 0.00017783 | 0.00017783 | 0.00018682 | 0.00018398 | 0.00018122 | 0.00017778 | 0.00017729 | 0.00017615 | 0.00017509 | 0.00017349 | 0.00017324 | 0.00017245 | 0.00017174 | 0.00017038 | 0.00017056 | 0.00017004 | 0.00016952 | 0.0001684 | 0.00016873 | 0.00016841 | 0.00016816 | 0.00016722 | 0 | 0 | 0 | 0 | 0 | 0 | 0 | 0
F1_Commercial_Office_New_Water Heating_Natural Gas_Water Heater_E4 | F1 | Commercial | Office | New | Water Heating | Natural Gas | Water Heater | E4 | CCE | -0.00077038 | -0.00077038 | -0.00080934 | -0.00079704 | -0.00078508 | -0.00077015 | -0.00076804 | -0.0007631 | -0.00075851 | -0.00075158 | -0.00075051 | -0.00074705 | -0.00074398 | -0.00073809 | -0.00073887 | -0.00073661 | -0.0007344 | -0.00072955 | -0.00073098 | -0.00072955 | -0.00072848 | -0.00072441 | 0 | 0 | 0 | 0 | 0 | 0 | 0 | 0
F1_Commercial_Office_New_Water Heating_Natural Gas_Water Heater_E5 | F1 | Commercial | Office | New | Water Heating | Natural Gas | Water Heater | E5 | CCE | 0 | 0 | 0 | 0 | 0 | 0 | 0 | 0 | 0 | 0 | 0 | 0 | 0 | 0 | 0 | 0 | 0 | 0 | 0 | 0 | 0 | 0 | 0 | 0 | 0 | 0 | 0 | 0 | 0 | 0
F1_Commercial_Office_New_Water Heating_Natural Gas_Water Heater_E6 | F1 | Commercial | Office | New | Water Heating | Natural Gas | Water Heater | E6 | CCE | 0 | 0 | 0 | 0 | 0 | 0 | 0 | 0 | 0 | 0 | 0 | 0 | 0 | 0 | 0 | 0 | 0 | 0 | 0 | 0 | 0 | 0 | 0 | 0 | 0 | 0 | 0 | 0 | 0 | 0
F1_Commercial_Office_New_Water Heating_Natural Gas_Water Heater_E7 | F1 | Commercial | Office | New | Water Heating | Natural Gas | Water Heater | E7 | CCE | 0 | 0 | 0 | 0 | 0 | 0 | 0 | 0 | 0 | 0 | 0 | 0 | 0 | 0 | 0 | 0 | 0 | 0 | 0 | 0 | 0 | 0 | 0 | 0 | 0 | 0 | 0 | 0 | 0 | 0
F1_Commercial_Office_New_Water Heating_Natural Gas_Water Heater_E8 | F1 | Commercial | Office | New | Water Heating | Natural Gas | Water Heater | E8 | CCE | 0 | 0 | 0 | 0 | 0 | 0 | 0 | 0 | 0 | 0 | 0 | 0 | 0 | 0 | 0 | 0 | 0 | 0 | 0 | 0 | 0 | 0 | 0 | 0 | 0 | 0 | 0 | 0 | 0 | 0
F1_Commercial_Office_New_Water Heating_Natural Gas_Water Heater_E9 | F1 | Commercial | Office | New | Water Heating | Natural Gas | Water Heater | E9 | CCE | 0 | 0 | 0 | 0 | 0 | 0 | 0 | 0 | 0 | 0 | 0 | 0 | 0 | 0 | 0 | 0 | 0 | 0 | 0 | 0 | 0 | 0 | 0 | 0 | 0 | 0 | 0 | 0 | 0 | 0
F1_Commercial_Office_New_Water Heating_Natural Gas_Water Heater_E10 | F1 | Commercial | Office | New | Water Heating | Natural Gas | Water Heater | E10 | CCE | 0 | 0 | 0 | 0 | 0 | 0 | 0 | 0 | 0 | 0 | 0 | 0 | 0 | 0 | 0 | 0 | 0 | 0 | 0 | 0 | 0 | 0 | 0 | 0 | 0 | 0 | 0 | 0 | 0 | 0
F2_Commercial_Office_New_Water Heating_Natural Gas_Water Heater_E1 | F2 | Commercial | Office | New | Water Heating | Natural Gas | Water Heater | E1 | TRC BC Ratio | 0.9 | 0.9 | 0.9 | 0.9 | 0.9 | 0.9 | 0.9 | 0.9 | 0.9 | 0.9 | 0.9 | 0.9 | 0.9 | 0.9 | 0.9 | 0.9 | 0.9 | 0.9 | 0.9 | 0.9 | 0.9 | 0.9 | 0 | 0 | 0 | 0 | 0 | 0 | 0 | 0
F2_Commercial_Office_New_Water Heating_Natural Gas_Water Heater_E2 | F2 | Commercial | Office | New | Water Heating | Natural Gas | Water Heater | E2 | TRC BC Ratio | 0.9 | 0.9 | 0.9 | 0.9 | 0.9 | 0.9 | 0.9 | 0.9 | 0.9 | 0.9 | 0.9 | 0.9 | 0.9 | 0.9 | 0.9 | 0.9 | 0.9 | 0.9 | 0.9 | 0.9 | 0.9 | 0.9 | 0 | 0 | 0 | 0 | 0 | 0 | 0 | 0
F2_Commercial_Office_New_Water Heating_Natural Gas_Water Heater_E3 | F2 | Commercial | Office | New | Water Heating | Natural Gas | Water Heater | E3 | TRC BC Ratio | 49.2451 | 49.5733 | 49.9985 | 50.8195 | 51.9592 | 53.3308 | 54.576 | 55.6429 | 56.6555 | 57.6898 | 58.7971 | 59.8773 | 60.8987 | 61.9272 | 62.8362 | 63.6968 | 64.6281 | 65.5627 | 66.5023 | 67.442 | 68.3641 | 69.2642 | 0 | 0 | 0 | 0 | 0 | 0 | 0 | 0
F2_Commercial_Office_New_Water Heating_Natural Gas_Water Heater_E4 | F2 | Commercial | Office | New | Water Heating | Natural Gas | Water Heater | E4 | TRC BC Ratio | 0.9 | 0.9 | 0.9 | 0.9 | 0.9 | 0.9 | 0.9 | 0.9 | 0.9 | 0.9 | 0.9 | 0.9 | 0.9 | 0.9 | 0.9 | 0.9 | 0.9 | 0.9 | 0.9 | 0.9 | 0.9 | 0.9 | 0 | 0 | 0 | 0 | 0 | 0 | 0 | 0
F2_Commercial_Office_New_Water Heating_Natural Gas_Water Heater_E5 | F2 | Commercial | Office | New | Water Heating | Natural Gas | Water Heater | E5 | TRC BC Ratio | 0 | 0 | 0 | 0 | 0 | 0 | 0 | 0 | 0 | 0 | 0 | 0 | 0 | 0 | 0 | 0 | 0 | 0 | 0 | 0 | 0 | 0 | 0 | 0 | 0 | 0 | 0 | 0 | 0 | 0
F2_Commercial_Office_New_Water Heating_Natural Gas_Water Heater_E6 | F2 | Commercial | Office | New | Water Heating | Natural Gas | Water Heater | E6 | TRC BC Ratio | 0 | 0 | 0 | 0 | 0 | 0 | 0 | 0 | 0 | 0 | 0 | 0 | 0 | 0 | 0 | 0 | 0 | 0 | 0 | 0 | 0 | 0 | 0 | 0 | 0 | 0 | 0 | 0 | 0 | 0
F2_Commercial_Office_New_Water Heating_Natural Gas_Water Heater_E7 | F2 | Commercial | Office | New | Water Heating | Natural Gas | Water Heater | E7 | TRC BC Ratio | 0 | 0 | 0 | 0 | 0 | 0 | 0 | 0 | 0 | 0 | 0 | 0 | 0 | 0 | 0 | 0 | 0 | 0 | 0 | 0 | 0 | 0 | 0 | 0 | 0 | 0 | 0 | 0 | 0 | 0
F2_Commercial_Office_New_Water Heating_Natural Gas_Water Heater_E8 | F2 | Commercial | Office | New | Water Heating | Natural Gas | Water Heater | E8 | TRC BC Ratio | 0 | 0 | 0 | 0 | 0 | 0 | 0 | 0 | 0 | 0 | 0 | 0 | 0 | 0 | 0 | 0 | 0 | 0 | 0 | 0 | 0 | 0 | 0 | 0 | 0 | 0 | 0 | 0 | 0 | 0
F2_Commercial_Office_New_Water Heating_Natural Gas_Water Heater_E9 | F2 | Commercial | Office | New | Water Heating | Natural Gas | Water Heater | E9 | TRC BC Ratio | 0 | 0 | 0 | 0 | 0 | 0 | 0 | 0 | 0 | 0 | 0 | 0 | 0 | 0 | 0 | 0 | 0 | 0 | 0 | 0 | 0 | 0 | 0 | 0 | 0 | 0 | 0 | 0 | 0 | 0
F2_Commercial_Office_New_Water Heating_Natural Gas_Water Heater_E10 | F2 | Commercial | Office | New | Water Heating | Natural Gas | Water Heater | E10 | TRC BC Ratio | 0 | 0 | 0 | 0 | 0 | 0 | 0 | 0 | 0 | 0 | 0 | 0 | 0 | 0 | 0 | 0 | 0 | 0 | 0 | 0 | 0 | 0 | 0 | 0 | 0 | 0 | 0 | 0 | 0 | 0
F3_Commercial_Office_New_Water Heating_Natural Gas_Water Heater_E1 | F3 | Commercial | Office | New | Water Heating | Natural Gas | Water Heater | E1 | PACT BC Ratio | 0.9 | 0.9 | 0.9 | 0.9 | 0.9 | 0.9 | 0.9 | 0.9 | 0.9 | 0.9 | 0.9 | 0.9 | 0.9 | 0.9 | 0.9 | 0.9 | 0.9 | 0.9 | 0.9 | 0.9 | 0.9 | 0.9 | 0 | 0 | 0 | 0 | 0 | 0 | 0 | 0
F3_Commercial_Office_New_Water Heating_Natural Gas_Water Heater_E2 | F3 | Commercial | Office | New | Water Heating | Natural Gas | Water Heater | E2 | PACT BC Ratio | 0.9 | 0.9 | 0.9 | 0.9 | 0.9 | 0.9 | 0.9 | 0.9 | 0.9 | 0.9 | 0.9 | 0.9 | 0.9 | 0.9 | 0.9 | 0.9 | 0.9 | 0.9 | 0.9 | 0.9 | 0.9 | 0.9 | 0 | 0 | 0 | 0 | 0 | 0 | 0 | 0
F3_Commercial_Office_New_Water Heating_Natural Gas_Water Heater_E3 | F3 | Commercial | Office | New | Water Heating | Natural Gas | Water Heater | E3 | PACT BC Ratio | 80.5284 | 81.065 | 81.7603 | 83.103 | 84.9666 | 87.2095 | 89.2457 | 90.9904 | 92.6463 | 94.3376 | 96.1484 | 97.9148 | 99.585 | 101.2669 | 102.7534 | 104.1606 | 105.6836 | 107.2119 | 108.7483 | 110.285 | 111.7929 | 113.2648 | 0 | 0 | 0 | 0 | 0 | 0 | 0 | 0
F3_Commercial_Office_New_Water Heating_Natural Gas_Water Heater_E4 | F3 | Commercial | Office | New | Water Heating | Natural Gas | Water Heater | E4 | PACT BC Ratio | 0.9 | 0.9 | 0.9 | 0.9 | 0.9 | 0.9 | 0.9 | 0.9 | 0.9 | 0.9 | 0.9 | 0.9 | 0.9 | 0.9 | 0.9 | 0.9 | 0.9 | 0.9 | 0.9 | 0.9 | 0.9 | 0.9 | 0 | 0 | 0 | 0 | 0 | 0 | 0 | 0
F3_Commercial_Office_New_Water Heating_Natural Gas_Water Heater_E5 | F3 | Commercial | Office | New | Water Heating | Natural Gas | Water Heater | E5 | PACT BC Ratio | 0 | 0 | 0 | 0 | 0 | 0 | 0 | 0 | 0 | 0 | 0 | 0 | 0 | 0 | 0 | 0 | 0 | 0 | 0 | 0 | 0 | 0 | 0 | 0 | 0 | 0 | 0 | 0 | 0 | 0
F3_Commercial_Office_New_Water Heating_Natural Gas_Water Heater_E6 | F3 | Commercial | Office | New | Water Heating | Natural Gas | Water Heater | E6 | PACT BC Ratio | 0 | 0 | 0 | 0 | 0 | 0 | 0 | 0 | 0 | 0 | 0 | 0 | 0 | 0 | 0 | 0 | 0 | 0 | 0 | 0 | 0 | 0 | 0 | 0 | 0 | 0 | 0 | 0 | 0 | 0
F3_Commercial_Office_New_Water Heating_Natural Gas_Water Heater_E7 | F3 | Commercial | Office | New | Water Heating | Natural Gas | Water Heater | E7 | PACT BC Ratio | 0 | 0 | 0 | 0 | 0 | 0 | 0 | 0 | 0 | 0 | 0 | 0 | 0 | 0 | 0 | 0 | 0 | 0 | 0 | 0 | 0 | 0 | 0 | 0 | 0 | 0 | 0 | 0 | 0 | 0
F3_Commercial_Office_New_Water Heating_Natural Gas_Water Heater_E8 | F3 | Commercial | Office | New | Water Heating | Natural Gas | Water Heater | E8 | PACT BC Ratio | 0 | 0 | 0 | 0 | 0 | 0 | 0 | 0 | 0 | 0 | 0 | 0 | 0 | 0 | 0 | 0 | 0 | 0 | 0 | 0 | 0 | 0 | 0 | 0 | 0 | 0 | 0 | 0 | 0 | 0
F3_Commercial_Office_New_Water Heating_Natural Gas_Water Heater_E9 | F3 | Commercial | Office | New | Water Heating | Natural Gas | Water Heater | E9 | PACT BC Ratio | 0 | 0 | 0 | 0 | 0 | 0 | 0 | 0 | 0 | 0 | 0 | 0 | 0 | 0 | 0 | 0 | 0 | 0 | 0 | 0 | 0 | 0 | 0 | 0 | 0 | 0 | 0 | 0 | 0 | 0
F3_Commercial_Office_New_Water Heating_Natural Gas_Water Heater_E10 | F3 | Commercial | Office | New | Water Heating | Natural Gas | Water Heater | E10 | PACT BC Ratio | 0 | 0 | 0 | 0 | 0 | 0 | 0 | 0 | 0 | 0 | 0 | 0 | 0 | 0 | 0 | 0 | 0 | 0 | 0 | 0 | 0 | 0 | 0 | 0 | 0 | 0 | 0 | 0 | 0 | 0
F4_Commercial_Office_New_Water Heating_Natural Gas_Water Heater_E1 | F4 | Commercial | Office | New | Water Heating | Natural Gas | Water Heater | E1 | PCT BC Ratio | 0.9 | 0.9 | 0.9 | 0.9 | 0.9 | 0.9 | 0.9 | 0.9 | 0.9 | 0.9 | 0.9 | 0.9 | 0.9 | 0.9 | 0.9 | 0.9 | 0.9 | 0.9 | 0.9 | 0.9 | 0.9 | 0.9 | 0 | 0 | 0 | 0 | 0 | 0 | 0 | 0
F4_Commercial_Office_New_Water Heating_Natural Gas_Water Heater_E2 | F4 | Commercial | Office | New | Water Heating | Natural Gas | Water Heater | E2 | PCT BC Ratio | 0.9 | 0.9 | 0.9 | 0.9 | 0.9 | 0.9 | 0.9 | 0.9 | 0.9 | 0.9 | 0.9 | 0.9 | 0.9 | 0.9 | 0.9 | 0.9 | 0.9 | 0.9 | 0.9 | 0.9 | 0.9 | 0.9 | 0 | 0 | 0 | 0 | 0 | 0 | 0 | 0
F4_Commercial_Office_New_Water Heating_Natural Gas_Water Heater_E3 | F4 | Commercial | Office | New | Water Heating | Natural Gas | Water Heater | E3 | PCT BC Ratio | 87.2326 | 87.8111 | 88.5606 | 90.0078 | 92.0167 | 94.4344 | 96.6293 | 98.5099 | 100.2949 | 102.118 | 104.0699 | 105.974 | 107.7743 | 109.5874 | 111.1897 | 112.7065 | 114.3482 | 115.9956 | 117.6518 | 119.3082 | 120.9336 | 122.5202 | 0 | 0 | 0 | 0 | 0 | 0 | 0 | 0
F4_Commercial_Office_New_Water Heating_Natural Gas_Water Heater_E4 | F4 | Commercial | Office | New | Water Heating | Natural Gas | Water Heater | E4 | PCT BC Ratio | 0.9 | 0.9 | 0.9 | 0.9 | 0.9 | 0.9 | 0.9 | 0.9 | 0.9 | 0.9 | 0.9 | 0.9 | 0.9 | 0.9 | 0.9 | 0.9 | 0.9 | 0.9 | 0.9 | 0.9 | 0.9 | 0.9 | 0 | 0 | 0 | 0 | 0 | 0 | 0 | 0
F4_Commercial_Office_New_Water Heating_Natural Gas_Water Heater_E5 | F4 | Commercial | Office | New | Water Heating | Natural Gas | Water Heater | E5 | PCT BC Ratio | 0 | 0 | 0 | 0 | 0 | 0 | 0 | 0 | 0 | 0 | 0 | 0 | 0 | 0 | 0 | 0 | 0 | 0 | 0 | 0 | 0 | 0 | 0 | 0 | 0 | 0 | 0 | 0 | 0 | 0
F4_Commercial_Office_New_Water Heating_Natural Gas_Water Heater_E6 | F4 | Commercial | Office | New | Water Heating | Natural Gas | Water Heater | E6 | PCT BC Ratio | 0 | 0 | 0 | 0 | 0 | 0 | 0 | 0 | 0 | 0 | 0 | 0 | 0 | 0 | 0 | 0 | 0 | 0 | 0 | 0 | 0 | 0 | 0 | 0 | 0 | 0 | 0 | 0 | 0 | 0
F4_Commercial_Office_New_Water Heating_Natural Gas_Water Heater_E7 | F4 | Commercial | Office | New | Water Heating | Natural Gas | Water Heater | E7 | PCT BC Ratio | 0 | 0 | 0 | 0 | 0 | 0 | 0 | 0 | 0 | 0 | 0 | 0 | 0 | 0 | 0 | 0 | 0 | 0 | 0 | 0 | 0 | 0 | 0 | 0 | 0 | 0 | 0 | 0 | 0 | 0
F4_Commercial_Office_New_Water Heating_Natural Gas_Water Heater_E8 | F4 | Commercial | Office | New | Water Heating | Natural Gas | Water Heater | E8 | PCT BC Ratio | 0 | 0 | 0 | 0 | 0 | 0 | 0 | 0 | 0 | 0 | 0 | 0 | 0 | 0 | 0 | 0 | 0 | 0 | 0 | 0 | 0 | 0 | 0 | 0 | 0 | 0 | 0 | 0 | 0 | 0
F4_Commercial_Office_New_Water Heating_Natural Gas_Water Heater_E9 | F4 | Commercial | Office | New | Water Heating | Natural Gas | Water Heater | E9 | PCT BC Ratio | 0 | 0 | 0 | 0 | 0 | 0 | 0 | 0 | 0 | 0 | 0 | 0 | 0 | 0 | 0 | 0 | 0 | 0 | 0 | 0 | 0 | 0 | 0 | 0 | 0 | 0 | 0 | 0 | 0 | 0
F4_Commercial_Office_New_Water Heating_Natural Gas_Water Heater_E10 | F4 | Commercial | Office | New | Water Heating | Natural Gas | Water Heater | E10 | PCT BC Ratio | 0 | 0 | 0 | 0 | 0 | 0 | 0 | 0 | 0 | 0 | 0 | 0 | 0 | 0 | 0 | 0 | 0 | 0 | 0 | 0 | 0 | 0 | 0 | 0 | 0 | 0 | 0 | 0 | 0 | 0
F5_Commercial_Office_New_Water Heating_Natural Gas_Water Heater_E1 | F5 | Commercial | Office | New | Water Heating | Natural Gas | Water Heater | E1 | RIM BC Ratio | 0.9 | 0.9 | 0.9 | 0.9 | 0.9 | 0.9 | 0.9 | 0.9 | 0.9 | 0.9 | 0.9 | 0.9 | 0.9 | 0.9 | 0.9 | 0.9 | 0.9 | 0.9 | 0.9 | 0.9 | 0.9 | 0.9 | 0 | 0 | 0 | 0 | 0 | 0 | 0 | 0
F5_Commercial_Office_New_Water Heating_Natural Gas_Water Heater_E2 | F5 | Commercial | Office | New | Water Heating | Natural Gas | Water Heater | E2 | RIM BC Ratio | 0.9 | 0.9 | 0.9 | 0.9 | 0.9 | 0.9 | 0.9 | 0.9 | 0.9 | 0.9 | 0.9 | 0.9 | 0.9 | 0.9 | 0.9 | 0.9 | 0.9 | 0.9 | 0.9 | 0.9 | 0.9 | 0.9 | 0 | 0 | 0 | 0 | 0 | 0 | 0 | 0
F5_Commercial_Office_New_Water Heating_Natural Gas_Water Heater_E3 | F5 | Commercial | Office | New | Water Heating | Natural Gas | Water Heater | E3 | RIM BC Ratio | 0.82612 | 0.82617 | 0.82624 | 0.82638 | 0.82656 | 0.82677 | 0.82695 | 0.82709 | 0.82723 | 0.82736 | 0.8275 | 0.82762 | 0.82774 | 0.82786 | 0.82795 | 0.82804 | 0.82814 | 0.82823 | 0.82832 | 0.82841 | 0.82849 | 0.82857 | 0 | 0 | 0 | 0 | 0 | 0 | 0 | 0
F5_Commercial_Office_New_Water Heating_Natural Gas_Water Heater_E4 | F5 | Commercial | Office | New | Water Heating | Natural Gas | Water Heater | E4 | RIM BC Ratio | 0.9 | 0.9 | 0.9 | 0.9 | 0.9 | 0.9 | 0.9 | 0.9 | 0.9 | 0.9 | 0.9 | 0.9 | 0.9 | 0.9 | 0.9 | 0.9 | 0.9 | 0.9 | 0.9 | 0.9 | 0.9 | 0.9 | 0 | 0 | 0 | 0 | 0 | 0 | 0 | 0
F5_Commercial_Office_New_Water Heating_Natural Gas_Water Heater_E5 | F5 | Commercial | Office | New | Water Heating | Natural Gas | Water Heater | E5 | RIM BC Ratio | 0 | 0 | 0 | 0 | 0 | 0 | 0 | 0 | 0 | 0 | 0 | 0 | 0 | 0 | 0 | 0 | 0 | 0 | 0 | 0 | 0 | 0 | 0 | 0 | 0 | 0 | 0 | 0 | 0 | 0
F5_Commercial_Office_New_Water Heating_Natural Gas_Water Heater_E6 | F5 | Commercial | Office | New | Water Heating | Natural Gas | Water Heater | E6 | RIM BC Ratio | 0 | 0 | 0 | 0 | 0 | 0 | 0 | 0 | 0 | 0 | 0 | 0 | 0 | 0 | 0 | 0 | 0 | 0 | 0 | 0 | 0 | 0 | 0 | 0 | 0 | 0 | 0 | 0 | 0 | 0
F5_Commercial_Office_New_Water Heating_Natural Gas_Water Heater_E7 | F5 | Commercial | Office | New | Water Heating | Natural Gas | Water Heater | E7 | RIM BC Ratio | 0 | 0 | 0 | 0 | 0 | 0 | 0 | 0 | 0 | 0 | 0 | 0 | 0 | 0 | 0 | 0 | 0 | 0 | 0 | 0 | 0 | 0 | 0 | 0 | 0 | 0 | 0 | 0 | 0 | 0
F5_Commercial_Office_New_Water Heating_Natural Gas_Water Heater_E8 | F5 | Commercial | Office | New | Water Heating | Natural Gas | Water Heater | E8 | RIM BC Ratio | 0 | 0 | 0 | 0 | 0 | 0 | 0 | 0 | 0 | 0 | 0 | 0 | 0 | 0 | 0 | 0 | 0 | 0 | 0 | 0 | 0 | 0 | 0 | 0 | 0 | 0 | 0 | 0 | 0 | 0
F5_Commercial_Office_New_Water Heating_Natural Gas_Water Heater_E9 | F5 | Commercial | Office | New | Water Heating | Natural Gas | Water Heater | E9 | RIM BC Ratio | 0 | 0 | 0 | 0 | 0 | 0 | 0 | 0 | 0 | 0 | 0 | 0 | 0 | 0 | 0 | 0 | 0 | 0 | 0 | 0 | 0 | 0 | 0 | 0 | 0 | 0 | 0 | 0 | 0 | 0
F5_Commercial_Office_New_Water Heating_Natural Gas_Water Heater_E10 | F5 | Commercial | Office | New | Water Heating | Natural Gas | Water Heater | E10 | RIM BC Ratio | 0 | 0 | 0 | 0 | 0 | 0 | 0 | 0 | 0 | 0 | 0 | 0 | 0 | 0 | 0 | 0 | 0 | 0 | 0 | 0 | 0 | 0 | 0 | 0 | 0 | 0 | 0 | 0 | 0 | 0
F0_Commercial_Office_New_Food Preparation_Natural Gas_Oven_E0 | F0 | Commercial | Office | New | Food Preparation | Natural Gas | Oven | E0 | Economic Unit | ENERGY STAR (>44% Baking Efficiency) | ENERGY STAR (>44% Baking Efficiency) | ENERGY STAR (>44% Baking Efficiency) | ENERGY STAR (>44% Baking Efficiency) | ENERGY STAR (>44% Baking Efficiency) | ENERGY STAR (>44% Baking Efficiency) | ENERGY STAR (>44% Baking Efficiency) | ENERGY STAR (>44% Baking Efficiency) | ENERGY STAR (>44% Baking Efficiency) | ENERGY STAR (>44% Baking Efficiency) | ENERGY STAR (>44% Baking Efficiency) | ENERGY STAR (>44% Baking Efficiency) | ENERGY STAR (>44% Baking Efficiency) | ENERGY STAR (>44% Baking Efficiency) | ENERGY STAR (>44% Baking Efficiency) | ENERGY STAR (>44% Baking Efficiency) | ENERGY STAR (>44% Baking Efficiency) | ENERGY STAR (>44% Baking Efficiency) | ENERGY STAR (>44% Baking Efficiency) | ENERGY STAR (>44% Baking Efficiency) | ENERGY STAR (>44% Baking Efficiency) | ENERGY STAR (>44% Baking Efficiency) | 0 | 0 | 0 | 0 | 0 | 0 | 0 | 0
F1_Commercial_Office_New_Food Preparation_Natural Gas_Oven_E1 | F1 | Commercial | Office | New | Food Preparation | Natural Gas | Oven | E1 | CCE | 0 | 0 | 0 | 0 | 0 | 0 | 0 | 0 | 0 | 0 | 0 | 0 | 0 | 0 | 0 | 0 | 0 | 0 | 0 | 0 | 0 | 0 | 0 | 0 | 0 | 0 | 0 | 0 | 0 | 0
F1_Commercial_Office_New_Food Preparation_Natural Gas_Oven_E2 | F1 | Commercial | Office | New | Food Preparation | Natural Gas | Oven | E2 | CCE | 0.00045896 | 0.00045896 | 0.00048217 | 0.00047484 | 0.00046772 | 0.00045882 | 0.00045757 | 0.00045463 | 0.00045189 | 0.00044776 | 0.00044712 | 0.00044507 | 0.00044323 | 0.00043973 | 0.00044019 | 0.00043885 | 0.00043753 | 0.00043464 | 0.00043549 | 0.00043464 | 0.000434 | 0.00043158 | 0 | 0 | 0 | 0 | 0 | 0 | 0 | 0
F1_Commercial_Office_New_Food Preparation_Natural Gas_Oven_E3 | F1 | Commercial | Office | New | Food Preparation | Natural Gas | Oven | E3 | CCE | 0 | 0 | 0 | 0 | 0 | 0 | 0 | 0 | 0 | 0 | 0 | 0 | 0 | 0 | 0 | 0 | 0 | 0 | 0 | 0 | 0 | 0 | 0 | 0 | 0 | 0 | 0 | 0 | 0 | 0
F1_Commercial_Office_New_Food Preparation_Natural Gas_Oven_E4 | F1 | Commercial | Office | New | Food Preparation | Natural Gas | Oven | E4 | CCE | 0 | 0 | 0 | 0 | 0 | 0 | 0 | 0 | 0 | 0 | 0 | 0 | 0 | 0 | 0 | 0 | 0 | 0 | 0 | 0 | 0 | 0 | 0 | 0 | 0 | 0 | 0 | 0 | 0 | 0
F1_Commercial_Office_New_Food Preparation_Natural Gas_Oven_E5 | F1 | Commercial | Office | New | Food Preparation | Natural Gas | Oven | E5 | CCE | 0 | 0 | 0 | 0 | 0 | 0 | 0 | 0 | 0 | 0 | 0 | 0 | 0 | 0 | 0 | 0 | 0 | 0 | 0 | 0 | 0 | 0 | 0 | 0 | 0 | 0 | 0 | 0 | 0 | 0
F1_Commercial_Office_New_Food Preparation_Natural Gas_Oven_E6 | F1 | Commercial | Office | New | Food Preparation | Natural Gas | Oven | E6 | CCE | 0 | 0 | 0 | 0 | 0 | 0 | 0 | 0 | 0 | 0 | 0 | 0 | 0 | 0 | 0 | 0 | 0 | 0 | 0 | 0 | 0 | 0 | 0 | 0 | 0 | 0 | 0 | 0 | 0 | 0
F1_Commercial_Office_New_Food Preparation_Natural Gas_Oven_E7 | F1 | Commercial | Office | New | Food Preparation | Natural Gas | Oven | E7 | CCE | 0 | 0 | 0 | 0 | 0 | 0 | 0 | 0 | 0 | 0 | 0 | 0 | 0 | 0 | 0 | 0 | 0 | 0 | 0 | 0 | 0 | 0 | 0 | 0 | 0 | 0 | 0 | 0 | 0 | 0
F1_Commercial_Office_New_Food Preparation_Natural Gas_Oven_E8 | F1 | Commercial | Office | New | Food Preparation | Natural Gas | Oven | E8 | CCE | 0 | 0 | 0 | 0 | 0 | 0 | 0 | 0 | 0 | 0 | 0 | 0 | 0 | 0 | 0 | 0 | 0 | 0 | 0 | 0 | 0 | 0 | 0 | 0 | 0 | 0 | 0 | 0 | 0 | 0
F1_Commercial_Office_New_Food Preparation_Natural Gas_Oven_E9 | F1 | Commercial | Office | New | Food Preparation | Natural Gas | Oven | E9 | CCE | 0 | 0 | 0 | 0 | 0 | 0 | 0 | 0 | 0 | 0 | 0 | 0 | 0 | 0 | 0 | 0 | 0 | 0 | 0 | 0 | 0 | 0 | 0 | 0 | 0 | 0 | 0 | 0 | 0 | 0
F1_Commercial_Office_New_Food Preparation_Natural Gas_Oven_E10 | F1 | Commercial | Office | New | Food Preparation | Natural Gas | Oven | E10 | CCE | 0 | 0 | 0 | 0 | 0 | 0 | 0 | 0 | 0 | 0 | 0 | 0 | 0 | 0 | 0 | 0 | 0 | 0 | 0 | 0 | 0 | 0 | 0 | 0 | 0 | 0 | 0 | 0 | 0 | 0
F2_Commercial_Office_New_Food Preparation_Natural Gas_Oven_E1 | F2 | Commercial | Office | New | Food Preparation | Natural Gas | Oven | E1 | TRC BC Ratio | 0.9 | 0.9 | 0.9 | 0.9 | 0.9 | 0.9 | 0.9 | 0.9 | 0.9 | 0.9 | 0.9 | 0.9 | 0.9 | 0.9 | 0.9 | 0.9 | 0.9 | 0.9 | 0.9 | 0.9 | 0.9 | 0.9 | 0 | 0 | 0 | 0 | 0 | 0 | 0 | 0
F2_Commercial_Office_New_Food Preparation_Natural Gas_Oven_E2 | F2 | Commercial | Office | New | Food Preparation | Natural Gas | Oven | E2 | TRC BC Ratio | 19.3861 | 19.5519 | 19.7505 | 20.079 | 20.517 | 21.0337 | 21.5085 | 21.9312 | 22.3413 | 22.739 | 23.1401 | 23.5301 | 23.8972 | 24.2648 | 24.6161 | 24.9765 | 25.3618 | 25.7498 | 26.141 | 26.5337 | 26.9222 | 27.305 | 0 | 0 | 0 | 0 | 0 | 0 | 0 | 0
F2_Commercial_Office_New_Food Preparation_Natural Gas_Oven_E3 | F2 | Commercial | Office | New | Food Preparation | Natural Gas | Oven | E3 | TRC BC Ratio | 0 | 0 | 0 | 0 | 0 | 0 | 0 | 0 | 0 | 0 | 0 | 0 | 0 | 0 | 0 | 0 | 0 | 0 | 0 | 0 | 0 | 0 | 0 | 0 | 0 | 0 | 0 | 0 | 0 | 0
F2_Commercial_Office_New_Food Preparation_Natural Gas_Oven_E4 | F2 | Commercial | Office | New | Food Preparation | Natural Gas | Oven | E4 | TRC BC Ratio | 0 | 0 | 0 | 0 | 0 | 0 | 0 | 0 | 0 | 0 | 0 | 0 | 0 | 0 | 0 | 0 | 0 | 0 | 0 | 0 | 0 | 0 | 0 | 0 | 0 | 0 | 0 | 0 | 0 | 0
F2_Commercial_Office_New_Food Preparation_Natural Gas_Oven_E5 | F2 | Commercial | Office | New | Food Preparation | Natural Gas | Oven | E5 | TRC BC Ratio | 0 | 0 | 0 | 0 | 0 | 0 | 0 | 0 | 0 | 0 | 0 | 0 | 0 | 0 | 0 | 0 | 0 | 0 | 0 | 0 | 0 | 0 | 0 | 0 | 0 | 0 | 0 | 0 | 0 | 0
F2_Commercial_Office_New_Food Preparation_Natural Gas_Oven_E6 | F2 | Commercial | Office | New | Food Preparation | Natural Gas | Oven | E6 | TRC BC Ratio | 0 | 0 | 0 | 0 | 0 | 0 | 0 | 0 | 0 | 0 | 0 | 0 | 0 | 0 | 0 | 0 | 0 | 0 | 0 | 0 | 0 | 0 | 0 | 0 | 0 | 0 | 0 | 0 | 0 | 0
F2_Commercial_Office_New_Food Preparation_Natural Gas_Oven_E7 | F2 | Commercial | Office | New | Food Preparation | Natural Gas | Oven | E7 | TRC BC Ratio | 0 | 0 | 0 | 0 | 0 | 0 | 0 | 0 | 0 | 0 | 0 | 0 | 0 | 0 | 0 | 0 | 0 | 0 | 0 | 0 | 0 | 0 | 0 | 0 | 0 | 0 | 0 | 0 | 0 | 0
F2_Commercial_Office_New_Food Preparation_Natural Gas_Oven_E8 | F2 | Commercial | Office | New | Food Preparation | Natural Gas | Oven | E8 | TRC BC Ratio | 0 | 0 | 0 | 0 | 0 | 0 | 0 | 0 | 0 | 0 | 0 | 0 | 0 | 0 | 0 | 0 | 0 | 0 | 0 | 0 | 0 | 0 | 0 | 0 | 0 | 0 | 0 | 0 | 0 | 0
F2_Commercial_Office_New_Food Preparation_Natural Gas_Oven_E9 | F2 | Commercial | Office | New | Food Preparation | Natural Gas | Oven | E9 | TRC BC Ratio | 0 | 0 | 0 | 0 | 0 | 0 | 0 | 0 | 0 | 0 | 0 | 0 | 0 | 0 | 0 | 0 | 0 | 0 | 0 | 0 | 0 | 0 | 0 | 0 | 0 | 0 | 0 | 0 | 0 | 0
F2_Commercial_Office_New_Food Preparation_Natural Gas_Oven_E10 | F2 | Commercial | Office | New | Food Preparation | Natural Gas | Oven | E10 | TRC BC Ratio | 0 | 0 | 0 | 0 | 0 | 0 | 0 | 0 | 0 | 0 | 0 | 0 | 0 | 0 | 0 | 0 | 0 | 0 | 0 | 0 | 0 | 0 | 0 | 0 | 0 | 0 | 0 | 0 | 0 | 0
F3_Commercial_Office_New_Food Preparation_Natural Gas_Oven_E1 | F3 | Commercial | Office | New | Food Preparation | Natural Gas | Oven | E1 | PACT BC Ratio | 0.9 | 0.9 | 0.9 | 0.9 | 0.9 | 0.9 | 0.9 | 0.9 | 0.9 | 0.9 | 0.9 | 0.9 | 0.9 | 0.9 | 0.9 | 0.9 | 0.9 | 0.9 | 0.9 | 0.9 | 0.9 | 0.9 | 0 | 0 | 0 | 0 | 0 | 0 | 0 | 0
F3_Commercial_Office_New_Food Preparation_Natural Gas_Oven_E2 | F3 | Commercial | Office | New | Food Preparation | Natural Gas | Oven | E2 | PACT BC Ratio | 19.3861 | 19.5519 | 19.7505 | 20.079 | 20.517 | 21.0337 | 21.5085 | 21.9312 | 22.3413 | 22.739 | 23.1401 | 23.5301 | 23.8972 | 24.2648 | 24.6161 | 24.9765 | 25.3618 | 25.7498 | 26.141 | 26.5337 | 26.9222 | 27.305 | 0 | 0 | 0 | 0 | 0 | 0 | 0 | 0
F3_Commercial_Office_New_Food Preparation_Natural Gas_Oven_E3 | F3 | Commercial | Office | New | Food Preparation | Natural Gas | Oven | E3 | PACT BC Ratio | 0 | 0 | 0 | 0 | 0 | 0 | 0 | 0 | 0 | 0 | 0 | 0 | 0 | 0 | 0 | 0 | 0 | 0 | 0 | 0 | 0 | 0 | 0 | 0 | 0 | 0 | 0 | 0 | 0 | 0
F3_Commercial_Office_New_Food Preparation_Natural Gas_Oven_E4 | F3 | Commercial | Office | New | Food Preparation | Natural Gas | Oven | E4 | PACT BC Ratio | 0 | 0 | 0 | 0 | 0 | 0 | 0 | 0 | 0 | 0 | 0 | 0 | 0 | 0 | 0 | 0 | 0 | 0 | 0 | 0 | 0 | 0 | 0 | 0 | 0 | 0 | 0 | 0 | 0 | 0
F3_Commercial_Office_New_Food Preparation_Natural Gas_Oven_E5 | F3 | Commercial | Office | New | Food Preparation | Natural Gas | Oven | E5 | PACT BC Ratio | 0 | 0 | 0 | 0 | 0 | 0 | 0 | 0 | 0 | 0 | 0 | 0 | 0 | 0 | 0 | 0 | 0 | 0 | 0 | 0 | 0 | 0 | 0 | 0 | 0 | 0 | 0 | 0 | 0 | 0
F3_Commercial_Office_New_Food Preparation_Natural Gas_Oven_E6 | F3 | Commercial | Office | New | Food Preparation | Natural Gas | Oven | E6 | PACT BC Ratio | 0 | 0 | 0 | 0 | 0 | 0 | 0 | 0 | 0 | 0 | 0 | 0 | 0 | 0 | 0 | 0 | 0 | 0 | 0 | 0 | 0 | 0 | 0 | 0 | 0 | 0 | 0 | 0 | 0 | 0
F3_Commercial_Office_New_Food Preparation_Natural Gas_Oven_E7 | F3 | Commercial | Office | New | Food Preparation | Natural Gas | Oven | E7 | PACT BC Ratio | 0 | 0 | 0 | 0 | 0 | 0 | 0 | 0 | 0 | 0 | 0 | 0 | 0 | 0 | 0 | 0 | 0 | 0 | 0 | 0 | 0 | 0 | 0 | 0 | 0 | 0 | 0 | 0 | 0 | 0
F3_Commercial_Office_New_Food Preparation_Natural Gas_Oven_E8 | F3 | Commercial | Office | New | Food Preparation | Natural Gas | Oven | E8 | PACT BC Ratio | 0 | 0 | 0 | 0 | 0 | 0 | 0 | 0 | 0 | 0 | 0 | 0 | 0 | 0 | 0 | 0 | 0 | 0 | 0 | 0 | 0 | 0 | 0 | 0 | 0 | 0 | 0 | 0 | 0 | 0
F3_Commercial_Office_New_Food Preparation_Natural Gas_Oven_E9 | F3 | Commercial | Office | New | Food Preparation | Natural Gas | Oven | E9 | PACT BC Ratio | 0 | 0 | 0 | 0 | 0 | 0 | 0 | 0 | 0 | 0 | 0 | 0 | 0 | 0 | 0 | 0 | 0 | 0 | 0 | 0 | 0 | 0 | 0 | 0 | 0 | 0 | 0 | 0 | 0 | 0
F3_Commercial_Office_New_Food Preparation_Natural Gas_Oven_E10 | F3 | Commercial | Office | New | Food Preparation | Natural Gas | Oven | E10 | PACT BC Ratio | 0 | 0 | 0 | 0 | 0 | 0 | 0 | 0 | 0 | 0 | 0 | 0 | 0 | 0 | 0 | 0 | 0 | 0 | 0 | 0 | 0 | 0 | 0 | 0 | 0 | 0 | 0 | 0 | 0 | 0
F4_Commercial_Office_New_Food Preparation_Natural Gas_Oven_E1 | F4 | Commercial | Office | New | Food Preparation | Natural Gas | Oven | E1 | PCT BC Ratio | 0.9 | 0.9 | 0.9 | 0.9 | 0.9 | 0.9 | 0.9 | 0.9 | 0.9 | 0.9 | 0.9 | 0.9 | 0.9 | 0.9 | 0.9 | 0.9 | 0.9 | 0.9 | 0.9 | 0.9 | 0.9 | 0.9 | 0 | 0 | 0 | 0 | 0 | 0 | 0 | 0
F4_Commercial_Office_New_Food Preparation_Natural Gas_Oven_E2 | F4 | Commercial | Office | New | Food Preparation | Natural Gas | Oven | E2 | PCT BC Ratio | 49.7741 | 50.1913 | 50.6909 | 51.5175 | 52.6194 | 53.9194 | 55.1139 | 56.1776 | 57.2092 | 58.2099 | 59.2191 | 60.2001 | 61.1237 | 62.0487 | 62.9326 | 63.8392 | 64.8088 | 65.7849 | 66.769 | 67.7572 | 68.7346 | 69.6977 | 0 | 0 | 0 | 0 | 0 | 0 | 0 | 0
F4_Commercial_Office_New_Food Preparation_Natural Gas_Oven_E3 | F4 | Commercial | Office | New | Food Preparation | Natural Gas | Oven | E3 | PCT BC Ratio | 0 | 0 | 0 | 0 | 0 | 0 | 0 | 0 | 0 | 0 | 0 | 0 | 0 | 0 | 0 | 0 | 0 | 0 | 0 | 0 | 0 | 0 | 0 | 0 | 0 | 0 | 0 | 0 | 0 | 0
F4_Commercial_Office_New_Food Preparation_Natural Gas_Oven_E4 | F4 | Commercial | Office | New | Food Preparation | Natural Gas | Oven | E4 | PCT BC Ratio | 0 | 0 | 0 | 0 | 0 | 0 | 0 | 0 | 0 | 0 | 0 | 0 | 0 | 0 | 0 | 0 | 0 | 0 | 0 | 0 | 0 | 0 | 0 | 0 | 0 | 0 | 0 | 0 | 0 | 0
F4_Commercial_Office_New_Food Preparation_Natural Gas_Oven_E5 | F4 | Commercial | Office | New | Food Preparation | Natural Gas | Oven | E5 | PCT BC Ratio | 0 | 0 | 0 | 0 | 0 | 0 | 0 | 0 | 0 | 0 | 0 | 0 | 0 | 0 | 0 | 0 | 0 | 0 | 0 | 0 | 0 | 0 | 0 | 0 | 0 | 0 | 0 | 0 | 0 | 0
F4_Commercial_Office_New_Food Preparation_Natural Gas_Oven_E6 | F4 | Commercial | Office | New | Food Preparation | Natural Gas | Oven | E6 | PCT BC Ratio | 0 | 0 | 0 | 0 | 0 | 0 | 0 | 0 | 0 | 0 | 0 | 0 | 0 | 0 | 0 | 0 | 0 | 0 | 0 | 0 | 0 | 0 | 0 | 0 | 0 | 0 | 0 | 0 | 0 | 0
F4_Commercial_Office_New_Food Preparation_Natural Gas_Oven_E7 | F4 | Commercial | Office | New | Food Preparation | Natural Gas | Oven | E7 | PCT BC Ratio | 0 | 0 | 0 | 0 | 0 | 0 | 0 | 0 | 0 | 0 | 0 | 0 | 0 | 0 | 0 | 0 | 0 | 0 | 0 | 0 | 0 | 0 | 0 | 0 | 0 | 0 | 0 | 0 | 0 | 0
F4_Commercial_Office_New_Food Preparation_Natural Gas_Oven_E8 | F4 | Commercial | Office | New | Food Preparation | Natural Gas | Oven | E8 | PCT BC Ratio | 0 | 0 | 0 | 0 | 0 | 0 | 0 | 0 | 0 | 0 | 0 | 0 | 0 | 0 | 0 | 0 | 0 | 0 | 0 | 0 | 0 | 0 | 0 | 0 | 0 | 0 | 0 | 0 | 0 | 0
F4_Commercial_Office_New_Food Preparation_Natural Gas_Oven_E9 | F4 | Commercial | Office | New | Food Preparation | Natural Gas | Oven | E9 | PCT BC Ratio | 0 | 0 | 0 | 0 | 0 | 0 | 0 | 0 | 0 | 0 | 0 | 0 | 0 | 0 | 0 | 0 | 0 | 0 | 0 | 0 | 0 | 0 | 0 | 0 | 0 | 0 | 0 | 0 | 0 | 0
F4_Commercial_Office_New_Food Preparation_Natural Gas_Oven_E10 | F4 | Commercial | Office | New | Food Preparation | Natural Gas | Oven | E10 | PCT BC Ratio | 0 | 0 | 0 | 0 | 0 | 0 | 0 | 0 | 0 | 0 | 0 | 0 | 0 | 0 | 0 | 0 | 0 | 0 | 0 | 0 | 0 | 0 | 0 | 0 | 0 | 0 | 0 | 0 | 0 | 0
F5_Commercial_Office_New_Food Preparation_Natural Gas_Oven_E1 | F5 | Commercial | Office | New | Food Preparation | Natural Gas | Oven | E1 | RIM BC Ratio | 0.9 | 0.9 | 0.9 | 0.9 | 0.9 | 0.9 | 0.9 | 0.9 | 0.9 | 0.9 | 0.9 | 0.9 | 0.9 | 0.9 | 0.9 | 0.9 | 0.9 | 0.9 | 0.9 | 0.9 | 0.9 | 0.9 | 0 | 0 | 0 | 0 | 0 | 0 | 0 | 0
F5_Commercial_Office_New_Food Preparation_Natural Gas_Oven_E2 | F5 | Commercial | Office | New | Food Preparation | Natural Gas | Oven | E2 | RIM BC Ratio | 0.80022 | 0.80051 | 0.80083 | 0.80137 | 0.80205 | 0.80282 | 0.8035 | 0.80408 | 0.80462 | 0.80513 | 0.80562 | 0.80608 | 0.80651 | 0.80692 | 0.80731 | 0.80769 | 0.80808 | 0.80847 | 0.80885 | 0.80922 | 0.80958 | 0.80992 | 0 | 0 | 0 | 0 | 0 | 0 | 0 | 0
F5_Commercial_Office_New_Food Preparation_Natural Gas_Oven_E3 | F5 | Commercial | Office | New | Food Preparation | Natural Gas | Oven | E3 | RIM BC Ratio | 0 | 0 | 0 | 0 | 0 | 0 | 0 | 0 | 0 | 0 | 0 | 0 | 0 | 0 | 0 | 0 | 0 | 0 | 0 | 0 | 0 | 0 | 0 | 0 | 0 | 0 | 0 | 0 | 0 | 0
F5_Commercial_Office_New_Food Preparation_Natural Gas_Oven_E4 | F5 | Commercial | Office | New | Food Preparation | Natural Gas | Oven | E4 | RIM BC Ratio | 0 | 0 | 0 | 0 | 0 | 0 | 0 | 0 | 0 | 0 | 0 | 0 | 0 | 0 | 0 | 0 | 0 | 0 | 0 | 0 | 0 | 0 | 0 | 0 | 0 | 0 | 0 | 0 | 0 | 0
F5_Commercial_Office_New_Food Preparation_Natural Gas_Oven_E5 | F5 | Commercial | Office | New | Food Preparation | Natural Gas | Oven | E5 | RIM BC Ratio | 0 | 0 | 0 | 0 | 0 | 0 | 0 | 0 | 0 | 0 | 0 | 0 | 0 | 0 | 0 | 0 | 0 | 0 | 0 | 0 | 0 | 0 | 0 | 0 | 0 | 0 | 0 | 0 | 0 | 0
F5_Commercial_Office_New_Food Preparation_Natural Gas_Oven_E6 | F5 | Commercial | Office | New | Food Preparation | Natural Gas | Oven | E6 | RIM BC Ratio | 0 | 0 | 0 | 0 | 0 | 0 | 0 | 0 | 0 | 0 | 0 | 0 | 0 | 0 | 0 | 0 | 0 | 0 | 0 | 0 | 0 | 0 | 0 | 0 | 0 | 0 | 0 | 0 | 0 | 0
F5_Commercial_Office_New_Food Preparation_Natural Gas_Oven_E7 | F5 | Commercial | Office | New | Food Preparation | Natural Gas | Oven | E7 | RIM BC Ratio | 0 | 0 | 0 | 0 | 0 | 0 | 0 | 0 | 0 | 0 | 0 | 0 | 0 | 0 | 0 | 0 | 0 | 0 | 0 | 0 | 0 | 0 | 0 | 0 | 0 | 0 | 0 | 0 | 0 | 0
F5_Commercial_Office_New_Food Preparation_Natural Gas_Oven_E8 | F5 | Commercial | Office | New | Food Preparation | Natural Gas | Oven | E8 | RIM BC Ratio | 0 | 0 | 0 | 0 | 0 | 0 | 0 | 0 | 0 | 0 | 0 | 0 | 0 | 0 | 0 | 0 | 0 | 0 | 0 | 0 | 0 | 0 | 0 | 0 | 0 | 0 | 0 | 0 | 0 | 0
F5_Commercial_Office_New_Food Preparation_Natural Gas_Oven_E9 | F5 | Commercial | Office | New | Food Preparation | Natural Gas | Oven | E9 | RIM BC Ratio | 0 | 0 | 0 | 0 | 0 | 0 | 0 | 0 | 0 | 0 | 0 | 0 | 0 | 0 | 0 | 0 | 0 | 0 | 0 | 0 | 0 | 0 | 0 | 0 | 0 | 0 | 0 | 0 | 0 | 0
F5_Commercial_Office_New_Food Preparation_Natural Gas_Oven_E10 | F5 | Commercial | Office | New | Food Preparation | Natural Gas | Oven | E10 | RIM BC Ratio | 0 | 0 | 0 | 0 | 0 | 0 | 0 | 0 | 0 | 0 | 0 | 0 | 0 | 0 | 0 | 0 | 0 | 0 | 0 | 0 | 0 | 0 | 0 | 0 | 0 | 0 | 0 | 0 | 0 | 0
F0_Commercial_Office_New_Food Preparation_Natural Gas_Conveyor Oven_E0 | F0 | Commercial | Office | New | Food Preparation | Natural Gas | Conveyor Oven | E0 | Economic Unit | Efficient (>44% Baking Efficiency) | Efficient (>44% Baking Efficiency) | Efficient (>44% Baking Efficiency) | Efficient (>44% Baking Efficiency) | Efficient (>44% Baking Efficiency) | Efficient (>44% Baking Efficiency) | Efficient (>44% Baking Efficiency) | Efficient (>44% Baking Efficiency) | Efficient (>44% Baking Efficiency) | Efficient (>44% Baking Efficiency) | Efficient (>44% Baking Efficiency) | Efficient (>44% Baking Efficiency) | Efficient (>44% Baking Efficiency) | Efficient (>44% Baking Efficiency) | Efficient (>44% Baking Efficiency) | Efficient (>44% Baking Efficiency) | Efficient (>44% Baking Efficiency) | Efficient (>44% Baking Efficiency) | Efficient (>44% Baking Efficiency) | Efficient (>44% Baking Efficiency) | Efficient (>44% Baking Efficiency) | Efficient (>44% Baking Efficiency) | 0 | 0 | 0 | 0 | 0 | 0 | 0 | 0
F1_Commercial_Office_New_Food Preparation_Natural Gas_Conveyor Oven_E1 | F1 | Commercial | Office | New | Food Preparation | Natural Gas | Conveyor Oven | E1 | CCE | 0 | 0 | 0 | 0 | 0 | 0 | 0 | 0 | 0 | 0 | 0 | 0 | 0 | 0 | 0 | 0 | 0 | 0 | 0 | 0 | 0 | 0 | 0 | 0 | 0 | 0 | 0 | 0 | 0 | 0
F1_Commercial_Office_New_Food Preparation_Natural Gas_Conveyor Oven_E2 | F1 | Commercial | Office | New | Food Preparation | Natural Gas | Conveyor Oven | E2 | CCE | 0.0034054 | 0.0034054 | 0.0035776 | 0.0035232 | 0.0034703 | 0.0034043 | 0.003395 | 0.0033732 | 0.0033529 | 0.0033223 | 0.0033175 | 0.0033023 | 0.0032887 | 0.0032626 | 0.0032661 | 0.0032561 | 0.0032463 | 0.0032249 | 0.0032312 | 0.0032249 | 0.0032202 | 0.0032022 | 0 | 0 | 0 | 0 | 0 | 0 | 0 | 0
F1_Commercial_Office_New_Food Preparation_Natural Gas_Conveyor Oven_E3 | F1 | Commercial | Office | New | Food Preparation | Natural Gas | Conveyor Oven | E3 | CCE | 0 | 0 | 0 | 0 | 0 | 0 | 0 | 0 | 0 | 0 | 0 | 0 | 0 | 0 | 0 | 0 | 0 | 0 | 0 | 0 | 0 | 0 | 0 | 0 | 0 | 0 | 0 | 0 | 0 | 0
F1_Commercial_Office_New_Food Preparation_Natural Gas_Conveyor Oven_E4 | F1 | Commercial | Office | New | Food Preparation | Natural Gas | Conveyor Oven | E4 | CCE | 0 | 0 | 0 | 0 | 0 | 0 | 0 | 0 | 0 | 0 | 0 | 0 | 0 | 0 | 0 | 0 | 0 | 0 | 0 | 0 | 0 | 0 | 0 | 0 | 0 | 0 | 0 | 0 | 0 | 0
F1_Commercial_Office_New_Food Preparation_Natural Gas_Conveyor Oven_E5 | F1 | Commercial | Office | New | Food Preparation | Natural Gas | Conveyor Oven | E5 | CCE | 0 | 0 | 0 | 0 | 0 | 0 | 0 | 0 | 0 | 0 | 0 | 0 | 0 | 0 | 0 | 0 | 0 | 0 | 0 | 0 | 0 | 0 | 0 | 0 | 0 | 0 | 0 | 0 | 0 | 0
F1_Commercial_Office_New_Food Preparation_Natural Gas_Conveyor Oven_E6 | F1 | Commercial | Office | New | Food Preparation | Natural Gas | Conveyor Oven | E6 | CCE | 0 | 0 | 0 | 0 | 0 | 0 | 0 | 0 | 0 | 0 | 0 | 0 | 0 | 0 | 0 | 0 | 0 | 0 | 0 | 0 | 0 | 0 | 0 | 0 | 0 | 0 | 0 | 0 | 0 | 0
F1_Commercial_Office_New_Food Preparation_Natural Gas_Conveyor Oven_E7 | F1 | Commercial | Office | New | Food Preparation | Natural Gas | Conveyor Oven | E7 | CCE | 0 | 0 | 0 | 0 | 0 | 0 | 0 | 0 | 0 | 0 | 0 | 0 | 0 | 0 | 0 | 0 | 0 | 0 | 0 | 0 | 0 | 0 | 0 | 0 | 0 | 0 | 0 | 0 | 0 | 0
F1_Commercial_Office_New_Food Preparation_Natural Gas_Conveyor Oven_E8 | F1 | Commercial | Office | New | Food Preparation | Natural Gas | Conveyor Oven | E8 | CCE | 0 | 0 | 0 | 0 | 0 | 0 | 0 | 0 | 0 | 0 | 0 | 0 | 0 | 0 | 0 | 0 | 0 | 0 | 0 | 0 | 0 | 0 | 0 | 0 | 0 | 0 | 0 | 0 | 0 | 0
F1_Commercial_Office_New_Food Preparation_Natural Gas_Conveyor Oven_E9 | F1 | Commercial | Office | New | Food Preparation | Natural Gas | Conveyor Oven | E9 | CCE | 0 | 0 | 0 | 0 | 0 | 0 | 0 | 0 | 0 | 0 | 0 | 0 | 0 | 0 | 0 | 0 | 0 | 0 | 0 | 0 | 0 | 0 | 0 | 0 | 0 | 0 | 0 | 0 | 0 | 0
F1_Commercial_Office_New_Food Preparation_Natural Gas_Conveyor Oven_E10 | F1 | Commercial | Office | New | Food Preparation | Natural Gas | Conveyor Oven | E10 | CCE | 0 | 0 | 0 | 0 | 0 | 0 | 0 | 0 | 0 | 0 | 0 | 0 | 0 | 0 | 0 | 0 | 0 | 0 | 0 | 0 | 0 | 0 | 0 | 0 | 0 | 0 | 0 | 0 | 0 | 0
F2_Commercial_Office_New_Food Preparation_Natural Gas_Conveyor Oven_E1 | F2 | Commercial | Office | New | Food Preparation | Natural Gas | Conveyor Oven | E1 | TRC BC Ratio | 0.9 | 0.9 | 0.9 | 0.9 | 0.9 | 0.9 | 0.9 | 0.9 | 0.9 | 0.9 | 0.9 | 0.9 | 0.9 | 0.9 | 0.9 | 0.9 | 0.9 | 0.9 | 0.9 | 0.9 | 0.9 | 0.9 | 0 | 0 | 0 | 0 | 0 | 0 | 0 | 0
F2_Commercial_Office_New_Food Preparation_Natural Gas_Conveyor Oven_E2 | F2 | Commercial | Office | New | Food Preparation | Natural Gas | Conveyor Oven | E2 | TRC BC Ratio | 2.7176 | 2.748 | 2.7824 | 2.8311 | 2.8898 | 2.9554 | 3.0153 | 3.0676 | 3.1163 | 3.1654 | 3.2167 | 3.269 | 3.3215 | 3.3766 | 3.4303 | 3.4854 | 3.5434 | 3.602 | 3.6613 | 3.7212 | 3.781 | 3.8406 | 0 | 0 | 0 | 0 | 0 | 0 | 0 | 0
F2_Commercial_Office_New_Food Preparation_Natural Gas_Conveyor Oven_E3 | F2 | Commercial | Office | New | Food Preparation | Natural Gas | Conveyor Oven | E3 | TRC BC Ratio | 0 | 0 | 0 | 0 | 0 | 0 | 0 | 0 | 0 | 0 | 0 | 0 | 0 | 0 | 0 | 0 | 0 | 0 | 0 | 0 | 0 | 0 | 0 | 0 | 0 | 0 | 0 | 0 | 0 | 0
F2_Commercial_Office_New_Food Preparation_Natural Gas_Conveyor Oven_E4 | F2 | Commercial | Office | New | Food Preparation | Natural Gas | Conveyor Oven | E4 | TRC BC Ratio | 0 | 0 | 0 | 0 | 0 | 0 | 0 | 0 | 0 | 0 | 0 | 0 | 0 | 0 | 0 | 0 | 0 | 0 | 0 | 0 | 0 | 0 | 0 | 0 | 0 | 0 | 0 | 0 | 0 | 0
F2_Commercial_Office_New_Food Preparation_Natural Gas_Conveyor Oven_E5 | F2 | Commercial | Office | New | Food Preparation | Natural Gas | Conveyor Oven | E5 | TRC BC Ratio | 0 | 0 | 0 | 0 | 0 | 0 | 0 | 0 | 0 | 0 | 0 | 0 | 0 | 0 | 0 | 0 | 0 | 0 | 0 | 0 | 0 | 0 | 0 | 0 | 0 | 0 | 0 | 0 | 0 | 0
F2_Commercial_Office_New_Food Preparation_Natural Gas_Conveyor Oven_E6 | F2 | Commercial | Office | New | Food Preparation | Natural Gas | Conveyor Oven | E6 | TRC BC Ratio | 0 | 0 | 0 | 0 | 0 | 0 | 0 | 0 | 0 | 0 | 0 | 0 | 0 | 0 | 0 | 0 | 0 | 0 | 0 | 0 | 0 | 0 | 0 | 0 | 0 | 0 | 0 | 0 | 0 | 0
F2_Commercial_Office_New_Food Preparation_Natural Gas_Conveyor Oven_E7 | F2 | Commercial | Office | New | Food Preparation | Natural Gas | Conveyor Oven | E7 | TRC BC Ratio | 0 | 0 | 0 | 0 | 0 | 0 | 0 | 0 | 0 | 0 | 0 | 0 | 0 | 0 | 0 | 0 | 0 | 0 | 0 | 0 | 0 | 0 | 0 | 0 | 0 | 0 | 0 | 0 | 0 | 0
F2_Commercial_Office_New_Food Preparation_Natural Gas_Conveyor Oven_E8 | F2 | Commercial | Office | New | Food Preparation | Natural Gas | Conveyor Oven | E8 | TRC BC Ratio | 0 | 0 | 0 | 0 | 0 | 0 | 0 | 0 | 0 | 0 | 0 | 0 | 0 | 0 | 0 | 0 | 0 | 0 | 0 | 0 | 0 | 0 | 0 | 0 | 0 | 0 | 0 | 0 | 0 | 0
F2_Commercial_Office_New_Food Preparation_Natural Gas_Conveyor Oven_E9 | F2 | Commercial | Office | New | Food Preparation | Natural Gas | Conveyor Oven | E9 | TRC BC Ratio | 0 | 0 | 0 | 0 | 0 | 0 | 0 | 0 | 0 | 0 | 0 | 0 | 0 | 0 | 0 | 0 | 0 | 0 | 0 | 0 | 0 | 0 | 0 | 0 | 0 | 0 | 0 | 0 | 0 | 0
F2_Commercial_Office_New_Food Preparation_Natural Gas_Conveyor Oven_E10 | F2 | Commercial | Office | New | Food Preparation | Natural Gas | Conveyor Oven | E10 | TRC BC Ratio | 0 | 0 | 0 | 0 | 0 | 0 | 0 | 0 | 0 | 0 | 0 | 0 | 0 | 0 | 0 | 0 | 0 | 0 | 0 | 0 | 0 | 0 | 0 | 0 | 0 | 0 | 0 | 0 | 0 | 0
F3_Commercial_Office_New_Food Preparation_Natural Gas_Conveyor Oven_E1 | F3 | Commercial | Office | New | Food Preparation | Natural Gas | Conveyor Oven | E1 | PACT BC Ratio | 0.9 | 0.9 | 0.9 | 0.9 | 0.9 | 0.9 | 0.9 | 0.9 | 0.9 | 0.9 | 0.9 | 0.9 | 0.9 | 0.9 | 0.9 | 0.9 | 0.9 | 0.9 | 0.9 | 0.9 | 0.9 | 0.9 | 0 | 0 | 0 | 0 | 0 | 0 | 0 | 0
F3_Commercial_Office_New_Food Preparation_Natural Gas_Conveyor Oven_E2 | F3 | Commercial | Office | New | Food Preparation | Natural Gas | Conveyor Oven | E2 | PACT BC Ratio | 6.4385 | 6.5104 | 6.5921 | 6.7074 | 6.8464 | 7.002 | 7.1438 | 7.2678 | 7.3831 | 7.4995 | 7.621 | 7.745 | 7.8692 | 7.9997 | 8.1271 | 8.2575 | 8.3949 | 8.5337 | 8.6743 | 8.8161 | 8.9578 | 9.0991 | 0 | 0 | 0 | 0 | 0 | 0 | 0 | 0
F3_Commercial_Office_New_Food Preparation_Natural Gas_Conveyor Oven_E3 | F3 | Commercial | Office | New | Food Preparation | Natural Gas | Conveyor Oven | E3 | PACT BC Ratio | 0 | 0 | 0 | 0 | 0 | 0 | 0 | 0 | 0 | 0 | 0 | 0 | 0 | 0 | 0 | 0 | 0 | 0 | 0 | 0 | 0 | 0 | 0 | 0 | 0 | 0 | 0 | 0 | 0 | 0
F3_Commercial_Office_New_Food Preparation_Natural Gas_Conveyor Oven_E4 | F3 | Commercial | Office | New | Food Preparation | Natural Gas | Conveyor Oven | E4 | PACT BC Ratio | 0 | 0 | 0 | 0 | 0 | 0 | 0 | 0 | 0 | 0 | 0 | 0 | 0 | 0 | 0 | 0 | 0 | 0 | 0 | 0 | 0 | 0 | 0 | 0 | 0 | 0 | 0 | 0 | 0 | 0
F3_Commercial_Office_New_Food Preparation_Natural Gas_Conveyor Oven_E5 | F3 | Commercial | Office | New | Food Preparation | Natural Gas | Conveyor Oven | E5 | PACT BC Ratio | 0 | 0 | 0 | 0 | 0 | 0 | 0 | 0 | 0 | 0 | 0 | 0 | 0 | 0 | 0 | 0 | 0 | 0 | 0 | 0 | 0 | 0 | 0 | 0 | 0 | 0 | 0 | 0 | 0 | 0
F3_Commercial_Office_New_Food Preparation_Natural Gas_Conveyor Oven_E6 | F3 | Commercial | Office | New | Food Preparation | Natural Gas | Conveyor Oven | E6 | PACT BC Ratio | 0 | 0 | 0 | 0 | 0 | 0 | 0 | 0 | 0 | 0 | 0 | 0 | 0 | 0 | 0 | 0 | 0 | 0 | 0 | 0 | 0 | 0 | 0 | 0 | 0 | 0 | 0 | 0 | 0 | 0
F3_Commercial_Office_New_Food Preparation_Natural Gas_Conveyor Oven_E7 | F3 | Commercial | Office | New | Food Preparation | Natural Gas | Conveyor Oven | E7 | PACT BC Ratio | 0 | 0 | 0 | 0 | 0 | 0 | 0 | 0 | 0 | 0 | 0 | 0 | 0 | 0 | 0 | 0 | 0 | 0 | 0 | 0 | 0 | 0 | 0 | 0 | 0 | 0 | 0 | 0 | 0 | 0
F3_Commercial_Office_New_Food Preparation_Natural Gas_Conveyor Oven_E8 | F3 | Commercial | Office | New | Food Preparation | Natural Gas | Conveyor Oven | E8 | PACT BC Ratio | 0 | 0 | 0 | 0 | 0 | 0 | 0 | 0 | 0 | 0 | 0 | 0 | 0 | 0 | 0 | 0 | 0 | 0 | 0 | 0 | 0 | 0 | 0 | 0 | 0 | 0 | 0 | 0 | 0 | 0
F3_Commercial_Office_New_Food Preparation_Natural Gas_Conveyor Oven_E9 | F3 | Commercial | Office | New | Food Preparation | Natural Gas | Conveyor Oven | E9 | PACT BC Ratio | 0 | 0 | 0 | 0 | 0 | 0 | 0 | 0 | 0 | 0 | 0 | 0 | 0 | 0 | 0 | 0 | 0 | 0 | 0 | 0 | 0 | 0 | 0 | 0 | 0 | 0 | 0 | 0 | 0 | 0
F3_Commercial_Office_New_Food Preparation_Natural Gas_Conveyor Oven_E10 | F3 | Commercial | Office | New | Food Preparation | Natural Gas | Conveyor Oven | E10 | PACT BC Ratio | 0 | 0 | 0 | 0 | 0 | 0 | 0 | 0 | 0 | 0 | 0 | 0 | 0 | 0 | 0 | 0 | 0 | 0 | 0 | 0 | 0 | 0 | 0 | 0 | 0 | 0 | 0 | 0 | 0 | 0
F4_Commercial_Office_New_Food Preparation_Natural Gas_Conveyor Oven_E1 | F4 | Commercial | Office | New | Food Preparation | Natural Gas | Conveyor Oven | E1 | PCT BC Ratio | 0.9 | 0.9 | 0.9 | 0.9 | 0.9 | 0.9 | 0.9 | 0.9 | 0.9 | 0.9 | 0.9 | 0.9 | 0.9 | 0.9 | 0.9 | 0.9 | 0.9 | 0.9 | 0.9 | 0.9 | 0.9 | 0.9 | 0 | 0 | 0 | 0 | 0 | 0 | 0 | 0
F4_Commercial_Office_New_Food Preparation_Natural Gas_Conveyor Oven_E2 | F4 | Commercial | Office | New | Food Preparation | Natural Gas | Conveyor Oven | E2 | PCT BC Ratio | 4.4381 | 4.4848 | 4.5378 | 4.6126 | 4.7029 | 4.8039 | 4.896 | 4.9765 | 5.0514 | 5.1269 | 5.2058 | 5.2863 | 5.3669 | 5.4517 | 5.5344 | 5.619 | 5.7082 | 5.7984 | 5.8896 | 5.9817 | 6.0737 | 6.1654 | 0 | 0 | 0 | 0 | 0 | 0 | 0 | 0
F4_Commercial_Office_New_Food Preparation_Natural Gas_Conveyor Oven_E3 | F4 | Commercial | Office | New | Food Preparation | Natural Gas | Conveyor Oven | E3 | PCT BC Ratio | 0 | 0 | 0 | 0 | 0 | 0 | 0 | 0 | 0 | 0 | 0 | 0 | 0 | 0 | 0 | 0 | 0 | 0 | 0 | 0 | 0 | 0 | 0 | 0 | 0 | 0 | 0 | 0 | 0 | 0
F4_Commercial_Office_New_Food Preparation_Natural Gas_Conveyor Oven_E4 | F4 | Commercial | Office | New | Food Preparation | Natural Gas | Conveyor Oven | E4 | PCT BC Ratio | 0 | 0 | 0 | 0 | 0 | 0 | 0 | 0 | 0 | 0 | 0 | 0 | 0 | 0 | 0 | 0 | 0 | 0 | 0 | 0 | 0 | 0 | 0 | 0 | 0 | 0 | 0 | 0 | 0 | 0
F4_Commercial_Office_New_Food Preparation_Natural Gas_Conveyor Oven_E5 | F4 | Commercial | Office | New | Food Preparation | Natural Gas | Conveyor Oven | E5 | PCT BC Ratio | 0 | 0 | 0 | 0 | 0 | 0 | 0 | 0 | 0 | 0 | 0 | 0 | 0 | 0 | 0 | 0 | 0 | 0 | 0 | 0 | 0 | 0 | 0 | 0 | 0 | 0 | 0 | 0 | 0 | 0
F4_Commercial_Office_New_Food Preparation_Natural Gas_Conveyor Oven_E6 | F4 | Commercial | Office | New | Food Preparation | Natural Gas | Conveyor Oven | E6 | PCT BC Ratio | 0 | 0 | 0 | 0 | 0 | 0 | 0 | 0 | 0 | 0 | 0 | 0 | 0 | 0 | 0 | 0 | 0 | 0 | 0 | 0 | 0 | 0 | 0 | 0 | 0 | 0 | 0 | 0 | 0 | 0
F4_Commercial_Office_New_Food Preparation_Natural Gas_Conveyor Oven_E7 | F4 | Commercial | Office | New | Food Preparation | Natural Gas | Conveyor Oven | E7 | PCT BC Ratio | 0 | 0 | 0 | 0 | 0 | 0 | 0 | 0 | 0 | 0 | 0 | 0 | 0 | 0 | 0 | 0 | 0 | 0 | 0 | 0 | 0 | 0 | 0 | 0 | 0 | 0 | 0 | 0 | 0 | 0
F4_Commercial_Office_New_Food Preparation_Natural Gas_Conveyor Oven_E8 | F4 | Commercial | Office | New | Food Preparation | Natural Gas | Conveyor Oven | E8 | PCT BC Ratio | 0 | 0 | 0 | 0 | 0 | 0 | 0 | 0 | 0 | 0 | 0 | 0 | 0 | 0 | 0 | 0 | 0 | 0 | 0 | 0 | 0 | 0 | 0 | 0 | 0 | 0 | 0 | 0 | 0 | 0
F4_Commercial_Office_New_Food Preparation_Natural Gas_Conveyor Oven_E9 | F4 | Commercial | Office | New | Food Preparation | Natural Gas | Conveyor Oven | E9 | PCT BC Ratio | 0 | 0 | 0 | 0 | 0 | 0 | 0 | 0 | 0 | 0 | 0 | 0 | 0 | 0 | 0 | 0 | 0 | 0 | 0 | 0 | 0 | 0 | 0 | 0 | 0 | 0 | 0 | 0 | 0 | 0
F4_Commercial_Office_New_Food Preparation_Natural Gas_Conveyor Oven_E10 | F4 | Commercial | Office | New | Food Preparation | Natural Gas | Conveyor Oven | E10 | PCT BC Ratio | 0 | 0 | 0 | 0 | 0 | 0 | 0 | 0 | 0 | 0 | 0 | 0 | 0 | 0 | 0 | 0 | 0 | 0 | 0 | 0 | 0 | 0 | 0 | 0 | 0 | 0 | 0 | 0 | 0 | 0
F5_Commercial_Office_New_Food Preparation_Natural Gas_Conveyor Oven_E1 | F5 | Commercial | Office | New | Food Preparation | Natural Gas | Conveyor Oven | E1 | RIM BC Ratio | 0.9 | 0.9 | 0.9 | 0.9 | 0.9 | 0.9 | 0.9 | 0.9 | 0.9 | 0.9 | 0.9 | 0.9 | 0.9 | 0.9 | 0.9 | 0.9 | 0.9 | 0.9 | 0.9 | 0.9 | 0.9 | 0.9 | 0 | 0 | 0 | 0 | 0 | 0 | 0 | 0
F5_Commercial_Office_New_Food Preparation_Natural Gas_Conveyor Oven_E2 | F5 | Commercial | Office | New | Food Preparation | Natural Gas | Conveyor Oven | E2 | RIM BC Ratio | 0.73889 | 0.73983 | 0.74087 | 0.74231 | 0.74398 | 0.74578 | 0.74736 | 0.74869 | 0.7499 | 0.75108 | 0.75229 | 0.75348 | 0.75464 | 0.75582 | 0.75694 | 0.75805 | 0.75919 | 0.76031 | 0.76141 | 0.76249 | 0.76353 | 0.76455 | 0 | 0 | 0 | 0 | 0 | 0 | 0 | 0
F5_Commercial_Office_New_Food Preparation_Natural Gas_Conveyor Oven_E3 | F5 | Commercial | Office | New | Food Preparation | Natural Gas | Conveyor Oven | E3 | RIM BC Ratio | 0 | 0 | 0 | 0 | 0 | 0 | 0 | 0 | 0 | 0 | 0 | 0 | 0 | 0 | 0 | 0 | 0 | 0 | 0 | 0 | 0 | 0 | 0 | 0 | 0 | 0 | 0 | 0 | 0 | 0
F5_Commercial_Office_New_Food Preparation_Natural Gas_Conveyor Oven_E4 | F5 | Commercial | Office | New | Food Preparation | Natural Gas | Conveyor Oven | E4 | RIM BC Ratio | 0 | 0 | 0 | 0 | 0 | 0 | 0 | 0 | 0 | 0 | 0 | 0 | 0 | 0 | 0 | 0 | 0 | 0 | 0 | 0 | 0 | 0 | 0 | 0 | 0 | 0 | 0 | 0 | 0 | 0
F5_Commercial_Office_New_Food Preparation_Natural Gas_Conveyor Oven_E5 | F5 | Commercial | Office | New | Food Preparation | Natural Gas | Conveyor Oven | E5 | RIM BC Ratio | 0 | 0 | 0 | 0 | 0 | 0 | 0 | 0 | 0 | 0 | 0 | 0 | 0 | 0 | 0 | 0 | 0 | 0 | 0 | 0 | 0 | 0 | 0 | 0 | 0 | 0 | 0 | 0 | 0 | 0
F5_Commercial_Office_New_Food Preparation_Natural Gas_Conveyor Oven_E6 | F5 | Commercial | Office | New | Food Preparation | Natural Gas | Conveyor Oven | E6 | RIM BC Ratio | 0 | 0 | 0 | 0 | 0 | 0 | 0 | 0 | 0 | 0 | 0 | 0 | 0 | 0 | 0 | 0 | 0 | 0 | 0 | 0 | 0 | 0 | 0 | 0 | 0 | 0 | 0 | 0 | 0 | 0
F5_Commercial_Office_New_Food Preparation_Natural Gas_Conveyor Oven_E7 | F5 | Commercial | Office | New | Food Preparation | Natural Gas | Conveyor Oven | E7 | RIM BC Ratio | 0 | 0 | 0 | 0 | 0 | 0 | 0 | 0 | 0 | 0 | 0 | 0 | 0 | 0 | 0 | 0 | 0 | 0 | 0 | 0 | 0 | 0 | 0 | 0 | 0 | 0 | 0 | 0 | 0 | 0
F5_Commercial_Office_New_Food Preparation_Natural Gas_Conveyor Oven_E8 | F5 | Commercial | Office | New | Food Preparation | Natural Gas | Conveyor Oven | E8 | RIM BC Ratio | 0 | 0 | 0 | 0 | 0 | 0 | 0 | 0 | 0 | 0 | 0 | 0 | 0 | 0 | 0 | 0 | 0 | 0 | 0 | 0 | 0 | 0 | 0 | 0 | 0 | 0 | 0 | 0 | 0 | 0
F5_Commercial_Office_New_Food Preparation_Natural Gas_Conveyor Oven_E9 | F5 | Commercial | Office | New | Food Preparation | Natural Gas | Conveyor Oven | E9 | RIM BC Ratio | 0 | 0 | 0 | 0 | 0 | 0 | 0 | 0 | 0 | 0 | 0 | 0 | 0 | 0 | 0 | 0 | 0 | 0 | 0 | 0 | 0 | 0 | 0 | 0 | 0 | 0 | 0 | 0 | 0 | 0
F5_Commercial_Office_New_Food Preparation_Natural Gas_Conveyor Oven_E10 | F5 | Commercial | Office | New | Food Preparation | Natural Gas | Conveyor Oven | E10 | RIM BC Ratio | 0 | 0 | 0 | 0 | 0 | 0 | 0 | 0 | 0 | 0 | 0 | 0 | 0 | 0 | 0 | 0 | 0 | 0 | 0 | 0 | 0 | 0 | 0 | 0 | 0 | 0 | 0 | 0 | 0 | 0
F0_Commercial_Office_New_Food Preparation_Natural Gas_Double Rack Oven_E0 | F0 | Commercial | Office | New | Food Preparation | Natural Gas | Double Rack Oven | E0 | Economic Unit | FTSC Qualified (>50% Cooking Efficiency) | FTSC Qualified (>50% Cooking Efficiency) | FTSC Qualified (>50% Cooking Efficiency) | FTSC Qualified (>50% Cooking Efficiency) | FTSC Qualified (>50% Cooking Efficiency) | FTSC Qualified (>50% Cooking Efficiency) | FTSC Qualified (>50% Cooking Efficiency) | FTSC Qualified (>50% Cooking Efficiency) | FTSC Qualified (>50% Cooking Efficiency) | FTSC Qualified (>50% Cooking Efficiency) | FTSC Qualified (>50% Cooking Efficiency) | FTSC Qualified (>50% Cooking Efficiency) | FTSC Qualified (>50% Cooking Efficiency) | FTSC Qualified (>50% Cooking Efficiency) | FTSC Qualified (>50% Cooking Efficiency) | FTSC Qualified (>50% Cooking Efficiency) | FTSC Qualified (>50% Cooking Efficiency) | FTSC Qualified (>50% Cooking Efficiency) | FTSC Qualified (>50% Cooking Efficiency) | FTSC Qualified (>50% Cooking Efficiency) | FTSC Qualified (>50% Cooking Efficiency) | FTSC Qualified (>50% Cooking Efficiency) | 0 | 0 | 0 | 0 | 0 | 0 | 0 | 0
F1_Commercial_Office_New_Food Preparation_Natural Gas_Double Rack Oven_E1 | F1 | Commercial | Office | New | Food Preparation | Natural Gas | Double Rack Oven | E1 | CCE | 0 | 0 | 0 | 0 | 0 | 0 | 0 | 0 | 0 | 0 | 0 | 0 | 0 | 0 | 0 | 0 | 0 | 0 | 0 | 0 | 0 | 0 | 0 | 0 | 0 | 0 | 0 | 0 | 0 | 0
F1_Commercial_Office_New_Food Preparation_Natural Gas_Double Rack Oven_E2 | F1 | Commercial | Office | New | Food Preparation | Natural Gas | Double Rack Oven | E2 | CCE | 0.0030138 | 0.0030138 | 0.0031663 | 0.0031181 | 0.0030713 | 0.0030129 | 0.0030047 | 0.0029854 | 0.0029674 | 0.0029403 | 0.0029361 | 0.0029226 | 0.0029105 | 0.0028875 | 0.0028906 | 0.0028817 | 0.0028731 | 0.0028541 | 0.0028597 | 0.0028541 | 0.0028499 | 0.002834 | 0 | 0 | 0 | 0 | 0 | 0 | 0 | 0
F1_Commercial_Office_New_Food Preparation_Natural Gas_Double Rack Oven_E3 | F1 | Commercial | Office | New | Food Preparation | Natural Gas | Double Rack Oven | E3 | CCE | 0 | 0 | 0 | 0 | 0 | 0 | 0 | 0 | 0 | 0 | 0 | 0 | 0 | 0 | 0 | 0 | 0 | 0 | 0 | 0 | 0 | 0 | 0 | 0 | 0 | 0 | 0 | 0 | 0 | 0
F1_Commercial_Office_New_Food Preparation_Natural Gas_Double Rack Oven_E4 | F1 | Commercial | Office | New | Food Preparation | Natural Gas | Double Rack Oven | E4 | CCE | 0 | 0 | 0 | 0 | 0 | 0 | 0 | 0 | 0 | 0 | 0 | 0 | 0 | 0 | 0 | 0 | 0 | 0 | 0 | 0 | 0 | 0 | 0 | 0 | 0 | 0 | 0 | 0 | 0 | 0
F1_Commercial_Office_New_Food Preparation_Natural Gas_Double Rack Oven_E5 | F1 | Commercial | Office | New | Food Preparation | Natural Gas | Double Rack Oven | E5 | CCE | 0 | 0 | 0 | 0 | 0 | 0 | 0 | 0 | 0 | 0 | 0 | 0 | 0 | 0 | 0 | 0 | 0 | 0 | 0 | 0 | 0 | 0 | 0 | 0 | 0 | 0 | 0 | 0 | 0 | 0
F1_Commercial_Office_New_Food Preparation_Natural Gas_Double Rack Oven_E6 | F1 | Commercial | Office | New | Food Preparation | Natural Gas | Double Rack Oven | E6 | CCE | 0 | 0 | 0 | 0 | 0 | 0 | 0 | 0 | 0 | 0 | 0 | 0 | 0 | 0 | 0 | 0 | 0 | 0 | 0 | 0 | 0 | 0 | 0 | 0 | 0 | 0 | 0 | 0 | 0 | 0
F1_Commercial_Office_New_Food Preparation_Natural Gas_Double Rack Oven_E7 | F1 | Commercial | Office | New | Food Preparation | Natural Gas | Double Rack Oven | E7 | CCE | 0 | 0 | 0 | 0 | 0 | 0 | 0 | 0 | 0 | 0 | 0 | 0 | 0 | 0 | 0 | 0 | 0 | 0 | 0 | 0 | 0 | 0 | 0 | 0 | 0 | 0 | 0 | 0 | 0 | 0
F1_Commercial_Office_New_Food Preparation_Natural Gas_Double Rack Oven_E8 | F1 | Commercial | Office | New | Food Preparation | Natural Gas | Double Rack Oven | E8 | CCE | 0 | 0 | 0 | 0 | 0 | 0 | 0 | 0 | 0 | 0 | 0 | 0 | 0 | 0 | 0 | 0 | 0 | 0 | 0 | 0 | 0 | 0 | 0 | 0 | 0 | 0 | 0 | 0 | 0 | 0
F1_Commercial_Office_New_Food Preparation_Natural Gas_Double Rack Oven_E9 | F1 | Commercial | Office | New | Food Preparation | Natural Gas | Double Rack Oven | E9 | CCE | 0 | 0 | 0 | 0 | 0 | 0 | 0 | 0 | 0 | 0 | 0 | 0 | 0 | 0 | 0 | 0 | 0 | 0 | 0 | 0 | 0 | 0 | 0 | 0 | 0 | 0 | 0 | 0 | 0 | 0
F1_Commercial_Office_New_Food Preparation_Natural Gas_Double Rack Oven_E10 | F1 | Commercial | Office | New | Food Preparation | Natural Gas | Double Rack Oven | E10 | CCE | 0 | 0 | 0 | 0 | 0 | 0 | 0 | 0 | 0 | 0 | 0 | 0 | 0 | 0 | 0 | 0 | 0 | 0 | 0 | 0 | 0 | 0 | 0 | 0 | 0 | 0 | 0 | 0 | 0 | 0
F2_Commercial_Office_New_Food Preparation_Natural Gas_Double Rack Oven_E1 | F2 | Commercial | Office | New | Food Preparation | Natural Gas | Double Rack Oven | E1 | TRC BC Ratio | 0.9 | 0.9 | 0.9 | 0.9 | 0.9 | 0.9 | 0.9 | 0.9 | 0.9 | 0.9 | 0.9 | 0.9 | 0.9 | 0.9 | 0.9 | 0.9 | 0.9 | 0.9 | 0.9 | 0.9 | 0.9 | 0.9 | 0 | 0 | 0 | 0 | 0 | 0 | 0 | 0
F2_Commercial_Office_New_Food Preparation_Natural Gas_Double Rack Oven_E2 | F2 | Commercial | Office | New | Food Preparation | Natural Gas | Double Rack Oven | E2 | TRC BC Ratio | 2.9522 | 2.9775 | 3.0077 | 3.0577 | 3.1244 | 3.2031 | 3.2754 | 3.3398 | 3.4022 | 3.4628 | 3.5239 | 3.5833 | 3.6392 | 3.6952 | 3.7487 | 3.8035 | 3.8622 | 3.9213 | 3.9809 | 4.0407 | 4.0999 | 4.1582 | 0 | 0 | 0 | 0 | 0 | 0 | 0 | 0
F2_Commercial_Office_New_Food Preparation_Natural Gas_Double Rack Oven_E3 | F2 | Commercial | Office | New | Food Preparation | Natural Gas | Double Rack Oven | E3 | TRC BC Ratio | 0 | 0 | 0 | 0 | 0 | 0 | 0 | 0 | 0 | 0 | 0 | 0 | 0 | 0 | 0 | 0 | 0 | 0 | 0 | 0 | 0 | 0 | 0 | 0 | 0 | 0 | 0 | 0 | 0 | 0
F2_Commercial_Office_New_Food Preparation_Natural Gas_Double Rack Oven_E4 | F2 | Commercial | Office | New | Food Preparation | Natural Gas | Double Rack Oven | E4 | TRC BC Ratio | 0 | 0 | 0 | 0 | 0 | 0 | 0 | 0 | 0 | 0 | 0 | 0 | 0 | 0 | 0 | 0 | 0 | 0 | 0 | 0 | 0 | 0 | 0 | 0 | 0 | 0 | 0 | 0 | 0 | 0
F2_Commercial_Office_New_Food Preparation_Natural Gas_Double Rack Oven_E5 | F2 | Commercial | Office | New | Food Preparation | Natural Gas | Double Rack Oven | E5 | TRC BC Ratio | 0 | 0 | 0 | 0 | 0 | 0 | 0 | 0 | 0 | 0 | 0 | 0 | 0 | 0 | 0 | 0 | 0 | 0 | 0 | 0 | 0 | 0 | 0 | 0 | 0 | 0 | 0 | 0 | 0 | 0
F2_Commercial_Office_New_Food Preparation_Natural Gas_Double Rack Oven_E6 | F2 | Commercial | Office | New | Food Preparation | Natural Gas | Double Rack Oven | E6 | TRC BC Ratio | 0 | 0 | 0 | 0 | 0 | 0 | 0 | 0 | 0 | 0 | 0 | 0 | 0 | 0 | 0 | 0 | 0 | 0 | 0 | 0 | 0 | 0 | 0 | 0 | 0 | 0 | 0 | 0 | 0 | 0
F2_Commercial_Office_New_Food Preparation_Natural Gas_Double Rack Oven_E7 | F2 | Commercial | Office | New | Food Preparation | Natural Gas | Double Rack Oven | E7 | TRC BC Ratio | 0 | 0 | 0 | 0 | 0 | 0 | 0 | 0 | 0 | 0 | 0 | 0 | 0 | 0 | 0 | 0 | 0 | 0 | 0 | 0 | 0 | 0 | 0 | 0 | 0 | 0 | 0 | 0 | 0 | 0
F2_Commercial_Office_New_Food Preparation_Natural Gas_Double Rack Oven_E8 | F2 | Commercial | Office | New | Food Preparation | Natural Gas | Double Rack Oven | E8 | TRC BC Ratio | 0 | 0 | 0 | 0 | 0 | 0 | 0 | 0 | 0 | 0 | 0 | 0 | 0 | 0 | 0 | 0 | 0 | 0 | 0 | 0 | 0 | 0 | 0 | 0 | 0 | 0 | 0 | 0 | 0 | 0
F2_Commercial_Office_New_Food Preparation_Natural Gas_Double Rack Oven_E9 | F2 | Commercial | Office | New | Food Preparation | Natural Gas | Double Rack Oven | E9 | TRC BC Ratio | 0 | 0 | 0 | 0 | 0 | 0 | 0 | 0 | 0 | 0 | 0 | 0 | 0 | 0 | 0 | 0 | 0 | 0 | 0 | 0 | 0 | 0 | 0 | 0 | 0 | 0 | 0 | 0 | 0 | 0
F2_Commercial_Office_New_Food Preparation_Natural Gas_Double Rack Oven_E10 | F2 | Commercial | Office | New | Food Preparation | Natural Gas | Double Rack Oven | E10 | TRC BC Ratio | 0 | 0 | 0 | 0 | 0 | 0 | 0 | 0 | 0 | 0 | 0 | 0 | 0 | 0 | 0 | 0 | 0 | 0 | 0 | 0 | 0 | 0 | 0 | 0 | 0 | 0 | 0 | 0 | 0 | 0
F3_Commercial_Office_New_Food Preparation_Natural Gas_Double Rack Oven_E1 | F3 | Commercial | Office | New | Food Preparation | Natural Gas | Double Rack Oven | E1 | PACT BC Ratio | 0.9 | 0.9 | 0.9 | 0.9 | 0.9 | 0.9 | 0.9 | 0.9 | 0.9 | 0.9 | 0.9 | 0.9 | 0.9 | 0.9 | 0.9 | 0.9 | 0.9 | 0.9 | 0.9 | 0.9 | 0.9 | 0.9 | 0 | 0 | 0 | 0 | 0 | 0 | 0 | 0
F3_Commercial_Office_New_Food Preparation_Natural Gas_Double Rack Oven_E2 | F3 | Commercial | Office | New | Food Preparation | Natural Gas | Double Rack Oven | E2 | PACT BC Ratio | 6.3603 | 6.4147 | 6.4799 | 6.5877 | 6.7314 | 6.9009 | 7.0567 | 7.1954 | 7.3299 | 7.4604 | 7.592 | 7.7199 | 7.8404 | 7.961 | 8.0763 | 8.1945 | 8.3209 | 8.4482 | 8.5765 | 8.7054 | 8.8329 | 8.9584 | 0 | 0 | 0 | 0 | 0 | 0 | 0 | 0
F3_Commercial_Office_New_Food Preparation_Natural Gas_Double Rack Oven_E3 | F3 | Commercial | Office | New | Food Preparation | Natural Gas | Double Rack Oven | E3 | PACT BC Ratio | 0 | 0 | 0 | 0 | 0 | 0 | 0 | 0 | 0 | 0 | 0 | 0 | 0 | 0 | 0 | 0 | 0 | 0 | 0 | 0 | 0 | 0 | 0 | 0 | 0 | 0 | 0 | 0 | 0 | 0
F3_Commercial_Office_New_Food Preparation_Natural Gas_Double Rack Oven_E4 | F3 | Commercial | Office | New | Food Preparation | Natural Gas | Double Rack Oven | E4 | PACT BC Ratio | 0 | 0 | 0 | 0 | 0 | 0 | 0 | 0 | 0 | 0 | 0 | 0 | 0 | 0 | 0 | 0 | 0 | 0 | 0 | 0 | 0 | 0 | 0 | 0 | 0 | 0 | 0 | 0 | 0 | 0
F3_Commercial_Office_New_Food Preparation_Natural Gas_Double Rack Oven_E5 | F3 | Commercial | Office | New | Food Preparation | Natural Gas | Double Rack Oven | E5 | PACT BC Ratio | 0 | 0 | 0 | 0 | 0 | 0 | 0 | 0 | 0 | 0 | 0 | 0 | 0 | 0 | 0 | 0 | 0 | 0 | 0 | 0 | 0 | 0 | 0 | 0 | 0 | 0 | 0 | 0 | 0 | 0
F3_Commercial_Office_New_Food Preparation_Natural Gas_Double Rack Oven_E6 | F3 | Commercial | Office | New | Food Preparation | Natural Gas | Double Rack Oven | E6 | PACT BC Ratio | 0 | 0 | 0 | 0 | 0 | 0 | 0 | 0 | 0 | 0 | 0 | 0 | 0 | 0 | 0 | 0 | 0 | 0 | 0 | 0 | 0 | 0 | 0 | 0 | 0 | 0 | 0 | 0 | 0 | 0
F3_Commercial_Office_New_Food Preparation_Natural Gas_Double Rack Oven_E7 | F3 | Commercial | Office | New | Food Preparation | Natural Gas | Double Rack Oven | E7 | PACT BC Ratio | 0 | 0 | 0 | 0 | 0 | 0 | 0 | 0 | 0 | 0 | 0 | 0 | 0 | 0 | 0 | 0 | 0 | 0 | 0 | 0 | 0 | 0 | 0 | 0 | 0 | 0 | 0 | 0 | 0 | 0
F3_Commercial_Office_New_Food Preparation_Natural Gas_Double Rack Oven_E8 | F3 | Commercial | Office | New | Food Preparation | Natural Gas | Double Rack Oven | E8 | PACT BC Ratio | 0 | 0 | 0 | 0 | 0 | 0 | 0 | 0 | 0 | 0 | 0 | 0 | 0 | 0 | 0 | 0 | 0 | 0 | 0 | 0 | 0 | 0 | 0 | 0 | 0 | 0 | 0 | 0 | 0 | 0
F3_Commercial_Office_New_Food Preparation_Natural Gas_Double Rack Oven_E9 | F3 | Commercial | Office | New | Food Preparation | Natural Gas | Double Rack Oven | E9 | PACT BC Ratio | 0 | 0 | 0 | 0 | 0 | 0 | 0 | 0 | 0 | 0 | 0 | 0 | 0 | 0 | 0 | 0 | 0 | 0 | 0 | 0 | 0 | 0 | 0 | 0 | 0 | 0 | 0 | 0 | 0 | 0
F3_Commercial_Office_New_Food Preparation_Natural Gas_Double Rack Oven_E10 | F3 | Commercial | Office | New | Food Preparation | Natural Gas | Double Rack Oven | E10 | PACT BC Ratio | 0 | 0 | 0 | 0 | 0 | 0 | 0 | 0 | 0 | 0 | 0 | 0 | 0 | 0 | 0 | 0 | 0 | 0 | 0 | 0 | 0 | 0 | 0 | 0 | 0 | 0 | 0 | 0 | 0 | 0
F4_Commercial_Office_New_Food Preparation_Natural Gas_Double Rack Oven_E1 | F4 | Commercial | Office | New | Food Preparation | Natural Gas | Double Rack Oven | E1 | PCT BC Ratio | 0.9 | 0.9 | 0.9 | 0.9 | 0.9 | 0.9 | 0.9 | 0.9 | 0.9 | 0.9 | 0.9 | 0.9 | 0.9 | 0.9 | 0.9 | 0.9 | 0.9 | 0.9 | 0.9 | 0.9 | 0.9 | 0.9 | 0 | 0 | 0 | 0 | 0 | 0 | 0 | 0
F4_Commercial_Office_New_Food Preparation_Natural Gas_Double Rack Oven_E2 | F4 | Commercial | Office | New | Food Preparation | Natural Gas | Double Rack Oven | E2 | PCT BC Ratio | 4.9652 | 5.0051 | 5.053 | 5.1322 | 5.2378 | 5.3623 | 5.4768 | 5.5787 | 5.6775 | 5.7734 | 5.8701 | 5.9641 | 6.0526 | 6.1412 | 6.2259 | 6.3128 | 6.4057 | 6.4992 | 6.5935 | 6.6882 | 6.7818 | 6.8741 | 0 | 0 | 0 | 0 | 0 | 0 | 0 | 0
F4_Commercial_Office_New_Food Preparation_Natural Gas_Double Rack Oven_E3 | F4 | Commercial | Office | New | Food Preparation | Natural Gas | Double Rack Oven | E3 | PCT BC Ratio | 0 | 0 | 0 | 0 | 0 | 0 | 0 | 0 | 0 | 0 | 0 | 0 | 0 | 0 | 0 | 0 | 0 | 0 | 0 | 0 | 0 | 0 | 0 | 0 | 0 | 0 | 0 | 0 | 0 | 0
F4_Commercial_Office_New_Food Preparation_Natural Gas_Double Rack Oven_E4 | F4 | Commercial | Office | New | Food Preparation | Natural Gas | Double Rack Oven | E4 | PCT BC Ratio | 0 | 0 | 0 | 0 | 0 | 0 | 0 | 0 | 0 | 0 | 0 | 0 | 0 | 0 | 0 | 0 | 0 | 0 | 0 | 0 | 0 | 0 | 0 | 0 | 0 | 0 | 0 | 0 | 0 | 0
F4_Commercial_Office_New_Food Preparation_Natural Gas_Double Rack Oven_E5 | F4 | Commercial | Office | New | Food Preparation | Natural Gas | Double Rack Oven | E5 | PCT BC Ratio | 0 | 0 | 0 | 0 | 0 | 0 | 0 | 0 | 0 | 0 | 0 | 0 | 0 | 0 | 0 | 0 | 0 | 0 | 0 | 0 | 0 | 0 | 0 | 0 | 0 | 0 | 0 | 0 | 0 | 0
F4_Commercial_Office_New_Food Preparation_Natural Gas_Double Rack Oven_E6 | F4 | Commercial | Office | New | Food Preparation | Natural Gas | Double Rack Oven | E6 | PCT BC Ratio | 0 | 0 | 0 | 0 | 0 | 0 | 0 | 0 | 0 | 0 | 0 | 0 | 0 | 0 | 0 | 0 | 0 | 0 | 0 | 0 | 0 | 0 | 0 | 0 | 0 | 0 | 0 | 0 | 0 | 0
F4_Commercial_Office_New_Food Preparation_Natural Gas_Double Rack Oven_E7 | F4 | Commercial | Office | New | Food Preparation | Natural Gas | Double Rack Oven | E7 | PCT BC Ratio | 0 | 0 | 0 | 0 | 0 | 0 | 0 | 0 | 0 | 0 | 0 | 0 | 0 | 0 | 0 | 0 | 0 | 0 | 0 | 0 | 0 | 0 | 0 | 0 | 0 | 0 | 0 | 0 | 0 | 0
F4_Commercial_Office_New_Food Preparation_Natural Gas_Double Rack Oven_E8 | F4 | Commercial | Office | New | Food Preparation | Natural Gas | Double Rack Oven | E8 | PCT BC Ratio | 0 | 0 | 0 | 0 | 0 | 0 | 0 | 0 | 0 | 0 | 0 | 0 | 0 | 0 | 0 | 0 | 0 | 0 | 0 | 0 | 0 | 0 | 0 | 0 | 0 | 0 | 0 | 0 | 0 | 0
F4_Commercial_Office_New_Food Preparation_Natural Gas_Double Rack Oven_E9 | F4 | Commercial | Office | New | Food Preparation | Natural Gas | Double Rack Oven | E9 | PCT BC Ratio | 0 | 0 | 0 | 0 | 0 | 0 | 0 | 0 | 0 | 0 | 0 | 0 | 0 | 0 | 0 | 0 | 0 | 0 | 0 | 0 | 0 | 0 | 0 | 0 | 0 | 0 | 0 | 0 | 0 | 0
F4_Commercial_Office_New_Food Preparation_Natural Gas_Double Rack Oven_E10 | F4 | Commercial | Office | New | Food Preparation | Natural Gas | Double Rack Oven | E10 | PCT BC Ratio | 0 | 0 | 0 | 0 | 0 | 0 | 0 | 0 | 0 | 0 | 0 | 0 | 0 | 0 | 0 | 0 | 0 | 0 | 0 | 0 | 0 | 0 | 0 | 0 | 0 | 0 | 0 | 0 | 0 | 0
F5_Commercial_Office_New_Food Preparation_Natural Gas_Double Rack Oven_E1 | F5 | Commercial | Office | New | Food Preparation | Natural Gas | Double Rack Oven | E1 | RIM BC Ratio | 0.9 | 0.9 | 0.9 | 0.9 | 0.9 | 0.9 | 0.9 | 0.9 | 0.9 | 0.9 | 0.9 | 0.9 | 0.9 | 0.9 | 0.9 | 0.9 | 0.9 | 0.9 | 0.9 | 0.9 | 0.9 | 0.9 | 0 | 0 | 0 | 0 | 0 | 0 | 0 | 0
F5_Commercial_Office_New_Food Preparation_Natural Gas_Double Rack Oven_E2 | F5 | Commercial | Office | New | Food Preparation | Natural Gas | Double Rack Oven | E2 | RIM BC Ratio | 0.73785 | 0.73858 | 0.73943 | 0.74082 | 0.7426 | 0.74462 | 0.74639 | 0.74792 | 0.74935 | 0.75069 | 0.752 | 0.75324 | 0.75437 | 0.75547 | 0.7565 | 0.75752 | 0.75858 | 0.75963 | 0.76065 | 0.76165 | 0.76261 | 0.76354 | 0 | 0 | 0 | 0 | 0 | 0 | 0 | 0
F5_Commercial_Office_New_Food Preparation_Natural Gas_Double Rack Oven_E3 | F5 | Commercial | Office | New | Food Preparation | Natural Gas | Double Rack Oven | E3 | RIM BC Ratio | 0 | 0 | 0 | 0 | 0 | 0 | 0 | 0 | 0 | 0 | 0 | 0 | 0 | 0 | 0 | 0 | 0 | 0 | 0 | 0 | 0 | 0 | 0 | 0 | 0 | 0 | 0 | 0 | 0 | 0
F5_Commercial_Office_New_Food Preparation_Natural Gas_Double Rack Oven_E4 | F5 | Commercial | Office | New | Food Preparation | Natural Gas | Double Rack Oven | E4 | RIM BC Ratio | 0 | 0 | 0 | 0 | 0 | 0 | 0 | 0 | 0 | 0 | 0 | 0 | 0 | 0 | 0 | 0 | 0 | 0 | 0 | 0 | 0 | 0 | 0 | 0 | 0 | 0 | 0 | 0 | 0 | 0
F5_Commercial_Office_New_Food Preparation_Natural Gas_Double Rack Oven_E5 | F5 | Commercial | Office | New | Food Preparation | Natural Gas | Double Rack Oven | E5 | RIM BC Ratio | 0 | 0 | 0 | 0 | 0 | 0 | 0 | 0 | 0 | 0 | 0 | 0 | 0 | 0 | 0 | 0 | 0 | 0 | 0 | 0 | 0 | 0 | 0 | 0 | 0 | 0 | 0 | 0 | 0 | 0
F5_Commercial_Office_New_Food Preparation_Natural Gas_Double Rack Oven_E6 | F5 | Commercial | Office | New | Food Preparation | Natural Gas | Double Rack Oven | E6 | RIM BC Ratio | 0 | 0 | 0 | 0 | 0 | 0 | 0 | 0 | 0 | 0 | 0 | 0 | 0 | 0 | 0 | 0 | 0 | 0 | 0 | 0 | 0 | 0 | 0 | 0 | 0 | 0 | 0 | 0 | 0 | 0
F5_Commercial_Office_New_Food Preparation_Natural Gas_Double Rack Oven_E7 | F5 | Commercial | Office | New | Food Preparation | Natural Gas | Double Rack Oven | E7 | RIM BC Ratio | 0 | 0 | 0 | 0 | 0 | 0 | 0 | 0 | 0 | 0 | 0 | 0 | 0 | 0 | 0 | 0 | 0 | 0 | 0 | 0 | 0 | 0 | 0 | 0 | 0 | 0 | 0 | 0 | 0 | 0
F5_Commercial_Office_New_Food Preparation_Natural Gas_Double Rack Oven_E8 | F5 | Commercial | Office | New | Food Preparation | Natural Gas | Double Rack Oven | E8 | RIM BC Ratio | 0 | 0 | 0 | 0 | 0 | 0 | 0 | 0 | 0 | 0 | 0 | 0 | 0 | 0 | 0 | 0 | 0 | 0 | 0 | 0 | 0 | 0 | 0 | 0 | 0 | 0 | 0 | 0 | 0 | 0
F5_Commercial_Office_New_Food Preparation_Natural Gas_Double Rack Oven_E9 | F5 | Commercial | Office | New | Food Preparation | Natural Gas | Double Rack Oven | E9 | RIM BC Ratio | 0 | 0 | 0 | 0 | 0 | 0 | 0 | 0 | 0 | 0 | 0 | 0 | 0 | 0 | 0 | 0 | 0 | 0 | 0 | 0 | 0 | 0 | 0 | 0 | 0 | 0 | 0 | 0 | 0 | 0
F5_Commercial_Office_New_Food Preparation_Natural Gas_Double Rack Oven_E10 | F5 | Commercial | Office | New | Food Preparation | Natural Gas | Double Rack Oven | E10 | RIM BC Ratio | 0 | 0 | 0 | 0 | 0 | 0 | 0 | 0 | 0 | 0 | 0 | 0 | 0 | 0 | 0 | 0 | 0 | 0 | 0 | 0 | 0 | 0 | 0 | 0 | 0 | 0 | 0 | 0 | 0 | 0
F0_Commercial_Office_New_Food Preparation_Natural Gas_Fryer_E0 | F0 | Commercial | Office | New | Food Preparation | Natural Gas | Fryer | E0 | Economic Unit | ENERGY STAR | ENERGY STAR | ENERGY STAR | ENERGY STAR | ENERGY STAR | ENERGY STAR | ENERGY STAR | ENERGY STAR | ENERGY STAR | ENERGY STAR | ENERGY STAR | ENERGY STAR | ENERGY STAR | ENERGY STAR | ENERGY STAR | ENERGY STAR | ENERGY STAR | ENERGY STAR | ENERGY STAR | ENERGY STAR | ENERGY STAR | ENERGY STAR | 0 | 0 | 0 | 0 | 0 | 0 | 0 | 0
F1_Commercial_Office_New_Food Preparation_Natural Gas_Fryer_E1 | F1 | Commercial | Office | New | Food Preparation | Natural Gas | Fryer | E1 | CCE | 0 | 0 | 0 | 0 | 0 | 0 | 0 | 0 | 0 | 0 | 0 | 0 | 0 | 0 | 0 | 0 | 0 | 0 | 0 | 0 | 0 | 0 | 0 | 0 | 0 | 0 | 0 | 0 | 0 | 0
F1_Commercial_Office_New_Food Preparation_Natural Gas_Fryer_E2 | F1 | Commercial | Office | New | Food Preparation | Natural Gas | Fryer | E2 | CCE | 0.0070192 | 0.0070192 | 0.0073742 | 0.0072621 | 0.0071531 | 0.0070171 | 0.0069979 | 0.0069529 | 0.006911 | 0.0068479 | 0.0068381 | 0.0068066 | 0.0067786 | 0.006725 | 0.0067321 | 0.0067115 | 0.0066913 | 0.0066471 | 0.0066602 | 0.0066472 | 0.0066374 | 0.0066003 | 0 | 0 | 0 | 0 | 0 | 0 | 0 | 0
F1_Commercial_Office_New_Food Preparation_Natural Gas_Fryer_E3 | F1 | Commercial | Office | New | Food Preparation | Natural Gas | Fryer | E3 | CCE | 0 | 0 | 0 | 0 | 0 | 0 | 0 | 0 | 0 | 0 | 0 | 0 | 0 | 0 | 0 | 0 | 0 | 0 | 0 | 0 | 0 | 0 | 0 | 0 | 0 | 0 | 0 | 0 | 0 | 0
F1_Commercial_Office_New_Food Preparation_Natural Gas_Fryer_E4 | F1 | Commercial | Office | New | Food Preparation | Natural Gas | Fryer | E4 | CCE | 0 | 0 | 0 | 0 | 0 | 0 | 0 | 0 | 0 | 0 | 0 | 0 | 0 | 0 | 0 | 0 | 0 | 0 | 0 | 0 | 0 | 0 | 0 | 0 | 0 | 0 | 0 | 0 | 0 | 0
F1_Commercial_Office_New_Food Preparation_Natural Gas_Fryer_E5 | F1 | Commercial | Office | New | Food Preparation | Natural Gas | Fryer | E5 | CCE | 0 | 0 | 0 | 0 | 0 | 0 | 0 | 0 | 0 | 0 | 0 | 0 | 0 | 0 | 0 | 0 | 0 | 0 | 0 | 0 | 0 | 0 | 0 | 0 | 0 | 0 | 0 | 0 | 0 | 0
F1_Commercial_Office_New_Food Preparation_Natural Gas_Fryer_E6 | F1 | Commercial | Office | New | Food Preparation | Natural Gas | Fryer | E6 | CCE | 0 | 0 | 0 | 0 | 0 | 0 | 0 | 0 | 0 | 0 | 0 | 0 | 0 | 0 | 0 | 0 | 0 | 0 | 0 | 0 | 0 | 0 | 0 | 0 | 0 | 0 | 0 | 0 | 0 | 0
F1_Commercial_Office_New_Food Preparation_Natural Gas_Fryer_E7 | F1 | Commercial | Office | New | Food Preparation | Natural Gas | Fryer | E7 | CCE | 0 | 0 | 0 | 0 | 0 | 0 | 0 | 0 | 0 | 0 | 0 | 0 | 0 | 0 | 0 | 0 | 0 | 0 | 0 | 0 | 0 | 0 | 0 | 0 | 0 | 0 | 0 | 0 | 0 | 0
F1_Commercial_Office_New_Food Preparation_Natural Gas_Fryer_E8 | F1 | Commercial | Office | New | Food Preparation | Natural Gas | Fryer | E8 | CCE | 0 | 0 | 0 | 0 | 0 | 0 | 0 | 0 | 0 | 0 | 0 | 0 | 0 | 0 | 0 | 0 | 0 | 0 | 0 | 0 | 0 | 0 | 0 | 0 | 0 | 0 | 0 | 0 | 0 | 0
F1_Commercial_Office_New_Food Preparation_Natural Gas_Fryer_E9 | F1 | Commercial | Office | New | Food Preparation | Natural Gas | Fryer | E9 | CCE | 0 | 0 | 0 | 0 | 0 | 0 | 0 | 0 | 0 | 0 | 0 | 0 | 0 | 0 | 0 | 0 | 0 | 0 | 0 | 0 | 0 | 0 | 0 | 0 | 0 | 0 | 0 | 0 | 0 | 0
F1_Commercial_Office_New_Food Preparation_Natural Gas_Fryer_E10 | F1 | Commercial | Office | New | Food Preparation | Natural Gas | Fryer | E10 | CCE | 0 | 0 | 0 | 0 | 0 | 0 | 0 | 0 | 0 | 0 | 0 | 0 | 0 | 0 | 0 | 0 | 0 | 0 | 0 | 0 | 0 | 0 | 0 | 0 | 0 | 0 | 0 | 0 | 0 | 0
F2_Commercial_Office_New_Food Preparation_Natural Gas_Fryer_E1 | F2 | Commercial | Office | New | Food Preparation | Natural Gas | Fryer | E1 | TRC BC Ratio | 0.9 | 0.9 | 0.9 | 0.9 | 0.9 | 0.9 | 0.9 | 0.9 | 0.9 | 0.9 | 0.9 | 0.9 | 0.9 | 0.9 | 0.9 | 0.9 | 0.9 | 0.9 | 0.9 | 0.9 | 0.9 | 0.9 | 0 | 0 | 0 | 0 | 0 | 0 | 0 | 0
F2_Commercial_Office_New_Food Preparation_Natural Gas_Fryer_E2 | F2 | Commercial | Office | New | Food Preparation | Natural Gas | Fryer | E2 | TRC BC Ratio | 1.215 | 1.2059 | 1.2046 | 1.2221 | 1.2535 | 1.2946 | 1.3292 | 1.3564 | 1.3811 | 1.4053 | 1.4318 | 1.4585 | 1.4845 | 1.5137 | 1.5415 | 1.571 | 1.6001 | 1.6254 | 1.6465 | 1.6626 | 1.6776 | 1.6911 | 0 | 0 | 0 | 0 | 0 | 0 | 0 | 0
F2_Commercial_Office_New_Food Preparation_Natural Gas_Fryer_E3 | F2 | Commercial | Office | New | Food Preparation | Natural Gas | Fryer | E3 | TRC BC Ratio | 0 | 0 | 0 | 0 | 0 | 0 | 0 | 0 | 0 | 0 | 0 | 0 | 0 | 0 | 0 | 0 | 0 | 0 | 0 | 0 | 0 | 0 | 0 | 0 | 0 | 0 | 0 | 0 | 0 | 0
F2_Commercial_Office_New_Food Preparation_Natural Gas_Fryer_E4 | F2 | Commercial | Office | New | Food Preparation | Natural Gas | Fryer | E4 | TRC BC Ratio | 0 | 0 | 0 | 0 | 0 | 0 | 0 | 0 | 0 | 0 | 0 | 0 | 0 | 0 | 0 | 0 | 0 | 0 | 0 | 0 | 0 | 0 | 0 | 0 | 0 | 0 | 0 | 0 | 0 | 0
F2_Commercial_Office_New_Food Preparation_Natural Gas_Fryer_E5 | F2 | Commercial | Office | New | Food Preparation | Natural Gas | Fryer | E5 | TRC BC Ratio | 0 | 0 | 0 | 0 | 0 | 0 | 0 | 0 | 0 | 0 | 0 | 0 | 0 | 0 | 0 | 0 | 0 | 0 | 0 | 0 | 0 | 0 | 0 | 0 | 0 | 0 | 0 | 0 | 0 | 0
F2_Commercial_Office_New_Food Preparation_Natural Gas_Fryer_E6 | F2 | Commercial | Office | New | Food Preparation | Natural Gas | Fryer | E6 | TRC BC Ratio | 0 | 0 | 0 | 0 | 0 | 0 | 0 | 0 | 0 | 0 | 0 | 0 | 0 | 0 | 0 | 0 | 0 | 0 | 0 | 0 | 0 | 0 | 0 | 0 | 0 | 0 | 0 | 0 | 0 | 0
F2_Commercial_Office_New_Food Preparation_Natural Gas_Fryer_E7 | F2 | Commercial | Office | New | Food Preparation | Natural Gas | Fryer | E7 | TRC BC Ratio | 0 | 0 | 0 | 0 | 0 | 0 | 0 | 0 | 0 | 0 | 0 | 0 | 0 | 0 | 0 | 0 | 0 | 0 | 0 | 0 | 0 | 0 | 0 | 0 | 0 | 0 | 0 | 0 | 0 | 0
F2_Commercial_Office_New_Food Preparation_Natural Gas_Fryer_E8 | F2 | Commercial | Office | New | Food Preparation | Natural Gas | Fryer | E8 | TRC BC Ratio | 0 | 0 | 0 | 0 | 0 | 0 | 0 | 0 | 0 | 0 | 0 | 0 | 0 | 0 | 0 | 0 | 0 | 0 | 0 | 0 | 0 | 0 | 0 | 0 | 0 | 0 | 0 | 0 | 0 | 0
F2_Commercial_Office_New_Food Preparation_Natural Gas_Fryer_E9 | F2 | Commercial | Office | New | Food Preparation | Natural Gas | Fryer | E9 | TRC BC Ratio | 0 | 0 | 0 | 0 | 0 | 0 | 0 | 0 | 0 | 0 | 0 | 0 | 0 | 0 | 0 | 0 | 0 | 0 | 0 | 0 | 0 | 0 | 0 | 0 | 0 | 0 | 0 | 0 | 0 | 0
F2_Commercial_Office_New_Food Preparation_Natural Gas_Fryer_E10 | F2 | Commercial | Office | New | Food Preparation | Natural Gas | Fryer | E10 | TRC BC Ratio | 0 | 0 | 0 | 0 | 0 | 0 | 0 | 0 | 0 | 0 | 0 | 0 | 0 | 0 | 0 | 0 | 0 | 0 | 0 | 0 | 0 | 0 | 0 | 0 | 0 | 0 | 0 | 0 | 0 | 0
F3_Commercial_Office_New_Food Preparation_Natural Gas_Fryer_E1 | F3 | Commercial | Office | New | Food Preparation | Natural Gas | Fryer | E1 | PACT BC Ratio | 0.9 | 0.9 | 0.9 | 0.9 | 0.9 | 0.9 | 0.9 | 0.9 | 0.9 | 0.9 | 0.9 | 0.9 | 0.9 | 0.9 | 0.9 | 0.9 | 0.9 | 0.9 | 0.9 | 0.9 | 0.9 | 0.9 | 0 | 0 | 0 | 0 | 0 | 0 | 0 | 0
F3_Commercial_Office_New_Food Preparation_Natural Gas_Fryer_E2 | F3 | Commercial | Office | New | Food Preparation | Natural Gas | Fryer | E2 | PACT BC Ratio | 1.5621 | 1.5504 | 1.5488 | 1.5712 | 1.6116 | 1.6645 | 1.709 | 1.7439 | 1.7757 | 1.8068 | 1.8409 | 1.8752 | 1.9086 | 1.9462 | 1.9819 | 2.0198 | 2.0573 | 2.0898 | 2.1169 | 2.1377 | 2.1569 | 2.1743 | 0 | 0 | 0 | 0 | 0 | 0 | 0 | 0
F3_Commercial_Office_New_Food Preparation_Natural Gas_Fryer_E3 | F3 | Commercial | Office | New | Food Preparation | Natural Gas | Fryer | E3 | PACT BC Ratio | 0 | 0 | 0 | 0 | 0 | 0 | 0 | 0 | 0 | 0 | 0 | 0 | 0 | 0 | 0 | 0 | 0 | 0 | 0 | 0 | 0 | 0 | 0 | 0 | 0 | 0 | 0 | 0 | 0 | 0
F3_Commercial_Office_New_Food Preparation_Natural Gas_Fryer_E4 | F3 | Commercial | Office | New | Food Preparation | Natural Gas | Fryer | E4 | PACT BC Ratio | 0 | 0 | 0 | 0 | 0 | 0 | 0 | 0 | 0 | 0 | 0 | 0 | 0 | 0 | 0 | 0 | 0 | 0 | 0 | 0 | 0 | 0 | 0 | 0 | 0 | 0 | 0 | 0 | 0 | 0
F3_Commercial_Office_New_Food Preparation_Natural Gas_Fryer_E5 | F3 | Commercial | Office | New | Food Preparation | Natural Gas | Fryer | E5 | PACT BC Ratio | 0 | 0 | 0 | 0 | 0 | 0 | 0 | 0 | 0 | 0 | 0 | 0 | 0 | 0 | 0 | 0 | 0 | 0 | 0 | 0 | 0 | 0 | 0 | 0 | 0 | 0 | 0 | 0 | 0 | 0
F3_Commercial_Office_New_Food Preparation_Natural Gas_Fryer_E6 | F3 | Commercial | Office | New | Food Preparation | Natural Gas | Fryer | E6 | PACT BC Ratio | 0 | 0 | 0 | 0 | 0 | 0 | 0 | 0 | 0 | 0 | 0 | 0 | 0 | 0 | 0 | 0 | 0 | 0 | 0 | 0 | 0 | 0 | 0 | 0 | 0 | 0 | 0 | 0 | 0 | 0
F3_Commercial_Office_New_Food Preparation_Natural Gas_Fryer_E7 | F3 | Commercial | Office | New | Food Preparation | Natural Gas | Fryer | E7 | PACT BC Ratio | 0 | 0 | 0 | 0 | 0 | 0 | 0 | 0 | 0 | 0 | 0 | 0 | 0 | 0 | 0 | 0 | 0 | 0 | 0 | 0 | 0 | 0 | 0 | 0 | 0 | 0 | 0 | 0 | 0 | 0
F3_Commercial_Office_New_Food Preparation_Natural Gas_Fryer_E8 | F3 | Commercial | Office | New | Food Preparation | Natural Gas | Fryer | E8 | PACT BC Ratio | 0 | 0 | 0 | 0 | 0 | 0 | 0 | 0 | 0 | 0 | 0 | 0 | 0 | 0 | 0 | 0 | 0 | 0 | 0 | 0 | 0 | 0 | 0 | 0 | 0 | 0 | 0 | 0 | 0 | 0
F3_Commercial_Office_New_Food Preparation_Natural Gas_Fryer_E9 | F3 | Commercial | Office | New | Food Preparation | Natural Gas | Fryer | E9 | PACT BC Ratio | 0 | 0 | 0 | 0 | 0 | 0 | 0 | 0 | 0 | 0 | 0 | 0 | 0 | 0 | 0 | 0 | 0 | 0 | 0 | 0 | 0 | 0 | 0 | 0 | 0 | 0 | 0 | 0 | 0 | 0
F3_Commercial_Office_New_Food Preparation_Natural Gas_Fryer_E10 | F3 | Commercial | Office | New | Food Preparation | Natural Gas | Fryer | E10 | PACT BC Ratio | 0 | 0 | 0 | 0 | 0 | 0 | 0 | 0 | 0 | 0 | 0 | 0 | 0 | 0 | 0 | 0 | 0 | 0 | 0 | 0 | 0 | 0 | 0 | 0 | 0 | 0 | 0 | 0 | 0 | 0
F4_Commercial_Office_New_Food Preparation_Natural Gas_Fryer_E1 | F4 | Commercial | Office | New | Food Preparation | Natural Gas | Fryer | E1 | PCT BC Ratio | 0.9 | 0.9 | 0.9 | 0.9 | 0.9 | 0.9 | 0.9 | 0.9 | 0.9 | 0.9 | 0.9 | 0.9 | 0.9 | 0.9 | 0.9 | 0.9 | 0.9 | 0.9 | 0.9 | 0.9 | 0.9 | 0.9 | 0 | 0 | 0 | 0 | 0 | 0 | 0 | 0
F4_Commercial_Office_New_Food Preparation_Natural Gas_Fryer_E2 | F4 | Commercial | Office | New | Food Preparation | Natural Gas | Fryer | E2 | PCT BC Ratio | 3.0813 | 3.063 | 3.0604 | 3.0957 | 3.1592 | 3.2424 | 3.3124 | 3.3673 | 3.4172 | 3.4661 | 3.5197 | 3.5737 | 3.6262 | 3.6853 | 3.7415 | 3.8011 | 3.86 | 3.9112 | 3.9537 | 3.9864 | 4.0167 | 4.044 | 0 | 0 | 0 | 0 | 0 | 0 | 0 | 0
F4_Commercial_Office_New_Food Preparation_Natural Gas_Fryer_E3 | F4 | Commercial | Office | New | Food Preparation | Natural Gas | Fryer | E3 | PCT BC Ratio | 0 | 0 | 0 | 0 | 0 | 0 | 0 | 0 | 0 | 0 | 0 | 0 | 0 | 0 | 0 | 0 | 0 | 0 | 0 | 0 | 0 | 0 | 0 | 0 | 0 | 0 | 0 | 0 | 0 | 0
F4_Commercial_Office_New_Food Preparation_Natural Gas_Fryer_E4 | F4 | Commercial | Office | New | Food Preparation | Natural Gas | Fryer | E4 | PCT BC Ratio | 0 | 0 | 0 | 0 | 0 | 0 | 0 | 0 | 0 | 0 | 0 | 0 | 0 | 0 | 0 | 0 | 0 | 0 | 0 | 0 | 0 | 0 | 0 | 0 | 0 | 0 | 0 | 0 | 0 | 0
F4_Commercial_Office_New_Food Preparation_Natural Gas_Fryer_E5 | F4 | Commercial | Office | New | Food Preparation | Natural Gas | Fryer | E5 | PCT BC Ratio | 0 | 0 | 0 | 0 | 0 | 0 | 0 | 0 | 0 | 0 | 0 | 0 | 0 | 0 | 0 | 0 | 0 | 0 | 0 | 0 | 0 | 0 | 0 | 0 | 0 | 0 | 0 | 0 | 0 | 0
F4_Commercial_Office_New_Food Preparation_Natural Gas_Fryer_E6 | F4 | Commercial | Office | New | Food Preparation | Natural Gas | Fryer | E6 | PCT BC Ratio | 0 | 0 | 0 | 0 | 0 | 0 | 0 | 0 | 0 | 0 | 0 | 0 | 0 | 0 | 0 | 0 | 0 | 0 | 0 | 0 | 0 | 0 | 0 | 0 | 0 | 0 | 0 | 0 | 0 | 0
F4_Commercial_Office_New_Food Preparation_Natural Gas_Fryer_E7 | F4 | Commercial | Office | New | Food Preparation | Natural Gas | Fryer | E7 | PCT BC Ratio | 0 | 0 | 0 | 0 | 0 | 0 | 0 | 0 | 0 | 0 | 0 | 0 | 0 | 0 | 0 | 0 | 0 | 0 | 0 | 0 | 0 | 0 | 0 | 0 | 0 | 0 | 0 | 0 | 0 | 0
F4_Commercial_Office_New_Food Preparation_Natural Gas_Fryer_E8 | F4 | Commercial | Office | New | Food Preparation | Natural Gas | Fryer | E8 | PCT BC Ratio | 0 | 0 | 0 | 0 | 0 | 0 | 0 | 0 | 0 | 0 | 0 | 0 | 0 | 0 | 0 | 0 | 0 | 0 | 0 | 0 | 0 | 0 | 0 | 0 | 0 | 0 | 0 | 0 | 0 | 0
F4_Commercial_Office_New_Food Preparation_Natural Gas_Fryer_E9 | F4 | Commercial | Office | New | Food Preparation | Natural Gas | Fryer | E9 | PCT BC Ratio | 0 | 0 | 0 | 0 | 0 | 0 | 0 | 0 | 0 | 0 | 0 | 0 | 0 | 0 | 0 | 0 | 0 | 0 | 0 | 0 | 0 | 0 | 0 | 0 | 0 | 0 | 0 | 0 | 0 | 0
F4_Commercial_Office_New_Food Preparation_Natural Gas_Fryer_E10 | F4 | Commercial | Office | New | Food Preparation | Natural Gas | Fryer | E10 | PCT BC Ratio | 0 | 0 | 0 | 0 | 0 | 0 | 0 | 0 | 0 | 0 | 0 | 0 | 0 | 0 | 0 | 0 | 0 | 0 | 0 | 0 | 0 | 0 | 0 | 0 | 0 | 0 | 0 | 0 | 0 | 0
F5_Commercial_Office_New_Food Preparation_Natural Gas_Fryer_E1 | F5 | Commercial | Office | New | Food Preparation | Natural Gas | Fryer | E1 | RIM BC Ratio | 0.9 | 0.9 | 0.9 | 0.9 | 0.9 | 0.9 | 0.9 | 0.9 | 0.9 | 0.9 | 0.9 | 0.9 | 0.9 | 0.9 | 0.9 | 0.9 | 0.9 | 0.9 | 0.9 | 0.9 | 0.9 | 0.9 | 0 | 0 | 0 | 0 | 0 | 0 | 0 | 0
F5_Commercial_Office_New_Food Preparation_Natural Gas_Fryer_E2 | F5 | Commercial | Office | New | Food Preparation | Natural Gas | Fryer | E2 | RIM BC Ratio | 0.544 | 0.54258 | 0.54238 | 0.54511 | 0.54988 | 0.55591 | 0.56079 | 0.5645 | 0.56779 | 0.57093 | 0.57429 | 0.57759 | 0.58072 | 0.58415 | 0.58733 | 0.59061 | 0.59377 | 0.59646 | 0.59864 | 0.60029 | 0.6018 | 0.60314 | 0 | 0 | 0 | 0 | 0 | 0 | 0 | 0
F5_Commercial_Office_New_Food Preparation_Natural Gas_Fryer_E3 | F5 | Commercial | Office | New | Food Preparation | Natural Gas | Fryer | E3 | RIM BC Ratio | 0 | 0 | 0 | 0 | 0 | 0 | 0 | 0 | 0 | 0 | 0 | 0 | 0 | 0 | 0 | 0 | 0 | 0 | 0 | 0 | 0 | 0 | 0 | 0 | 0 | 0 | 0 | 0 | 0 | 0
F5_Commercial_Office_New_Food Preparation_Natural Gas_Fryer_E4 | F5 | Commercial | Office | New | Food Preparation | Natural Gas | Fryer | E4 | RIM BC Ratio | 0 | 0 | 0 | 0 | 0 | 0 | 0 | 0 | 0 | 0 | 0 | 0 | 0 | 0 | 0 | 0 | 0 | 0 | 0 | 0 | 0 | 0 | 0 | 0 | 0 | 0 | 0 | 0 | 0 | 0
F5_Commercial_Office_New_Food Preparation_Natural Gas_Fryer_E5 | F5 | Commercial | Office | New | Food Preparation | Natural Gas | Fryer | E5 | RIM BC Ratio | 0 | 0 | 0 | 0 | 0 | 0 | 0 | 0 | 0 | 0 | 0 | 0 | 0 | 0 | 0 | 0 | 0 | 0 | 0 | 0 | 0 | 0 | 0 | 0 | 0 | 0 | 0 | 0 | 0 | 0
F5_Commercial_Office_New_Food Preparation_Natural Gas_Fryer_E6 | F5 | Commercial | Office | New | Food Preparation | Natural Gas | Fryer | E6 | RIM BC Ratio | 0 | 0 | 0 | 0 | 0 | 0 | 0 | 0 | 0 | 0 | 0 | 0 | 0 | 0 | 0 | 0 | 0 | 0 | 0 | 0 | 0 | 0 | 0 | 0 | 0 | 0 | 0 | 0 | 0 | 0
F5_Commercial_Office_New_Food Preparation_Natural Gas_Fryer_E7 | F5 | Commercial | Office | New | Food Preparation | Natural Gas | Fryer | E7 | RIM BC Ratio | 0 | 0 | 0 | 0 | 0 | 0 | 0 | 0 | 0 | 0 | 0 | 0 | 0 | 0 | 0 | 0 | 0 | 0 | 0 | 0 | 0 | 0 | 0 | 0 | 0 | 0 | 0 | 0 | 0 | 0
F5_Commercial_Office_New_Food Preparation_Natural Gas_Fryer_E8 | F5 | Commercial | Office | New | Food Preparation | Natural Gas | Fryer | E8 | RIM BC Ratio | 0 | 0 | 0 | 0 | 0 | 0 | 0 | 0 | 0 | 0 | 0 | 0 | 0 | 0 | 0 | 0 | 0 | 0 | 0 | 0 | 0 | 0 | 0 | 0 | 0 | 0 | 0 | 0 | 0 | 0
F5_Commercial_Office_New_Food Preparation_Natural Gas_Fryer_E9 | F5 | Commercial | Office | New | Food Preparation | Natural Gas | Fryer | E9 | RIM BC Ratio | 0 | 0 | 0 | 0 | 0 | 0 | 0 | 0 | 0 | 0 | 0 | 0 | 0 | 0 | 0 | 0 | 0 | 0 | 0 | 0 | 0 | 0 | 0 | 0 | 0 | 0 | 0 | 0 | 0 | 0
F5_Commercial_Office_New_Food Preparation_Natural Gas_Fryer_E10 | F5 | Commercial | Office | New | Food Preparation | Natural Gas | Fryer | E10 | RIM BC Ratio | 0 | 0 | 0 | 0 | 0 | 0 | 0 | 0 | 0 | 0 | 0 | 0 | 0 | 0 | 0 | 0 | 0 | 0 | 0 | 0 | 0 | 0 | 0 | 0 | 0 | 0 | 0 | 0 | 0 | 0
F0_Commercial_Office_New_Food Preparation_Natural Gas_Broiler_E0 | F0 | Commercial | Office | New | Food Preparation | Natural Gas | Broiler | E0 | Economic Unit | Infrared Burners | Infrared Burners | Infrared Burners | Infrared Burners | Infrared Burners | Infrared Burners | Infrared Burners | Infrared Burners | Infrared Burners | Infrared Burners | Infrared Burners | Infrared Burners | Infrared Burners | Infrared Burners | Infrared Burners | Infrared Burners | Infrared Burners | Infrared Burners | Infrared Burners | Infrared Burners | Infrared Burners | Infrared Burners | 0 | 0 | 0 | 0 | 0 | 0 | 0 | 0
F1_Commercial_Office_New_Food Preparation_Natural Gas_Broiler_E1 | F1 | Commercial | Office | New | Food Preparation | Natural Gas | Broiler | E1 | CCE | 0 | 0 | 0 | 0 | 0 | 0 | 0 | 0 | 0 | 0 | 0 | 0 | 0 | 0 | 0 | 0 | 0 | 0 | 0 | 0 | 0 | 0 | 0 | 0 | 0 | 0 | 0 | 0 | 0 | 0
F1_Commercial_Office_New_Food Preparation_Natural Gas_Broiler_E2 | F1 | Commercial | Office | New | Food Preparation | Natural Gas | Broiler | E2 | CCE | 0.0083589 | 0.0083589 | 0.0087817 | 0.0086482 | 0.0085184 | 0.0083564 | 0.0083336 | 0.00828 | 0.0082301 | 0.0081549 | 0.0081433 | 0.0081058 | 0.0080724 | 0.0080086 | 0.008017 | 0.0079925 | 0.0079685 | 0.0079158 | 0.0079314 | 0.0079159 | 0.0079043 | 0.0078601 | 0 | 0 | 0 | 0 | 0 | 0 | 0 | 0
F1_Commercial_Office_New_Food Preparation_Natural Gas_Broiler_E3 | F1 | Commercial | Office | New | Food Preparation | Natural Gas | Broiler | E3 | CCE | 0 | 0 | 0 | 0 | 0 | 0 | 0 | 0 | 0 | 0 | 0 | 0 | 0 | 0 | 0 | 0 | 0 | 0 | 0 | 0 | 0 | 0 | 0 | 0 | 0 | 0 | 0 | 0 | 0 | 0
F1_Commercial_Office_New_Food Preparation_Natural Gas_Broiler_E4 | F1 | Commercial | Office | New | Food Preparation | Natural Gas | Broiler | E4 | CCE | 0 | 0 | 0 | 0 | 0 | 0 | 0 | 0 | 0 | 0 | 0 | 0 | 0 | 0 | 0 | 0 | 0 | 0 | 0 | 0 | 0 | 0 | 0 | 0 | 0 | 0 | 0 | 0 | 0 | 0
F1_Commercial_Office_New_Food Preparation_Natural Gas_Broiler_E5 | F1 | Commercial | Office | New | Food Preparation | Natural Gas | Broiler | E5 | CCE | 0 | 0 | 0 | 0 | 0 | 0 | 0 | 0 | 0 | 0 | 0 | 0 | 0 | 0 | 0 | 0 | 0 | 0 | 0 | 0 | 0 | 0 | 0 | 0 | 0 | 0 | 0 | 0 | 0 | 0
F1_Commercial_Office_New_Food Preparation_Natural Gas_Broiler_E6 | F1 | Commercial | Office | New | Food Preparation | Natural Gas | Broiler | E6 | CCE | 0 | 0 | 0 | 0 | 0 | 0 | 0 | 0 | 0 | 0 | 0 | 0 | 0 | 0 | 0 | 0 | 0 | 0 | 0 | 0 | 0 | 0 | 0 | 0 | 0 | 0 | 0 | 0 | 0 | 0
F1_Commercial_Office_New_Food Preparation_Natural Gas_Broiler_E7 | F1 | Commercial | Office | New | Food Preparation | Natural Gas | Broiler | E7 | CCE | 0 | 0 | 0 | 0 | 0 | 0 | 0 | 0 | 0 | 0 | 0 | 0 | 0 | 0 | 0 | 0 | 0 | 0 | 0 | 0 | 0 | 0 | 0 | 0 | 0 | 0 | 0 | 0 | 0 | 0
F1_Commercial_Office_New_Food Preparation_Natural Gas_Broiler_E8 | F1 | Commercial | Office | New | Food Preparation | Natural Gas | Broiler | E8 | CCE | 0 | 0 | 0 | 0 | 0 | 0 | 0 | 0 | 0 | 0 | 0 | 0 | 0 | 0 | 0 | 0 | 0 | 0 | 0 | 0 | 0 | 0 | 0 | 0 | 0 | 0 | 0 | 0 | 0 | 0
F1_Commercial_Office_New_Food Preparation_Natural Gas_Broiler_E9 | F1 | Commercial | Office | New | Food Preparation | Natural Gas | Broiler | E9 | CCE | 0 | 0 | 0 | 0 | 0 | 0 | 0 | 0 | 0 | 0 | 0 | 0 | 0 | 0 | 0 | 0 | 0 | 0 | 0 | 0 | 0 | 0 | 0 | 0 | 0 | 0 | 0 | 0 | 0 | 0
F1_Commercial_Office_New_Food Preparation_Natural Gas_Broiler_E10 | F1 | Commercial | Office | New | Food Preparation | Natural Gas | Broiler | E10 | CCE | 0 | 0 | 0 | 0 | 0 | 0 | 0 | 0 | 0 | 0 | 0 | 0 | 0 | 0 | 0 | 0 | 0 | 0 | 0 | 0 | 0 | 0 | 0 | 0 | 0 | 0 | 0 | 0 | 0 | 0
F2_Commercial_Office_New_Food Preparation_Natural Gas_Broiler_E1 | F2 | Commercial | Office | New | Food Preparation | Natural Gas | Broiler | E1 | TRC BC Ratio | 0.9 | 0.9 | 0.9 | 0.9 | 0.9 | 0.9 | 0.9 | 0.9 | 0.9 | 0.9 | 0.9 | 0.9 | 0.9 | 0.9 | 0.9 | 0.9 | 0.9 | 0.9 | 0.9 | 0.9 | 0.9 | 0.9 | 0 | 0 | 0 | 0 | 0 | 0 | 0 | 0
F2_Commercial_Office_New_Food Preparation_Natural Gas_Broiler_E2 | F2 | Commercial | Office | New | Food Preparation | Natural Gas | Broiler | E2 | TRC BC Ratio | 1.0644 | 1.0735 | 1.0844 | 1.1025 | 1.1265 | 1.1549 | 1.181 | 1.2042 | 1.2267 | 1.2485 | 1.2706 | 1.292 | 1.3121 | 1.3323 | 1.3516 | 1.3714 | 1.3925 | 1.4138 | 1.4353 | 1.4569 | 1.4782 | 1.4992 | 0 | 0 | 0 | 0 | 0 | 0 | 0 | 0
F2_Commercial_Office_New_Food Preparation_Natural Gas_Broiler_E3 | F2 | Commercial | Office | New | Food Preparation | Natural Gas | Broiler | E3 | TRC BC Ratio | 0 | 0 | 0 | 0 | 0 | 0 | 0 | 0 | 0 | 0 | 0 | 0 | 0 | 0 | 0 | 0 | 0 | 0 | 0 | 0 | 0 | 0 | 0 | 0 | 0 | 0 | 0 | 0 | 0 | 0
F2_Commercial_Office_New_Food Preparation_Natural Gas_Broiler_E4 | F2 | Commercial | Office | New | Food Preparation | Natural Gas | Broiler | E4 | TRC BC Ratio | 0 | 0 | 0 | 0 | 0 | 0 | 0 | 0 | 0 | 0 | 0 | 0 | 0 | 0 | 0 | 0 | 0 | 0 | 0 | 0 | 0 | 0 | 0 | 0 | 0 | 0 | 0 | 0 | 0 | 0
F2_Commercial_Office_New_Food Preparation_Natural Gas_Broiler_E5 | F2 | Commercial | Office | New | Food Preparation | Natural Gas | Broiler | E5 | TRC BC Ratio | 0 | 0 | 0 | 0 | 0 | 0 | 0 | 0 | 0 | 0 | 0 | 0 | 0 | 0 | 0 | 0 | 0 | 0 | 0 | 0 | 0 | 0 | 0 | 0 | 0 | 0 | 0 | 0 | 0 | 0
F2_Commercial_Office_New_Food Preparation_Natural Gas_Broiler_E6 | F2 | Commercial | Office | New | Food Preparation | Natural Gas | Broiler | E6 | TRC BC Ratio | 0 | 0 | 0 | 0 | 0 | 0 | 0 | 0 | 0 | 0 | 0 | 0 | 0 | 0 | 0 | 0 | 0 | 0 | 0 | 0 | 0 | 0 | 0 | 0 | 0 | 0 | 0 | 0 | 0 | 0
F2_Commercial_Office_New_Food Preparation_Natural Gas_Broiler_E7 | F2 | Commercial | Office | New | Food Preparation | Natural Gas | Broiler | E7 | TRC BC Ratio | 0 | 0 | 0 | 0 | 0 | 0 | 0 | 0 | 0 | 0 | 0 | 0 | 0 | 0 | 0 | 0 | 0 | 0 | 0 | 0 | 0 | 0 | 0 | 0 | 0 | 0 | 0 | 0 | 0 | 0
F2_Commercial_Office_New_Food Preparation_Natural Gas_Broiler_E8 | F2 | Commercial | Office | New | Food Preparation | Natural Gas | Broiler | E8 | TRC BC Ratio | 0 | 0 | 0 | 0 | 0 | 0 | 0 | 0 | 0 | 0 | 0 | 0 | 0 | 0 | 0 | 0 | 0 | 0 | 0 | 0 | 0 | 0 | 0 | 0 | 0 | 0 | 0 | 0 | 0 | 0
F2_Commercial_Office_New_Food Preparation_Natural Gas_Broiler_E9 | F2 | Commercial | Office | New | Food Preparation | Natural Gas | Broiler | E9 | TRC BC Ratio | 0 | 0 | 0 | 0 | 0 | 0 | 0 | 0 | 0 | 0 | 0 | 0 | 0 | 0 | 0 | 0 | 0 | 0 | 0 | 0 | 0 | 0 | 0 | 0 | 0 | 0 | 0 | 0 | 0 | 0
F2_Commercial_Office_New_Food Preparation_Natural Gas_Broiler_E10 | F2 | Commercial | Office | New | Food Preparation | Natural Gas | Broiler | E10 | TRC BC Ratio | 0 | 0 | 0 | 0 | 0 | 0 | 0 | 0 | 0 | 0 | 0 | 0 | 0 | 0 | 0 | 0 | 0 | 0 | 0 | 0 | 0 | 0 | 0 | 0 | 0 | 0 | 0 | 0 | 0 | 0
F3_Commercial_Office_New_Food Preparation_Natural Gas_Broiler_E1 | F3 | Commercial | Office | New | Food Preparation | Natural Gas | Broiler | E1 | PACT BC Ratio | 0.9 | 0.9 | 0.9 | 0.9 | 0.9 | 0.9 | 0.9 | 0.9 | 0.9 | 0.9 | 0.9 | 0.9 | 0.9 | 0.9 | 0.9 | 0.9 | 0.9 | 0.9 | 0.9 | 0.9 | 0.9 | 0.9 | 0 | 0 | 0 | 0 | 0 | 0 | 0 | 0
F3_Commercial_Office_New_Food Preparation_Natural Gas_Broiler_E2 | F3 | Commercial | Office | New | Food Preparation | Natural Gas | Broiler | E2 | PACT BC Ratio | 1.3204 | 1.3317 | 1.3453 | 1.3676 | 1.3975 | 1.4327 | 1.465 | 1.4938 | 1.5217 | 1.5488 | 1.5761 | 1.6027 | 1.6277 | 1.6527 | 1.6767 | 1.7012 | 1.7275 | 1.7539 | 1.7805 | 1.8073 | 1.8337 | 1.8598 | 0 | 0 | 0 | 0 | 0 | 0 | 0 | 0
F3_Commercial_Office_New_Food Preparation_Natural Gas_Broiler_E3 | F3 | Commercial | Office | New | Food Preparation | Natural Gas | Broiler | E3 | PACT BC Ratio | 0 | 0 | 0 | 0 | 0 | 0 | 0 | 0 | 0 | 0 | 0 | 0 | 0 | 0 | 0 | 0 | 0 | 0 | 0 | 0 | 0 | 0 | 0 | 0 | 0 | 0 | 0 | 0 | 0 | 0
F3_Commercial_Office_New_Food Preparation_Natural Gas_Broiler_E4 | F3 | Commercial | Office | New | Food Preparation | Natural Gas | Broiler | E4 | PACT BC Ratio | 0 | 0 | 0 | 0 | 0 | 0 | 0 | 0 | 0 | 0 | 0 | 0 | 0 | 0 | 0 | 0 | 0 | 0 | 0 | 0 | 0 | 0 | 0 | 0 | 0 | 0 | 0 | 0 | 0 | 0
F3_Commercial_Office_New_Food Preparation_Natural Gas_Broiler_E5 | F3 | Commercial | Office | New | Food Preparation | Natural Gas | Broiler | E5 | PACT BC Ratio | 0 | 0 | 0 | 0 | 0 | 0 | 0 | 0 | 0 | 0 | 0 | 0 | 0 | 0 | 0 | 0 | 0 | 0 | 0 | 0 | 0 | 0 | 0 | 0 | 0 | 0 | 0 | 0 | 0 | 0
F3_Commercial_Office_New_Food Preparation_Natural Gas_Broiler_E6 | F3 | Commercial | Office | New | Food Preparation | Natural Gas | Broiler | E6 | PACT BC Ratio | 0 | 0 | 0 | 0 | 0 | 0 | 0 | 0 | 0 | 0 | 0 | 0 | 0 | 0 | 0 | 0 | 0 | 0 | 0 | 0 | 0 | 0 | 0 | 0 | 0 | 0 | 0 | 0 | 0 | 0
F3_Commercial_Office_New_Food Preparation_Natural Gas_Broiler_E7 | F3 | Commercial | Office | New | Food Preparation | Natural Gas | Broiler | E7 | PACT BC Ratio | 0 | 0 | 0 | 0 | 0 | 0 | 0 | 0 | 0 | 0 | 0 | 0 | 0 | 0 | 0 | 0 | 0 | 0 | 0 | 0 | 0 | 0 | 0 | 0 | 0 | 0 | 0 | 0 | 0 | 0
F3_Commercial_Office_New_Food Preparation_Natural Gas_Broiler_E8 | F3 | Commercial | Office | New | Food Preparation | Natural Gas | Broiler | E8 | PACT BC Ratio | 0 | 0 | 0 | 0 | 0 | 0 | 0 | 0 | 0 | 0 | 0 | 0 | 0 | 0 | 0 | 0 | 0 | 0 | 0 | 0 | 0 | 0 | 0 | 0 | 0 | 0 | 0 | 0 | 0 | 0
F3_Commercial_Office_New_Food Preparation_Natural Gas_Broiler_E9 | F3 | Commercial | Office | New | Food Preparation | Natural Gas | Broiler | E9 | PACT BC Ratio | 0 | 0 | 0 | 0 | 0 | 0 | 0 | 0 | 0 | 0 | 0 | 0 | 0 | 0 | 0 | 0 | 0 | 0 | 0 | 0 | 0 | 0 | 0 | 0 | 0 | 0 | 0 | 0 | 0 | 0
F3_Commercial_Office_New_Food Preparation_Natural Gas_Broiler_E10 | F3 | Commercial | Office | New | Food Preparation | Natural Gas | Broiler | E10 | PACT BC Ratio | 0 | 0 | 0 | 0 | 0 | 0 | 0 | 0 | 0 | 0 | 0 | 0 | 0 | 0 | 0 | 0 | 0 | 0 | 0 | 0 | 0 | 0 | 0 | 0 | 0 | 0 | 0 | 0 | 0 | 0
F4_Commercial_Office_New_Food Preparation_Natural Gas_Broiler_E1 | F4 | Commercial | Office | New | Food Preparation | Natural Gas | Broiler | E1 | PCT BC Ratio | 0.9 | 0.9 | 0.9 | 0.9 | 0.9 | 0.9 | 0.9 | 0.9 | 0.9 | 0.9 | 0.9 | 0.9 | 0.9 | 0.9 | 0.9 | 0.9 | 0.9 | 0.9 | 0.9 | 0.9 | 0.9 | 0.9 | 0 | 0 | 0 | 0 | 0 | 0 | 0 | 0
F4_Commercial_Office_New_Food Preparation_Natural Gas_Broiler_E2 | F4 | Commercial | Office | New | Food Preparation | Natural Gas | Broiler | E2 | PCT BC Ratio | 2.8717 | 2.8906 | 2.9132 | 2.9506 | 3.0005 | 3.0593 | 3.1134 | 3.1615 | 3.2082 | 3.2535 | 3.2991 | 3.3435 | 3.3853 | 3.4272 | 3.4672 | 3.5082 | 3.5521 | 3.5963 | 3.6408 | 3.6855 | 3.7298 | 3.7734 | 0 | 0 | 0 | 0 | 0 | 0 | 0 | 0
F4_Commercial_Office_New_Food Preparation_Natural Gas_Broiler_E3 | F4 | Commercial | Office | New | Food Preparation | Natural Gas | Broiler | E3 | PCT BC Ratio | 0 | 0 | 0 | 0 | 0 | 0 | 0 | 0 | 0 | 0 | 0 | 0 | 0 | 0 | 0 | 0 | 0 | 0 | 0 | 0 | 0 | 0 | 0 | 0 | 0 | 0 | 0 | 0 | 0 | 0
F4_Commercial_Office_New_Food Preparation_Natural Gas_Broiler_E4 | F4 | Commercial | Office | New | Food Preparation | Natural Gas | Broiler | E4 | PCT BC Ratio | 0 | 0 | 0 | 0 | 0 | 0 | 0 | 0 | 0 | 0 | 0 | 0 | 0 | 0 | 0 | 0 | 0 | 0 | 0 | 0 | 0 | 0 | 0 | 0 | 0 | 0 | 0 | 0 | 0 | 0
F4_Commercial_Office_New_Food Preparation_Natural Gas_Broiler_E5 | F4 | Commercial | Office | New | Food Preparation | Natural Gas | Broiler | E5 | PCT BC Ratio | 0 | 0 | 0 | 0 | 0 | 0 | 0 | 0 | 0 | 0 | 0 | 0 | 0 | 0 | 0 | 0 | 0 | 0 | 0 | 0 | 0 | 0 | 0 | 0 | 0 | 0 | 0 | 0 | 0 | 0
F4_Commercial_Office_New_Food Preparation_Natural Gas_Broiler_E6 | F4 | Commercial | Office | New | Food Preparation | Natural Gas | Broiler | E6 | PCT BC Ratio | 0 | 0 | 0 | 0 | 0 | 0 | 0 | 0 | 0 | 0 | 0 | 0 | 0 | 0 | 0 | 0 | 0 | 0 | 0 | 0 | 0 | 0 | 0 | 0 | 0 | 0 | 0 | 0 | 0 | 0
F4_Commercial_Office_New_Food Preparation_Natural Gas_Broiler_E7 | F4 | Commercial | Office | New | Food Preparation | Natural Gas | Broiler | E7 | PCT BC Ratio | 0 | 0 | 0 | 0 | 0 | 0 | 0 | 0 | 0 | 0 | 0 | 0 | 0 | 0 | 0 | 0 | 0 | 0 | 0 | 0 | 0 | 0 | 0 | 0 | 0 | 0 | 0 | 0 | 0 | 0
F4_Commercial_Office_New_Food Preparation_Natural Gas_Broiler_E8 | F4 | Commercial | Office | New | Food Preparation | Natural Gas | Broiler | E8 | PCT BC Ratio | 0 | 0 | 0 | 0 | 0 | 0 | 0 | 0 | 0 | 0 | 0 | 0 | 0 | 0 | 0 | 0 | 0 | 0 | 0 | 0 | 0 | 0 | 0 | 0 | 0 | 0 | 0 | 0 | 0 | 0
F4_Commercial_Office_New_Food Preparation_Natural Gas_Broiler_E9 | F4 | Commercial | Office | New | Food Preparation | Natural Gas | Broiler | E9 | PCT BC Ratio | 0 | 0 | 0 | 0 | 0 | 0 | 0 | 0 | 0 | 0 | 0 | 0 | 0 | 0 | 0 | 0 | 0 | 0 | 0 | 0 | 0 | 0 | 0 | 0 | 0 | 0 | 0 | 0 | 0 | 0
F4_Commercial_Office_New_Food Preparation_Natural Gas_Broiler_E10 | F4 | Commercial | Office | New | Food Preparation | Natural Gas | Broiler | E10 | PCT BC Ratio | 0 | 0 | 0 | 0 | 0 | 0 | 0 | 0 | 0 | 0 | 0 | 0 | 0 | 0 | 0 | 0 | 0 | 0 | 0 | 0 | 0 | 0 | 0 | 0 | 0 | 0 | 0 | 0 | 0 | 0
F5_Commercial_Office_New_Food Preparation_Natural Gas_Broiler_E1 | F5 | Commercial | Office | New | Food Preparation | Natural Gas | Broiler | E1 | RIM BC Ratio | 0.9 | 0.9 | 0.9 | 0.9 | 0.9 | 0.9 | 0.9 | 0.9 | 0.9 | 0.9 | 0.9 | 0.9 | 0.9 | 0.9 | 0.9 | 0.9 | 0.9 | 0.9 | 0.9 | 0.9 | 0.9 | 0.9 | 0 | 0 | 0 | 0 | 0 | 0 | 0 | 0
F5_Commercial_Office_New_Food Preparation_Natural Gas_Broiler_E2 | F5 | Commercial | Office | New | Food Preparation | Natural Gas | Broiler | E2 | RIM BC Ratio | 0.51141 | 0.51309 | 0.51509 | 0.51833 | 0.52256 | 0.52741 | 0.53173 | 0.53547 | 0.53902 | 0.54238 | 0.54569 | 0.54884 | 0.55175 | 0.55459 | 0.55726 | 0.55995 | 0.56276 | 0.56554 | 0.56828 | 0.57098 | 0.57359 | 0.57612 | 0 | 0 | 0 | 0 | 0 | 0 | 0 | 0
F5_Commercial_Office_New_Food Preparation_Natural Gas_Broiler_E3 | F5 | Commercial | Office | New | Food Preparation | Natural Gas | Broiler | E3 | RIM BC Ratio | 0 | 0 | 0 | 0 | 0 | 0 | 0 | 0 | 0 | 0 | 0 | 0 | 0 | 0 | 0 | 0 | 0 | 0 | 0 | 0 | 0 | 0 | 0 | 0 | 0 | 0 | 0 | 0 | 0 | 0
F5_Commercial_Office_New_Food Preparation_Natural Gas_Broiler_E4 | F5 | Commercial | Office | New | Food Preparation | Natural Gas | Broiler | E4 | RIM BC Ratio | 0 | 0 | 0 | 0 | 0 | 0 | 0 | 0 | 0 | 0 | 0 | 0 | 0 | 0 | 0 | 0 | 0 | 0 | 0 | 0 | 0 | 0 | 0 | 0 | 0 | 0 | 0 | 0 | 0 | 0
F5_Commercial_Office_New_Food Preparation_Natural Gas_Broiler_E5 | F5 | Commercial | Office | New | Food Preparation | Natural Gas | Broiler | E5 | RIM BC Ratio | 0 | 0 | 0 | 0 | 0 | 0 | 0 | 0 | 0 | 0 | 0 | 0 | 0 | 0 | 0 | 0 | 0 | 0 | 0 | 0 | 0 | 0 | 0 | 0 | 0 | 0 | 0 | 0 | 0 | 0
F5_Commercial_Office_New_Food Preparation_Natural Gas_Broiler_E6 | F5 | Commercial | Office | New | Food Preparation | Natural Gas | Broiler | E6 | RIM BC Ratio | 0 | 0 | 0 | 0 | 0 | 0 | 0 | 0 | 0 | 0 | 0 | 0 | 0 | 0 | 0 | 0 | 0 | 0 | 0 | 0 | 0 | 0 | 0 | 0 | 0 | 0 | 0 | 0 | 0 | 0
F5_Commercial_Office_New_Food Preparation_Natural Gas_Broiler_E7 | F5 | Commercial | Office | New | Food Preparation | Natural Gas | Broiler | E7 | RIM BC Ratio | 0 | 0 | 0 | 0 | 0 | 0 | 0 | 0 | 0 | 0 | 0 | 0 | 0 | 0 | 0 | 0 | 0 | 0 | 0 | 0 | 0 | 0 | 0 | 0 | 0 | 0 | 0 | 0 | 0 | 0
F5_Commercial_Office_New_Food Preparation_Natural Gas_Broiler_E8 | F5 | Commercial | Office | New | Food Preparation | Natural Gas | Broiler | E8 | RIM BC Ratio | 0 | 0 | 0 | 0 | 0 | 0 | 0 | 0 | 0 | 0 | 0 | 0 | 0 | 0 | 0 | 0 | 0 | 0 | 0 | 0 | 0 | 0 | 0 | 0 | 0 | 0 | 0 | 0 | 0 | 0
F5_Commercial_Office_New_Food Preparation_Natural Gas_Broiler_E9 | F5 | Commercial | Office | New | Food Preparation | Natural Gas | Broiler | E9 | RIM BC Ratio | 0 | 0 | 0 | 0 | 0 | 0 | 0 | 0 | 0 | 0 | 0 | 0 | 0 | 0 | 0 | 0 | 0 | 0 | 0 | 0 | 0 | 0 | 0 | 0 | 0 | 0 | 0 | 0 | 0 | 0
F5_Commercial_Office_New_Food Preparation_Natural Gas_Broiler_E10 | F5 | Commercial | Office | New | Food Preparation | Natural Gas | Broiler | E10 | RIM BC Ratio | 0 | 0 | 0 | 0 | 0 | 0 | 0 | 0 | 0 | 0 | 0 | 0 | 0 | 0 | 0 | 0 | 0 | 0 | 0 | 0 | 0 | 0 | 0 | 0 | 0 | 0 | 0 | 0 | 0 | 0
F0_Commercial_Office_New_Food Preparation_Natural Gas_Griddle_E0 | F0 | Commercial | Office | New | Food Preparation | Natural Gas | Griddle | E0 | Economic Unit | ENERGY STAR | ENERGY STAR | ENERGY STAR | ENERGY STAR | ENERGY STAR | ENERGY STAR | ENERGY STAR | ENERGY STAR | ENERGY STAR | ENERGY STAR | ENERGY STAR | ENERGY STAR | ENERGY STAR | ENERGY STAR | ENERGY STAR | ENERGY STAR | ENERGY STAR | ENERGY STAR | ENERGY STAR | ENERGY STAR | ENERGY STAR | ENERGY STAR | 0 | 0 | 0 | 0 | 0 | 0 | 0 | 0
F1_Commercial_Office_New_Food Preparation_Natural Gas_Griddle_E1 | F1 | Commercial | Office | New | Food Preparation | Natural Gas | Griddle | E1 | CCE | 0 | 0 | 0 | 0 | 0 | 0 | 0 | 0 | 0 | 0 | 0 | 0 | 0 | 0 | 0 | 0 | 0 | 0 | 0 | 0 | 0 | 0 | 0 | 0 | 0 | 0 | 0 | 0 | 0 | 0
F1_Commercial_Office_New_Food Preparation_Natural Gas_Griddle_E2 | F1 | Commercial | Office | New | Food Preparation | Natural Gas | Griddle | E2 | CCE | 0.0050309 | 0.0050309 | 0.0052853 | 0.0052049 | 0.0051268 | 0.0050293 | 0.0050156 | 0.0049833 | 0.0049533 | 0.0049081 | 0.0049011 | 0.0048785 | 0.0048584 | 0.00482 | 0.0048251 | 0.0048103 | 0.0047959 | 0.0047642 | 0.0047735 | 0.0047642 | 0.0047572 | 0.0047306 | 0 | 0 | 0 | 0 | 0 | 0 | 0 | 0
F1_Commercial_Office_New_Food Preparation_Natural Gas_Griddle_E3 | F1 | Commercial | Office | New | Food Preparation | Natural Gas | Griddle | E3 | CCE | 0 | 0 | 0 | 0 | 0 | 0 | 0 | 0 | 0 | 0 | 0 | 0 | 0 | 0 | 0 | 0 | 0 | 0 | 0 | 0 | 0 | 0 | 0 | 0 | 0 | 0 | 0 | 0 | 0 | 0
F1_Commercial_Office_New_Food Preparation_Natural Gas_Griddle_E4 | F1 | Commercial | Office | New | Food Preparation | Natural Gas | Griddle | E4 | CCE | 0 | 0 | 0 | 0 | 0 | 0 | 0 | 0 | 0 | 0 | 0 | 0 | 0 | 0 | 0 | 0 | 0 | 0 | 0 | 0 | 0 | 0 | 0 | 0 | 0 | 0 | 0 | 0 | 0 | 0
F1_Commercial_Office_New_Food Preparation_Natural Gas_Griddle_E5 | F1 | Commercial | Office | New | Food Preparation | Natural Gas | Griddle | E5 | CCE | 0 | 0 | 0 | 0 | 0 | 0 | 0 | 0 | 0 | 0 | 0 | 0 | 0 | 0 | 0 | 0 | 0 | 0 | 0 | 0 | 0 | 0 | 0 | 0 | 0 | 0 | 0 | 0 | 0 | 0
F1_Commercial_Office_New_Food Preparation_Natural Gas_Griddle_E6 | F1 | Commercial | Office | New | Food Preparation | Natural Gas | Griddle | E6 | CCE | 0 | 0 | 0 | 0 | 0 | 0 | 0 | 0 | 0 | 0 | 0 | 0 | 0 | 0 | 0 | 0 | 0 | 0 | 0 | 0 | 0 | 0 | 0 | 0 | 0 | 0 | 0 | 0 | 0 | 0
F1_Commercial_Office_New_Food Preparation_Natural Gas_Griddle_E7 | F1 | Commercial | Office | New | Food Preparation | Natural Gas | Griddle | E7 | CCE | 0 | 0 | 0 | 0 | 0 | 0 | 0 | 0 | 0 | 0 | 0 | 0 | 0 | 0 | 0 | 0 | 0 | 0 | 0 | 0 | 0 | 0 | 0 | 0 | 0 | 0 | 0 | 0 | 0 | 0
F1_Commercial_Office_New_Food Preparation_Natural Gas_Griddle_E8 | F1 | Commercial | Office | New | Food Preparation | Natural Gas | Griddle | E8 | CCE | 0 | 0 | 0 | 0 | 0 | 0 | 0 | 0 | 0 | 0 | 0 | 0 | 0 | 0 | 0 | 0 | 0 | 0 | 0 | 0 | 0 | 0 | 0 | 0 | 0 | 0 | 0 | 0 | 0 | 0
F1_Commercial_Office_New_Food Preparation_Natural Gas_Griddle_E9 | F1 | Commercial | Office | New | Food Preparation | Natural Gas | Griddle | E9 | CCE | 0 | 0 | 0 | 0 | 0 | 0 | 0 | 0 | 0 | 0 | 0 | 0 | 0 | 0 | 0 | 0 | 0 | 0 | 0 | 0 | 0 | 0 | 0 | 0 | 0 | 0 | 0 | 0 | 0 | 0
F1_Commercial_Office_New_Food Preparation_Natural Gas_Griddle_E10 | F1 | Commercial | Office | New | Food Preparation | Natural Gas | Griddle | E10 | CCE | 0 | 0 | 0 | 0 | 0 | 0 | 0 | 0 | 0 | 0 | 0 | 0 | 0 | 0 | 0 | 0 | 0 | 0 | 0 | 0 | 0 | 0 | 0 | 0 | 0 | 0 | 0 | 0 | 0 | 0
F2_Commercial_Office_New_Food Preparation_Natural Gas_Griddle_E1 | F2 | Commercial | Office | New | Food Preparation | Natural Gas | Griddle | E1 | TRC BC Ratio | 0.9 | 0.9 | 0.9 | 0.9 | 0.9 | 0.9 | 0.9 | 0.9 | 0.9 | 0.9 | 0.9 | 0.9 | 0.9 | 0.9 | 0.9 | 0.9 | 0.9 | 0.9 | 0.9 | 0.9 | 0.9 | 0.9 | 0 | 0 | 0 | 0 | 0 | 0 | 0 | 0
F2_Commercial_Office_New_Food Preparation_Natural Gas_Griddle_E2 | F2 | Commercial | Office | New | Food Preparation | Natural Gas | Griddle | E2 | TRC BC Ratio | 1.7686 | 1.7837 | 1.8018 | 1.8318 | 1.8718 | 1.9189 | 1.9622 | 2.0008 | 2.0382 | 2.0745 | 2.1111 | 2.1466 | 2.1801 | 2.2137 | 2.2457 | 2.2786 | 2.3138 | 2.3491 | 2.3848 | 2.4207 | 2.4561 | 2.491 | 0 | 0 | 0 | 0 | 0 | 0 | 0 | 0
F2_Commercial_Office_New_Food Preparation_Natural Gas_Griddle_E3 | F2 | Commercial | Office | New | Food Preparation | Natural Gas | Griddle | E3 | TRC BC Ratio | 0 | 0 | 0 | 0 | 0 | 0 | 0 | 0 | 0 | 0 | 0 | 0 | 0 | 0 | 0 | 0 | 0 | 0 | 0 | 0 | 0 | 0 | 0 | 0 | 0 | 0 | 0 | 0 | 0 | 0
F2_Commercial_Office_New_Food Preparation_Natural Gas_Griddle_E4 | F2 | Commercial | Office | New | Food Preparation | Natural Gas | Griddle | E4 | TRC BC Ratio | 0 | 0 | 0 | 0 | 0 | 0 | 0 | 0 | 0 | 0 | 0 | 0 | 0 | 0 | 0 | 0 | 0 | 0 | 0 | 0 | 0 | 0 | 0 | 0 | 0 | 0 | 0 | 0 | 0 | 0
F2_Commercial_Office_New_Food Preparation_Natural Gas_Griddle_E5 | F2 | Commercial | Office | New | Food Preparation | Natural Gas | Griddle | E5 | TRC BC Ratio | 0 | 0 | 0 | 0 | 0 | 0 | 0 | 0 | 0 | 0 | 0 | 0 | 0 | 0 | 0 | 0 | 0 | 0 | 0 | 0 | 0 | 0 | 0 | 0 | 0 | 0 | 0 | 0 | 0 | 0
F2_Commercial_Office_New_Food Preparation_Natural Gas_Griddle_E6 | F2 | Commercial | Office | New | Food Preparation | Natural Gas | Griddle | E6 | TRC BC Ratio | 0 | 0 | 0 | 0 | 0 | 0 | 0 | 0 | 0 | 0 | 0 | 0 | 0 | 0 | 0 | 0 | 0 | 0 | 0 | 0 | 0 | 0 | 0 | 0 | 0 | 0 | 0 | 0 | 0 | 0
F2_Commercial_Office_New_Food Preparation_Natural Gas_Griddle_E7 | F2 | Commercial | Office | New | Food Preparation | Natural Gas | Griddle | E7 | TRC BC Ratio | 0 | 0 | 0 | 0 | 0 | 0 | 0 | 0 | 0 | 0 | 0 | 0 | 0 | 0 | 0 | 0 | 0 | 0 | 0 | 0 | 0 | 0 | 0 | 0 | 0 | 0 | 0 | 0 | 0 | 0
F2_Commercial_Office_New_Food Preparation_Natural Gas_Griddle_E8 | F2 | Commercial | Office | New | Food Preparation | Natural Gas | Griddle | E8 | TRC BC Ratio | 0 | 0 | 0 | 0 | 0 | 0 | 0 | 0 | 0 | 0 | 0 | 0 | 0 | 0 | 0 | 0 | 0 | 0 | 0 | 0 | 0 | 0 | 0 | 0 | 0 | 0 | 0 | 0 | 0 | 0
F2_Commercial_Office_New_Food Preparation_Natural Gas_Griddle_E9 | F2 | Commercial | Office | New | Food Preparation | Natural Gas | Griddle | E9 | TRC BC Ratio | 0 | 0 | 0 | 0 | 0 | 0 | 0 | 0 | 0 | 0 | 0 | 0 | 0 | 0 | 0 | 0 | 0 | 0 | 0 | 0 | 0 | 0 | 0 | 0 | 0 | 0 | 0 | 0 | 0 | 0
F2_Commercial_Office_New_Food Preparation_Natural Gas_Griddle_E10 | F2 | Commercial | Office | New | Food Preparation | Natural Gas | Griddle | E10 | TRC BC Ratio | 0 | 0 | 0 | 0 | 0 | 0 | 0 | 0 | 0 | 0 | 0 | 0 | 0 | 0 | 0 | 0 | 0 | 0 | 0 | 0 | 0 | 0 | 0 | 0 | 0 | 0 | 0 | 0 | 0 | 0
F3_Commercial_Office_New_Food Preparation_Natural Gas_Griddle_E1 | F3 | Commercial | Office | New | Food Preparation | Natural Gas | Griddle | E1 | PACT BC Ratio | 0.9 | 0.9 | 0.9 | 0.9 | 0.9 | 0.9 | 0.9 | 0.9 | 0.9 | 0.9 | 0.9 | 0.9 | 0.9 | 0.9 | 0.9 | 0.9 | 0.9 | 0.9 | 0.9 | 0.9 | 0.9 | 0.9 | 0 | 0 | 0 | 0 | 0 | 0 | 0 | 0
F3_Commercial_Office_New_Food Preparation_Natural Gas_Griddle_E2 | F3 | Commercial | Office | New | Food Preparation | Natural Gas | Griddle | E2 | PACT BC Ratio | 1.7686 | 1.7837 | 1.8018 | 1.8318 | 1.8718 | 1.9189 | 1.9622 | 2.0008 | 2.0382 | 2.0745 | 2.1111 | 2.1466 | 2.1801 | 2.2137 | 2.2457 | 2.2786 | 2.3138 | 2.3491 | 2.3848 | 2.4207 | 2.4561 | 2.491 | 0 | 0 | 0 | 0 | 0 | 0 | 0 | 0
F3_Commercial_Office_New_Food Preparation_Natural Gas_Griddle_E3 | F3 | Commercial | Office | New | Food Preparation | Natural Gas | Griddle | E3 | PACT BC Ratio | 0 | 0 | 0 | 0 | 0 | 0 | 0 | 0 | 0 | 0 | 0 | 0 | 0 | 0 | 0 | 0 | 0 | 0 | 0 | 0 | 0 | 0 | 0 | 0 | 0 | 0 | 0 | 0 | 0 | 0
F3_Commercial_Office_New_Food Preparation_Natural Gas_Griddle_E4 | F3 | Commercial | Office | New | Food Preparation | Natural Gas | Griddle | E4 | PACT BC Ratio | 0 | 0 | 0 | 0 | 0 | 0 | 0 | 0 | 0 | 0 | 0 | 0 | 0 | 0 | 0 | 0 | 0 | 0 | 0 | 0 | 0 | 0 | 0 | 0 | 0 | 0 | 0 | 0 | 0 | 0
F3_Commercial_Office_New_Food Preparation_Natural Gas_Griddle_E5 | F3 | Commercial | Office | New | Food Preparation | Natural Gas | Griddle | E5 | PACT BC Ratio | 0 | 0 | 0 | 0 | 0 | 0 | 0 | 0 | 0 | 0 | 0 | 0 | 0 | 0 | 0 | 0 | 0 | 0 | 0 | 0 | 0 | 0 | 0 | 0 | 0 | 0 | 0 | 0 | 0 | 0
F3_Commercial_Office_New_Food Preparation_Natural Gas_Griddle_E6 | F3 | Commercial | Office | New | Food Preparation | Natural Gas | Griddle | E6 | PACT BC Ratio | 0 | 0 | 0 | 0 | 0 | 0 | 0 | 0 | 0 | 0 | 0 | 0 | 0 | 0 | 0 | 0 | 0 | 0 | 0 | 0 | 0 | 0 | 0 | 0 | 0 | 0 | 0 | 0 | 0 | 0
F3_Commercial_Office_New_Food Preparation_Natural Gas_Griddle_E7 | F3 | Commercial | Office | New | Food Preparation | Natural Gas | Griddle | E7 | PACT BC Ratio | 0 | 0 | 0 | 0 | 0 | 0 | 0 | 0 | 0 | 0 | 0 | 0 | 0 | 0 | 0 | 0 | 0 | 0 | 0 | 0 | 0 | 0 | 0 | 0 | 0 | 0 | 0 | 0 | 0 | 0
F3_Commercial_Office_New_Food Preparation_Natural Gas_Griddle_E8 | F3 | Commercial | Office | New | Food Preparation | Natural Gas | Griddle | E8 | PACT BC Ratio | 0 | 0 | 0 | 0 | 0 | 0 | 0 | 0 | 0 | 0 | 0 | 0 | 0 | 0 | 0 | 0 | 0 | 0 | 0 | 0 | 0 | 0 | 0 | 0 | 0 | 0 | 0 | 0 | 0 | 0
F3_Commercial_Office_New_Food Preparation_Natural Gas_Griddle_E9 | F3 | Commercial | Office | New | Food Preparation | Natural Gas | Griddle | E9 | PACT BC Ratio | 0 | 0 | 0 | 0 | 0 | 0 | 0 | 0 | 0 | 0 | 0 | 0 | 0 | 0 | 0 | 0 | 0 | 0 | 0 | 0 | 0 | 0 | 0 | 0 | 0 | 0 | 0 | 0 | 0 | 0
F3_Commercial_Office_New_Food Preparation_Natural Gas_Griddle_E10 | F3 | Commercial | Office | New | Food Preparation | Natural Gas | Griddle | E10 | PACT BC Ratio | 0 | 0 | 0 | 0 | 0 | 0 | 0 | 0 | 0 | 0 | 0 | 0 | 0 | 0 | 0 | 0 | 0 | 0 | 0 | 0 | 0 | 0 | 0 | 0 | 0 | 0 | 0 | 0 | 0 | 0
F4_Commercial_Office_New_Food Preparation_Natural Gas_Griddle_E1 | F4 | Commercial | Office | New | Food Preparation | Natural Gas | Griddle | E1 | PCT BC Ratio | 0.9 | 0.9 | 0.9 | 0.9 | 0.9 | 0.9 | 0.9 | 0.9 | 0.9 | 0.9 | 0.9 | 0.9 | 0.9 | 0.9 | 0.9 | 0.9 | 0.9 | 0.9 | 0.9 | 0.9 | 0.9 | 0.9 | 0 | 0 | 0 | 0 | 0 | 0 | 0 | 0
F4_Commercial_Office_New_Food Preparation_Natural Gas_Griddle_E2 | F4 | Commercial | Office | New | Food Preparation | Natural Gas | Griddle | E2 | PCT BC Ratio | 5.4497 | 5.4877 | 5.5333 | 5.6087 | 5.7092 | 5.8278 | 5.9368 | 6.0338 | 6.128 | 6.2192 | 6.3113 | 6.4008 | 6.4851 | 6.5695 | 6.6501 | 6.7328 | 6.8213 | 6.9103 | 7.0001 | 7.0902 | 7.1794 | 7.2673 | 0 | 0 | 0 | 0 | 0 | 0 | 0 | 0
F4_Commercial_Office_New_Food Preparation_Natural Gas_Griddle_E3 | F4 | Commercial | Office | New | Food Preparation | Natural Gas | Griddle | E3 | PCT BC Ratio | 0 | 0 | 0 | 0 | 0 | 0 | 0 | 0 | 0 | 0 | 0 | 0 | 0 | 0 | 0 | 0 | 0 | 0 | 0 | 0 | 0 | 0 | 0 | 0 | 0 | 0 | 0 | 0 | 0 | 0
F4_Commercial_Office_New_Food Preparation_Natural Gas_Griddle_E4 | F4 | Commercial | Office | New | Food Preparation | Natural Gas | Griddle | E4 | PCT BC Ratio | 0 | 0 | 0 | 0 | 0 | 0 | 0 | 0 | 0 | 0 | 0 | 0 | 0 | 0 | 0 | 0 | 0 | 0 | 0 | 0 | 0 | 0 | 0 | 0 | 0 | 0 | 0 | 0 | 0 | 0
F4_Commercial_Office_New_Food Preparation_Natural Gas_Griddle_E5 | F4 | Commercial | Office | New | Food Preparation | Natural Gas | Griddle | E5 | PCT BC Ratio | 0 | 0 | 0 | 0 | 0 | 0 | 0 | 0 | 0 | 0 | 0 | 0 | 0 | 0 | 0 | 0 | 0 | 0 | 0 | 0 | 0 | 0 | 0 | 0 | 0 | 0 | 0 | 0 | 0 | 0
F4_Commercial_Office_New_Food Preparation_Natural Gas_Griddle_E6 | F4 | Commercial | Office | New | Food Preparation | Natural Gas | Griddle | E6 | PCT BC Ratio | 0 | 0 | 0 | 0 | 0 | 0 | 0 | 0 | 0 | 0 | 0 | 0 | 0 | 0 | 0 | 0 | 0 | 0 | 0 | 0 | 0 | 0 | 0 | 0 | 0 | 0 | 0 | 0 | 0 | 0
F4_Commercial_Office_New_Food Preparation_Natural Gas_Griddle_E7 | F4 | Commercial | Office | New | Food Preparation | Natural Gas | Griddle | E7 | PCT BC Ratio | 0 | 0 | 0 | 0 | 0 | 0 | 0 | 0 | 0 | 0 | 0 | 0 | 0 | 0 | 0 | 0 | 0 | 0 | 0 | 0 | 0 | 0 | 0 | 0 | 0 | 0 | 0 | 0 | 0 | 0
F4_Commercial_Office_New_Food Preparation_Natural Gas_Griddle_E8 | F4 | Commercial | Office | New | Food Preparation | Natural Gas | Griddle | E8 | PCT BC Ratio | 0 | 0 | 0 | 0 | 0 | 0 | 0 | 0 | 0 | 0 | 0 | 0 | 0 | 0 | 0 | 0 | 0 | 0 | 0 | 0 | 0 | 0 | 0 | 0 | 0 | 0 | 0 | 0 | 0 | 0
F4_Commercial_Office_New_Food Preparation_Natural Gas_Griddle_E9 | F4 | Commercial | Office | New | Food Preparation | Natural Gas | Griddle | E9 | PCT BC Ratio | 0 | 0 | 0 | 0 | 0 | 0 | 0 | 0 | 0 | 0 | 0 | 0 | 0 | 0 | 0 | 0 | 0 | 0 | 0 | 0 | 0 | 0 | 0 | 0 | 0 | 0 | 0 | 0 | 0 | 0
F4_Commercial_Office_New_Food Preparation_Natural Gas_Griddle_E10 | F4 | Commercial | Office | New | Food Preparation | Natural Gas | Griddle | E10 | PCT BC Ratio | 0 | 0 | 0 | 0 | 0 | 0 | 0 | 0 | 0 | 0 | 0 | 0 | 0 | 0 | 0 | 0 | 0 | 0 | 0 | 0 | 0 | 0 | 0 | 0 | 0 | 0 | 0 | 0 | 0 | 0
F5_Commercial_Office_New_Food Preparation_Natural Gas_Griddle_E1 | F5 | Commercial | Office | New | Food Preparation | Natural Gas | Griddle | E1 | RIM BC Ratio | 0.9 | 0.9 | 0.9 | 0.9 | 0.9 | 0.9 | 0.9 | 0.9 | 0.9 | 0.9 | 0.9 | 0.9 | 0.9 | 0.9 | 0.9 | 0.9 | 0.9 | 0.9 | 0.9 | 0.9 | 0.9 | 0.9 | 0 | 0 | 0 | 0 | 0 | 0 | 0 | 0
F5_Commercial_Office_New_Food Preparation_Natural Gas_Griddle_E2 | F5 | Commercial | Office | New | Food Preparation | Natural Gas | Griddle | E2 | RIM BC Ratio | 0.56706 | 0.5686 | 0.57043 | 0.5734 | 0.57726 | 0.58167 | 0.58559 | 0.58897 | 0.59217 | 0.5952 | 0.59817 | 0.60099 | 0.60359 | 0.60613 | 0.60851 | 0.6109 | 0.6134 | 0.61586 | 0.61828 | 0.62067 | 0.62297 | 0.62519 | 0 | 0 | 0 | 0 | 0 | 0 | 0 | 0
F5_Commercial_Office_New_Food Preparation_Natural Gas_Griddle_E3 | F5 | Commercial | Office | New | Food Preparation | Natural Gas | Griddle | E3 | RIM BC Ratio | 0 | 0 | 0 | 0 | 0 | 0 | 0 | 0 | 0 | 0 | 0 | 0 | 0 | 0 | 0 | 0 | 0 | 0 | 0 | 0 | 0 | 0 | 0 | 0 | 0 | 0 | 0 | 0 | 0 | 0
F5_Commercial_Office_New_Food Preparation_Natural Gas_Griddle_E4 | F5 | Commercial | Office | New | Food Preparation | Natural Gas | Griddle | E4 | RIM BC Ratio | 0 | 0 | 0 | 0 | 0 | 0 | 0 | 0 | 0 | 0 | 0 | 0 | 0 | 0 | 0 | 0 | 0 | 0 | 0 | 0 | 0 | 0 | 0 | 0 | 0 | 0 | 0 | 0 | 0 | 0
F5_Commercial_Office_New_Food Preparation_Natural Gas_Griddle_E5 | F5 | Commercial | Office | New | Food Preparation | Natural Gas | Griddle | E5 | RIM BC Ratio | 0 | 0 | 0 | 0 | 0 | 0 | 0 | 0 | 0 | 0 | 0 | 0 | 0 | 0 | 0 | 0 | 0 | 0 | 0 | 0 | 0 | 0 | 0 | 0 | 0 | 0 | 0 | 0 | 0 | 0
F5_Commercial_Office_New_Food Preparation_Natural Gas_Griddle_E6 | F5 | Commercial | Office | New | Food Preparation | Natural Gas | Griddle | E6 | RIM BC Ratio | 0 | 0 | 0 | 0 | 0 | 0 | 0 | 0 | 0 | 0 | 0 | 0 | 0 | 0 | 0 | 0 | 0 | 0 | 0 | 0 | 0 | 0 | 0 | 0 | 0 | 0 | 0 | 0 | 0 | 0
F5_Commercial_Office_New_Food Preparation_Natural Gas_Griddle_E7 | F5 | Commercial | Office | New | Food Preparation | Natural Gas | Griddle | E7 | RIM BC Ratio | 0 | 0 | 0 | 0 | 0 | 0 | 0 | 0 | 0 | 0 | 0 | 0 | 0 | 0 | 0 | 0 | 0 | 0 | 0 | 0 | 0 | 0 | 0 | 0 | 0 | 0 | 0 | 0 | 0 | 0
F5_Commercial_Office_New_Food Preparation_Natural Gas_Griddle_E8 | F5 | Commercial | Office | New | Food Preparation | Natural Gas | Griddle | E8 | RIM BC Ratio | 0 | 0 | 0 | 0 | 0 | 0 | 0 | 0 | 0 | 0 | 0 | 0 | 0 | 0 | 0 | 0 | 0 | 0 | 0 | 0 | 0 | 0 | 0 | 0 | 0 | 0 | 0 | 0 | 0 | 0
F5_Commercial_Office_New_Food Preparation_Natural Gas_Griddle_E9 | F5 | Commercial | Office | New | Food Preparation | Natural Gas | Griddle | E9 | RIM BC Ratio | 0 | 0 | 0 | 0 | 0 | 0 | 0 | 0 | 0 | 0 | 0 | 0 | 0 | 0 | 0 | 0 | 0 | 0 | 0 | 0 | 0 | 0 | 0 | 0 | 0 | 0 | 0 | 0 | 0 | 0
F5_Commercial_Office_New_Food Preparation_Natural Gas_Griddle_E10 | F5 | Commercial | Office | New | Food Preparation | Natural Gas | Griddle | E10 | RIM BC Ratio | 0 | 0 | 0 | 0 | 0 | 0 | 0 | 0 | 0 | 0 | 0 | 0 | 0 | 0 | 0 | 0 | 0 | 0 | 0 | 0 | 0 | 0 | 0 | 0 | 0 | 0 | 0 | 0 | 0 | 0
F0_Commercial_Office_New_Food Preparation_Natural Gas_Range_E0 | F0 | Commercial | Office | New | Food Preparation | Natural Gas | Range | E0 | Economic Unit | High Efficiency | High Efficiency | High Efficiency | High Efficiency | High Efficiency | High Efficiency | High Efficiency | High Efficiency | High Efficiency | High Efficiency | High Efficiency | High Efficiency | High Efficiency | High Efficiency | High Efficiency | High Efficiency | High Efficiency | High Efficiency | High Efficiency | High Efficiency | High Efficiency | High Efficiency | 0 | 0 | 0 | 0 | 0 | 0 | 0 | 0
F1_Commercial_Office_New_Food Preparation_Natural Gas_Range_E1 | F1 | Commercial | Office | New | Food Preparation | Natural Gas | Range | E1 | CCE | 0 | 0 | 0 | 0 | 0 | 0 | 0 | 0 | 0 | 0 | 0 | 0 | 0 | 0 | 0 | 0 | 0 | 0 | 0 | 0 | 0 | 0 | 0 | 0 | 0 | 0 | 0 | 0 | 0 | 0
F1_Commercial_Office_New_Food Preparation_Natural Gas_Range_E2 | F1 | Commercial | Office | New | Food Preparation | Natural Gas | Range | E2 | CCE | 8.5926e-06 | 8.5926e-06 | 9.0272e-06 | 8.8899e-06 | 8.7566e-06 | 8.59e-06 | 8.5665e-06 | 8.5115e-06 | 8.4602e-06 | 8.3829e-06 | 8.3709e-06 | 8.3324e-06 | 8.2981e-06 | 8.2325e-06 | 8.2412e-06 | 8.216e-06 | 8.1913e-06 | 8.1372e-06 | 8.1531e-06 | 8.1372e-06 | 8.1253e-06 | 8.0799e-06 | 0 | 0 | 0 | 0 | 0 | 0 | 0 | 0
F1_Commercial_Office_New_Food Preparation_Natural Gas_Range_E3 | F1 | Commercial | Office | New | Food Preparation | Natural Gas | Range | E3 | CCE | 0 | 0 | 0 | 0 | 0 | 0 | 0 | 0 | 0 | 0 | 0 | 0 | 0 | 0 | 0 | 0 | 0 | 0 | 0 | 0 | 0 | 0 | 0 | 0 | 0 | 0 | 0 | 0 | 0 | 0
F1_Commercial_Office_New_Food Preparation_Natural Gas_Range_E4 | F1 | Commercial | Office | New | Food Preparation | Natural Gas | Range | E4 | CCE | 0 | 0 | 0 | 0 | 0 | 0 | 0 | 0 | 0 | 0 | 0 | 0 | 0 | 0 | 0 | 0 | 0 | 0 | 0 | 0 | 0 | 0 | 0 | 0 | 0 | 0 | 0 | 0 | 0 | 0
F1_Commercial_Office_New_Food Preparation_Natural Gas_Range_E5 | F1 | Commercial | Office | New | Food Preparation | Natural Gas | Range | E5 | CCE | 0 | 0 | 0 | 0 | 0 | 0 | 0 | 0 | 0 | 0 | 0 | 0 | 0 | 0 | 0 | 0 | 0 | 0 | 0 | 0 | 0 | 0 | 0 | 0 | 0 | 0 | 0 | 0 | 0 | 0
F1_Commercial_Office_New_Food Preparation_Natural Gas_Range_E6 | F1 | Commercial | Office | New | Food Preparation | Natural Gas | Range | E6 | CCE | 0 | 0 | 0 | 0 | 0 | 0 | 0 | 0 | 0 | 0 | 0 | 0 | 0 | 0 | 0 | 0 | 0 | 0 | 0 | 0 | 0 | 0 | 0 | 0 | 0 | 0 | 0 | 0 | 0 | 0
F1_Commercial_Office_New_Food Preparation_Natural Gas_Range_E7 | F1 | Commercial | Office | New | Food Preparation | Natural Gas | Range | E7 | CCE | 0 | 0 | 0 | 0 | 0 | 0 | 0 | 0 | 0 | 0 | 0 | 0 | 0 | 0 | 0 | 0 | 0 | 0 | 0 | 0 | 0 | 0 | 0 | 0 | 0 | 0 | 0 | 0 | 0 | 0
F1_Commercial_Office_New_Food Preparation_Natural Gas_Range_E8 | F1 | Commercial | Office | New | Food Preparation | Natural Gas | Range | E8 | CCE | 0 | 0 | 0 | 0 | 0 | 0 | 0 | 0 | 0 | 0 | 0 | 0 | 0 | 0 | 0 | 0 | 0 | 0 | 0 | 0 | 0 | 0 | 0 | 0 | 0 | 0 | 0 | 0 | 0 | 0
F1_Commercial_Office_New_Food Preparation_Natural Gas_Range_E9 | F1 | Commercial | Office | New | Food Preparation | Natural Gas | Range | E9 | CCE | 0 | 0 | 0 | 0 | 0 | 0 | 0 | 0 | 0 | 0 | 0 | 0 | 0 | 0 | 0 | 0 | 0 | 0 | 0 | 0 | 0 | 0 | 0 | 0 | 0 | 0 | 0 | 0 | 0 | 0
F1_Commercial_Office_New_Food Preparation_Natural Gas_Range_E10 | F1 | Commercial | Office | New | Food Preparation | Natural Gas | Range | E10 | CCE | 0 | 0 | 0 | 0 | 0 | 0 | 0 | 0 | 0 | 0 | 0 | 0 | 0 | 0 | 0 | 0 | 0 | 0 | 0 | 0 | 0 | 0 | 0 | 0 | 0 | 0 | 0 | 0 | 0 | 0
F2_Commercial_Office_New_Food Preparation_Natural Gas_Range_E1 | F2 | Commercial | Office | New | Food Preparation | Natural Gas | Range | E1 | TRC BC Ratio | 0.9 | 0.9 | 0.9 | 0.9 | 0.9 | 0.9 | 0.9 | 0.9 | 0.9 | 0.9 | 0.9 | 0.9 | 0.9 | 0.9 | 0.9 | 0.9 | 0.9 | 0.9 | 0.9 | 0.9 | 0.9 | 0.9 | 0 | 0 | 0 | 0 | 0 | 0 | 0 | 0
F2_Commercial_Office_New_Food Preparation_Natural Gas_Range_E2 | F2 | Commercial | Office | New | Food Preparation | Natural Gas | Range | E2 | TRC BC Ratio | 1019.1653 | 1025.957 | 1034.7565 | 1051.749 | 1075.3352 | 1103.7208 | 1129.4917 | 1151.5715 | 1172.5295 | 1193.9346 | 1216.8518 | 1239.2069 | 1260.3448 | 1281.6317 | 1300.4442 | 1318.2534 | 1337.5282 | 1356.8704 | 1376.316 | 1395.7637 | 1414.8475 | 1433.4759 | 0 | 0 | 0 | 0 | 0 | 0 | 0 | 0
F2_Commercial_Office_New_Food Preparation_Natural Gas_Range_E3 | F2 | Commercial | Office | New | Food Preparation | Natural Gas | Range | E3 | TRC BC Ratio | 0 | 0 | 0 | 0 | 0 | 0 | 0 | 0 | 0 | 0 | 0 | 0 | 0 | 0 | 0 | 0 | 0 | 0 | 0 | 0 | 0 | 0 | 0 | 0 | 0 | 0 | 0 | 0 | 0 | 0
F2_Commercial_Office_New_Food Preparation_Natural Gas_Range_E4 | F2 | Commercial | Office | New | Food Preparation | Natural Gas | Range | E4 | TRC BC Ratio | 0 | 0 | 0 | 0 | 0 | 0 | 0 | 0 | 0 | 0 | 0 | 0 | 0 | 0 | 0 | 0 | 0 | 0 | 0 | 0 | 0 | 0 | 0 | 0 | 0 | 0 | 0 | 0 | 0 | 0
F2_Commercial_Office_New_Food Preparation_Natural Gas_Range_E5 | F2 | Commercial | Office | New | Food Preparation | Natural Gas | Range | E5 | TRC BC Ratio | 0 | 0 | 0 | 0 | 0 | 0 | 0 | 0 | 0 | 0 | 0 | 0 | 0 | 0 | 0 | 0 | 0 | 0 | 0 | 0 | 0 | 0 | 0 | 0 | 0 | 0 | 0 | 0 | 0 | 0
F2_Commercial_Office_New_Food Preparation_Natural Gas_Range_E6 | F2 | Commercial | Office | New | Food Preparation | Natural Gas | Range | E6 | TRC BC Ratio | 0 | 0 | 0 | 0 | 0 | 0 | 0 | 0 | 0 | 0 | 0 | 0 | 0 | 0 | 0 | 0 | 0 | 0 | 0 | 0 | 0 | 0 | 0 | 0 | 0 | 0 | 0 | 0 | 0 | 0
F2_Commercial_Office_New_Food Preparation_Natural Gas_Range_E7 | F2 | Commercial | Office | New | Food Preparation | Natural Gas | Range | E7 | TRC BC Ratio | 0 | 0 | 0 | 0 | 0 | 0 | 0 | 0 | 0 | 0 | 0 | 0 | 0 | 0 | 0 | 0 | 0 | 0 | 0 | 0 | 0 | 0 | 0 | 0 | 0 | 0 | 0 | 0 | 0 | 0
F2_Commercial_Office_New_Food Preparation_Natural Gas_Range_E8 | F2 | Commercial | Office | New | Food Preparation | Natural Gas | Range | E8 | TRC BC Ratio | 0 | 0 | 0 | 0 | 0 | 0 | 0 | 0 | 0 | 0 | 0 | 0 | 0 | 0 | 0 | 0 | 0 | 0 | 0 | 0 | 0 | 0 | 0 | 0 | 0 | 0 | 0 | 0 | 0 | 0
F2_Commercial_Office_New_Food Preparation_Natural Gas_Range_E9 | F2 | Commercial | Office | New | Food Preparation | Natural Gas | Range | E9 | TRC BC Ratio | 0 | 0 | 0 | 0 | 0 | 0 | 0 | 0 | 0 | 0 | 0 | 0 | 0 | 0 | 0 | 0 | 0 | 0 | 0 | 0 | 0 | 0 | 0 | 0 | 0 | 0 | 0 | 0 | 0 | 0
F2_Commercial_Office_New_Food Preparation_Natural Gas_Range_E10 | F2 | Commercial | Office | New | Food Preparation | Natural Gas | Range | E10 | TRC BC Ratio | 0 | 0 | 0 | 0 | 0 | 0 | 0 | 0 | 0 | 0 | 0 | 0 | 0 | 0 | 0 | 0 | 0 | 0 | 0 | 0 | 0 | 0 | 0 | 0 | 0 | 0 | 0 | 0 | 0 | 0
F3_Commercial_Office_New_Food Preparation_Natural Gas_Range_E1 | F3 | Commercial | Office | New | Food Preparation | Natural Gas | Range | E1 | PACT BC Ratio | 0.9 | 0.9 | 0.9 | 0.9 | 0.9 | 0.9 | 0.9 | 0.9 | 0.9 | 0.9 | 0.9 | 0.9 | 0.9 | 0.9 | 0.9 | 0.9 | 0.9 | 0.9 | 0.9 | 0.9 | 0.9 | 0.9 | 0 | 0 | 0 | 0 | 0 | 0 | 0 | 0
F3_Commercial_Office_New_Food Preparation_Natural Gas_Range_E2 | F3 | Commercial | Office | New | Food Preparation | Natural Gas | Range | E2 | PACT BC Ratio | 1019.1653 | 1025.957 | 1034.7565 | 1051.749 | 1075.3352 | 1103.7208 | 1129.4917 | 1151.5715 | 1172.5295 | 1193.9346 | 1216.8518 | 1239.2069 | 1260.3448 | 1281.6317 | 1300.4442 | 1318.2534 | 1337.5282 | 1356.8704 | 1376.316 | 1395.7637 | 1414.8475 | 1433.4759 | 0 | 0 | 0 | 0 | 0 | 0 | 0 | 0
F3_Commercial_Office_New_Food Preparation_Natural Gas_Range_E3 | F3 | Commercial | Office | New | Food Preparation | Natural Gas | Range | E3 | PACT BC Ratio | 0 | 0 | 0 | 0 | 0 | 0 | 0 | 0 | 0 | 0 | 0 | 0 | 0 | 0 | 0 | 0 | 0 | 0 | 0 | 0 | 0 | 0 | 0 | 0 | 0 | 0 | 0 | 0 | 0 | 0
F3_Commercial_Office_New_Food Preparation_Natural Gas_Range_E4 | F3 | Commercial | Office | New | Food Preparation | Natural Gas | Range | E4 | PACT BC Ratio | 0 | 0 | 0 | 0 | 0 | 0 | 0 | 0 | 0 | 0 | 0 | 0 | 0 | 0 | 0 | 0 | 0 | 0 | 0 | 0 | 0 | 0 | 0 | 0 | 0 | 0 | 0 | 0 | 0 | 0
F3_Commercial_Office_New_Food Preparation_Natural Gas_Range_E5 | F3 | Commercial | Office | New | Food Preparation | Natural Gas | Range | E5 | PACT BC Ratio | 0 | 0 | 0 | 0 | 0 | 0 | 0 | 0 | 0 | 0 | 0 | 0 | 0 | 0 | 0 | 0 | 0 | 0 | 0 | 0 | 0 | 0 | 0 | 0 | 0 | 0 | 0 | 0 | 0 | 0
F3_Commercial_Office_New_Food Preparation_Natural Gas_Range_E6 | F3 | Commercial | Office | New | Food Preparation | Natural Gas | Range | E6 | PACT BC Ratio | 0 | 0 | 0 | 0 | 0 | 0 | 0 | 0 | 0 | 0 | 0 | 0 | 0 | 0 | 0 | 0 | 0 | 0 | 0 | 0 | 0 | 0 | 0 | 0 | 0 | 0 | 0 | 0 | 0 | 0
F3_Commercial_Office_New_Food Preparation_Natural Gas_Range_E7 | F3 | Commercial | Office | New | Food Preparation | Natural Gas | Range | E7 | PACT BC Ratio | 0 | 0 | 0 | 0 | 0 | 0 | 0 | 0 | 0 | 0 | 0 | 0 | 0 | 0 | 0 | 0 | 0 | 0 | 0 | 0 | 0 | 0 | 0 | 0 | 0 | 0 | 0 | 0 | 0 | 0
F3_Commercial_Office_New_Food Preparation_Natural Gas_Range_E8 | F3 | Commercial | Office | New | Food Preparation | Natural Gas | Range | E8 | PACT BC Ratio | 0 | 0 | 0 | 0 | 0 | 0 | 0 | 0 | 0 | 0 | 0 | 0 | 0 | 0 | 0 | 0 | 0 | 0 | 0 | 0 | 0 | 0 | 0 | 0 | 0 | 0 | 0 | 0 | 0 | 0
F3_Commercial_Office_New_Food Preparation_Natural Gas_Range_E9 | F3 | Commercial | Office | New | Food Preparation | Natural Gas | Range | E9 | PACT BC Ratio | 0 | 0 | 0 | 0 | 0 | 0 | 0 | 0 | 0 | 0 | 0 | 0 | 0 | 0 | 0 | 0 | 0 | 0 | 0 | 0 | 0 | 0 | 0 | 0 | 0 | 0 | 0 | 0 | 0 | 0
F3_Commercial_Office_New_Food Preparation_Natural Gas_Range_E10 | F3 | Commercial | Office | New | Food Preparation | Natural Gas | Range | E10 | PACT BC Ratio | 0 | 0 | 0 | 0 | 0 | 0 | 0 | 0 | 0 | 0 | 0 | 0 | 0 | 0 | 0 | 0 | 0 | 0 | 0 | 0 | 0 | 0 | 0 | 0 | 0 | 0 | 0 | 0 | 0 | 0
F4_Commercial_Office_New_Food Preparation_Natural Gas_Range_E1 | F4 | Commercial | Office | New | Food Preparation | Natural Gas | Range | E1 | PCT BC Ratio | 0.9 | 0.9 | 0.9 | 0.9 | 0.9 | 0.9 | 0.9 | 0.9 | 0.9 | 0.9 | 0.9 | 0.9 | 0.9 | 0.9 | 0.9 | 0.9 | 0.9 | 0.9 | 0.9 | 0.9 | 0.9 | 0.9 | 0 | 0 | 0 | 0 | 0 | 0 | 0 | 0
F4_Commercial_Office_New_Food Preparation_Natural Gas_Range_E2 | F4 | Commercial | Office | New | Food Preparation | Natural Gas | Range | E2 | PCT BC Ratio | 2565.1554 | 2582.2429 | 2604.3819 | 2647.1341 | 2706.4754 | 2777.8917 | 2842.7298 | 2898.2811 | 2951.01 | 3004.864 | 3062.5221 | 3118.7661 | 3171.9478 | 3225.5042 | 3272.8355 | 3317.6421 | 3366.1364 | 3414.8 | 3463.724 | 3512.6533 | 3560.6668 | 3607.5346 | 0 | 0 | 0 | 0 | 0 | 0 | 0 | 0
F4_Commercial_Office_New_Food Preparation_Natural Gas_Range_E3 | F4 | Commercial | Office | New | Food Preparation | Natural Gas | Range | E3 | PCT BC Ratio | 0 | 0 | 0 | 0 | 0 | 0 | 0 | 0 | 0 | 0 | 0 | 0 | 0 | 0 | 0 | 0 | 0 | 0 | 0 | 0 | 0 | 0 | 0 | 0 | 0 | 0 | 0 | 0 | 0 | 0
F4_Commercial_Office_New_Food Preparation_Natural Gas_Range_E4 | F4 | Commercial | Office | New | Food Preparation | Natural Gas | Range | E4 | PCT BC Ratio | 0 | 0 | 0 | 0 | 0 | 0 | 0 | 0 | 0 | 0 | 0 | 0 | 0 | 0 | 0 | 0 | 0 | 0 | 0 | 0 | 0 | 0 | 0 | 0 | 0 | 0 | 0 | 0 | 0 | 0
F4_Commercial_Office_New_Food Preparation_Natural Gas_Range_E5 | F4 | Commercial | Office | New | Food Preparation | Natural Gas | Range | E5 | PCT BC Ratio | 0 | 0 | 0 | 0 | 0 | 0 | 0 | 0 | 0 | 0 | 0 | 0 | 0 | 0 | 0 | 0 | 0 | 0 | 0 | 0 | 0 | 0 | 0 | 0 | 0 | 0 | 0 | 0 | 0 | 0
F4_Commercial_Office_New_Food Preparation_Natural Gas_Range_E6 | F4 | Commercial | Office | New | Food Preparation | Natural Gas | Range | E6 | PCT BC Ratio | 0 | 0 | 0 | 0 | 0 | 0 | 0 | 0 | 0 | 0 | 0 | 0 | 0 | 0 | 0 | 0 | 0 | 0 | 0 | 0 | 0 | 0 | 0 | 0 | 0 | 0 | 0 | 0 | 0 | 0
F4_Commercial_Office_New_Food Preparation_Natural Gas_Range_E7 | F4 | Commercial | Office | New | Food Preparation | Natural Gas | Range | E7 | PCT BC Ratio | 0 | 0 | 0 | 0 | 0 | 0 | 0 | 0 | 0 | 0 | 0 | 0 | 0 | 0 | 0 | 0 | 0 | 0 | 0 | 0 | 0 | 0 | 0 | 0 | 0 | 0 | 0 | 0 | 0 | 0
F4_Commercial_Office_New_Food Preparation_Natural Gas_Range_E8 | F4 | Commercial | Office | New | Food Preparation | Natural Gas | Range | E8 | PCT BC Ratio | 0 | 0 | 0 | 0 | 0 | 0 | 0 | 0 | 0 | 0 | 0 | 0 | 0 | 0 | 0 | 0 | 0 | 0 | 0 | 0 | 0 | 0 | 0 | 0 | 0 | 0 | 0 | 0 | 0 | 0
F4_Commercial_Office_New_Food Preparation_Natural Gas_Range_E9 | F4 | Commercial | Office | New | Food Preparation | Natural Gas | Range | E9 | PCT BC Ratio | 0 | 0 | 0 | 0 | 0 | 0 | 0 | 0 | 0 | 0 | 0 | 0 | 0 | 0 | 0 | 0 | 0 | 0 | 0 | 0 | 0 | 0 | 0 | 0 | 0 | 0 | 0 | 0 | 0 | 0
F4_Commercial_Office_New_Food Preparation_Natural Gas_Range_E10 | F4 | Commercial | Office | New | Food Preparation | Natural Gas | Range | E10 | PCT BC Ratio | 0 | 0 | 0 | 0 | 0 | 0 | 0 | 0 | 0 | 0 | 0 | 0 | 0 | 0 | 0 | 0 | 0 | 0 | 0 | 0 | 0 | 0 | 0 | 0 | 0 | 0 | 0 | 0 | 0 | 0
F5_Commercial_Office_New_Food Preparation_Natural Gas_Range_E1 | F5 | Commercial | Office | New | Food Preparation | Natural Gas | Range | E1 | RIM BC Ratio | 0.9 | 0.9 | 0.9 | 0.9 | 0.9 | 0.9 | 0.9 | 0.9 | 0.9 | 0.9 | 0.9 | 0.9 | 0.9 | 0.9 | 0.9 | 0.9 | 0.9 | 0.9 | 0.9 | 0.9 | 0.9 | 0.9 | 0 | 0 | 0 | 0 | 0 | 0 | 0 | 0
F5_Commercial_Office_New_Food Preparation_Natural Gas_Range_E2 | F5 | Commercial | Office | New | Food Preparation | Natural Gas | Range | E2 | RIM BC Ratio | 0.834 | 0.834 | 0.83401 | 0.83402 | 0.83403 | 0.83405 | 0.83406 | 0.83407 | 0.83409 | 0.8341 | 0.83411 | 0.83412 | 0.83413 | 0.83414 | 0.83414 | 0.83415 | 0.83416 | 0.83417 | 0.83417 | 0.83418 | 0.83419 | 0.83419 | 0 | 0 | 0 | 0 | 0 | 0 | 0 | 0
F5_Commercial_Office_New_Food Preparation_Natural Gas_Range_E3 | F5 | Commercial | Office | New | Food Preparation | Natural Gas | Range | E3 | RIM BC Ratio | 0 | 0 | 0 | 0 | 0 | 0 | 0 | 0 | 0 | 0 | 0 | 0 | 0 | 0 | 0 | 0 | 0 | 0 | 0 | 0 | 0 | 0 | 0 | 0 | 0 | 0 | 0 | 0 | 0 | 0
F5_Commercial_Office_New_Food Preparation_Natural Gas_Range_E4 | F5 | Commercial | Office | New | Food Preparation | Natural Gas | Range | E4 | RIM BC Ratio | 0 | 0 | 0 | 0 | 0 | 0 | 0 | 0 | 0 | 0 | 0 | 0 | 0 | 0 | 0 | 0 | 0 | 0 | 0 | 0 | 0 | 0 | 0 | 0 | 0 | 0 | 0 | 0 | 0 | 0
F5_Commercial_Office_New_Food Preparation_Natural Gas_Range_E5 | F5 | Commercial | Office | New | Food Preparation | Natural Gas | Range | E5 | RIM BC Ratio | 0 | 0 | 0 | 0 | 0 | 0 | 0 | 0 | 0 | 0 | 0 | 0 | 0 | 0 | 0 | 0 | 0 | 0 | 0 | 0 | 0 | 0 | 0 | 0 | 0 | 0 | 0 | 0 | 0 | 0
F5_Commercial_Office_New_Food Preparation_Natural Gas_Range_E6 | F5 | Commercial | Office | New | Food Preparation | Natural Gas | Range | E6 | RIM BC Ratio | 0 | 0 | 0 | 0 | 0 | 0 | 0 | 0 | 0 | 0 | 0 | 0 | 0 | 0 | 0 | 0 | 0 | 0 | 0 | 0 | 0 | 0 | 0 | 0 | 0 | 0 | 0 | 0 | 0 | 0
F5_Commercial_Office_New_Food Preparation_Natural Gas_Range_E7 | F5 | Commercial | Office | New | Food Preparation | Natural Gas | Range | E7 | RIM BC Ratio | 0 | 0 | 0 | 0 | 0 | 0 | 0 | 0 | 0 | 0 | 0 | 0 | 0 | 0 | 0 | 0 | 0 | 0 | 0 | 0 | 0 | 0 | 0 | 0 | 0 | 0 | 0 | 0 | 0 | 0
F5_Commercial_Office_New_Food Preparation_Natural Gas_Range_E8 | F5 | Commercial | Office | New | Food Preparation | Natural Gas | Range | E8 | RIM BC Ratio | 0 | 0 | 0 | 0 | 0 | 0 | 0 | 0 | 0 | 0 | 0 | 0 | 0 | 0 | 0 | 0 | 0 | 0 | 0 | 0 | 0 | 0 | 0 | 0 | 0 | 0 | 0 | 0 | 0 | 0
F5_Commercial_Office_New_Food Preparation_Natural Gas_Range_E9 | F5 | Commercial | Office | New | Food Preparation | Natural Gas | Range | E9 | RIM BC Ratio | 0 | 0 | 0 | 0 | 0 | 0 | 0 | 0 | 0 | 0 | 0 | 0 | 0 | 0 | 0 | 0 | 0 | 0 | 0 | 0 | 0 | 0 | 0 | 0 | 0 | 0 | 0 | 0 | 0 | 0
F5_Commercial_Office_New_Food Preparation_Natural Gas_Range_E10 | F5 | Commercial | Office | New | Food Preparation | Natural Gas | Range | E10 | RIM BC Ratio | 0 | 0 | 0 | 0 | 0 | 0 | 0 | 0 | 0 | 0 | 0 | 0 | 0 | 0 | 0 | 0 | 0 | 0 | 0 | 0 | 0 | 0 | 0 | 0 | 0 | 0 | 0 | 0 | 0 | 0
F0_Commercial_Office_New_Food Preparation_Natural Gas_Steamer_E0 | F0 | Commercial | Office | New | Food Preparation | Natural Gas | Steamer | E0 | Economic Unit | ENERGY STAR | ENERGY STAR | ENERGY STAR | ENERGY STAR | ENERGY STAR | ENERGY STAR | ENERGY STAR | ENERGY STAR | ENERGY STAR | ENERGY STAR | ENERGY STAR | ENERGY STAR | ENERGY STAR | ENERGY STAR | ENERGY STAR | ENERGY STAR | ENERGY STAR | ENERGY STAR | ENERGY STAR | ENERGY STAR | ENERGY STAR | ENERGY STAR | 0 | 0 | 0 | 0 | 0 | 0 | 0 | 0
F1_Commercial_Office_New_Food Preparation_Natural Gas_Steamer_E1 | F1 | Commercial | Office | New | Food Preparation | Natural Gas | Steamer | E1 | CCE | 0 | 0 | 0 | 0 | 0 | 0 | 0 | 0 | 0 | 0 | 0 | 0 | 0 | 0 | 0 | 0 | 0 | 0 | 0 | 0 | 0 | 0 | 0 | 0 | 0 | 0 | 0 | 0 | 0 | 0
F1_Commercial_Office_New_Food Preparation_Natural Gas_Steamer_E2 | F1 | Commercial | Office | New | Food Preparation | Natural Gas | Steamer | E2 | CCE | 0.0017749 | 0.0017749 | 0.0018646 | 0.0018363 | 0.0018088 | 0.0017743 | 0.0017695 | 0.0017581 | 0.0017475 | 0.0017316 | 0.0017291 | 0.0017211 | 0.0017141 | 0.0017005 | 0.0017023 | 0.0016971 | 0.001692 | 0.0016808 | 0.0016841 | 0.0016808 | 0.0016784 | 0.001669 | 0 | 0 | 0 | 0 | 0 | 0 | 0 | 0
F1_Commercial_Office_New_Food Preparation_Natural Gas_Steamer_E3 | F1 | Commercial | Office | New | Food Preparation | Natural Gas | Steamer | E3 | CCE | 0 | 0 | 0 | 0 | 0 | 0 | 0 | 0 | 0 | 0 | 0 | 0 | 0 | 0 | 0 | 0 | 0 | 0 | 0 | 0 | 0 | 0 | 0 | 0 | 0 | 0 | 0 | 0 | 0 | 0
F1_Commercial_Office_New_Food Preparation_Natural Gas_Steamer_E4 | F1 | Commercial | Office | New | Food Preparation | Natural Gas | Steamer | E4 | CCE | 0 | 0 | 0 | 0 | 0 | 0 | 0 | 0 | 0 | 0 | 0 | 0 | 0 | 0 | 0 | 0 | 0 | 0 | 0 | 0 | 0 | 0 | 0 | 0 | 0 | 0 | 0 | 0 | 0 | 0
F1_Commercial_Office_New_Food Preparation_Natural Gas_Steamer_E5 | F1 | Commercial | Office | New | Food Preparation | Natural Gas | Steamer | E5 | CCE | 0 | 0 | 0 | 0 | 0 | 0 | 0 | 0 | 0 | 0 | 0 | 0 | 0 | 0 | 0 | 0 | 0 | 0 | 0 | 0 | 0 | 0 | 0 | 0 | 0 | 0 | 0 | 0 | 0 | 0
F1_Commercial_Office_New_Food Preparation_Natural Gas_Steamer_E6 | F1 | Commercial | Office | New | Food Preparation | Natural Gas | Steamer | E6 | CCE | 0 | 0 | 0 | 0 | 0 | 0 | 0 | 0 | 0 | 0 | 0 | 0 | 0 | 0 | 0 | 0 | 0 | 0 | 0 | 0 | 0 | 0 | 0 | 0 | 0 | 0 | 0 | 0 | 0 | 0
F1_Commercial_Office_New_Food Preparation_Natural Gas_Steamer_E7 | F1 | Commercial | Office | New | Food Preparation | Natural Gas | Steamer | E7 | CCE | 0 | 0 | 0 | 0 | 0 | 0 | 0 | 0 | 0 | 0 | 0 | 0 | 0 | 0 | 0 | 0 | 0 | 0 | 0 | 0 | 0 | 0 | 0 | 0 | 0 | 0 | 0 | 0 | 0 | 0
F1_Commercial_Office_New_Food Preparation_Natural Gas_Steamer_E8 | F1 | Commercial | Office | New | Food Preparation | Natural Gas | Steamer | E8 | CCE | 0 | 0 | 0 | 0 | 0 | 0 | 0 | 0 | 0 | 0 | 0 | 0 | 0 | 0 | 0 | 0 | 0 | 0 | 0 | 0 | 0 | 0 | 0 | 0 | 0 | 0 | 0 | 0 | 0 | 0
F1_Commercial_Office_New_Food Preparation_Natural Gas_Steamer_E9 | F1 | Commercial | Office | New | Food Preparation | Natural Gas | Steamer | E9 | CCE | 0 | 0 | 0 | 0 | 0 | 0 | 0 | 0 | 0 | 0 | 0 | 0 | 0 | 0 | 0 | 0 | 0 | 0 | 0 | 0 | 0 | 0 | 0 | 0 | 0 | 0 | 0 | 0 | 0 | 0
F1_Commercial_Office_New_Food Preparation_Natural Gas_Steamer_E10 | F1 | Commercial | Office | New | Food Preparation | Natural Gas | Steamer | E10 | CCE | 0 | 0 | 0 | 0 | 0 | 0 | 0 | 0 | 0 | 0 | 0 | 0 | 0 | 0 | 0 | 0 | 0 | 0 | 0 | 0 | 0 | 0 | 0 | 0 | 0 | 0 | 0 | 0 | 0 | 0
F2_Commercial_Office_New_Food Preparation_Natural Gas_Steamer_E1 | F2 | Commercial | Office | New | Food Preparation | Natural Gas | Steamer | E1 | TRC BC Ratio | 0.9 | 0.9 | 0.9 | 0.9 | 0.9 | 0.9 | 0.9 | 0.9 | 0.9 | 0.9 | 0.9 | 0.9 | 0.9 | 0.9 | 0.9 | 0.9 | 0.9 | 0.9 | 0.9 | 0.9 | 0.9 | 0.9 | 0 | 0 | 0 | 0 | 0 | 0 | 0 | 0
F2_Commercial_Office_New_Food Preparation_Natural Gas_Steamer_E2 | F2 | Commercial | Office | New | Food Preparation | Natural Gas | Steamer | E2 | TRC BC Ratio | 4.9998 | 5.0422 | 5.093 | 5.1779 | 5.291 | 5.4252 | 5.5491 | 5.656 | 5.7559 | 5.8544 | 5.9559 | 6.057 | 6.1552 | 6.2565 | 6.3505 | 6.4434 | 6.5427 | 6.6427 | 6.7436 | 6.8448 | 6.9449 | 7.0436 | 0 | 0 | 0 | 0 | 0 | 0 | 0 | 0
F2_Commercial_Office_New_Food Preparation_Natural Gas_Steamer_E3 | F2 | Commercial | Office | New | Food Preparation | Natural Gas | Steamer | E3 | TRC BC Ratio | 0 | 0 | 0 | 0 | 0 | 0 | 0 | 0 | 0 | 0 | 0 | 0 | 0 | 0 | 0 | 0 | 0 | 0 | 0 | 0 | 0 | 0 | 0 | 0 | 0 | 0 | 0 | 0 | 0 | 0
F2_Commercial_Office_New_Food Preparation_Natural Gas_Steamer_E4 | F2 | Commercial | Office | New | Food Preparation | Natural Gas | Steamer | E4 | TRC BC Ratio | 0 | 0 | 0 | 0 | 0 | 0 | 0 | 0 | 0 | 0 | 0 | 0 | 0 | 0 | 0 | 0 | 0 | 0 | 0 | 0 | 0 | 0 | 0 | 0 | 0 | 0 | 0 | 0 | 0 | 0
F2_Commercial_Office_New_Food Preparation_Natural Gas_Steamer_E5 | F2 | Commercial | Office | New | Food Preparation | Natural Gas | Steamer | E5 | TRC BC Ratio | 0 | 0 | 0 | 0 | 0 | 0 | 0 | 0 | 0 | 0 | 0 | 0 | 0 | 0 | 0 | 0 | 0 | 0 | 0 | 0 | 0 | 0 | 0 | 0 | 0 | 0 | 0 | 0 | 0 | 0
F2_Commercial_Office_New_Food Preparation_Natural Gas_Steamer_E6 | F2 | Commercial | Office | New | Food Preparation | Natural Gas | Steamer | E6 | TRC BC Ratio | 0 | 0 | 0 | 0 | 0 | 0 | 0 | 0 | 0 | 0 | 0 | 0 | 0 | 0 | 0 | 0 | 0 | 0 | 0 | 0 | 0 | 0 | 0 | 0 | 0 | 0 | 0 | 0 | 0 | 0
F2_Commercial_Office_New_Food Preparation_Natural Gas_Steamer_E7 | F2 | Commercial | Office | New | Food Preparation | Natural Gas | Steamer | E7 | TRC BC Ratio | 0 | 0 | 0 | 0 | 0 | 0 | 0 | 0 | 0 | 0 | 0 | 0 | 0 | 0 | 0 | 0 | 0 | 0 | 0 | 0 | 0 | 0 | 0 | 0 | 0 | 0 | 0 | 0 | 0 | 0
F2_Commercial_Office_New_Food Preparation_Natural Gas_Steamer_E8 | F2 | Commercial | Office | New | Food Preparation | Natural Gas | Steamer | E8 | TRC BC Ratio | 0 | 0 | 0 | 0 | 0 | 0 | 0 | 0 | 0 | 0 | 0 | 0 | 0 | 0 | 0 | 0 | 0 | 0 | 0 | 0 | 0 | 0 | 0 | 0 | 0 | 0 | 0 | 0 | 0 | 0
F2_Commercial_Office_New_Food Preparation_Natural Gas_Steamer_E9 | F2 | Commercial | Office | New | Food Preparation | Natural Gas | Steamer | E9 | TRC BC Ratio | 0 | 0 | 0 | 0 | 0 | 0 | 0 | 0 | 0 | 0 | 0 | 0 | 0 | 0 | 0 | 0 | 0 | 0 | 0 | 0 | 0 | 0 | 0 | 0 | 0 | 0 | 0 | 0 | 0 | 0
F2_Commercial_Office_New_Food Preparation_Natural Gas_Steamer_E10 | F2 | Commercial | Office | New | Food Preparation | Natural Gas | Steamer | E10 | TRC BC Ratio | 0 | 0 | 0 | 0 | 0 | 0 | 0 | 0 | 0 | 0 | 0 | 0 | 0 | 0 | 0 | 0 | 0 | 0 | 0 | 0 | 0 | 0 | 0 | 0 | 0 | 0 | 0 | 0 | 0 | 0
F3_Commercial_Office_New_Food Preparation_Natural Gas_Steamer_E1 | F3 | Commercial | Office | New | Food Preparation | Natural Gas | Steamer | E1 | PACT BC Ratio | 0.9 | 0.9 | 0.9 | 0.9 | 0.9 | 0.9 | 0.9 | 0.9 | 0.9 | 0.9 | 0.9 | 0.9 | 0.9 | 0.9 | 0.9 | 0.9 | 0.9 | 0.9 | 0.9 | 0.9 | 0.9 | 0.9 | 0 | 0 | 0 | 0 | 0 | 0 | 0 | 0
F3_Commercial_Office_New_Food Preparation_Natural Gas_Steamer_E2 | F3 | Commercial | Office | New | Food Preparation | Natural Gas | Steamer | E2 | PACT BC Ratio | 5.4144 | 5.4603 | 5.5153 | 5.6072 | 5.7297 | 5.875 | 6.0092 | 6.1249 | 6.2331 | 6.3398 | 6.4497 | 6.5592 | 6.6655 | 6.7753 | 6.877 | 6.9776 | 7.0852 | 7.1935 | 7.3027 | 7.4123 | 7.5208 | 7.6276 | 0 | 0 | 0 | 0 | 0 | 0 | 0 | 0
F3_Commercial_Office_New_Food Preparation_Natural Gas_Steamer_E3 | F3 | Commercial | Office | New | Food Preparation | Natural Gas | Steamer | E3 | PACT BC Ratio | 0 | 0 | 0 | 0 | 0 | 0 | 0 | 0 | 0 | 0 | 0 | 0 | 0 | 0 | 0 | 0 | 0 | 0 | 0 | 0 | 0 | 0 | 0 | 0 | 0 | 0 | 0 | 0 | 0 | 0
F3_Commercial_Office_New_Food Preparation_Natural Gas_Steamer_E4 | F3 | Commercial | Office | New | Food Preparation | Natural Gas | Steamer | E4 | PACT BC Ratio | 0 | 0 | 0 | 0 | 0 | 0 | 0 | 0 | 0 | 0 | 0 | 0 | 0 | 0 | 0 | 0 | 0 | 0 | 0 | 0 | 0 | 0 | 0 | 0 | 0 | 0 | 0 | 0 | 0 | 0
F3_Commercial_Office_New_Food Preparation_Natural Gas_Steamer_E5 | F3 | Commercial | Office | New | Food Preparation | Natural Gas | Steamer | E5 | PACT BC Ratio | 0 | 0 | 0 | 0 | 0 | 0 | 0 | 0 | 0 | 0 | 0 | 0 | 0 | 0 | 0 | 0 | 0 | 0 | 0 | 0 | 0 | 0 | 0 | 0 | 0 | 0 | 0 | 0 | 0 | 0
F3_Commercial_Office_New_Food Preparation_Natural Gas_Steamer_E6 | F3 | Commercial | Office | New | Food Preparation | Natural Gas | Steamer | E6 | PACT BC Ratio | 0 | 0 | 0 | 0 | 0 | 0 | 0 | 0 | 0 | 0 | 0 | 0 | 0 | 0 | 0 | 0 | 0 | 0 | 0 | 0 | 0 | 0 | 0 | 0 | 0 | 0 | 0 | 0 | 0 | 0
F3_Commercial_Office_New_Food Preparation_Natural Gas_Steamer_E7 | F3 | Commercial | Office | New | Food Preparation | Natural Gas | Steamer | E7 | PACT BC Ratio | 0 | 0 | 0 | 0 | 0 | 0 | 0 | 0 | 0 | 0 | 0 | 0 | 0 | 0 | 0 | 0 | 0 | 0 | 0 | 0 | 0 | 0 | 0 | 0 | 0 | 0 | 0 | 0 | 0 | 0
F3_Commercial_Office_New_Food Preparation_Natural Gas_Steamer_E8 | F3 | Commercial | Office | New | Food Preparation | Natural Gas | Steamer | E8 | PACT BC Ratio | 0 | 0 | 0 | 0 | 0 | 0 | 0 | 0 | 0 | 0 | 0 | 0 | 0 | 0 | 0 | 0 | 0 | 0 | 0 | 0 | 0 | 0 | 0 | 0 | 0 | 0 | 0 | 0 | 0 | 0
F3_Commercial_Office_New_Food Preparation_Natural Gas_Steamer_E9 | F3 | Commercial | Office | New | Food Preparation | Natural Gas | Steamer | E9 | PACT BC Ratio | 0 | 0 | 0 | 0 | 0 | 0 | 0 | 0 | 0 | 0 | 0 | 0 | 0 | 0 | 0 | 0 | 0 | 0 | 0 | 0 | 0 | 0 | 0 | 0 | 0 | 0 | 0 | 0 | 0 | 0
F3_Commercial_Office_New_Food Preparation_Natural Gas_Steamer_E10 | F3 | Commercial | Office | New | Food Preparation | Natural Gas | Steamer | E10 | PACT BC Ratio | 0 | 0 | 0 | 0 | 0 | 0 | 0 | 0 | 0 | 0 | 0 | 0 | 0 | 0 | 0 | 0 | 0 | 0 | 0 | 0 | 0 | 0 | 0 | 0 | 0 | 0 | 0 | 0 | 0 | 0
F4_Commercial_Office_New_Food Preparation_Natural Gas_Steamer_E1 | F4 | Commercial | Office | New | Food Preparation | Natural Gas | Steamer | E1 | PCT BC Ratio | 0.9 | 0.9 | 0.9 | 0.9 | 0.9 | 0.9 | 0.9 | 0.9 | 0.9 | 0.9 | 0.9 | 0.9 | 0.9 | 0.9 | 0.9 | 0.9 | 0.9 | 0.9 | 0.9 | 0.9 | 0.9 | 0.9 | 0 | 0 | 0 | 0 | 0 | 0 | 0 | 0
F4_Commercial_Office_New_Food Preparation_Natural Gas_Steamer_E2 | F4 | Commercial | Office | New | Food Preparation | Natural Gas | Steamer | E2 | PCT BC Ratio | 12.4539 | 12.5522 | 12.6701 | 12.8671 | 13.1296 | 13.4409 | 13.7285 | 13.9764 | 14.2082 | 14.4369 | 14.6723 | 14.9069 | 15.1348 | 15.37 | 15.588 | 15.8035 | 16.0341 | 16.2662 | 16.5002 | 16.7351 | 16.9674 | 17.1964 | 0 | 0 | 0 | 0 | 0 | 0 | 0 | 0
F4_Commercial_Office_New_Food Preparation_Natural Gas_Steamer_E3 | F4 | Commercial | Office | New | Food Preparation | Natural Gas | Steamer | E3 | PCT BC Ratio | 0 | 0 | 0 | 0 | 0 | 0 | 0 | 0 | 0 | 0 | 0 | 0 | 0 | 0 | 0 | 0 | 0 | 0 | 0 | 0 | 0 | 0 | 0 | 0 | 0 | 0 | 0 | 0 | 0 | 0
F4_Commercial_Office_New_Food Preparation_Natural Gas_Steamer_E4 | F4 | Commercial | Office | New | Food Preparation | Natural Gas | Steamer | E4 | PCT BC Ratio | 0 | 0 | 0 | 0 | 0 | 0 | 0 | 0 | 0 | 0 | 0 | 0 | 0 | 0 | 0 | 0 | 0 | 0 | 0 | 0 | 0 | 0 | 0 | 0 | 0 | 0 | 0 | 0 | 0 | 0
F4_Commercial_Office_New_Food Preparation_Natural Gas_Steamer_E5 | F4 | Commercial | Office | New | Food Preparation | Natural Gas | Steamer | E5 | PCT BC Ratio | 0 | 0 | 0 | 0 | 0 | 0 | 0 | 0 | 0 | 0 | 0 | 0 | 0 | 0 | 0 | 0 | 0 | 0 | 0 | 0 | 0 | 0 | 0 | 0 | 0 | 0 | 0 | 0 | 0 | 0
F4_Commercial_Office_New_Food Preparation_Natural Gas_Steamer_E6 | F4 | Commercial | Office | New | Food Preparation | Natural Gas | Steamer | E6 | PCT BC Ratio | 0 | 0 | 0 | 0 | 0 | 0 | 0 | 0 | 0 | 0 | 0 | 0 | 0 | 0 | 0 | 0 | 0 | 0 | 0 | 0 | 0 | 0 | 0 | 0 | 0 | 0 | 0 | 0 | 0 | 0
F4_Commercial_Office_New_Food Preparation_Natural Gas_Steamer_E7 | F4 | Commercial | Office | New | Food Preparation | Natural Gas | Steamer | E7 | PCT BC Ratio | 0 | 0 | 0 | 0 | 0 | 0 | 0 | 0 | 0 | 0 | 0 | 0 | 0 | 0 | 0 | 0 | 0 | 0 | 0 | 0 | 0 | 0 | 0 | 0 | 0 | 0 | 0 | 0 | 0 | 0
F4_Commercial_Office_New_Food Preparation_Natural Gas_Steamer_E8 | F4 | Commercial | Office | New | Food Preparation | Natural Gas | Steamer | E8 | PCT BC Ratio | 0 | 0 | 0 | 0 | 0 | 0 | 0 | 0 | 0 | 0 | 0 | 0 | 0 | 0 | 0 | 0 | 0 | 0 | 0 | 0 | 0 | 0 | 0 | 0 | 0 | 0 | 0 | 0 | 0 | 0
F4_Commercial_Office_New_Food Preparation_Natural Gas_Steamer_E9 | F4 | Commercial | Office | New | Food Preparation | Natural Gas | Steamer | E9 | PCT BC Ratio | 0 | 0 | 0 | 0 | 0 | 0 | 0 | 0 | 0 | 0 | 0 | 0 | 0 | 0 | 0 | 0 | 0 | 0 | 0 | 0 | 0 | 0 | 0 | 0 | 0 | 0 | 0 | 0 | 0 | 0
F4_Commercial_Office_New_Food Preparation_Natural Gas_Steamer_E10 | F4 | Commercial | Office | New | Food Preparation | Natural Gas | Steamer | E10 | PCT BC Ratio | 0 | 0 | 0 | 0 | 0 | 0 | 0 | 0 | 0 | 0 | 0 | 0 | 0 | 0 | 0 | 0 | 0 | 0 | 0 | 0 | 0 | 0 | 0 | 0 | 0 | 0 | 0 | 0 | 0 | 0
F5_Commercial_Office_New_Food Preparation_Natural Gas_Steamer_E1 | F5 | Commercial | Office | New | Food Preparation | Natural Gas | Steamer | E1 | RIM BC Ratio | 0.9 | 0.9 | 0.9 | 0.9 | 0.9 | 0.9 | 0.9 | 0.9 | 0.9 | 0.9 | 0.9 | 0.9 | 0.9 | 0.9 | 0.9 | 0.9 | 0.9 | 0.9 | 0.9 | 0.9 | 0.9 | 0.9 | 0 | 0 | 0 | 0 | 0 | 0 | 0 | 0
F5_Commercial_Office_New_Food Preparation_Natural Gas_Steamer_E2 | F5 | Commercial | Office | New | Food Preparation | Natural Gas | Steamer | E2 | RIM BC Ratio | 0.72319 | 0.72401 | 0.72496 | 0.72653 | 0.72855 | 0.73085 | 0.73288 | 0.73457 | 0.73611 | 0.73757 | 0.73904 | 0.74045 | 0.74179 | 0.74313 | 0.74434 | 0.7455 | 0.74671 | 0.7479 | 0.74906 | 0.7502 | 0.7513 | 0.75235 | 0 | 0 | 0 | 0 | 0 | 0 | 0 | 0
F5_Commercial_Office_New_Food Preparation_Natural Gas_Steamer_E3 | F5 | Commercial | Office | New | Food Preparation | Natural Gas | Steamer | E3 | RIM BC Ratio | 0 | 0 | 0 | 0 | 0 | 0 | 0 | 0 | 0 | 0 | 0 | 0 | 0 | 0 | 0 | 0 | 0 | 0 | 0 | 0 | 0 | 0 | 0 | 0 | 0 | 0 | 0 | 0 | 0 | 0
F5_Commercial_Office_New_Food Preparation_Natural Gas_Steamer_E4 | F5 | Commercial | Office | New | Food Preparation | Natural Gas | Steamer | E4 | RIM BC Ratio | 0 | 0 | 0 | 0 | 0 | 0 | 0 | 0 | 0 | 0 | 0 | 0 | 0 | 0 | 0 | 0 | 0 | 0 | 0 | 0 | 0 | 0 | 0 | 0 | 0 | 0 | 0 | 0 | 0 | 0
F5_Commercial_Office_New_Food Preparation_Natural Gas_Steamer_E5 | F5 | Commercial | Office | New | Food Preparation | Natural Gas | Steamer | E5 | RIM BC Ratio | 0 | 0 | 0 | 0 | 0 | 0 | 0 | 0 | 0 | 0 | 0 | 0 | 0 | 0 | 0 | 0 | 0 | 0 | 0 | 0 | 0 | 0 | 0 | 0 | 0 | 0 | 0 | 0 | 0 | 0
F5_Commercial_Office_New_Food Preparation_Natural Gas_Steamer_E6 | F5 | Commercial | Office | New | Food Preparation | Natural Gas | Steamer | E6 | RIM BC Ratio | 0 | 0 | 0 | 0 | 0 | 0 | 0 | 0 | 0 | 0 | 0 | 0 | 0 | 0 | 0 | 0 | 0 | 0 | 0 | 0 | 0 | 0 | 0 | 0 | 0 | 0 | 0 | 0 | 0 | 0
F5_Commercial_Office_New_Food Preparation_Natural Gas_Steamer_E7 | F5 | Commercial | Office | New | Food Preparation | Natural Gas | Steamer | E7 | RIM BC Ratio | 0 | 0 | 0 | 0 | 0 | 0 | 0 | 0 | 0 | 0 | 0 | 0 | 0 | 0 | 0 | 0 | 0 | 0 | 0 | 0 | 0 | 0 | 0 | 0 | 0 | 0 | 0 | 0 | 0 | 0
F5_Commercial_Office_New_Food Preparation_Natural Gas_Steamer_E8 | F5 | Commercial | Office | New | Food Preparation | Natural Gas | Steamer | E8 | RIM BC Ratio | 0 | 0 | 0 | 0 | 0 | 0 | 0 | 0 | 0 | 0 | 0 | 0 | 0 | 0 | 0 | 0 | 0 | 0 | 0 | 0 | 0 | 0 | 0 | 0 | 0 | 0 | 0 | 0 | 0 | 0
F5_Commercial_Office_New_Food Preparation_Natural Gas_Steamer_E9 | F5 | Commercial | Office | New | Food Preparation | Natural Gas | Steamer | E9 | RIM BC Ratio | 0 | 0 | 0 | 0 | 0 | 0 | 0 | 0 | 0 | 0 | 0 | 0 | 0 | 0 | 0 | 0 | 0 | 0 | 0 | 0 | 0 | 0 | 0 | 0 | 0 | 0 | 0 | 0 | 0 | 0
F5_Commercial_Office_New_Food Preparation_Natural Gas_Steamer_E10 | F5 | Commercial | Office | New | Food Preparation | Natural Gas | Steamer | E10 | RIM BC Ratio | 0 | 0 | 0 | 0 | 0 | 0 | 0 | 0 | 0 | 0 | 0 | 0 | 0 | 0 | 0 | 0 | 0 | 0 | 0 | 0 | 0 | 0 | 0 | 0 | 0 | 0 | 0 | 0 | 0 | 0
F0_Commercial_Office_New_Food Preparation_Natural Gas_Food Prep Other_E0 | F0 | Commercial | Office | New | Food Preparation | Natural Gas | Food Prep Other | E0 | Economic Unit | ENERGY STAR | ENERGY STAR | ENERGY STAR | ENERGY STAR | ENERGY STAR | ENERGY STAR | ENERGY STAR | ENERGY STAR | ENERGY STAR | ENERGY STAR | ENERGY STAR | ENERGY STAR | ENERGY STAR | ENERGY STAR | ENERGY STAR | ENERGY STAR | ENERGY STAR | ENERGY STAR | ENERGY STAR | ENERGY STAR | ENERGY STAR | ENERGY STAR | 0 | 0 | 0 | 0 | 0 | 0 | 0 | 0
F1_Commercial_Office_New_Food Preparation_Natural Gas_Food Prep Other_E1 | F1 | Commercial | Office | New | Food Preparation | Natural Gas | Food Prep Other | E1 | CCE | 0 | 0 | 0 | 0 | 0 | 0 | 0 | 0 | 0 | 0 | 0 | 0 | 0 | 0 | 0 | 0 | 0 | 0 | 0 | 0 | 0 | 0 | 0 | 0 | 0 | 0 | 0 | 0 | 0 | 0
F1_Commercial_Office_New_Food Preparation_Natural Gas_Food Prep Other_E2 | F1 | Commercial | Office | New | Food Preparation | Natural Gas | Food Prep Other | E2 | CCE | 0.14135 | 0.14135 | 0.1485 | 0.14624 | 0.14404 | 0.1413 | 0.14092 | 0.14001 | 0.13917 | 0.1379 | 0.1377 | 0.13707 | 0.1365 | 0.13542 | 0.13557 | 0.13515 | 0.13475 | 0.13386 | 0.13412 | 0.13386 | 0.13366 | 0.13291 | 0 | 0 | 0 | 0 | 0 | 0 | 0 | 0
F1_Commercial_Office_New_Food Preparation_Natural Gas_Food Prep Other_E3 | F1 | Commercial | Office | New | Food Preparation | Natural Gas | Food Prep Other | E3 | CCE | 0 | 0 | 0 | 0 | 0 | 0 | 0 | 0 | 0 | 0 | 0 | 0 | 0 | 0 | 0 | 0 | 0 | 0 | 0 | 0 | 0 | 0 | 0 | 0 | 0 | 0 | 0 | 0 | 0 | 0
F1_Commercial_Office_New_Food Preparation_Natural Gas_Food Prep Other_E4 | F1 | Commercial | Office | New | Food Preparation | Natural Gas | Food Prep Other | E4 | CCE | 0 | 0 | 0 | 0 | 0 | 0 | 0 | 0 | 0 | 0 | 0 | 0 | 0 | 0 | 0 | 0 | 0 | 0 | 0 | 0 | 0 | 0 | 0 | 0 | 0 | 0 | 0 | 0 | 0 | 0
F1_Commercial_Office_New_Food Preparation_Natural Gas_Food Prep Other_E5 | F1 | Commercial | Office | New | Food Preparation | Natural Gas | Food Prep Other | E5 | CCE | 0 | 0 | 0 | 0 | 0 | 0 | 0 | 0 | 0 | 0 | 0 | 0 | 0 | 0 | 0 | 0 | 0 | 0 | 0 | 0 | 0 | 0 | 0 | 0 | 0 | 0 | 0 | 0 | 0 | 0
F1_Commercial_Office_New_Food Preparation_Natural Gas_Food Prep Other_E6 | F1 | Commercial | Office | New | Food Preparation | Natural Gas | Food Prep Other | E6 | CCE | 0 | 0 | 0 | 0 | 0 | 0 | 0 | 0 | 0 | 0 | 0 | 0 | 0 | 0 | 0 | 0 | 0 | 0 | 0 | 0 | 0 | 0 | 0 | 0 | 0 | 0 | 0 | 0 | 0 | 0
F1_Commercial_Office_New_Food Preparation_Natural Gas_Food Prep Other_E7 | F1 | Commercial | Office | New | Food Preparation | Natural Gas | Food Prep Other | E7 | CCE | 0 | 0 | 0 | 0 | 0 | 0 | 0 | 0 | 0 | 0 | 0 | 0 | 0 | 0 | 0 | 0 | 0 | 0 | 0 | 0 | 0 | 0 | 0 | 0 | 0 | 0 | 0 | 0 | 0 | 0
F1_Commercial_Office_New_Food Preparation_Natural Gas_Food Prep Other_E8 | F1 | Commercial | Office | New | Food Preparation | Natural Gas | Food Prep Other | E8 | CCE | 0 | 0 | 0 | 0 | 0 | 0 | 0 | 0 | 0 | 0 | 0 | 0 | 0 | 0 | 0 | 0 | 0 | 0 | 0 | 0 | 0 | 0 | 0 | 0 | 0 | 0 | 0 | 0 | 0 | 0
F1_Commercial_Office_New_Food Preparation_Natural Gas_Food Prep Other_E9 | F1 | Commercial | Office | New | Food Preparation | Natural Gas | Food Prep Other | E9 | CCE | 0 | 0 | 0 | 0 | 0 | 0 | 0 | 0 | 0 | 0 | 0 | 0 | 0 | 0 | 0 | 0 | 0 | 0 | 0 | 0 | 0 | 0 | 0 | 0 | 0 | 0 | 0 | 0 | 0 | 0
F1_Commercial_Office_New_Food Preparation_Natural Gas_Food Prep Other_E10 | F1 | Commercial | Office | New | Food Preparation | Natural Gas | Food Prep Other | E10 | CCE | 0 | 0 | 0 | 0 | 0 | 0 | 0 | 0 | 0 | 0 | 0 | 0 | 0 | 0 | 0 | 0 | 0 | 0 | 0 | 0 | 0 | 0 | 0 | 0 | 0 | 0 | 0 | 0 | 0 | 0
F2_Commercial_Office_New_Food Preparation_Natural Gas_Food Prep Other_E1 | F2 | Commercial | Office | New | Food Preparation | Natural Gas | Food Prep Other | E1 | TRC BC Ratio | 0.9 | 0.9 | 0.9 | 0.9 | 0.9 | 0.9 | 0.9 | 0.9 | 0.9 | 0.9 | 0.9 | 0.9 | 0.9 | 0.9 | 0.9 | 0.9 | 0.9 | 0.9 | 0.9 | 0.9 | 0.9 | 0.9 | 0 | 0 | 0 | 0 | 0 | 0 | 0 | 0
F2_Commercial_Office_New_Food Preparation_Natural Gas_Food Prep Other_E2 | F2 | Commercial | Office | New | Food Preparation | Natural Gas | Food Prep Other | E2 | TRC BC Ratio | 0.061956 | 0.062369 | 0.062904 | 0.063937 | 0.06537 | 0.067096 | 0.068663 | 0.070005 | 0.071279 | 0.07258 | 0.073973 | 0.075332 | 0.076617 | 0.077911 | 0.079055 | 0.080138 | 0.081309 | 0.082485 | 0.083667 | 0.084849 | 0.08601 | 0.087142 | 0 | 0 | 0 | 0 | 0 | 0 | 0 | 0
F2_Commercial_Office_New_Food Preparation_Natural Gas_Food Prep Other_E3 | F2 | Commercial | Office | New | Food Preparation | Natural Gas | Food Prep Other | E3 | TRC BC Ratio | 0 | 0 | 0 | 0 | 0 | 0 | 0 | 0 | 0 | 0 | 0 | 0 | 0 | 0 | 0 | 0 | 0 | 0 | 0 | 0 | 0 | 0 | 0 | 0 | 0 | 0 | 0 | 0 | 0 | 0
F2_Commercial_Office_New_Food Preparation_Natural Gas_Food Prep Other_E4 | F2 | Commercial | Office | New | Food Preparation | Natural Gas | Food Prep Other | E4 | TRC BC Ratio | 0 | 0 | 0 | 0 | 0 | 0 | 0 | 0 | 0 | 0 | 0 | 0 | 0 | 0 | 0 | 0 | 0 | 0 | 0 | 0 | 0 | 0 | 0 | 0 | 0 | 0 | 0 | 0 | 0 | 0
F2_Commercial_Office_New_Food Preparation_Natural Gas_Food Prep Other_E5 | F2 | Commercial | Office | New | Food Preparation | Natural Gas | Food Prep Other | E5 | TRC BC Ratio | 0 | 0 | 0 | 0 | 0 | 0 | 0 | 0 | 0 | 0 | 0 | 0 | 0 | 0 | 0 | 0 | 0 | 0 | 0 | 0 | 0 | 0 | 0 | 0 | 0 | 0 | 0 | 0 | 0 | 0
F2_Commercial_Office_New_Food Preparation_Natural Gas_Food Prep Other_E6 | F2 | Commercial | Office | New | Food Preparation | Natural Gas | Food Prep Other | E6 | TRC BC Ratio | 0 | 0 | 0 | 0 | 0 | 0 | 0 | 0 | 0 | 0 | 0 | 0 | 0 | 0 | 0 | 0 | 0 | 0 | 0 | 0 | 0 | 0 | 0 | 0 | 0 | 0 | 0 | 0 | 0 | 0
F2_Commercial_Office_New_Food Preparation_Natural Gas_Food Prep Other_E7 | F2 | Commercial | Office | New | Food Preparation | Natural Gas | Food Prep Other | E7 | TRC BC Ratio | 0 | 0 | 0 | 0 | 0 | 0 | 0 | 0 | 0 | 0 | 0 | 0 | 0 | 0 | 0 | 0 | 0 | 0 | 0 | 0 | 0 | 0 | 0 | 0 | 0 | 0 | 0 | 0 | 0 | 0
F2_Commercial_Office_New_Food Preparation_Natural Gas_Food Prep Other_E8 | F2 | Commercial | Office | New | Food Preparation | Natural Gas | Food Prep Other | E8 | TRC BC Ratio | 0 | 0 | 0 | 0 | 0 | 0 | 0 | 0 | 0 | 0 | 0 | 0 | 0 | 0 | 0 | 0 | 0 | 0 | 0 | 0 | 0 | 0 | 0 | 0 | 0 | 0 | 0 | 0 | 0 | 0
F2_Commercial_Office_New_Food Preparation_Natural Gas_Food Prep Other_E9 | F2 | Commercial | Office | New | Food Preparation | Natural Gas | Food Prep Other | E9 | TRC BC Ratio | 0 | 0 | 0 | 0 | 0 | 0 | 0 | 0 | 0 | 0 | 0 | 0 | 0 | 0 | 0 | 0 | 0 | 0 | 0 | 0 | 0 | 0 | 0 | 0 | 0 | 0 | 0 | 0 | 0 | 0
F2_Commercial_Office_New_Food Preparation_Natural Gas_Food Prep Other_E10 | F2 | Commercial | Office | New | Food Preparation | Natural Gas | Food Prep Other | E10 | TRC BC Ratio | 0 | 0 | 0 | 0 | 0 | 0 | 0 | 0 | 0 | 0 | 0 | 0 | 0 | 0 | 0 | 0 | 0 | 0 | 0 | 0 | 0 | 0 | 0 | 0 | 0 | 0 | 0 | 0 | 0 | 0
F3_Commercial_Office_New_Food Preparation_Natural Gas_Food Prep Other_E1 | F3 | Commercial | Office | New | Food Preparation | Natural Gas | Food Prep Other | E1 | PACT BC Ratio | 0.9 | 0.9 | 0.9 | 0.9 | 0.9 | 0.9 | 0.9 | 0.9 | 0.9 | 0.9 | 0.9 | 0.9 | 0.9 | 0.9 | 0.9 | 0.9 | 0.9 | 0.9 | 0.9 | 0.9 | 0.9 | 0.9 | 0 | 0 | 0 | 0 | 0 | 0 | 0 | 0
F3_Commercial_Office_New_Food Preparation_Natural Gas_Food Prep Other_E2 | F3 | Commercial | Office | New | Food Preparation | Natural Gas | Food Prep Other | E2 | PACT BC Ratio | 1.0937 | 1.101 | 1.1104 | 1.1287 | 1.154 | 1.1844 | 1.2121 | 1.2358 | 1.2583 | 1.2813 | 1.3058 | 1.3298 | 1.3525 | 1.3754 | 1.3956 | 1.4147 | 1.4353 | 1.4561 | 1.477 | 1.4978 | 1.5183 | 1.5383 | 0 | 0 | 0 | 0 | 0 | 0 | 0 | 0
F3_Commercial_Office_New_Food Preparation_Natural Gas_Food Prep Other_E3 | F3 | Commercial | Office | New | Food Preparation | Natural Gas | Food Prep Other | E3 | PACT BC Ratio | 0 | 0 | 0 | 0 | 0 | 0 | 0 | 0 | 0 | 0 | 0 | 0 | 0 | 0 | 0 | 0 | 0 | 0 | 0 | 0 | 0 | 0 | 0 | 0 | 0 | 0 | 0 | 0 | 0 | 0
F3_Commercial_Office_New_Food Preparation_Natural Gas_Food Prep Other_E4 | F3 | Commercial | Office | New | Food Preparation | Natural Gas | Food Prep Other | E4 | PACT BC Ratio | 0 | 0 | 0 | 0 | 0 | 0 | 0 | 0 | 0 | 0 | 0 | 0 | 0 | 0 | 0 | 0 | 0 | 0 | 0 | 0 | 0 | 0 | 0 | 0 | 0 | 0 | 0 | 0 | 0 | 0
F3_Commercial_Office_New_Food Preparation_Natural Gas_Food Prep Other_E5 | F3 | Commercial | Office | New | Food Preparation | Natural Gas | Food Prep Other | E5 | PACT BC Ratio | 0 | 0 | 0 | 0 | 0 | 0 | 0 | 0 | 0 | 0 | 0 | 0 | 0 | 0 | 0 | 0 | 0 | 0 | 0 | 0 | 0 | 0 | 0 | 0 | 0 | 0 | 0 | 0 | 0 | 0
F3_Commercial_Office_New_Food Preparation_Natural Gas_Food Prep Other_E6 | F3 | Commercial | Office | New | Food Preparation | Natural Gas | Food Prep Other | E6 | PACT BC Ratio | 0 | 0 | 0 | 0 | 0 | 0 | 0 | 0 | 0 | 0 | 0 | 0 | 0 | 0 | 0 | 0 | 0 | 0 | 0 | 0 | 0 | 0 | 0 | 0 | 0 | 0 | 0 | 0 | 0 | 0
F3_Commercial_Office_New_Food Preparation_Natural Gas_Food Prep Other_E7 | F3 | Commercial | Office | New | Food Preparation | Natural Gas | Food Prep Other | E7 | PACT BC Ratio | 0 | 0 | 0 | 0 | 0 | 0 | 0 | 0 | 0 | 0 | 0 | 0 | 0 | 0 | 0 | 0 | 0 | 0 | 0 | 0 | 0 | 0 | 0 | 0 | 0 | 0 | 0 | 0 | 0 | 0
F3_Commercial_Office_New_Food Preparation_Natural Gas_Food Prep Other_E8 | F3 | Commercial | Office | New | Food Preparation | Natural Gas | Food Prep Other | E8 | PACT BC Ratio | 0 | 0 | 0 | 0 | 0 | 0 | 0 | 0 | 0 | 0 | 0 | 0 | 0 | 0 | 0 | 0 | 0 | 0 | 0 | 0 | 0 | 0 | 0 | 0 | 0 | 0 | 0 | 0 | 0 | 0
F3_Commercial_Office_New_Food Preparation_Natural Gas_Food Prep Other_E9 | F3 | Commercial | Office | New | Food Preparation | Natural Gas | Food Prep Other | E9 | PACT BC Ratio | 0 | 0 | 0 | 0 | 0 | 0 | 0 | 0 | 0 | 0 | 0 | 0 | 0 | 0 | 0 | 0 | 0 | 0 | 0 | 0 | 0 | 0 | 0 | 0 | 0 | 0 | 0 | 0 | 0 | 0
F3_Commercial_Office_New_Food Preparation_Natural Gas_Food Prep Other_E10 | F3 | Commercial | Office | New | Food Preparation | Natural Gas | Food Prep Other | E10 | PACT BC Ratio | 0 | 0 | 0 | 0 | 0 | 0 | 0 | 0 | 0 | 0 | 0 | 0 | 0 | 0 | 0 | 0 | 0 | 0 | 0 | 0 | 0 | 0 | 0 | 0 | 0 | 0 | 0 | 0 | 0 | 0
F4_Commercial_Office_New_Food Preparation_Natural Gas_Food Prep Other_E1 | F4 | Commercial | Office | New | Food Preparation | Natural Gas | Food Prep Other | E1 | PCT BC Ratio | 0.9 | 0.9 | 0.9 | 0.9 | 0.9 | 0.9 | 0.9 | 0.9 | 0.9 | 0.9 | 0.9 | 0.9 | 0.9 | 0.9 | 0.9 | 0.9 | 0.9 | 0.9 | 0.9 | 0.9 | 0.9 | 0.9 | 0 | 0 | 0 | 0 | 0 | 0 | 0 | 0
F4_Commercial_Office_New_Food Preparation_Natural Gas_Food Prep Other_E2 | F4 | Commercial | Office | New | Food Preparation | Natural Gas | Food Prep Other | E2 | PCT BC Ratio | 0.1043 | 0.10481 | 0.10547 | 0.10674 | 0.10851 | 0.11064 | 0.11258 | 0.11424 | 0.11581 | 0.11741 | 0.11913 | 0.12081 | 0.1224 | 0.124 | 0.12541 | 0.12675 | 0.12819 | 0.12964 | 0.1311 | 0.13256 | 0.134 | 0.13539 | 0 | 0 | 0 | 0 | 0 | 0 | 0 | 0
F4_Commercial_Office_New_Food Preparation_Natural Gas_Food Prep Other_E3 | F4 | Commercial | Office | New | Food Preparation | Natural Gas | Food Prep Other | E3 | PCT BC Ratio | 0 | 0 | 0 | 0 | 0 | 0 | 0 | 0 | 0 | 0 | 0 | 0 | 0 | 0 | 0 | 0 | 0 | 0 | 0 | 0 | 0 | 0 | 0 | 0 | 0 | 0 | 0 | 0 | 0 | 0
F4_Commercial_Office_New_Food Preparation_Natural Gas_Food Prep Other_E4 | F4 | Commercial | Office | New | Food Preparation | Natural Gas | Food Prep Other | E4 | PCT BC Ratio | 0 | 0 | 0 | 0 | 0 | 0 | 0 | 0 | 0 | 0 | 0 | 0 | 0 | 0 | 0 | 0 | 0 | 0 | 0 | 0 | 0 | 0 | 0 | 0 | 0 | 0 | 0 | 0 | 0 | 0
F4_Commercial_Office_New_Food Preparation_Natural Gas_Food Prep Other_E5 | F4 | Commercial | Office | New | Food Preparation | Natural Gas | Food Prep Other | E5 | PCT BC Ratio | 0 | 0 | 0 | 0 | 0 | 0 | 0 | 0 | 0 | 0 | 0 | 0 | 0 | 0 | 0 | 0 | 0 | 0 | 0 | 0 | 0 | 0 | 0 | 0 | 0 | 0 | 0 | 0 | 0 | 0
F4_Commercial_Office_New_Food Preparation_Natural Gas_Food Prep Other_E6 | F4 | Commercial | Office | New | Food Preparation | Natural Gas | Food Prep Other | E6 | PCT BC Ratio | 0 | 0 | 0 | 0 | 0 | 0 | 0 | 0 | 0 | 0 | 0 | 0 | 0 | 0 | 0 | 0 | 0 | 0 | 0 | 0 | 0 | 0 | 0 | 0 | 0 | 0 | 0 | 0 | 0 | 0
F4_Commercial_Office_New_Food Preparation_Natural Gas_Food Prep Other_E7 | F4 | Commercial | Office | New | Food Preparation | Natural Gas | Food Prep Other | E7 | PCT BC Ratio | 0 | 0 | 0 | 0 | 0 | 0 | 0 | 0 | 0 | 0 | 0 | 0 | 0 | 0 | 0 | 0 | 0 | 0 | 0 | 0 | 0 | 0 | 0 | 0 | 0 | 0 | 0 | 0 | 0 | 0
F4_Commercial_Office_New_Food Preparation_Natural Gas_Food Prep Other_E8 | F4 | Commercial | Office | New | Food Preparation | Natural Gas | Food Prep Other | E8 | PCT BC Ratio | 0 | 0 | 0 | 0 | 0 | 0 | 0 | 0 | 0 | 0 | 0 | 0 | 0 | 0 | 0 | 0 | 0 | 0 | 0 | 0 | 0 | 0 | 0 | 0 | 0 | 0 | 0 | 0 | 0 | 0
F4_Commercial_Office_New_Food Preparation_Natural Gas_Food Prep Other_E9 | F4 | Commercial | Office | New | Food Preparation | Natural Gas | Food Prep Other | E9 | PCT BC Ratio | 0 | 0 | 0 | 0 | 0 | 0 | 0 | 0 | 0 | 0 | 0 | 0 | 0 | 0 | 0 | 0 | 0 | 0 | 0 | 0 | 0 | 0 | 0 | 0 | 0 | 0 | 0 | 0 | 0 | 0
F4_Commercial_Office_New_Food Preparation_Natural Gas_Food Prep Other_E10 | F4 | Commercial | Office | New | Food Preparation | Natural Gas | Food Prep Other | E10 | PCT BC Ratio | 0 | 0 | 0 | 0 | 0 | 0 | 0 | 0 | 0 | 0 | 0 | 0 | 0 | 0 | 0 | 0 | 0 | 0 | 0 | 0 | 0 | 0 | 0 | 0 | 0 | 0 | 0 | 0 | 0 | 0
F5_Commercial_Office_New_Food Preparation_Natural Gas_Food Prep Other_E1 | F5 | Commercial | Office | New | Food Preparation | Natural Gas | Food Prep Other | E1 | RIM BC Ratio | 0.9 | 0.9 | 0.9 | 0.9 | 0.9 | 0.9 | 0.9 | 0.9 | 0.9 | 0.9 | 0.9 | 0.9 | 0.9 | 0.9 | 0.9 | 0.9 | 0.9 | 0.9 | 0.9 | 0.9 | 0.9 | 0.9 | 0 | 0 | 0 | 0 | 0 | 0 | 0 | 0
F5_Commercial_Office_New_Food Preparation_Natural Gas_Food Prep Other_E2 | F5 | Commercial | Office | New | Food Preparation | Natural Gas | Food Prep Other | E2 | RIM BC Ratio | 0.4734 | 0.47476 | 0.47651 | 0.47983 | 0.48435 | 0.48963 | 0.4943 | 0.49819 | 0.50181 | 0.50542 | 0.5092 | 0.51281 | 0.51615 | 0.51944 | 0.5223 | 0.52495 | 0.52777 | 0.53055 | 0.5333 | 0.53599 | 0.53859 | 0.54109 | 0 | 0 | 0 | 0 | 0 | 0 | 0 | 0
F5_Commercial_Office_New_Food Preparation_Natural Gas_Food Prep Other_E3 | F5 | Commercial | Office | New | Food Preparation | Natural Gas | Food Prep Other | E3 | RIM BC Ratio | 0 | 0 | 0 | 0 | 0 | 0 | 0 | 0 | 0 | 0 | 0 | 0 | 0 | 0 | 0 | 0 | 0 | 0 | 0 | 0 | 0 | 0 | 0 | 0 | 0 | 0 | 0 | 0 | 0 | 0
F5_Commercial_Office_New_Food Preparation_Natural Gas_Food Prep Other_E4 | F5 | Commercial | Office | New | Food Preparation | Natural Gas | Food Prep Other | E4 | RIM BC Ratio | 0 | 0 | 0 | 0 | 0 | 0 | 0 | 0 | 0 | 0 | 0 | 0 | 0 | 0 | 0 | 0 | 0 | 0 | 0 | 0 | 0 | 0 | 0 | 0 | 0 | 0 | 0 | 0 | 0 | 0
F5_Commercial_Office_New_Food Preparation_Natural Gas_Food Prep Other_E5 | F5 | Commercial | Office | New | Food Preparation | Natural Gas | Food Prep Other | E5 | RIM BC Ratio | 0 | 0 | 0 | 0 | 0 | 0 | 0 | 0 | 0 | 0 | 0 | 0 | 0 | 0 | 0 | 0 | 0 | 0 | 0 | 0 | 0 | 0 | 0 | 0 | 0 | 0 | 0 | 0 | 0 | 0
F5_Commercial_Office_New_Food Preparation_Natural Gas_Food Prep Other_E6 | F5 | Commercial | Office | New | Food Preparation | Natural Gas | Food Prep Other | E6 | RIM BC Ratio | 0 | 0 | 0 | 0 | 0 | 0 | 0 | 0 | 0 | 0 | 0 | 0 | 0 | 0 | 0 | 0 | 0 | 0 | 0 | 0 | 0 | 0 | 0 | 0 | 0 | 0 | 0 | 0 | 0 | 0
F5_Commercial_Office_New_Food Preparation_Natural Gas_Food Prep Other_E7 | F5 | Commercial | Office | New | Food Preparation | Natural Gas | Food Prep Other | E7 | RIM BC Ratio | 0 | 0 | 0 | 0 | 0 | 0 | 0 | 0 | 0 | 0 | 0 | 0 | 0 | 0 | 0 | 0 | 0 | 0 | 0 | 0 | 0 | 0 | 0 | 0 | 0 | 0 | 0 | 0 | 0 | 0
F5_Commercial_Office_New_Food Preparation_Natural Gas_Food Prep Other_E8 | F5 | Commercial | Office | New | Food Preparation | Natural Gas | Food Prep Other | E8 | RIM BC Ratio | 0 | 0 | 0 | 0 | 0 | 0 | 0 | 0 | 0 | 0 | 0 | 0 | 0 | 0 | 0 | 0 | 0 | 0 | 0 | 0 | 0 | 0 | 0 | 0 | 0 | 0 | 0 | 0 | 0 | 0
F5_Commercial_Office_New_Food Preparation_Natural Gas_Food Prep Other_E9 | F5 | Commercial | Office | New | Food Preparation | Natural Gas | Food Prep Other | E9 | RIM BC Ratio | 0 | 0 | 0 | 0 | 0 | 0 | 0 | 0 | 0 | 0 | 0 | 0 | 0 | 0 | 0 | 0 | 0 | 0 | 0 | 0 | 0 | 0 | 0 | 0 | 0 | 0 | 0 | 0 | 0 | 0
F5_Commercial_Office_New_Food Preparation_Natural Gas_Food Prep Other_E10 | F5 | Commercial | Office | New | Food Preparation | Natural Gas | Food Prep Other | E10 | RIM BC Ratio | 0 | 0 | 0 | 0 | 0 | 0 | 0 | 0 | 0 | 0 | 0 | 0 | 0 | 0 | 0 | 0 | 0 | 0 | 0 | 0 | 0 | 0 | 0 | 0 | 0 | 0 | 0 | 0 | 0 | 0
F0_Commercial_Office_New_Miscellaneous_Natural Gas_Pool Heater_E0 | F0 | Commercial | Office | New | Miscellaneous | Natural Gas | Pool Heater | E0 | Economic Unit | Standard (EF .78) | Standard (EF .78) | Standard (EF .78) | Standard (EF .78) | Standard (EF .78) | Standard (EF .78) | Standard (EF .78) | Standard (EF .78) | Standard (EF .78) | Standard (EF .78) | Standard (EF .78) | Standard (EF .78) | Condensing (EF .90) | Condensing (EF .90) | Condensing (EF .90) | Condensing (EF .90) | Condensing (EF .90) | Condensing (EF .90) | Condensing (EF .90) | Condensing (EF .90) | Condensing (EF .90) | Condensing (EF .90) | 0 | 0 | 0 | 0 | 0 | 0 | 0 | 0
F1_Commercial_Office_New_Miscellaneous_Natural Gas_Pool Heater_E1 | F1 | Commercial | Office | New | Miscellaneous | Natural Gas | Pool Heater | E1 | CCE | 0 | 0 | 0 | 0 | 0 | 0 | 0 | 0 | 0 | 0 | 0 | 0 | 0 | 0 | 0 | 0 | 0 | 0 | 0 | 0 | 0 | 0 | 0 | 0 | 0 | 0 | 0 | 0 | 0 | 0
F1_Commercial_Office_New_Miscellaneous_Natural Gas_Pool Heater_E2 | F1 | Commercial | Office | New | Miscellaneous | Natural Gas | Pool Heater | E2 | CCE | 0.016289 | 0.016289 | 0.017113 | 0.016853 | 0.0166 | 0.016284 | 0.016239 | 0.016135 | 0.016038 | 0.015891 | 0.015869 | 0.015796 | 0.015731 | 0.015606 | 0.015623 | 0.015575 | 0.015528 | 0.015425 | 0.015456 | 0.015426 | 0.015403 | 0.015317 | 0 | 0 | 0 | 0 | 0 | 0 | 0 | 0
F1_Commercial_Office_New_Miscellaneous_Natural Gas_Pool Heater_E3 | F1 | Commercial | Office | New | Miscellaneous | Natural Gas | Pool Heater | E3 | CCE | 0 | 0 | 0 | 0 | 0 | 0 | 0 | 0 | 0 | 0 | 0 | 0 | 0 | 0 | 0 | 0 | 0 | 0 | 0 | 0 | 0 | 0 | 0 | 0 | 0 | 0 | 0 | 0 | 0 | 0
F1_Commercial_Office_New_Miscellaneous_Natural Gas_Pool Heater_E4 | F1 | Commercial | Office | New | Miscellaneous | Natural Gas | Pool Heater | E4 | CCE | 0 | 0 | 0 | 0 | 0 | 0 | 0 | 0 | 0 | 0 | 0 | 0 | 0 | 0 | 0 | 0 | 0 | 0 | 0 | 0 | 0 | 0 | 0 | 0 | 0 | 0 | 0 | 0 | 0 | 0
F1_Commercial_Office_New_Miscellaneous_Natural Gas_Pool Heater_E5 | F1 | Commercial | Office | New | Miscellaneous | Natural Gas | Pool Heater | E5 | CCE | 0 | 0 | 0 | 0 | 0 | 0 | 0 | 0 | 0 | 0 | 0 | 0 | 0 | 0 | 0 | 0 | 0 | 0 | 0 | 0 | 0 | 0 | 0 | 0 | 0 | 0 | 0 | 0 | 0 | 0
F1_Commercial_Office_New_Miscellaneous_Natural Gas_Pool Heater_E6 | F1 | Commercial | Office | New | Miscellaneous | Natural Gas | Pool Heater | E6 | CCE | 0 | 0 | 0 | 0 | 0 | 0 | 0 | 0 | 0 | 0 | 0 | 0 | 0 | 0 | 0 | 0 | 0 | 0 | 0 | 0 | 0 | 0 | 0 | 0 | 0 | 0 | 0 | 0 | 0 | 0
F1_Commercial_Office_New_Miscellaneous_Natural Gas_Pool Heater_E7 | F1 | Commercial | Office | New | Miscellaneous | Natural Gas | Pool Heater | E7 | CCE | 0 | 0 | 0 | 0 | 0 | 0 | 0 | 0 | 0 | 0 | 0 | 0 | 0 | 0 | 0 | 0 | 0 | 0 | 0 | 0 | 0 | 0 | 0 | 0 | 0 | 0 | 0 | 0 | 0 | 0
F1_Commercial_Office_New_Miscellaneous_Natural Gas_Pool Heater_E8 | F1 | Commercial | Office | New | Miscellaneous | Natural Gas | Pool Heater | E8 | CCE | 0 | 0 | 0 | 0 | 0 | 0 | 0 | 0 | 0 | 0 | 0 | 0 | 0 | 0 | 0 | 0 | 0 | 0 | 0 | 0 | 0 | 0 | 0 | 0 | 0 | 0 | 0 | 0 | 0 | 0
F1_Commercial_Office_New_Miscellaneous_Natural Gas_Pool Heater_E9 | F1 | Commercial | Office | New | Miscellaneous | Natural Gas | Pool Heater | E9 | CCE | 0 | 0 | 0 | 0 | 0 | 0 | 0 | 0 | 0 | 0 | 0 | 0 | 0 | 0 | 0 | 0 | 0 | 0 | 0 | 0 | 0 | 0 | 0 | 0 | 0 | 0 | 0 | 0 | 0 | 0
F1_Commercial_Office_New_Miscellaneous_Natural Gas_Pool Heater_E10 | F1 | Commercial | Office | New | Miscellaneous | Natural Gas | Pool Heater | E10 | CCE | 0 | 0 | 0 | 0 | 0 | 0 | 0 | 0 | 0 | 0 | 0 | 0 | 0 | 0 | 0 | 0 | 0 | 0 | 0 | 0 | 0 | 0 | 0 | 0 | 0 | 0 | 0 | 0 | 0 | 0
F2_Commercial_Office_New_Miscellaneous_Natural Gas_Pool Heater_E1 | F2 | Commercial | Office | New | Miscellaneous | Natural Gas | Pool Heater | E1 | TRC BC Ratio | 0.9 | 0.9 | 0.9 | 0.9 | 0.9 | 0.9 | 0.9 | 0.9 | 0.9 | 0.9 | 0.9 | 0.9 | 0.9 | 0.9 | 0.9 | 0.9 | 0.9 | 0.9 | 0.9 | 0.9 | 0.9 | 0.9 | 0 | 0 | 0 | 0 | 0 | 0 | 0 | 0
F2_Commercial_Office_New_Miscellaneous_Natural Gas_Pool Heater_E2 | F2 | Commercial | Office | New | Miscellaneous | Natural Gas | Pool Heater | E2 | TRC BC Ratio | 0.5239 | 0.52164 | 0.52208 | 0.52981 | 0.54312 | 0.56021 | 0.57494 | 0.58666 | 0.59726 | 0.60773 | 0.61914 | 0.63073 | 0.64215 | 0.65494 | 0.66711 | 0.67867 | 0.69034 | 0.7008 | 0.70989 | 0.71743 | 0.72449 | 0.73101 | 0 | 0 | 0 | 0 | 0 | 0 | 0 | 0
F2_Commercial_Office_New_Miscellaneous_Natural Gas_Pool Heater_E3 | F2 | Commercial | Office | New | Miscellaneous | Natural Gas | Pool Heater | E3 | TRC BC Ratio | 0 | 0 | 0 | 0 | 0 | 0 | 0 | 0 | 0 | 0 | 0 | 0 | 0 | 0 | 0 | 0 | 0 | 0 | 0 | 0 | 0 | 0 | 0 | 0 | 0 | 0 | 0 | 0 | 0 | 0
F2_Commercial_Office_New_Miscellaneous_Natural Gas_Pool Heater_E4 | F2 | Commercial | Office | New | Miscellaneous | Natural Gas | Pool Heater | E4 | TRC BC Ratio | 0 | 0 | 0 | 0 | 0 | 0 | 0 | 0 | 0 | 0 | 0 | 0 | 0 | 0 | 0 | 0 | 0 | 0 | 0 | 0 | 0 | 0 | 0 | 0 | 0 | 0 | 0 | 0 | 0 | 0
F2_Commercial_Office_New_Miscellaneous_Natural Gas_Pool Heater_E5 | F2 | Commercial | Office | New | Miscellaneous | Natural Gas | Pool Heater | E5 | TRC BC Ratio | 0 | 0 | 0 | 0 | 0 | 0 | 0 | 0 | 0 | 0 | 0 | 0 | 0 | 0 | 0 | 0 | 0 | 0 | 0 | 0 | 0 | 0 | 0 | 0 | 0 | 0 | 0 | 0 | 0 | 0
F2_Commercial_Office_New_Miscellaneous_Natural Gas_Pool Heater_E6 | F2 | Commercial | Office | New | Miscellaneous | Natural Gas | Pool Heater | E6 | TRC BC Ratio | 0 | 0 | 0 | 0 | 0 | 0 | 0 | 0 | 0 | 0 | 0 | 0 | 0 | 0 | 0 | 0 | 0 | 0 | 0 | 0 | 0 | 0 | 0 | 0 | 0 | 0 | 0 | 0 | 0 | 0
F2_Commercial_Office_New_Miscellaneous_Natural Gas_Pool Heater_E7 | F2 | Commercial | Office | New | Miscellaneous | Natural Gas | Pool Heater | E7 | TRC BC Ratio | 0 | 0 | 0 | 0 | 0 | 0 | 0 | 0 | 0 | 0 | 0 | 0 | 0 | 0 | 0 | 0 | 0 | 0 | 0 | 0 | 0 | 0 | 0 | 0 | 0 | 0 | 0 | 0 | 0 | 0
F2_Commercial_Office_New_Miscellaneous_Natural Gas_Pool Heater_E8 | F2 | Commercial | Office | New | Miscellaneous | Natural Gas | Pool Heater | E8 | TRC BC Ratio | 0 | 0 | 0 | 0 | 0 | 0 | 0 | 0 | 0 | 0 | 0 | 0 | 0 | 0 | 0 | 0 | 0 | 0 | 0 | 0 | 0 | 0 | 0 | 0 | 0 | 0 | 0 | 0 | 0 | 0
F2_Commercial_Office_New_Miscellaneous_Natural Gas_Pool Heater_E9 | F2 | Commercial | Office | New | Miscellaneous | Natural Gas | Pool Heater | E9 | TRC BC Ratio | 0 | 0 | 0 | 0 | 0 | 0 | 0 | 0 | 0 | 0 | 0 | 0 | 0 | 0 | 0 | 0 | 0 | 0 | 0 | 0 | 0 | 0 | 0 | 0 | 0 | 0 | 0 | 0 | 0 | 0
F2_Commercial_Office_New_Miscellaneous_Natural Gas_Pool Heater_E10 | F2 | Commercial | Office | New | Miscellaneous | Natural Gas | Pool Heater | E10 | TRC BC Ratio | 0 | 0 | 0 | 0 | 0 | 0 | 0 | 0 | 0 | 0 | 0 | 0 | 0 | 0 | 0 | 0 | 0 | 0 | 0 | 0 | 0 | 0 | 0 | 0 | 0 | 0 | 0 | 0 | 0 | 0
F3_Commercial_Office_New_Miscellaneous_Natural Gas_Pool Heater_E1 | F3 | Commercial | Office | New | Miscellaneous | Natural Gas | Pool Heater | E1 | PACT BC Ratio | 0.9 | 0.9 | 0.9 | 0.9 | 0.9 | 0.9 | 0.9 | 0.9 | 0.9 | 0.9 | 0.9 | 0.9 | 0.9 | 0.9 | 0.9 | 0.9 | 0.9 | 0.9 | 0.9 | 0.9 | 0.9 | 0.9 | 0 | 0 | 0 | 0 | 0 | 0 | 0 | 0
F3_Commercial_Office_New_Miscellaneous_Natural Gas_Pool Heater_E2 | F3 | Commercial | Office | New | Miscellaneous | Natural Gas | Pool Heater | E2 | PACT BC Ratio | 0.73673 | 0.73355 | 0.73416 | 0.74503 | 0.76375 | 0.78778 | 0.8085 | 0.82498 | 0.83988 | 0.8546 | 0.87065 | 0.88694 | 0.903 | 0.921 | 0.93811 | 0.95437 | 0.97078 | 0.98549 | 0.99827 | 1.0089 | 1.0188 | 1.028 | 0 | 0 | 0 | 0 | 0 | 0 | 0 | 0
F3_Commercial_Office_New_Miscellaneous_Natural Gas_Pool Heater_E3 | F3 | Commercial | Office | New | Miscellaneous | Natural Gas | Pool Heater | E3 | PACT BC Ratio | 0 | 0 | 0 | 0 | 0 | 0 | 0 | 0 | 0 | 0 | 0 | 0 | 0 | 0 | 0 | 0 | 0 | 0 | 0 | 0 | 0 | 0 | 0 | 0 | 0 | 0 | 0 | 0 | 0 | 0
F3_Commercial_Office_New_Miscellaneous_Natural Gas_Pool Heater_E4 | F3 | Commercial | Office | New | Miscellaneous | Natural Gas | Pool Heater | E4 | PACT BC Ratio | 0 | 0 | 0 | 0 | 0 | 0 | 0 | 0 | 0 | 0 | 0 | 0 | 0 | 0 | 0 | 0 | 0 | 0 | 0 | 0 | 0 | 0 | 0 | 0 | 0 | 0 | 0 | 0 | 0 | 0
F3_Commercial_Office_New_Miscellaneous_Natural Gas_Pool Heater_E5 | F3 | Commercial | Office | New | Miscellaneous | Natural Gas | Pool Heater | E5 | PACT BC Ratio | 0 | 0 | 0 | 0 | 0 | 0 | 0 | 0 | 0 | 0 | 0 | 0 | 0 | 0 | 0 | 0 | 0 | 0 | 0 | 0 | 0 | 0 | 0 | 0 | 0 | 0 | 0 | 0 | 0 | 0
F3_Commercial_Office_New_Miscellaneous_Natural Gas_Pool Heater_E6 | F3 | Commercial | Office | New | Miscellaneous | Natural Gas | Pool Heater | E6 | PACT BC Ratio | 0 | 0 | 0 | 0 | 0 | 0 | 0 | 0 | 0 | 0 | 0 | 0 | 0 | 0 | 0 | 0 | 0 | 0 | 0 | 0 | 0 | 0 | 0 | 0 | 0 | 0 | 0 | 0 | 0 | 0
F3_Commercial_Office_New_Miscellaneous_Natural Gas_Pool Heater_E7 | F3 | Commercial | Office | New | Miscellaneous | Natural Gas | Pool Heater | E7 | PACT BC Ratio | 0 | 0 | 0 | 0 | 0 | 0 | 0 | 0 | 0 | 0 | 0 | 0 | 0 | 0 | 0 | 0 | 0 | 0 | 0 | 0 | 0 | 0 | 0 | 0 | 0 | 0 | 0 | 0 | 0 | 0
F3_Commercial_Office_New_Miscellaneous_Natural Gas_Pool Heater_E8 | F3 | Commercial | Office | New | Miscellaneous | Natural Gas | Pool Heater | E8 | PACT BC Ratio | 0 | 0 | 0 | 0 | 0 | 0 | 0 | 0 | 0 | 0 | 0 | 0 | 0 | 0 | 0 | 0 | 0 | 0 | 0 | 0 | 0 | 0 | 0 | 0 | 0 | 0 | 0 | 0 | 0 | 0
F3_Commercial_Office_New_Miscellaneous_Natural Gas_Pool Heater_E9 | F3 | Commercial | Office | New | Miscellaneous | Natural Gas | Pool Heater | E9 | PACT BC Ratio | 0 | 0 | 0 | 0 | 0 | 0 | 0 | 0 | 0 | 0 | 0 | 0 | 0 | 0 | 0 | 0 | 0 | 0 | 0 | 0 | 0 | 0 | 0 | 0 | 0 | 0 | 0 | 0 | 0 | 0
F3_Commercial_Office_New_Miscellaneous_Natural Gas_Pool Heater_E10 | F3 | Commercial | Office | New | Miscellaneous | Natural Gas | Pool Heater | E10 | PACT BC Ratio | 0 | 0 | 0 | 0 | 0 | 0 | 0 | 0 | 0 | 0 | 0 | 0 | 0 | 0 | 0 | 0 | 0 | 0 | 0 | 0 | 0 | 0 | 0 | 0 | 0 | 0 | 0 | 0 | 0 | 0
F4_Commercial_Office_New_Miscellaneous_Natural Gas_Pool Heater_E1 | F4 | Commercial | Office | New | Miscellaneous | Natural Gas | Pool Heater | E1 | PCT BC Ratio | 0.9 | 0.9 | 0.9 | 0.9 | 0.9 | 0.9 | 0.9 | 0.9 | 0.9 | 0.9 | 0.9 | 0.9 | 0.9 | 0.9 | 0.9 | 0.9 | 0.9 | 0.9 | 0.9 | 0.9 | 0.9 | 0.9 | 0 | 0 | 0 | 0 | 0 | 0 | 0 | 0
F4_Commercial_Office_New_Miscellaneous_Natural Gas_Pool Heater_E2 | F4 | Commercial | Office | New | Miscellaneous | Natural Gas | Pool Heater | E2 | PCT BC Ratio | 1.5399 | 1.5356 | 1.5364 | 1.5512 | 1.5766 | 1.6092 | 1.6373 | 1.6597 | 1.6799 | 1.6999 | 1.7217 | 1.7439 | 1.7657 | 1.7901 | 1.8133 | 1.8354 | 1.8577 | 1.8776 | 1.895 | 1.9094 | 1.9229 | 1.9353 | 0 | 0 | 0 | 0 | 0 | 0 | 0 | 0
F4_Commercial_Office_New_Miscellaneous_Natural Gas_Pool Heater_E3 | F4 | Commercial | Office | New | Miscellaneous | Natural Gas | Pool Heater | E3 | PCT BC Ratio | 0 | 0 | 0 | 0 | 0 | 0 | 0 | 0 | 0 | 0 | 0 | 0 | 0 | 0 | 0 | 0 | 0 | 0 | 0 | 0 | 0 | 0 | 0 | 0 | 0 | 0 | 0 | 0 | 0 | 0
F4_Commercial_Office_New_Miscellaneous_Natural Gas_Pool Heater_E4 | F4 | Commercial | Office | New | Miscellaneous | Natural Gas | Pool Heater | E4 | PCT BC Ratio | 0 | 0 | 0 | 0 | 0 | 0 | 0 | 0 | 0 | 0 | 0 | 0 | 0 | 0 | 0 | 0 | 0 | 0 | 0 | 0 | 0 | 0 | 0 | 0 | 0 | 0 | 0 | 0 | 0 | 0
F4_Commercial_Office_New_Miscellaneous_Natural Gas_Pool Heater_E5 | F4 | Commercial | Office | New | Miscellaneous | Natural Gas | Pool Heater | E5 | PCT BC Ratio | 0 | 0 | 0 | 0 | 0 | 0 | 0 | 0 | 0 | 0 | 0 | 0 | 0 | 0 | 0 | 0 | 0 | 0 | 0 | 0 | 0 | 0 | 0 | 0 | 0 | 0 | 0 | 0 | 0 | 0
F4_Commercial_Office_New_Miscellaneous_Natural Gas_Pool Heater_E6 | F4 | Commercial | Office | New | Miscellaneous | Natural Gas | Pool Heater | E6 | PCT BC Ratio | 0 | 0 | 0 | 0 | 0 | 0 | 0 | 0 | 0 | 0 | 0 | 0 | 0 | 0 | 0 | 0 | 0 | 0 | 0 | 0 | 0 | 0 | 0 | 0 | 0 | 0 | 0 | 0 | 0 | 0
F4_Commercial_Office_New_Miscellaneous_Natural Gas_Pool Heater_E7 | F4 | Commercial | Office | New | Miscellaneous | Natural Gas | Pool Heater | E7 | PCT BC Ratio | 0 | 0 | 0 | 0 | 0 | 0 | 0 | 0 | 0 | 0 | 0 | 0 | 0 | 0 | 0 | 0 | 0 | 0 | 0 | 0 | 0 | 0 | 0 | 0 | 0 | 0 | 0 | 0 | 0 | 0
F4_Commercial_Office_New_Miscellaneous_Natural Gas_Pool Heater_E8 | F4 | Commercial | Office | New | Miscellaneous | Natural Gas | Pool Heater | E8 | PCT BC Ratio | 0 | 0 | 0 | 0 | 0 | 0 | 0 | 0 | 0 | 0 | 0 | 0 | 0 | 0 | 0 | 0 | 0 | 0 | 0 | 0 | 0 | 0 | 0 | 0 | 0 | 0 | 0 | 0 | 0 | 0
F4_Commercial_Office_New_Miscellaneous_Natural Gas_Pool Heater_E9 | F4 | Commercial | Office | New | Miscellaneous | Natural Gas | Pool Heater | E9 | PCT BC Ratio | 0 | 0 | 0 | 0 | 0 | 0 | 0 | 0 | 0 | 0 | 0 | 0 | 0 | 0 | 0 | 0 | 0 | 0 | 0 | 0 | 0 | 0 | 0 | 0 | 0 | 0 | 0 | 0 | 0 | 0
F4_Commercial_Office_New_Miscellaneous_Natural Gas_Pool Heater_E10 | F4 | Commercial | Office | New | Miscellaneous | Natural Gas | Pool Heater | E10 | PCT BC Ratio | 0 | 0 | 0 | 0 | 0 | 0 | 0 | 0 | 0 | 0 | 0 | 0 | 0 | 0 | 0 | 0 | 0 | 0 | 0 | 0 | 0 | 0 | 0 | 0 | 0 | 0 | 0 | 0 | 0 | 0
F5_Commercial_Office_New_Miscellaneous_Natural Gas_Pool Heater_E1 | F5 | Commercial | Office | New | Miscellaneous | Natural Gas | Pool Heater | E1 | RIM BC Ratio | 0.9 | 0.9 | 0.9 | 0.9 | 0.9 | 0.9 | 0.9 | 0.9 | 0.9 | 0.9 | 0.9 | 0.9 | 0.9 | 0.9 | 0.9 | 0.9 | 0.9 | 0.9 | 0.9 | 0.9 | 0.9 | 0.9 | 0 | 0 | 0 | 0 | 0 | 0 | 0 | 0
F5_Commercial_Office_New_Miscellaneous_Natural Gas_Pool Heater_E2 | F5 | Commercial | Office | New | Miscellaneous | Natural Gas | Pool Heater | E2 | RIM BC Ratio | 0.39133 | 0.39043 | 0.3906 | 0.39366 | 0.39882 | 0.40528 | 0.41069 | 0.4149 | 0.41863 | 0.42226 | 0.42614 | 0.43001 | 0.43375 | 0.43786 | 0.44169 | 0.44526 | 0.4488 | 0.45192 | 0.45459 | 0.45677 | 0.4588 | 0.46065 | 0 | 0 | 0 | 0 | 0 | 0 | 0 | 0
F5_Commercial_Office_New_Miscellaneous_Natural Gas_Pool Heater_E3 | F5 | Commercial | Office | New | Miscellaneous | Natural Gas | Pool Heater | E3 | RIM BC Ratio | 0 | 0 | 0 | 0 | 0 | 0 | 0 | 0 | 0 | 0 | 0 | 0 | 0 | 0 | 0 | 0 | 0 | 0 | 0 | 0 | 0 | 0 | 0 | 0 | 0 | 0 | 0 | 0 | 0 | 0
F5_Commercial_Office_New_Miscellaneous_Natural Gas_Pool Heater_E4 | F5 | Commercial | Office | New | Miscellaneous | Natural Gas | Pool Heater | E4 | RIM BC Ratio | 0 | 0 | 0 | 0 | 0 | 0 | 0 | 0 | 0 | 0 | 0 | 0 | 0 | 0 | 0 | 0 | 0 | 0 | 0 | 0 | 0 | 0 | 0 | 0 | 0 | 0 | 0 | 0 | 0 | 0
F5_Commercial_Office_New_Miscellaneous_Natural Gas_Pool Heater_E5 | F5 | Commercial | Office | New | Miscellaneous | Natural Gas | Pool Heater | E5 | RIM BC Ratio | 0 | 0 | 0 | 0 | 0 | 0 | 0 | 0 | 0 | 0 | 0 | 0 | 0 | 0 | 0 | 0 | 0 | 0 | 0 | 0 | 0 | 0 | 0 | 0 | 0 | 0 | 0 | 0 | 0 | 0
F5_Commercial_Office_New_Miscellaneous_Natural Gas_Pool Heater_E6 | F5 | Commercial | Office | New | Miscellaneous | Natural Gas | Pool Heater | E6 | RIM BC Ratio | 0 | 0 | 0 | 0 | 0 | 0 | 0 | 0 | 0 | 0 | 0 | 0 | 0 | 0 | 0 | 0 | 0 | 0 | 0 | 0 | 0 | 0 | 0 | 0 | 0 | 0 | 0 | 0 | 0 | 0
F5_Commercial_Office_New_Miscellaneous_Natural Gas_Pool Heater_E7 | F5 | Commercial | Office | New | Miscellaneous | Natural Gas | Pool Heater | E7 | RIM BC Ratio | 0 | 0 | 0 | 0 | 0 | 0 | 0 | 0 | 0 | 0 | 0 | 0 | 0 | 0 | 0 | 0 | 0 | 0 | 0 | 0 | 0 | 0 | 0 | 0 | 0 | 0 | 0 | 0 | 0 | 0
F5_Commercial_Office_New_Miscellaneous_Natural Gas_Pool Heater_E8 | F5 | Commercial | Office | New | Miscellaneous | Natural Gas | Pool Heater | E8 | RIM BC Ratio | 0 | 0 | 0 | 0 | 0 | 0 | 0 | 0 | 0 | 0 | 0 | 0 | 0 | 0 | 0 | 0 | 0 | 0 | 0 | 0 | 0 | 0 | 0 | 0 | 0 | 0 | 0 | 0 | 0 | 0
F5_Commercial_Office_New_Miscellaneous_Natural Gas_Pool Heater_E9 | F5 | Commercial | Office | New | Miscellaneous | Natural Gas | Pool Heater | E9 | RIM BC Ratio | 0 | 0 | 0 | 0 | 0 | 0 | 0 | 0 | 0 | 0 | 0 | 0 | 0 | 0 | 0 | 0 | 0 | 0 | 0 | 0 | 0 | 0 | 0 | 0 | 0 | 0 | 0 | 0 | 0 | 0
F5_Commercial_Office_New_Miscellaneous_Natural Gas_Pool Heater_E10 | F5 | Commercial | Office | New | Miscellaneous | Natural Gas | Pool Heater | E10 | RIM BC Ratio | 0 | 0 | 0 | 0 | 0 | 0 | 0 | 0 | 0 | 0 | 0 | 0 | 0 | 0 | 0 | 0 | 0 | 0 | 0 | 0 | 0 | 0 | 0 | 0 | 0 | 0 | 0 | 0 | 0 | 0
F0_Commercial_Office_New_Miscellaneous_Natural Gas_Miscellaneous_E0 | F0 | Commercial | Office | New | Miscellaneous | Natural Gas | Miscellaneous | E0 | Economic Unit | Miscellaneous | Miscellaneous | Miscellaneous | Miscellaneous | Miscellaneous | Miscellaneous | Miscellaneous | Miscellaneous | Miscellaneous | Miscellaneous | Miscellaneous | Miscellaneous | Miscellaneous | Miscellaneous | Miscellaneous | Miscellaneous | Miscellaneous | Miscellaneous | Miscellaneous | Miscellaneous | Miscellaneous | Miscellaneous | 0 | 0 | 0 | 0 | 0 | 0 | 0 | 0
F1_Commercial_Office_New_Miscellaneous_Natural Gas_Miscellaneous_E1 | F1 | Commercial | Office | New | Miscellaneous | Natural Gas | Miscellaneous | E1 | CCE | 0 | 0 | 0 | 0 | 0 | 0 | 0 | 0 | 0 | 0 | 0 | 0 | 0 | 0 | 0 | 0 | 0 | 0 | 0 | 0 | 0 | 0 | 0 | 0 | 0 | 0 | 0 | 0 | 0 | 0
F1_Commercial_Office_New_Miscellaneous_Natural Gas_Miscellaneous_E2 | F1 | Commercial | Office | New | Miscellaneous | Natural Gas | Miscellaneous | E2 | CCE | 0 | 0 | 0 | 0 | 0 | 0 | 0 | 0 | 0 | 0 | 0 | 0 | 0 | 0 | 0 | 0 | 0 | 0 | 0 | 0 | 0 | 0 | 0 | 0 | 0 | 0 | 0 | 0 | 0 | 0
F1_Commercial_Office_New_Miscellaneous_Natural Gas_Miscellaneous_E3 | F1 | Commercial | Office | New | Miscellaneous | Natural Gas | Miscellaneous | E3 | CCE | 0 | 0 | 0 | 0 | 0 | 0 | 0 | 0 | 0 | 0 | 0 | 0 | 0 | 0 | 0 | 0 | 0 | 0 | 0 | 0 | 0 | 0 | 0 | 0 | 0 | 0 | 0 | 0 | 0 | 0
F1_Commercial_Office_New_Miscellaneous_Natural Gas_Miscellaneous_E4 | F1 | Commercial | Office | New | Miscellaneous | Natural Gas | Miscellaneous | E4 | CCE | 0 | 0 | 0 | 0 | 0 | 0 | 0 | 0 | 0 | 0 | 0 | 0 | 0 | 0 | 0 | 0 | 0 | 0 | 0 | 0 | 0 | 0 | 0 | 0 | 0 | 0 | 0 | 0 | 0 | 0
F1_Commercial_Office_New_Miscellaneous_Natural Gas_Miscellaneous_E5 | F1 | Commercial | Office | New | Miscellaneous | Natural Gas | Miscellaneous | E5 | CCE | 0 | 0 | 0 | 0 | 0 | 0 | 0 | 0 | 0 | 0 | 0 | 0 | 0 | 0 | 0 | 0 | 0 | 0 | 0 | 0 | 0 | 0 | 0 | 0 | 0 | 0 | 0 | 0 | 0 | 0
F1_Commercial_Office_New_Miscellaneous_Natural Gas_Miscellaneous_E6 | F1 | Commercial | Office | New | Miscellaneous | Natural Gas | Miscellaneous | E6 | CCE | 0 | 0 | 0 | 0 | 0 | 0 | 0 | 0 | 0 | 0 | 0 | 0 | 0 | 0 | 0 | 0 | 0 | 0 | 0 | 0 | 0 | 0 | 0 | 0 | 0 | 0 | 0 | 0 | 0 | 0
F1_Commercial_Office_New_Miscellaneous_Natural Gas_Miscellaneous_E7 | F1 | Commercial | Office | New | Miscellaneous | Natural Gas | Miscellaneous | E7 | CCE | 0 | 0 | 0 | 0 | 0 | 0 | 0 | 0 | 0 | 0 | 0 | 0 | 0 | 0 | 0 | 0 | 0 | 0 | 0 | 0 | 0 | 0 | 0 | 0 | 0 | 0 | 0 | 0 | 0 | 0
F1_Commercial_Office_New_Miscellaneous_Natural Gas_Miscellaneous_E8 | F1 | Commercial | Office | New | Miscellaneous | Natural Gas | Miscellaneous | E8 | CCE | 0 | 0 | 0 | 0 | 0 | 0 | 0 | 0 | 0 | 0 | 0 | 0 | 0 | 0 | 0 | 0 | 0 | 0 | 0 | 0 | 0 | 0 | 0 | 0 | 0 | 0 | 0 | 0 | 0 | 0
F1_Commercial_Office_New_Miscellaneous_Natural Gas_Miscellaneous_E9 | F1 | Commercial | Office | New | Miscellaneous | Natural Gas | Miscellaneous | E9 | CCE | 0 | 0 | 0 | 0 | 0 | 0 | 0 | 0 | 0 | 0 | 0 | 0 | 0 | 0 | 0 | 0 | 0 | 0 | 0 | 0 | 0 | 0 | 0 | 0 | 0 | 0 | 0 | 0 | 0 | 0
F1_Commercial_Office_New_Miscellaneous_Natural Gas_Miscellaneous_E10 | F1 | Commercial | Office | New | Miscellaneous | Natural Gas | Miscellaneous | E10 | CCE | 0 | 0 | 0 | 0 | 0 | 0 | 0 | 0 | 0 | 0 | 0 | 0 | 0 | 0 | 0 | 0 | 0 | 0 | 0 | 0 | 0 | 0 | 0 | 0 | 0 | 0 | 0 | 0 | 0 | 0
F2_Commercial_Office_New_Miscellaneous_Natural Gas_Miscellaneous_E1 | F2 | Commercial | Office | New | Miscellaneous | Natural Gas | Miscellaneous | E1 | TRC BC Ratio | 0.9 | 0.9 | 0.9 | 0.9 | 0.9 | 0.9 | 0.9 | 0.9 | 0.9 | 0.9 | 0.9 | 0.9 | 0.9 | 0.9 | 0.9 | 0.9 | 0.9 | 0.9 | 0.9 | 0.9 | 0.9 | 0.9 | 0 | 0 | 0 | 0 | 0 | 0 | 0 | 0
F2_Commercial_Office_New_Miscellaneous_Natural Gas_Miscellaneous_E2 | F2 | Commercial | Office | New | Miscellaneous | Natural Gas | Miscellaneous | E2 | TRC BC Ratio | 0 | 0 | 0 | 0 | 0 | 0 | 0 | 0 | 0 | 0 | 0 | 0 | 0 | 0 | 0 | 0 | 0 | 0 | 0 | 0 | 0 | 0 | 0 | 0 | 0 | 0 | 0 | 0 | 0 | 0
F2_Commercial_Office_New_Miscellaneous_Natural Gas_Miscellaneous_E3 | F2 | Commercial | Office | New | Miscellaneous | Natural Gas | Miscellaneous | E3 | TRC BC Ratio | 0 | 0 | 0 | 0 | 0 | 0 | 0 | 0 | 0 | 0 | 0 | 0 | 0 | 0 | 0 | 0 | 0 | 0 | 0 | 0 | 0 | 0 | 0 | 0 | 0 | 0 | 0 | 0 | 0 | 0
F2_Commercial_Office_New_Miscellaneous_Natural Gas_Miscellaneous_E4 | F2 | Commercial | Office | New | Miscellaneous | Natural Gas | Miscellaneous | E4 | TRC BC Ratio | 0 | 0 | 0 | 0 | 0 | 0 | 0 | 0 | 0 | 0 | 0 | 0 | 0 | 0 | 0 | 0 | 0 | 0 | 0 | 0 | 0 | 0 | 0 | 0 | 0 | 0 | 0 | 0 | 0 | 0
F2_Commercial_Office_New_Miscellaneous_Natural Gas_Miscellaneous_E5 | F2 | Commercial | Office | New | Miscellaneous | Natural Gas | Miscellaneous | E5 | TRC BC Ratio | 0 | 0 | 0 | 0 | 0 | 0 | 0 | 0 | 0 | 0 | 0 | 0 | 0 | 0 | 0 | 0 | 0 | 0 | 0 | 0 | 0 | 0 | 0 | 0 | 0 | 0 | 0 | 0 | 0 | 0
F2_Commercial_Office_New_Miscellaneous_Natural Gas_Miscellaneous_E6 | F2 | Commercial | Office | New | Miscellaneous | Natural Gas | Miscellaneous | E6 | TRC BC Ratio | 0 | 0 | 0 | 0 | 0 | 0 | 0 | 0 | 0 | 0 | 0 | 0 | 0 | 0 | 0 | 0 | 0 | 0 | 0 | 0 | 0 | 0 | 0 | 0 | 0 | 0 | 0 | 0 | 0 | 0
F2_Commercial_Office_New_Miscellaneous_Natural Gas_Miscellaneous_E7 | F2 | Commercial | Office | New | Miscellaneous | Natural Gas | Miscellaneous | E7 | TRC BC Ratio | 0 | 0 | 0 | 0 | 0 | 0 | 0 | 0 | 0 | 0 | 0 | 0 | 0 | 0 | 0 | 0 | 0 | 0 | 0 | 0 | 0 | 0 | 0 | 0 | 0 | 0 | 0 | 0 | 0 | 0
F2_Commercial_Office_New_Miscellaneous_Natural Gas_Miscellaneous_E8 | F2 | Commercial | Office | New | Miscellaneous | Natural Gas | Miscellaneous | E8 | TRC BC Ratio | 0 | 0 | 0 | 0 | 0 | 0 | 0 | 0 | 0 | 0 | 0 | 0 | 0 | 0 | 0 | 0 | 0 | 0 | 0 | 0 | 0 | 0 | 0 | 0 | 0 | 0 | 0 | 0 | 0 | 0
F2_Commercial_Office_New_Miscellaneous_Natural Gas_Miscellaneous_E9 | F2 | Commercial | Office | New | Miscellaneous | Natural Gas | Miscellaneous | E9 | TRC BC Ratio | 0 | 0 | 0 | 0 | 0 | 0 | 0 | 0 | 0 | 0 | 0 | 0 | 0 | 0 | 0 | 0 | 0 | 0 | 0 | 0 | 0 | 0 | 0 | 0 | 0 | 0 | 0 | 0 | 0 | 0
F2_Commercial_Office_New_Miscellaneous_Natural Gas_Miscellaneous_E10 | F2 | Commercial | Office | New | Miscellaneous | Natural Gas | Miscellaneous | E10 | TRC BC Ratio | 0 | 0 | 0 | 0 | 0 | 0 | 0 | 0 | 0 | 0 | 0 | 0 | 0 | 0 | 0 | 0 | 0 | 0 | 0 | 0 | 0 | 0 | 0 | 0 | 0 | 0 | 0 | 0 | 0 | 0
F3_Commercial_Office_New_Miscellaneous_Natural Gas_Miscellaneous_E1 | F3 | Commercial | Office | New | Miscellaneous | Natural Gas | Miscellaneous | E1 | PACT BC Ratio | 0.9 | 0.9 | 0.9 | 0.9 | 0.9 | 0.9 | 0.9 | 0.9 | 0.9 | 0.9 | 0.9 | 0.9 | 0.9 | 0.9 | 0.9 | 0.9 | 0.9 | 0.9 | 0.9 | 0.9 | 0.9 | 0.9 | 0 | 0 | 0 | 0 | 0 | 0 | 0 | 0
F3_Commercial_Office_New_Miscellaneous_Natural Gas_Miscellaneous_E2 | F3 | Commercial | Office | New | Miscellaneous | Natural Gas | Miscellaneous | E2 | PACT BC Ratio | 0 | 0 | 0 | 0 | 0 | 0 | 0 | 0 | 0 | 0 | 0 | 0 | 0 | 0 | 0 | 0 | 0 | 0 | 0 | 0 | 0 | 0 | 0 | 0 | 0 | 0 | 0 | 0 | 0 | 0
F3_Commercial_Office_New_Miscellaneous_Natural Gas_Miscellaneous_E3 | F3 | Commercial | Office | New | Miscellaneous | Natural Gas | Miscellaneous | E3 | PACT BC Ratio | 0 | 0 | 0 | 0 | 0 | 0 | 0 | 0 | 0 | 0 | 0 | 0 | 0 | 0 | 0 | 0 | 0 | 0 | 0 | 0 | 0 | 0 | 0 | 0 | 0 | 0 | 0 | 0 | 0 | 0
F3_Commercial_Office_New_Miscellaneous_Natural Gas_Miscellaneous_E4 | F3 | Commercial | Office | New | Miscellaneous | Natural Gas | Miscellaneous | E4 | PACT BC Ratio | 0 | 0 | 0 | 0 | 0 | 0 | 0 | 0 | 0 | 0 | 0 | 0 | 0 | 0 | 0 | 0 | 0 | 0 | 0 | 0 | 0 | 0 | 0 | 0 | 0 | 0 | 0 | 0 | 0 | 0
F3_Commercial_Office_New_Miscellaneous_Natural Gas_Miscellaneous_E5 | F3 | Commercial | Office | New | Miscellaneous | Natural Gas | Miscellaneous | E5 | PACT BC Ratio | 0 | 0 | 0 | 0 | 0 | 0 | 0 | 0 | 0 | 0 | 0 | 0 | 0 | 0 | 0 | 0 | 0 | 0 | 0 | 0 | 0 | 0 | 0 | 0 | 0 | 0 | 0 | 0 | 0 | 0
F3_Commercial_Office_New_Miscellaneous_Natural Gas_Miscellaneous_E6 | F3 | Commercial | Office | New | Miscellaneous | Natural Gas | Miscellaneous | E6 | PACT BC Ratio | 0 | 0 | 0 | 0 | 0 | 0 | 0 | 0 | 0 | 0 | 0 | 0 | 0 | 0 | 0 | 0 | 0 | 0 | 0 | 0 | 0 | 0 | 0 | 0 | 0 | 0 | 0 | 0 | 0 | 0
F3_Commercial_Office_New_Miscellaneous_Natural Gas_Miscellaneous_E7 | F3 | Commercial | Office | New | Miscellaneous | Natural Gas | Miscellaneous | E7 | PACT BC Ratio | 0 | 0 | 0 | 0 | 0 | 0 | 0 | 0 | 0 | 0 | 0 | 0 | 0 | 0 | 0 | 0 | 0 | 0 | 0 | 0 | 0 | 0 | 0 | 0 | 0 | 0 | 0 | 0 | 0 | 0
F3_Commercial_Office_New_Miscellaneous_Natural Gas_Miscellaneous_E8 | F3 | Commercial | Office | New | Miscellaneous | Natural Gas | Miscellaneous | E8 | PACT BC Ratio | 0 | 0 | 0 | 0 | 0 | 0 | 0 | 0 | 0 | 0 | 0 | 0 | 0 | 0 | 0 | 0 | 0 | 0 | 0 | 0 | 0 | 0 | 0 | 0 | 0 | 0 | 0 | 0 | 0 | 0
F3_Commercial_Office_New_Miscellaneous_Natural Gas_Miscellaneous_E9 | F3 | Commercial | Office | New | Miscellaneous | Natural Gas | Miscellaneous | E9 | PACT BC Ratio | 0 | 0 | 0 | 0 | 0 | 0 | 0 | 0 | 0 | 0 | 0 | 0 | 0 | 0 | 0 | 0 | 0 | 0 | 0 | 0 | 0 | 0 | 0 | 0 | 0 | 0 | 0 | 0 | 0 | 0
F3_Commercial_Office_New_Miscellaneous_Natural Gas_Miscellaneous_E10 | F3 | Commercial | Office | New | Miscellaneous | Natural Gas | Miscellaneous | E10 | PACT BC Ratio | 0 | 0 | 0 | 0 | 0 | 0 | 0 | 0 | 0 | 0 | 0 | 0 | 0 | 0 | 0 | 0 | 0 | 0 | 0 | 0 | 0 | 0 | 0 | 0 | 0 | 0 | 0 | 0 | 0 | 0
F4_Commercial_Office_New_Miscellaneous_Natural Gas_Miscellaneous_E1 | F4 | Commercial | Office | New | Miscellaneous | Natural Gas | Miscellaneous | E1 | PCT BC Ratio | 0.9 | 0.9 | 0.9 | 0.9 | 0.9 | 0.9 | 0.9 | 0.9 | 0.9 | 0.9 | 0.9 | 0.9 | 0.9 | 0.9 | 0.9 | 0.9 | 0.9 | 0.9 | 0.9 | 0.9 | 0.9 | 0.9 | 0 | 0 | 0 | 0 | 0 | 0 | 0 | 0
F4_Commercial_Office_New_Miscellaneous_Natural Gas_Miscellaneous_E2 | F4 | Commercial | Office | New | Miscellaneous | Natural Gas | Miscellaneous | E2 | PCT BC Ratio | 0 | 0 | 0 | 0 | 0 | 0 | 0 | 0 | 0 | 0 | 0 | 0 | 0 | 0 | 0 | 0 | 0 | 0 | 0 | 0 | 0 | 0 | 0 | 0 | 0 | 0 | 0 | 0 | 0 | 0
F4_Commercial_Office_New_Miscellaneous_Natural Gas_Miscellaneous_E3 | F4 | Commercial | Office | New | Miscellaneous | Natural Gas | Miscellaneous | E3 | PCT BC Ratio | 0 | 0 | 0 | 0 | 0 | 0 | 0 | 0 | 0 | 0 | 0 | 0 | 0 | 0 | 0 | 0 | 0 | 0 | 0 | 0 | 0 | 0 | 0 | 0 | 0 | 0 | 0 | 0 | 0 | 0
F4_Commercial_Office_New_Miscellaneous_Natural Gas_Miscellaneous_E4 | F4 | Commercial | Office | New | Miscellaneous | Natural Gas | Miscellaneous | E4 | PCT BC Ratio | 0 | 0 | 0 | 0 | 0 | 0 | 0 | 0 | 0 | 0 | 0 | 0 | 0 | 0 | 0 | 0 | 0 | 0 | 0 | 0 | 0 | 0 | 0 | 0 | 0 | 0 | 0 | 0 | 0 | 0
F4_Commercial_Office_New_Miscellaneous_Natural Gas_Miscellaneous_E5 | F4 | Commercial | Office | New | Miscellaneous | Natural Gas | Miscellaneous | E5 | PCT BC Ratio | 0 | 0 | 0 | 0 | 0 | 0 | 0 | 0 | 0 | 0 | 0 | 0 | 0 | 0 | 0 | 0 | 0 | 0 | 0 | 0 | 0 | 0 | 0 | 0 | 0 | 0 | 0 | 0 | 0 | 0
F4_Commercial_Office_New_Miscellaneous_Natural Gas_Miscellaneous_E6 | F4 | Commercial | Office | New | Miscellaneous | Natural Gas | Miscellaneous | E6 | PCT BC Ratio | 0 | 0 | 0 | 0 | 0 | 0 | 0 | 0 | 0 | 0 | 0 | 0 | 0 | 0 | 0 | 0 | 0 | 0 | 0 | 0 | 0 | 0 | 0 | 0 | 0 | 0 | 0 | 0 | 0 | 0
F4_Commercial_Office_New_Miscellaneous_Natural Gas_Miscellaneous_E7 | F4 | Commercial | Office | New | Miscellaneous | Natural Gas | Miscellaneous | E7 | PCT BC Ratio | 0 | 0 | 0 | 0 | 0 | 0 | 0 | 0 | 0 | 0 | 0 | 0 | 0 | 0 | 0 | 0 | 0 | 0 | 0 | 0 | 0 | 0 | 0 | 0 | 0 | 0 | 0 | 0 | 0 | 0
F4_Commercial_Office_New_Miscellaneous_Natural Gas_Miscellaneous_E8 | F4 | Commercial | Office | New | Miscellaneous | Natural Gas | Miscellaneous | E8 | PCT BC Ratio | 0 | 0 | 0 | 0 | 0 | 0 | 0 | 0 | 0 | 0 | 0 | 0 | 0 | 0 | 0 | 0 | 0 | 0 | 0 | 0 | 0 | 0 | 0 | 0 | 0 | 0 | 0 | 0 | 0 | 0
F4_Commercial_Office_New_Miscellaneous_Natural Gas_Miscellaneous_E9 | F4 | Commercial | Office | New | Miscellaneous | Natural Gas | Miscellaneous | E9 | PCT BC Ratio | 0 | 0 | 0 | 0 | 0 | 0 | 0 | 0 | 0 | 0 | 0 | 0 | 0 | 0 | 0 | 0 | 0 | 0 | 0 | 0 | 0 | 0 | 0 | 0 | 0 | 0 | 0 | 0 | 0 | 0
F4_Commercial_Office_New_Miscellaneous_Natural Gas_Miscellaneous_E10 | F4 | Commercial | Office | New | Miscellaneous | Natural Gas | Miscellaneous | E10 | PCT BC Ratio | 0 | 0 | 0 | 0 | 0 | 0 | 0 | 0 | 0 | 0 | 0 | 0 | 0 | 0 | 0 | 0 | 0 | 0 | 0 | 0 | 0 | 0 | 0 | 0 | 0 | 0 | 0 | 0 | 0 | 0
F5_Commercial_Office_New_Miscellaneous_Natural Gas_Miscellaneous_E1 | F5 | Commercial | Office | New | Miscellaneous | Natural Gas | Miscellaneous | E1 | RIM BC Ratio | 0.9 | 0.9 | 0.9 | 0.9 | 0.9 | 0.9 | 0.9 | 0.9 | 0.9 | 0.9 | 0.9 | 0.9 | 0.9 | 0.9 | 0.9 | 0.9 | 0.9 | 0.9 | 0.9 | 0.9 | 0.9 | 0.9 | 0 | 0 | 0 | 0 | 0 | 0 | 0 | 0
F5_Commercial_Office_New_Miscellaneous_Natural Gas_Miscellaneous_E2 | F5 | Commercial | Office | New | Miscellaneous | Natural Gas | Miscellaneous | E2 | RIM BC Ratio | 0 | 0 | 0 | 0 | 0 | 0 | 0 | 0 | 0 | 0 | 0 | 0 | 0 | 0 | 0 | 0 | 0 | 0 | 0 | 0 | 0 | 0 | 0 | 0 | 0 | 0 | 0 | 0 | 0 | 0
F5_Commercial_Office_New_Miscellaneous_Natural Gas_Miscellaneous_E3 | F5 | Commercial | Office | New | Miscellaneous | Natural Gas | Miscellaneous | E3 | RIM BC Ratio | 0 | 0 | 0 | 0 | 0 | 0 | 0 | 0 | 0 | 0 | 0 | 0 | 0 | 0 | 0 | 0 | 0 | 0 | 0 | 0 | 0 | 0 | 0 | 0 | 0 | 0 | 0 | 0 | 0 | 0
F5_Commercial_Office_New_Miscellaneous_Natural Gas_Miscellaneous_E4 | F5 | Commercial | Office | New | Miscellaneous | Natural Gas | Miscellaneous | E4 | RIM BC Ratio | 0 | 0 | 0 | 0 | 0 | 0 | 0 | 0 | 0 | 0 | 0 | 0 | 0 | 0 | 0 | 0 | 0 | 0 | 0 | 0 | 0 | 0 | 0 | 0 | 0 | 0 | 0 | 0 | 0 | 0
F5_Commercial_Office_New_Miscellaneous_Natural Gas_Miscellaneous_E5 | F5 | Commercial | Office | New | Miscellaneous | Natural Gas | Miscellaneous | E5 | RIM BC Ratio | 0 | 0 | 0 | 0 | 0 | 0 | 0 | 0 | 0 | 0 | 0 | 0 | 0 | 0 | 0 | 0 | 0 | 0 | 0 | 0 | 0 | 0 | 0 | 0 | 0 | 0 | 0 | 0 | 0 | 0
F5_Commercial_Office_New_Miscellaneous_Natural Gas_Miscellaneous_E6 | F5 | Commercial | Office | New | Miscellaneous | Natural Gas | Miscellaneous | E6 | RIM BC Ratio | 0 | 0 | 0 | 0 | 0 | 0 | 0 | 0 | 0 | 0 | 0 | 0 | 0 | 0 | 0 | 0 | 0 | 0 | 0 | 0 | 0 | 0 | 0 | 0 | 0 | 0 | 0 | 0 | 0 | 0
F5_Commercial_Office_New_Miscellaneous_Natural Gas_Miscellaneous_E7 | F5 | Commercial | Office | New | Miscellaneous | Natural Gas | Miscellaneous | E7 | RIM BC Ratio | 0 | 0 | 0 | 0 | 0 | 0 | 0 | 0 | 0 | 0 | 0 | 0 | 0 | 0 | 0 | 0 | 0 | 0 | 0 | 0 | 0 | 0 | 0 | 0 | 0 | 0 | 0 | 0 | 0 | 0
F5_Commercial_Office_New_Miscellaneous_Natural Gas_Miscellaneous_E8 | F5 | Commercial | Office | New | Miscellaneous | Natural Gas | Miscellaneous | E8 | RIM BC Ratio | 0 | 0 | 0 | 0 | 0 | 0 | 0 | 0 | 0 | 0 | 0 | 0 | 0 | 0 | 0 | 0 | 0 | 0 | 0 | 0 | 0 | 0 | 0 | 0 | 0 | 0 | 0 | 0 | 0 | 0
F5_Commercial_Office_New_Miscellaneous_Natural Gas_Miscellaneous_E9 | F5 | Commercial | Office | New | Miscellaneous | Natural Gas | Miscellaneous | E9 | RIM BC Ratio | 0 | 0 | 0 | 0 | 0 | 0 | 0 | 0 | 0 | 0 | 0 | 0 | 0 | 0 | 0 | 0 | 0 | 0 | 0 | 0 | 0 | 0 | 0 | 0 | 0 | 0 | 0 | 0 | 0 | 0
F5_Commercial_Office_New_Miscellaneous_Natural Gas_Miscellaneous_E10 | F5 | Commercial | Office | New | Miscellaneous | Natural Gas | Miscellaneous | E10 | RIM BC Ratio | 0 | 0 | 0 | 0 | 0 | 0 | 0 | 0 | 0 | 0 | 0 | 0 | 0 | 0 | 0 | 0 | 0 | 0 | 0 | 0 | 0 | 0 | 0 | 0 | 0 | 0 | 0 | 0 | 0 | 0
F0_Commercial_Retail_Existing_Space Heating_Natural Gas_Furnace_E0 | F0 | Commercial | Retail | Existing | Space Heating | Natural Gas | Furnace | E0 | Economic Unit | AFUE 96% | AFUE 96% | AFUE 96% | AFUE 96% | AFUE 96% | AFUE 96% | AFUE 96% | AFUE 96% | AFUE 96% | AFUE 96% | AFUE 96% | AFUE 96% | AFUE 96% | AFUE 96% | AFUE 96% | AFUE 96% | AFUE 96% | AFUE 96% | AFUE 96% | AFUE 96% | AFUE 96% | AFUE 96% | 0 | 0 | 0 | 0 | 0 | 0 | 0 | 0
F1_Commercial_Retail_Existing_Space Heating_Natural Gas_Furnace_E1 | F1 | Commercial | Retail | Existing | Space Heating | Natural Gas | Furnace | E1 | CCE | 0 | 0 | 0 | 0 | 0 | 0 | 0 | 0 | 0 | 0 | 0 | 0 | 0 | 0 | 0 | 0 | 0 | 0 | 0 | 0 | 0 | 0 | 0 | 0 | 0 | 0 | 0 | 0 | 0 | 0
F1_Commercial_Retail_Existing_Space Heating_Natural Gas_Furnace_E2 | F1 | Commercial | Retail | Existing | Space Heating | Natural Gas | Furnace | E2 | CCE | 0.0055714 | 0.0055714 | 0.0058531 | 0.0057641 | 0.0056777 | 0.0055697 | 0.0055545 | 0.0055187 | 0.0054855 | 0.0054354 | 0.0054276 | 0.0054027 | 0.0053804 | 0.0053379 | 0.0053435 | 0.0053271 | 0.0053111 | 0.005276 | 0.0052864 | 0.0052761 | 0.0052683 | 0.0052389 | 0 | 0 | 0 | 0 | 0 | 0 | 0 | 0
F1_Commercial_Retail_Existing_Space Heating_Natural Gas_Furnace_E3 | F1 | Commercial | Retail | Existing | Space Heating | Natural Gas | Furnace | E3 | CCE | 0.0078145 | 0.0078145 | 0.0082096 | 0.0080849 | 0.0079635 | 0.0078121 | 0.0077907 | 0.0077406 | 0.007694 | 0.0076238 | 0.0076129 | 0.0075778 | 0.0075466 | 0.0074869 | 0.0074948 | 0.0074719 | 0.0074495 | 0.0074002 | 0.0074147 | 0.0074003 | 0.0073894 | 0.0073481 | 0 | 0 | 0 | 0 | 0 | 0 | 0 | 0
F1_Commercial_Retail_Existing_Space Heating_Natural Gas_Furnace_E4 | F1 | Commercial | Retail | Existing | Space Heating | Natural Gas | Furnace | E4 | CCE | 0 | 0 | 0 | 0 | 0 | 0 | 0 | 0 | 0 | 0 | 0 | 0 | 0 | 0 | 0 | 0 | 0 | 0 | 0 | 0 | 0 | 0 | 0 | 0 | 0 | 0 | 0 | 0 | 0 | 0
F1_Commercial_Retail_Existing_Space Heating_Natural Gas_Furnace_E5 | F1 | Commercial | Retail | Existing | Space Heating | Natural Gas | Furnace | E5 | CCE | 0 | 0 | 0 | 0 | 0 | 0 | 0 | 0 | 0 | 0 | 0 | 0 | 0 | 0 | 0 | 0 | 0 | 0 | 0 | 0 | 0 | 0 | 0 | 0 | 0 | 0 | 0 | 0 | 0 | 0
F1_Commercial_Retail_Existing_Space Heating_Natural Gas_Furnace_E6 | F1 | Commercial | Retail | Existing | Space Heating | Natural Gas | Furnace | E6 | CCE | 0 | 0 | 0 | 0 | 0 | 0 | 0 | 0 | 0 | 0 | 0 | 0 | 0 | 0 | 0 | 0 | 0 | 0 | 0 | 0 | 0 | 0 | 0 | 0 | 0 | 0 | 0 | 0 | 0 | 0
F1_Commercial_Retail_Existing_Space Heating_Natural Gas_Furnace_E7 | F1 | Commercial | Retail | Existing | Space Heating | Natural Gas | Furnace | E7 | CCE | 0 | 0 | 0 | 0 | 0 | 0 | 0 | 0 | 0 | 0 | 0 | 0 | 0 | 0 | 0 | 0 | 0 | 0 | 0 | 0 | 0 | 0 | 0 | 0 | 0 | 0 | 0 | 0 | 0 | 0
F1_Commercial_Retail_Existing_Space Heating_Natural Gas_Furnace_E8 | F1 | Commercial | Retail | Existing | Space Heating | Natural Gas | Furnace | E8 | CCE | 0 | 0 | 0 | 0 | 0 | 0 | 0 | 0 | 0 | 0 | 0 | 0 | 0 | 0 | 0 | 0 | 0 | 0 | 0 | 0 | 0 | 0 | 0 | 0 | 0 | 0 | 0 | 0 | 0 | 0
F1_Commercial_Retail_Existing_Space Heating_Natural Gas_Furnace_E9 | F1 | Commercial | Retail | Existing | Space Heating | Natural Gas | Furnace | E9 | CCE | 0 | 0 | 0 | 0 | 0 | 0 | 0 | 0 | 0 | 0 | 0 | 0 | 0 | 0 | 0 | 0 | 0 | 0 | 0 | 0 | 0 | 0 | 0 | 0 | 0 | 0 | 0 | 0 | 0 | 0
F1_Commercial_Retail_Existing_Space Heating_Natural Gas_Furnace_E10 | F1 | Commercial | Retail | Existing | Space Heating | Natural Gas | Furnace | E10 | CCE | 0 | 0 | 0 | 0 | 0 | 0 | 0 | 0 | 0 | 0 | 0 | 0 | 0 | 0 | 0 | 0 | 0 | 0 | 0 | 0 | 0 | 0 | 0 | 0 | 0 | 0 | 0 | 0 | 0 | 0
F2_Commercial_Retail_Existing_Space Heating_Natural Gas_Furnace_E1 | F2 | Commercial | Retail | Existing | Space Heating | Natural Gas | Furnace | E1 | TRC BC Ratio | 0.9 | 0.9 | 0.9 | 0.9 | 0.9 | 0.9 | 0.9 | 0.9 | 0.9 | 0.9 | 0.9 | 0.9 | 0.9 | 0.9 | 0.9 | 0.9 | 0.9 | 0.9 | 0.9 | 0.9 | 0.9 | 0.9 | 0 | 0 | 0 | 0 | 0 | 0 | 0 | 0
F2_Commercial_Retail_Existing_Space Heating_Natural Gas_Furnace_E2 | F2 | Commercial | Retail | Existing | Space Heating | Natural Gas | Furnace | E2 | TRC BC Ratio | 1.7278 | 1.7484 | 1.7706 | 1.7995 | 1.8337 | 1.8719 | 1.9079 | 1.9411 | 1.9737 | 2.0066 | 2.0408 | 2.0757 | 2.1108 | 2.1474 | 2.1836 | 2.2206 | 2.2592 | 2.2983 | 2.338 | 2.3781 | 2.4184 | 2.4585 | 0 | 0 | 0 | 0 | 0 | 0 | 0 | 0
F2_Commercial_Retail_Existing_Space Heating_Natural Gas_Furnace_E3 | F2 | Commercial | Retail | Existing | Space Heating | Natural Gas | Furnace | E3 | TRC BC Ratio | 1.2318 | 1.2465 | 1.2624 | 1.2829 | 1.3074 | 1.3346 | 1.3602 | 1.3839 | 1.4071 | 1.4306 | 1.455 | 1.4799 | 1.5049 | 1.531 | 1.5568 | 1.5832 | 1.6107 | 1.6386 | 1.6669 | 1.6955 | 1.7242 | 1.7528 | 0 | 0 | 0 | 0 | 0 | 0 | 0 | 0
F2_Commercial_Retail_Existing_Space Heating_Natural Gas_Furnace_E4 | F2 | Commercial | Retail | Existing | Space Heating | Natural Gas | Furnace | E4 | TRC BC Ratio | 0 | 0 | 0 | 0 | 0 | 0 | 0 | 0 | 0 | 0 | 0 | 0 | 0 | 0 | 0 | 0 | 0 | 0 | 0 | 0 | 0 | 0 | 0 | 0 | 0 | 0 | 0 | 0 | 0 | 0
F2_Commercial_Retail_Existing_Space Heating_Natural Gas_Furnace_E5 | F2 | Commercial | Retail | Existing | Space Heating | Natural Gas | Furnace | E5 | TRC BC Ratio | 0 | 0 | 0 | 0 | 0 | 0 | 0 | 0 | 0 | 0 | 0 | 0 | 0 | 0 | 0 | 0 | 0 | 0 | 0 | 0 | 0 | 0 | 0 | 0 | 0 | 0 | 0 | 0 | 0 | 0
F2_Commercial_Retail_Existing_Space Heating_Natural Gas_Furnace_E6 | F2 | Commercial | Retail | Existing | Space Heating | Natural Gas | Furnace | E6 | TRC BC Ratio | 0 | 0 | 0 | 0 | 0 | 0 | 0 | 0 | 0 | 0 | 0 | 0 | 0 | 0 | 0 | 0 | 0 | 0 | 0 | 0 | 0 | 0 | 0 | 0 | 0 | 0 | 0 | 0 | 0 | 0
F2_Commercial_Retail_Existing_Space Heating_Natural Gas_Furnace_E7 | F2 | Commercial | Retail | Existing | Space Heating | Natural Gas | Furnace | E7 | TRC BC Ratio | 0 | 0 | 0 | 0 | 0 | 0 | 0 | 0 | 0 | 0 | 0 | 0 | 0 | 0 | 0 | 0 | 0 | 0 | 0 | 0 | 0 | 0 | 0 | 0 | 0 | 0 | 0 | 0 | 0 | 0
F2_Commercial_Retail_Existing_Space Heating_Natural Gas_Furnace_E8 | F2 | Commercial | Retail | Existing | Space Heating | Natural Gas | Furnace | E8 | TRC BC Ratio | 0 | 0 | 0 | 0 | 0 | 0 | 0 | 0 | 0 | 0 | 0 | 0 | 0 | 0 | 0 | 0 | 0 | 0 | 0 | 0 | 0 | 0 | 0 | 0 | 0 | 0 | 0 | 0 | 0 | 0
F2_Commercial_Retail_Existing_Space Heating_Natural Gas_Furnace_E9 | F2 | Commercial | Retail | Existing | Space Heating | Natural Gas | Furnace | E9 | TRC BC Ratio | 0 | 0 | 0 | 0 | 0 | 0 | 0 | 0 | 0 | 0 | 0 | 0 | 0 | 0 | 0 | 0 | 0 | 0 | 0 | 0 | 0 | 0 | 0 | 0 | 0 | 0 | 0 | 0 | 0 | 0
F2_Commercial_Retail_Existing_Space Heating_Natural Gas_Furnace_E10 | F2 | Commercial | Retail | Existing | Space Heating | Natural Gas | Furnace | E10 | TRC BC Ratio | 0 | 0 | 0 | 0 | 0 | 0 | 0 | 0 | 0 | 0 | 0 | 0 | 0 | 0 | 0 | 0 | 0 | 0 | 0 | 0 | 0 | 0 | 0 | 0 | 0 | 0 | 0 | 0 | 0 | 0
F3_Commercial_Retail_Existing_Space Heating_Natural Gas_Furnace_E1 | F3 | Commercial | Retail | Existing | Space Heating | Natural Gas | Furnace | E1 | PACT BC Ratio | 0.9 | 0.9 | 0.9 | 0.9 | 0.9 | 0.9 | 0.9 | 0.9 | 0.9 | 0.9 | 0.9 | 0.9 | 0.9 | 0.9 | 0.9 | 0.9 | 0.9 | 0.9 | 0.9 | 0.9 | 0.9 | 0.9 | 0 | 0 | 0 | 0 | 0 | 0 | 0 | 0
F3_Commercial_Retail_Existing_Space Heating_Natural Gas_Furnace_E2 | F3 | Commercial | Retail | Existing | Space Heating | Natural Gas | Furnace | E2 | PACT BC Ratio | 4.986 | 5.0453 | 5.1094 | 5.1927 | 5.2916 | 5.4019 | 5.5055 | 5.6014 | 5.6954 | 5.7905 | 5.8892 | 5.9899 | 6.0912 | 6.1969 | 6.3012 | 6.4079 | 6.5193 | 6.6322 | 6.7468 | 6.8626 | 6.9787 | 7.0944 | 0 | 0 | 0 | 0 | 0 | 0 | 0 | 0
F3_Commercial_Retail_Existing_Space Heating_Natural Gas_Furnace_E3 | F3 | Commercial | Retail | Existing | Space Heating | Natural Gas | Furnace | E3 | PACT BC Ratio | 3.5548 | 3.597 | 3.6428 | 3.7022 | 3.7727 | 3.8513 | 3.9252 | 3.9936 | 4.0606 | 4.1284 | 4.1987 | 4.2705 | 4.3427 | 4.4181 | 4.4925 | 4.5685 | 4.648 | 4.7285 | 4.8101 | 4.8928 | 4.9755 | 5.058 | 0 | 0 | 0 | 0 | 0 | 0 | 0 | 0
F3_Commercial_Retail_Existing_Space Heating_Natural Gas_Furnace_E4 | F3 | Commercial | Retail | Existing | Space Heating | Natural Gas | Furnace | E4 | PACT BC Ratio | 0 | 0 | 0 | 0 | 0 | 0 | 0 | 0 | 0 | 0 | 0 | 0 | 0 | 0 | 0 | 0 | 0 | 0 | 0 | 0 | 0 | 0 | 0 | 0 | 0 | 0 | 0 | 0 | 0 | 0
F3_Commercial_Retail_Existing_Space Heating_Natural Gas_Furnace_E5 | F3 | Commercial | Retail | Existing | Space Heating | Natural Gas | Furnace | E5 | PACT BC Ratio | 0 | 0 | 0 | 0 | 0 | 0 | 0 | 0 | 0 | 0 | 0 | 0 | 0 | 0 | 0 | 0 | 0 | 0 | 0 | 0 | 0 | 0 | 0 | 0 | 0 | 0 | 0 | 0 | 0 | 0
F3_Commercial_Retail_Existing_Space Heating_Natural Gas_Furnace_E6 | F3 | Commercial | Retail | Existing | Space Heating | Natural Gas | Furnace | E6 | PACT BC Ratio | 0 | 0 | 0 | 0 | 0 | 0 | 0 | 0 | 0 | 0 | 0 | 0 | 0 | 0 | 0 | 0 | 0 | 0 | 0 | 0 | 0 | 0 | 0 | 0 | 0 | 0 | 0 | 0 | 0 | 0
F3_Commercial_Retail_Existing_Space Heating_Natural Gas_Furnace_E7 | F3 | Commercial | Retail | Existing | Space Heating | Natural Gas | Furnace | E7 | PACT BC Ratio | 0 | 0 | 0 | 0 | 0 | 0 | 0 | 0 | 0 | 0 | 0 | 0 | 0 | 0 | 0 | 0 | 0 | 0 | 0 | 0 | 0 | 0 | 0 | 0 | 0 | 0 | 0 | 0 | 0 | 0
F3_Commercial_Retail_Existing_Space Heating_Natural Gas_Furnace_E8 | F3 | Commercial | Retail | Existing | Space Heating | Natural Gas | Furnace | E8 | PACT BC Ratio | 0 | 0 | 0 | 0 | 0 | 0 | 0 | 0 | 0 | 0 | 0 | 0 | 0 | 0 | 0 | 0 | 0 | 0 | 0 | 0 | 0 | 0 | 0 | 0 | 0 | 0 | 0 | 0 | 0 | 0
F3_Commercial_Retail_Existing_Space Heating_Natural Gas_Furnace_E9 | F3 | Commercial | Retail | Existing | Space Heating | Natural Gas | Furnace | E9 | PACT BC Ratio | 0 | 0 | 0 | 0 | 0 | 0 | 0 | 0 | 0 | 0 | 0 | 0 | 0 | 0 | 0 | 0 | 0 | 0 | 0 | 0 | 0 | 0 | 0 | 0 | 0 | 0 | 0 | 0 | 0 | 0
F3_Commercial_Retail_Existing_Space Heating_Natural Gas_Furnace_E10 | F3 | Commercial | Retail | Existing | Space Heating | Natural Gas | Furnace | E10 | PACT BC Ratio | 0 | 0 | 0 | 0 | 0 | 0 | 0 | 0 | 0 | 0 | 0 | 0 | 0 | 0 | 0 | 0 | 0 | 0 | 0 | 0 | 0 | 0 | 0 | 0 | 0 | 0 | 0 | 0 | 0 | 0
F4_Commercial_Retail_Existing_Space Heating_Natural Gas_Furnace_E1 | F4 | Commercial | Retail | Existing | Space Heating | Natural Gas | Furnace | E1 | PCT BC Ratio | 0.9 | 0.9 | 0.9 | 0.9 | 0.9 | 0.9 | 0.9 | 0.9 | 0.9 | 0.9 | 0.9 | 0.9 | 0.9 | 0.9 | 0.9 | 0.9 | 0.9 | 0.9 | 0.9 | 0.9 | 0.9 | 0.9 | 0 | 0 | 0 | 0 | 0 | 0 | 0 | 0
F4_Commercial_Retail_Existing_Space Heating_Natural Gas_Furnace_E2 | F4 | Commercial | Retail | Existing | Space Heating | Natural Gas | Furnace | E2 | PCT BC Ratio | 2.7307 | 2.7608 | 2.7933 | 2.8356 | 2.8858 | 2.9417 | 2.9943 | 3.0429 | 3.0906 | 3.1388 | 3.1889 | 3.2399 | 3.2913 | 3.3449 | 3.3979 | 3.452 | 3.5085 | 3.5658 | 3.6239 | 3.6827 | 3.7415 | 3.8002 | 0 | 0 | 0 | 0 | 0 | 0 | 0 | 0
F4_Commercial_Retail_Existing_Space Heating_Natural Gas_Furnace_E3 | F4 | Commercial | Retail | Existing | Space Heating | Natural Gas | Furnace | E3 | PCT BC Ratio | 2.0047 | 2.0262 | 2.0494 | 2.0795 | 2.1153 | 2.1552 | 2.1927 | 2.2273 | 2.2613 | 2.2957 | 2.3314 | 2.3678 | 2.4045 | 2.4427 | 2.4804 | 2.519 | 2.5593 | 2.6001 | 2.6415 | 2.6834 | 2.7254 | 2.7673 | 0 | 0 | 0 | 0 | 0 | 0 | 0 | 0
F4_Commercial_Retail_Existing_Space Heating_Natural Gas_Furnace_E4 | F4 | Commercial | Retail | Existing | Space Heating | Natural Gas | Furnace | E4 | PCT BC Ratio | 0 | 0 | 0 | 0 | 0 | 0 | 0 | 0 | 0 | 0 | 0 | 0 | 0 | 0 | 0 | 0 | 0 | 0 | 0 | 0 | 0 | 0 | 0 | 0 | 0 | 0 | 0 | 0 | 0 | 0
F4_Commercial_Retail_Existing_Space Heating_Natural Gas_Furnace_E5 | F4 | Commercial | Retail | Existing | Space Heating | Natural Gas | Furnace | E5 | PCT BC Ratio | 0 | 0 | 0 | 0 | 0 | 0 | 0 | 0 | 0 | 0 | 0 | 0 | 0 | 0 | 0 | 0 | 0 | 0 | 0 | 0 | 0 | 0 | 0 | 0 | 0 | 0 | 0 | 0 | 0 | 0
F4_Commercial_Retail_Existing_Space Heating_Natural Gas_Furnace_E6 | F4 | Commercial | Retail | Existing | Space Heating | Natural Gas | Furnace | E6 | PCT BC Ratio | 0 | 0 | 0 | 0 | 0 | 0 | 0 | 0 | 0 | 0 | 0 | 0 | 0 | 0 | 0 | 0 | 0 | 0 | 0 | 0 | 0 | 0 | 0 | 0 | 0 | 0 | 0 | 0 | 0 | 0
F4_Commercial_Retail_Existing_Space Heating_Natural Gas_Furnace_E7 | F4 | Commercial | Retail | Existing | Space Heating | Natural Gas | Furnace | E7 | PCT BC Ratio | 0 | 0 | 0 | 0 | 0 | 0 | 0 | 0 | 0 | 0 | 0 | 0 | 0 | 0 | 0 | 0 | 0 | 0 | 0 | 0 | 0 | 0 | 0 | 0 | 0 | 0 | 0 | 0 | 0 | 0
F4_Commercial_Retail_Existing_Space Heating_Natural Gas_Furnace_E8 | F4 | Commercial | Retail | Existing | Space Heating | Natural Gas | Furnace | E8 | PCT BC Ratio | 0 | 0 | 0 | 0 | 0 | 0 | 0 | 0 | 0 | 0 | 0 | 0 | 0 | 0 | 0 | 0 | 0 | 0 | 0 | 0 | 0 | 0 | 0 | 0 | 0 | 0 | 0 | 0 | 0 | 0
F4_Commercial_Retail_Existing_Space Heating_Natural Gas_Furnace_E9 | F4 | Commercial | Retail | Existing | Space Heating | Natural Gas | Furnace | E9 | PCT BC Ratio | 0 | 0 | 0 | 0 | 0 | 0 | 0 | 0 | 0 | 0 | 0 | 0 | 0 | 0 | 0 | 0 | 0 | 0 | 0 | 0 | 0 | 0 | 0 | 0 | 0 | 0 | 0 | 0 | 0 | 0
F4_Commercial_Retail_Existing_Space Heating_Natural Gas_Furnace_E10 | F4 | Commercial | Retail | Existing | Space Heating | Natural Gas | Furnace | E10 | PCT BC Ratio | 0 | 0 | 0 | 0 | 0 | 0 | 0 | 0 | 0 | 0 | 0 | 0 | 0 | 0 | 0 | 0 | 0 | 0 | 0 | 0 | 0 | 0 | 0 | 0 | 0 | 0 | 0 | 0 | 0 | 0
F5_Commercial_Retail_Existing_Space Heating_Natural Gas_Furnace_E1 | F5 | Commercial | Retail | Existing | Space Heating | Natural Gas | Furnace | E1 | RIM BC Ratio | 0.9 | 0.9 | 0.9 | 0.9 | 0.9 | 0.9 | 0.9 | 0.9 | 0.9 | 0.9 | 0.9 | 0.9 | 0.9 | 0.9 | 0.9 | 0.9 | 0.9 | 0.9 | 0.9 | 0.9 | 0.9 | 0.9 | 0 | 0 | 0 | 0 | 0 | 0 | 0 | 0
F5_Commercial_Retail_Existing_Space Heating_Natural Gas_Furnace_E2 | F5 | Commercial | Retail | Existing | Space Heating | Natural Gas | Furnace | E2 | RIM BC Ratio | 0.71499 | 0.71619 | 0.71747 | 0.71909 | 0.72096 | 0.72297 | 0.72479 | 0.72643 | 0.72799 | 0.72952 | 0.73107 | 0.73259 | 0.73409 | 0.7356 | 0.73705 | 0.73849 | 0.73994 | 0.74138 | 0.74279 | 0.74417 | 0.74551 | 0.74681 | 0 | 0 | 0 | 0 | 0 | 0 | 0 | 0
F5_Commercial_Retail_Existing_Space Heating_Natural Gas_Furnace_E3 | F5 | Commercial | Retail | Existing | Space Heating | Natural Gas | Furnace | E3 | RIM BC Ratio | 0.67596 | 0.67747 | 0.67908 | 0.68112 | 0.68347 | 0.686 | 0.68831 | 0.69039 | 0.69236 | 0.6943 | 0.69627 | 0.69821 | 0.70012 | 0.70205 | 0.7039 | 0.70574 | 0.70761 | 0.70945 | 0.71126 | 0.71304 | 0.71477 | 0.71645 | 0 | 0 | 0 | 0 | 0 | 0 | 0 | 0
F5_Commercial_Retail_Existing_Space Heating_Natural Gas_Furnace_E4 | F5 | Commercial | Retail | Existing | Space Heating | Natural Gas | Furnace | E4 | RIM BC Ratio | 0 | 0 | 0 | 0 | 0 | 0 | 0 | 0 | 0 | 0 | 0 | 0 | 0 | 0 | 0 | 0 | 0 | 0 | 0 | 0 | 0 | 0 | 0 | 0 | 0 | 0 | 0 | 0 | 0 | 0
F5_Commercial_Retail_Existing_Space Heating_Natural Gas_Furnace_E5 | F5 | Commercial | Retail | Existing | Space Heating | Natural Gas | Furnace | E5 | RIM BC Ratio | 0 | 0 | 0 | 0 | 0 | 0 | 0 | 0 | 0 | 0 | 0 | 0 | 0 | 0 | 0 | 0 | 0 | 0 | 0 | 0 | 0 | 0 | 0 | 0 | 0 | 0 | 0 | 0 | 0 | 0
F5_Commercial_Retail_Existing_Space Heating_Natural Gas_Furnace_E6 | F5 | Commercial | Retail | Existing | Space Heating | Natural Gas | Furnace | E6 | RIM BC Ratio | 0 | 0 | 0 | 0 | 0 | 0 | 0 | 0 | 0 | 0 | 0 | 0 | 0 | 0 | 0 | 0 | 0 | 0 | 0 | 0 | 0 | 0 | 0 | 0 | 0 | 0 | 0 | 0 | 0 | 0
F5_Commercial_Retail_Existing_Space Heating_Natural Gas_Furnace_E7 | F5 | Commercial | Retail | Existing | Space Heating | Natural Gas | Furnace | E7 | RIM BC Ratio | 0 | 0 | 0 | 0 | 0 | 0 | 0 | 0 | 0 | 0 | 0 | 0 | 0 | 0 | 0 | 0 | 0 | 0 | 0 | 0 | 0 | 0 | 0 | 0 | 0 | 0 | 0 | 0 | 0 | 0
F5_Commercial_Retail_Existing_Space Heating_Natural Gas_Furnace_E8 | F5 | Commercial | Retail | Existing | Space Heating | Natural Gas | Furnace | E8 | RIM BC Ratio | 0 | 0 | 0 | 0 | 0 | 0 | 0 | 0 | 0 | 0 | 0 | 0 | 0 | 0 | 0 | 0 | 0 | 0 | 0 | 0 | 0 | 0 | 0 | 0 | 0 | 0 | 0 | 0 | 0 | 0
F5_Commercial_Retail_Existing_Space Heating_Natural Gas_Furnace_E9 | F5 | Commercial | Retail | Existing | Space Heating | Natural Gas | Furnace | E9 | RIM BC Ratio | 0 | 0 | 0 | 0 | 0 | 0 | 0 | 0 | 0 | 0 | 0 | 0 | 0 | 0 | 0 | 0 | 0 | 0 | 0 | 0 | 0 | 0 | 0 | 0 | 0 | 0 | 0 | 0 | 0 | 0
F5_Commercial_Retail_Existing_Space Heating_Natural Gas_Furnace_E10 | F5 | Commercial | Retail | Existing | Space Heating | Natural Gas | Furnace | E10 | RIM BC Ratio | 0 | 0 | 0 | 0 | 0 | 0 | 0 | 0 | 0 | 0 | 0 | 0 | 0 | 0 | 0 | 0 | 0 | 0 | 0 | 0 | 0 | 0 | 0 | 0 | 0 | 0 | 0 | 0 | 0 | 0
F0_Commercial_Retail_Existing_Space Heating_Natural Gas_Boiler_E0 | F0 | Commercial | Retail | Existing | Space Heating | Natural Gas | Boiler | E0 | Economic Unit | AFUE 97% | AFUE 97% | AFUE 97% | AFUE 97% | AFUE 97% | AFUE 97% | AFUE 97% | AFUE 97% | AFUE 97% | AFUE 97% | AFUE 97% | AFUE 97% | AFUE 97% | AFUE 97% | AFUE 97% | AFUE 97% | AFUE 97% | AFUE 97% | AFUE 97% | AFUE 97% | AFUE 97% | AFUE 97% | 0 | 0 | 0 | 0 | 0 | 0 | 0 | 0
F1_Commercial_Retail_Existing_Space Heating_Natural Gas_Boiler_E1 | F1 | Commercial | Retail | Existing | Space Heating | Natural Gas | Boiler | E1 | CCE | 0 | 0 | 0 | 0 | 0 | 0 | 0 | 0 | 0 | 0 | 0 | 0 | 0 | 0 | 0 | 0 | 0 | 0 | 0 | 0 | 0 | 0 | 0 | 0 | 0 | 0 | 0 | 0 | 0 | 0
F1_Commercial_Retail_Existing_Space Heating_Natural Gas_Boiler_E2 | F1 | Commercial | Retail | Existing | Space Heating | Natural Gas | Boiler | E2 | CCE | 0.0093918 | 0.0093918 | 0.0098667 | 0.0097167 | 0.009571 | 0.0093889 | 0.0093633 | 0.0093031 | 0.009247 | 0.0091626 | 0.0091495 | 0.0091074 | 0.0090699 | 0.0089981 | 0.0090076 | 0.0089801 | 0.0089531 | 0.0088939 | 0.0089114 | 0.008894 | 0.008881 | 0.0088313 | 0 | 0 | 0 | 0 | 0 | 0 | 0 | 0
F1_Commercial_Retail_Existing_Space Heating_Natural Gas_Boiler_E3 | F1 | Commercial | Retail | Existing | Space Heating | Natural Gas | Boiler | E3 | CCE | 0.0094831 | 0.0094831 | 0.0099627 | 0.0098112 | 0.009664 | 0.0094802 | 0.0094543 | 0.0093935 | 0.009337 | 0.0092517 | 0.0092385 | 0.0091959 | 0.0091581 | 0.0090856 | 0.0090952 | 0.0090674 | 0.0090402 | 0.0089804 | 0.008998 | 0.0089805 | 0.0089673 | 0.0089172 | 0 | 0 | 0 | 0 | 0 | 0 | 0 | 0
F1_Commercial_Retail_Existing_Space Heating_Natural Gas_Boiler_E4 | F1 | Commercial | Retail | Existing | Space Heating | Natural Gas | Boiler | E4 | CCE | 0.064899 | 0.064899 | 0.068181 | 0.067144 | 0.066137 | 0.064879 | 0.064702 | 0.064286 | 0.063899 | 0.063315 | 0.063224 | 0.062933 | 0.062674 | 0.062179 | 0.062244 | 0.062054 | 0.061867 | 0.061459 | 0.061579 | 0.061459 | 0.061369 | 0.061026 | 0 | 0 | 0 | 0 | 0 | 0 | 0 | 0
F1_Commercial_Retail_Existing_Space Heating_Natural Gas_Boiler_E5 | F1 | Commercial | Retail | Existing | Space Heating | Natural Gas | Boiler | E5 | CCE | 0 | 0 | 0 | 0 | 0 | 0 | 0 | 0 | 0 | 0 | 0 | 0 | 0 | 0 | 0 | 0 | 0 | 0 | 0 | 0 | 0 | 0 | 0 | 0 | 0 | 0 | 0 | 0 | 0 | 0
F1_Commercial_Retail_Existing_Space Heating_Natural Gas_Boiler_E6 | F1 | Commercial | Retail | Existing | Space Heating | Natural Gas | Boiler | E6 | CCE | 0 | 0 | 0 | 0 | 0 | 0 | 0 | 0 | 0 | 0 | 0 | 0 | 0 | 0 | 0 | 0 | 0 | 0 | 0 | 0 | 0 | 0 | 0 | 0 | 0 | 0 | 0 | 0 | 0 | 0
F1_Commercial_Retail_Existing_Space Heating_Natural Gas_Boiler_E7 | F1 | Commercial | Retail | Existing | Space Heating | Natural Gas | Boiler | E7 | CCE | 0 | 0 | 0 | 0 | 0 | 0 | 0 | 0 | 0 | 0 | 0 | 0 | 0 | 0 | 0 | 0 | 0 | 0 | 0 | 0 | 0 | 0 | 0 | 0 | 0 | 0 | 0 | 0 | 0 | 0
F1_Commercial_Retail_Existing_Space Heating_Natural Gas_Boiler_E8 | F1 | Commercial | Retail | Existing | Space Heating | Natural Gas | Boiler | E8 | CCE | 0 | 0 | 0 | 0 | 0 | 0 | 0 | 0 | 0 | 0 | 0 | 0 | 0 | 0 | 0 | 0 | 0 | 0 | 0 | 0 | 0 | 0 | 0 | 0 | 0 | 0 | 0 | 0 | 0 | 0
F1_Commercial_Retail_Existing_Space Heating_Natural Gas_Boiler_E9 | F1 | Commercial | Retail | Existing | Space Heating | Natural Gas | Boiler | E9 | CCE | 0 | 0 | 0 | 0 | 0 | 0 | 0 | 0 | 0 | 0 | 0 | 0 | 0 | 0 | 0 | 0 | 0 | 0 | 0 | 0 | 0 | 0 | 0 | 0 | 0 | 0 | 0 | 0 | 0 | 0
F1_Commercial_Retail_Existing_Space Heating_Natural Gas_Boiler_E10 | F1 | Commercial | Retail | Existing | Space Heating | Natural Gas | Boiler | E10 | CCE | 0 | 0 | 0 | 0 | 0 | 0 | 0 | 0 | 0 | 0 | 0 | 0 | 0 | 0 | 0 | 0 | 0 | 0 | 0 | 0 | 0 | 0 | 0 | 0 | 0 | 0 | 0 | 0 | 0 | 0
F2_Commercial_Retail_Existing_Space Heating_Natural Gas_Boiler_E1 | F2 | Commercial | Retail | Existing | Space Heating | Natural Gas | Boiler | E1 | TRC BC Ratio | 0.9 | 0.9 | 0.9 | 0.9 | 0.9 | 0.9 | 0.9 | 0.9 | 0.9 | 0.9 | 0.9 | 0.9 | 0.9 | 0.9 | 0.9 | 0.9 | 0.9 | 0.9 | 0.9 | 0.9 | 0.9 | 0.9 | 0 | 0 | 0 | 0 | 0 | 0 | 0 | 0
F2_Commercial_Retail_Existing_Space Heating_Natural Gas_Boiler_E2 | F2 | Commercial | Retail | Existing | Space Heating | Natural Gas | Boiler | E2 | TRC BC Ratio | 1.0402 | 1.0527 | 1.0662 | 1.0833 | 1.1036 | 1.1263 | 1.148 | 1.1682 | 1.188 | 1.2081 | 1.229 | 1.2502 | 1.2716 | 1.2939 | 1.316 | 1.3385 | 1.362 | 1.3859 | 1.4101 | 1.4345 | 1.4589 | 1.4831 | 0 | 0 | 0 | 0 | 0 | 0 | 0 | 0
F2_Commercial_Retail_Existing_Space Heating_Natural Gas_Boiler_E3 | F2 | Commercial | Retail | Existing | Space Heating | Natural Gas | Boiler | E3 | TRC BC Ratio | 1.0302 | 1.0426 | 1.0559 | 1.0728 | 1.0929 | 1.1155 | 1.1369 | 1.1569 | 1.1766 | 1.1965 | 1.2171 | 1.2382 | 1.2594 | 1.2814 | 1.3033 | 1.3256 | 1.3489 | 1.3725 | 1.3965 | 1.4206 | 1.4448 | 1.4688 | 0 | 0 | 0 | 0 | 0 | 0 | 0 | 0
F2_Commercial_Retail_Existing_Space Heating_Natural Gas_Boiler_E4 | F2 | Commercial | Retail | Existing | Space Heating | Natural Gas | Boiler | E4 | TRC BC Ratio | 0.16472 | 0.16702 | 0.16933 | 0.17188 | 0.17469 | 0.17774 | 0.1808 | 0.18386 | 0.18699 | 0.19022 | 0.19359 | 0.19711 | 0.20075 | 0.20457 | 0.20843 | 0.21238 | 0.21643 | 0.22055 | 0.22475 | 0.22899 | 0.23324 | 0.23747 | 0 | 0 | 0 | 0 | 0 | 0 | 0 | 0
F2_Commercial_Retail_Existing_Space Heating_Natural Gas_Boiler_E5 | F2 | Commercial | Retail | Existing | Space Heating | Natural Gas | Boiler | E5 | TRC BC Ratio | 0 | 0 | 0 | 0 | 0 | 0 | 0 | 0 | 0 | 0 | 0 | 0 | 0 | 0 | 0 | 0 | 0 | 0 | 0 | 0 | 0 | 0 | 0 | 0 | 0 | 0 | 0 | 0 | 0 | 0
F2_Commercial_Retail_Existing_Space Heating_Natural Gas_Boiler_E6 | F2 | Commercial | Retail | Existing | Space Heating | Natural Gas | Boiler | E6 | TRC BC Ratio | 0 | 0 | 0 | 0 | 0 | 0 | 0 | 0 | 0 | 0 | 0 | 0 | 0 | 0 | 0 | 0 | 0 | 0 | 0 | 0 | 0 | 0 | 0 | 0 | 0 | 0 | 0 | 0 | 0 | 0
F2_Commercial_Retail_Existing_Space Heating_Natural Gas_Boiler_E7 | F2 | Commercial | Retail | Existing | Space Heating | Natural Gas | Boiler | E7 | TRC BC Ratio | 0 | 0 | 0 | 0 | 0 | 0 | 0 | 0 | 0 | 0 | 0 | 0 | 0 | 0 | 0 | 0 | 0 | 0 | 0 | 0 | 0 | 0 | 0 | 0 | 0 | 0 | 0 | 0 | 0 | 0
F2_Commercial_Retail_Existing_Space Heating_Natural Gas_Boiler_E8 | F2 | Commercial | Retail | Existing | Space Heating | Natural Gas | Boiler | E8 | TRC BC Ratio | 0 | 0 | 0 | 0 | 0 | 0 | 0 | 0 | 0 | 0 | 0 | 0 | 0 | 0 | 0 | 0 | 0 | 0 | 0 | 0 | 0 | 0 | 0 | 0 | 0 | 0 | 0 | 0 | 0 | 0
F2_Commercial_Retail_Existing_Space Heating_Natural Gas_Boiler_E9 | F2 | Commercial | Retail | Existing | Space Heating | Natural Gas | Boiler | E9 | TRC BC Ratio | 0 | 0 | 0 | 0 | 0 | 0 | 0 | 0 | 0 | 0 | 0 | 0 | 0 | 0 | 0 | 0 | 0 | 0 | 0 | 0 | 0 | 0 | 0 | 0 | 0 | 0 | 0 | 0 | 0 | 0
F2_Commercial_Retail_Existing_Space Heating_Natural Gas_Boiler_E10 | F2 | Commercial | Retail | Existing | Space Heating | Natural Gas | Boiler | E10 | TRC BC Ratio | 0 | 0 | 0 | 0 | 0 | 0 | 0 | 0 | 0 | 0 | 0 | 0 | 0 | 0 | 0 | 0 | 0 | 0 | 0 | 0 | 0 | 0 | 0 | 0 | 0 | 0 | 0 | 0 | 0 | 0
F3_Commercial_Retail_Existing_Space Heating_Natural Gas_Boiler_E1 | F3 | Commercial | Retail | Existing | Space Heating | Natural Gas | Boiler | E1 | PACT BC Ratio | 0.9 | 0.9 | 0.9 | 0.9 | 0.9 | 0.9 | 0.9 | 0.9 | 0.9 | 0.9 | 0.9 | 0.9 | 0.9 | 0.9 | 0.9 | 0.9 | 0.9 | 0.9 | 0.9 | 0.9 | 0.9 | 0.9 | 0 | 0 | 0 | 0 | 0 | 0 | 0 | 0
F3_Commercial_Retail_Existing_Space Heating_Natural Gas_Boiler_E2 | F3 | Commercial | Retail | Existing | Space Heating | Natural Gas | Boiler | E2 | PACT BC Ratio | 1.0712 | 1.0841 | 1.0979 | 1.1155 | 1.1364 | 1.1598 | 1.1821 | 1.2029 | 1.2234 | 1.2441 | 1.2655 | 1.2874 | 1.3095 | 1.3324 | 1.3551 | 1.3783 | 1.4026 | 1.4271 | 1.452 | 1.4772 | 1.5023 | 1.5272 | 0 | 0 | 0 | 0 | 0 | 0 | 0 | 0
F3_Commercial_Retail_Existing_Space Heating_Natural Gas_Boiler_E3 | F3 | Commercial | Retail | Existing | Space Heating | Natural Gas | Boiler | E3 | PACT BC Ratio | 1.0609 | 1.0736 | 1.0873 | 1.1048 | 1.1255 | 1.1487 | 1.1708 | 1.1914 | 1.2116 | 1.2321 | 1.2533 | 1.275 | 1.2968 | 1.3196 | 1.3421 | 1.3651 | 1.3891 | 1.4134 | 1.438 | 1.4629 | 1.4878 | 1.5125 | 0 | 0 | 0 | 0 | 0 | 0 | 0 | 0
F3_Commercial_Retail_Existing_Space Heating_Natural Gas_Boiler_E4 | F3 | Commercial | Retail | Existing | Space Heating | Natural Gas | Boiler | E4 | PACT BC Ratio | 0.16963 | 0.17199 | 0.17437 | 0.17699 | 0.17989 | 0.18303 | 0.18618 | 0.18933 | 0.19255 | 0.19588 | 0.19936 | 0.20297 | 0.20672 | 0.21066 | 0.21464 | 0.2187 | 0.22287 | 0.22711 | 0.23144 | 0.23581 | 0.24018 | 0.24454 | 0 | 0 | 0 | 0 | 0 | 0 | 0 | 0
F3_Commercial_Retail_Existing_Space Heating_Natural Gas_Boiler_E5 | F3 | Commercial | Retail | Existing | Space Heating | Natural Gas | Boiler | E5 | PACT BC Ratio | 0 | 0 | 0 | 0 | 0 | 0 | 0 | 0 | 0 | 0 | 0 | 0 | 0 | 0 | 0 | 0 | 0 | 0 | 0 | 0 | 0 | 0 | 0 | 0 | 0 | 0 | 0 | 0 | 0 | 0
F3_Commercial_Retail_Existing_Space Heating_Natural Gas_Boiler_E6 | F3 | Commercial | Retail | Existing | Space Heating | Natural Gas | Boiler | E6 | PACT BC Ratio | 0 | 0 | 0 | 0 | 0 | 0 | 0 | 0 | 0 | 0 | 0 | 0 | 0 | 0 | 0 | 0 | 0 | 0 | 0 | 0 | 0 | 0 | 0 | 0 | 0 | 0 | 0 | 0 | 0 | 0
F3_Commercial_Retail_Existing_Space Heating_Natural Gas_Boiler_E7 | F3 | Commercial | Retail | Existing | Space Heating | Natural Gas | Boiler | E7 | PACT BC Ratio | 0 | 0 | 0 | 0 | 0 | 0 | 0 | 0 | 0 | 0 | 0 | 0 | 0 | 0 | 0 | 0 | 0 | 0 | 0 | 0 | 0 | 0 | 0 | 0 | 0 | 0 | 0 | 0 | 0 | 0
F3_Commercial_Retail_Existing_Space Heating_Natural Gas_Boiler_E8 | F3 | Commercial | Retail | Existing | Space Heating | Natural Gas | Boiler | E8 | PACT BC Ratio | 0 | 0 | 0 | 0 | 0 | 0 | 0 | 0 | 0 | 0 | 0 | 0 | 0 | 0 | 0 | 0 | 0 | 0 | 0 | 0 | 0 | 0 | 0 | 0 | 0 | 0 | 0 | 0 | 0 | 0
F3_Commercial_Retail_Existing_Space Heating_Natural Gas_Boiler_E9 | F3 | Commercial | Retail | Existing | Space Heating | Natural Gas | Boiler | E9 | PACT BC Ratio | 0 | 0 | 0 | 0 | 0 | 0 | 0 | 0 | 0 | 0 | 0 | 0 | 0 | 0 | 0 | 0 | 0 | 0 | 0 | 0 | 0 | 0 | 0 | 0 | 0 | 0 | 0 | 0 | 0 | 0
F3_Commercial_Retail_Existing_Space Heating_Natural Gas_Boiler_E10 | F3 | Commercial | Retail | Existing | Space Heating | Natural Gas | Boiler | E10 | PACT BC Ratio | 0 | 0 | 0 | 0 | 0 | 0 | 0 | 0 | 0 | 0 | 0 | 0 | 0 | 0 | 0 | 0 | 0 | 0 | 0 | 0 | 0 | 0 | 0 | 0 | 0 | 0 | 0 | 0 | 0 | 0
F4_Commercial_Retail_Existing_Space Heating_Natural Gas_Boiler_E1 | F4 | Commercial | Retail | Existing | Space Heating | Natural Gas | Boiler | E1 | PCT BC Ratio | 0.9 | 0.9 | 0.9 | 0.9 | 0.9 | 0.9 | 0.9 | 0.9 | 0.9 | 0.9 | 0.9 | 0.9 | 0.9 | 0.9 | 0.9 | 0.9 | 0.9 | 0.9 | 0.9 | 0.9 | 0.9 | 0.9 | 0 | 0 | 0 | 0 | 0 | 0 | 0 | 0
F4_Commercial_Retail_Existing_Space Heating_Natural Gas_Boiler_E2 | F4 | Commercial | Retail | Existing | Space Heating | Natural Gas | Boiler | E2 | PCT BC Ratio | 3.4776 | 3.5082 | 3.5409 | 3.5826 | 3.6321 | 3.6876 | 3.7404 | 3.7897 | 3.8381 | 3.8871 | 3.9379 | 3.9897 | 4.0419 | 4.0962 | 4.15 | 4.205 | 4.2624 | 4.3205 | 4.3795 | 4.439 | 4.4985 | 4.5576 | 0 | 0 | 0 | 0 | 0 | 0 | 0 | 0
F4_Commercial_Retail_Existing_Space Heating_Natural Gas_Boiler_E3 | F4 | Commercial | Retail | Existing | Space Heating | Natural Gas | Boiler | E3 | PCT BC Ratio | 3.4532 | 3.4835 | 3.5159 | 3.5572 | 3.6062 | 3.6611 | 3.7135 | 3.7622 | 3.8102 | 3.8587 | 3.909 | 3.9603 | 4.012 | 4.0658 | 4.1191 | 4.1736 | 4.2304 | 4.2879 | 4.3464 | 4.4053 | 4.4642 | 4.5227 | 0 | 0 | 0 | 0 | 0 | 0 | 0 | 0
F4_Commercial_Retail_Existing_Space Heating_Natural Gas_Boiler_E4 | F4 | Commercial | Retail | Existing | Space Heating | Natural Gas | Boiler | E4 | PCT BC Ratio | 1.3428 | 1.3484 | 1.3541 | 1.3603 | 1.3671 | 1.3746 | 1.3821 | 1.3895 | 1.3971 | 1.405 | 1.4132 | 1.4218 | 1.4307 | 1.44 | 1.4494 | 1.459 | 1.4689 | 1.479 | 1.4892 | 1.4995 | 1.5099 | 1.5202 | 0 | 0 | 0 | 0 | 0 | 0 | 0 | 0
F4_Commercial_Retail_Existing_Space Heating_Natural Gas_Boiler_E5 | F4 | Commercial | Retail | Existing | Space Heating | Natural Gas | Boiler | E5 | PCT BC Ratio | 0 | 0 | 0 | 0 | 0 | 0 | 0 | 0 | 0 | 0 | 0 | 0 | 0 | 0 | 0 | 0 | 0 | 0 | 0 | 0 | 0 | 0 | 0 | 0 | 0 | 0 | 0 | 0 | 0 | 0
F4_Commercial_Retail_Existing_Space Heating_Natural Gas_Boiler_E6 | F4 | Commercial | Retail | Existing | Space Heating | Natural Gas | Boiler | E6 | PCT BC Ratio | 0 | 0 | 0 | 0 | 0 | 0 | 0 | 0 | 0 | 0 | 0 | 0 | 0 | 0 | 0 | 0 | 0 | 0 | 0 | 0 | 0 | 0 | 0 | 0 | 0 | 0 | 0 | 0 | 0 | 0
F4_Commercial_Retail_Existing_Space Heating_Natural Gas_Boiler_E7 | F4 | Commercial | Retail | Existing | Space Heating | Natural Gas | Boiler | E7 | PCT BC Ratio | 0 | 0 | 0 | 0 | 0 | 0 | 0 | 0 | 0 | 0 | 0 | 0 | 0 | 0 | 0 | 0 | 0 | 0 | 0 | 0 | 0 | 0 | 0 | 0 | 0 | 0 | 0 | 0 | 0 | 0
F4_Commercial_Retail_Existing_Space Heating_Natural Gas_Boiler_E8 | F4 | Commercial | Retail | Existing | Space Heating | Natural Gas | Boiler | E8 | PCT BC Ratio | 0 | 0 | 0 | 0 | 0 | 0 | 0 | 0 | 0 | 0 | 0 | 0 | 0 | 0 | 0 | 0 | 0 | 0 | 0 | 0 | 0 | 0 | 0 | 0 | 0 | 0 | 0 | 0 | 0 | 0
F4_Commercial_Retail_Existing_Space Heating_Natural Gas_Boiler_E9 | F4 | Commercial | Retail | Existing | Space Heating | Natural Gas | Boiler | E9 | PCT BC Ratio | 0 | 0 | 0 | 0 | 0 | 0 | 0 | 0 | 0 | 0 | 0 | 0 | 0 | 0 | 0 | 0 | 0 | 0 | 0 | 0 | 0 | 0 | 0 | 0 | 0 | 0 | 0 | 0 | 0 | 0
F4_Commercial_Retail_Existing_Space Heating_Natural Gas_Boiler_E10 | F4 | Commercial | Retail | Existing | Space Heating | Natural Gas | Boiler | E10 | PCT BC Ratio | 0 | 0 | 0 | 0 | 0 | 0 | 0 | 0 | 0 | 0 | 0 | 0 | 0 | 0 | 0 | 0 | 0 | 0 | 0 | 0 | 0 | 0 | 0 | 0 | 0 | 0 | 0 | 0 | 0 | 0
F5_Commercial_Retail_Existing_Space Heating_Natural Gas_Boiler_E1 | F5 | Commercial | Retail | Existing | Space Heating | Natural Gas | Boiler | E1 | RIM BC Ratio | 0.9 | 0.9 | 0.9 | 0.9 | 0.9 | 0.9 | 0.9 | 0.9 | 0.9 | 0.9 | 0.9 | 0.9 | 0.9 | 0.9 | 0.9 | 0.9 | 0.9 | 0.9 | 0.9 | 0.9 | 0.9 | 0.9 | 0 | 0 | 0 | 0 | 0 | 0 | 0 | 0
F5_Commercial_Retail_Existing_Space Heating_Natural Gas_Boiler_E2 | F5 | Commercial | Retail | Existing | Space Heating | Natural Gas | Boiler | E2 | RIM BC Ratio | 0.46913 | 0.47158 | 0.47418 | 0.47743 | 0.48123 | 0.48538 | 0.48924 | 0.49277 | 0.49616 | 0.49953 | 0.50296 | 0.50637 | 0.50975 | 0.51319 | 0.51653 | 0.51987 | 0.52327 | 0.52665 | 0.53001 | 0.53332 | 0.53656 | 0.53971 | 0 | 0 | 0 | 0 | 0 | 0 | 0 | 0
F5_Commercial_Retail_Existing_Space Heating_Natural Gas_Boiler_E3 | F5 | Commercial | Retail | Existing | Space Heating | Natural Gas | Boiler | E3 | RIM BC Ratio | 0.46714 | 0.4696 | 0.4722 | 0.47546 | 0.47925 | 0.48341 | 0.48728 | 0.49081 | 0.49421 | 0.49759 | 0.50102 | 0.50445 | 0.50783 | 0.51128 | 0.51462 | 0.51797 | 0.52138 | 0.52477 | 0.52813 | 0.53146 | 0.5347 | 0.53786 | 0 | 0 | 0 | 0 | 0 | 0 | 0 | 0
F5_Commercial_Retail_Existing_Space Heating_Natural Gas_Boiler_E4 | F5 | Commercial | Retail | Existing | Space Heating | Natural Gas | Boiler | E4 | RIM BC Ratio | 0.14098 | 0.14261 | 0.14424 | 0.14603 | 0.148 | 0.15011 | 0.15223 | 0.15433 | 0.15646 | 0.15865 | 0.16092 | 0.16327 | 0.16569 | 0.16821 | 0.17073 | 0.17329 | 0.1759 | 0.17853 | 0.18119 | 0.18386 | 0.18651 | 0.18913 | 0 | 0 | 0 | 0 | 0 | 0 | 0 | 0
F5_Commercial_Retail_Existing_Space Heating_Natural Gas_Boiler_E5 | F5 | Commercial | Retail | Existing | Space Heating | Natural Gas | Boiler | E5 | RIM BC Ratio | 0 | 0 | 0 | 0 | 0 | 0 | 0 | 0 | 0 | 0 | 0 | 0 | 0 | 0 | 0 | 0 | 0 | 0 | 0 | 0 | 0 | 0 | 0 | 0 | 0 | 0 | 0 | 0 | 0 | 0
F5_Commercial_Retail_Existing_Space Heating_Natural Gas_Boiler_E6 | F5 | Commercial | Retail | Existing | Space Heating | Natural Gas | Boiler | E6 | RIM BC Ratio | 0 | 0 | 0 | 0 | 0 | 0 | 0 | 0 | 0 | 0 | 0 | 0 | 0 | 0 | 0 | 0 | 0 | 0 | 0 | 0 | 0 | 0 | 0 | 0 | 0 | 0 | 0 | 0 | 0 | 0
F5_Commercial_Retail_Existing_Space Heating_Natural Gas_Boiler_E7 | F5 | Commercial | Retail | Existing | Space Heating | Natural Gas | Boiler | E7 | RIM BC Ratio | 0 | 0 | 0 | 0 | 0 | 0 | 0 | 0 | 0 | 0 | 0 | 0 | 0 | 0 | 0 | 0 | 0 | 0 | 0 | 0 | 0 | 0 | 0 | 0 | 0 | 0 | 0 | 0 | 0 | 0
F5_Commercial_Retail_Existing_Space Heating_Natural Gas_Boiler_E8 | F5 | Commercial | Retail | Existing | Space Heating | Natural Gas | Boiler | E8 | RIM BC Ratio | 0 | 0 | 0 | 0 | 0 | 0 | 0 | 0 | 0 | 0 | 0 | 0 | 0 | 0 | 0 | 0 | 0 | 0 | 0 | 0 | 0 | 0 | 0 | 0 | 0 | 0 | 0 | 0 | 0 | 0
F5_Commercial_Retail_Existing_Space Heating_Natural Gas_Boiler_E9 | F5 | Commercial | Retail | Existing | Space Heating | Natural Gas | Boiler | E9 | RIM BC Ratio | 0 | 0 | 0 | 0 | 0 | 0 | 0 | 0 | 0 | 0 | 0 | 0 | 0 | 0 | 0 | 0 | 0 | 0 | 0 | 0 | 0 | 0 | 0 | 0 | 0 | 0 | 0 | 0 | 0 | 0
F5_Commercial_Retail_Existing_Space Heating_Natural Gas_Boiler_E10 | F5 | Commercial | Retail | Existing | Space Heating | Natural Gas | Boiler | E10 | RIM BC Ratio | 0 | 0 | 0 | 0 | 0 | 0 | 0 | 0 | 0 | 0 | 0 | 0 | 0 | 0 | 0 | 0 | 0 | 0 | 0 | 0 | 0 | 0 | 0 | 0 | 0 | 0 | 0 | 0 | 0 | 0
F0_Commercial_Retail_Existing_Space Heating_Natural Gas_Unit Heater_E0 | F0 | Commercial | Retail | Existing | Space Heating | Natural Gas | Unit Heater | E0 | Economic Unit | Infrared Radiant | Infrared Radiant | Infrared Radiant | Infrared Radiant | Infrared Radiant | Infrared Radiant | Infrared Radiant | Infrared Radiant | Infrared Radiant | Infrared Radiant | Infrared Radiant | Infrared Radiant | Infrared Radiant | Infrared Radiant | Infrared Radiant | Infrared Radiant | Infrared Radiant | Infrared Radiant | Infrared Radiant | Infrared Radiant | Infrared Radiant | Infrared Radiant | 0 | 0 | 0 | 0 | 0 | 0 | 0 | 0
F1_Commercial_Retail_Existing_Space Heating_Natural Gas_Unit Heater_E1 | F1 | Commercial | Retail | Existing | Space Heating | Natural Gas | Unit Heater | E1 | CCE | 0 | 0 | 0 | 0 | 0 | 0 | 0 | 0 | 0 | 0 | 0 | 0 | 0 | 0 | 0 | 0 | 0 | 0 | 0 | 0 | 0 | 0 | 0 | 0 | 0 | 0 | 0 | 0 | 0 | 0
F1_Commercial_Retail_Existing_Space Heating_Natural Gas_Unit Heater_E2 | F1 | Commercial | Retail | Existing | Space Heating | Natural Gas | Unit Heater | E2 | CCE | 0.025298 | 0.025298 | 0.026577 | 0.026173 | 0.025781 | 0.02529 | 0.025221 | 0.025059 | 0.024908 | 0.024681 | 0.024645 | 0.024532 | 0.024431 | 0.024238 | 0.024263 | 0.024189 | 0.024116 | 0.023957 | 0.024004 | 0.023957 | 0.023922 | 0.023788 | 0 | 0 | 0 | 0 | 0 | 0 | 0 | 0
F1_Commercial_Retail_Existing_Space Heating_Natural Gas_Unit Heater_E3 | F1 | Commercial | Retail | Existing | Space Heating | Natural Gas | Unit Heater | E3 | CCE | 0.0011378 | 0.0011378 | 0.0011954 | 0.0011772 | 0.0011596 | 0.0011375 | 0.0011344 | 0.0011271 | 0.0011203 | 0.0011101 | 0.0011085 | 0.0011034 | 0.0010988 | 0.0010902 | 0.0010913 | 0.001088 | 0.0010847 | 0.0010775 | 0.0010796 | 0.0010775 | 0.001076 | 0.0010699 | 0 | 0 | 0 | 0 | 0 | 0 | 0 | 0
F1_Commercial_Retail_Existing_Space Heating_Natural Gas_Unit Heater_E4 | F1 | Commercial | Retail | Existing | Space Heating | Natural Gas | Unit Heater | E4 | CCE | 0 | 0 | 0 | 0 | 0 | 0 | 0 | 0 | 0 | 0 | 0 | 0 | 0 | 0 | 0 | 0 | 0 | 0 | 0 | 0 | 0 | 0 | 0 | 0 | 0 | 0 | 0 | 0 | 0 | 0
F1_Commercial_Retail_Existing_Space Heating_Natural Gas_Unit Heater_E5 | F1 | Commercial | Retail | Existing | Space Heating | Natural Gas | Unit Heater | E5 | CCE | 0 | 0 | 0 | 0 | 0 | 0 | 0 | 0 | 0 | 0 | 0 | 0 | 0 | 0 | 0 | 0 | 0 | 0 | 0 | 0 | 0 | 0 | 0 | 0 | 0 | 0 | 0 | 0 | 0 | 0
F1_Commercial_Retail_Existing_Space Heating_Natural Gas_Unit Heater_E6 | F1 | Commercial | Retail | Existing | Space Heating | Natural Gas | Unit Heater | E6 | CCE | 0 | 0 | 0 | 0 | 0 | 0 | 0 | 0 | 0 | 0 | 0 | 0 | 0 | 0 | 0 | 0 | 0 | 0 | 0 | 0 | 0 | 0 | 0 | 0 | 0 | 0 | 0 | 0 | 0 | 0
F1_Commercial_Retail_Existing_Space Heating_Natural Gas_Unit Heater_E7 | F1 | Commercial | Retail | Existing | Space Heating | Natural Gas | Unit Heater | E7 | CCE | 0 | 0 | 0 | 0 | 0 | 0 | 0 | 0 | 0 | 0 | 0 | 0 | 0 | 0 | 0 | 0 | 0 | 0 | 0 | 0 | 0 | 0 | 0 | 0 | 0 | 0 | 0 | 0 | 0 | 0
F1_Commercial_Retail_Existing_Space Heating_Natural Gas_Unit Heater_E8 | F1 | Commercial | Retail | Existing | Space Heating | Natural Gas | Unit Heater | E8 | CCE | 0 | 0 | 0 | 0 | 0 | 0 | 0 | 0 | 0 | 0 | 0 | 0 | 0 | 0 | 0 | 0 | 0 | 0 | 0 | 0 | 0 | 0 | 0 | 0 | 0 | 0 | 0 | 0 | 0 | 0
F1_Commercial_Retail_Existing_Space Heating_Natural Gas_Unit Heater_E9 | F1 | Commercial | Retail | Existing | Space Heating | Natural Gas | Unit Heater | E9 | CCE | 0 | 0 | 0 | 0 | 0 | 0 | 0 | 0 | 0 | 0 | 0 | 0 | 0 | 0 | 0 | 0 | 0 | 0 | 0 | 0 | 0 | 0 | 0 | 0 | 0 | 0 | 0 | 0 | 0 | 0
F1_Commercial_Retail_Existing_Space Heating_Natural Gas_Unit Heater_E10 | F1 | Commercial | Retail | Existing | Space Heating | Natural Gas | Unit Heater | E10 | CCE | 0 | 0 | 0 | 0 | 0 | 0 | 0 | 0 | 0 | 0 | 0 | 0 | 0 | 0 | 0 | 0 | 0 | 0 | 0 | 0 | 0 | 0 | 0 | 0 | 0 | 0 | 0 | 0 | 0 | 0
F2_Commercial_Retail_Existing_Space Heating_Natural Gas_Unit Heater_E1 | F2 | Commercial | Retail | Existing | Space Heating | Natural Gas | Unit Heater | E1 | TRC BC Ratio | 0.9 | 0.9 | 0.9 | 0.9 | 0.9 | 0.9 | 0.9 | 0.9 | 0.9 | 0.9 | 0.9 | 0.9 | 0.9 | 0.9 | 0.9 | 0.9 | 0.9 | 0.9 | 0.9 | 0.9 | 0.9 | 0.9 | 0 | 0 | 0 | 0 | 0 | 0 | 0 | 0
F2_Commercial_Retail_Existing_Space Heating_Natural Gas_Unit Heater_E2 | F2 | Commercial | Retail | Existing | Space Heating | Natural Gas | Unit Heater | E2 | TRC BC Ratio | 0.35171 | 0.35472 | 0.35832 | 0.36428 | 0.37222 | 0.3816 | 0.39021 | 0.39788 | 0.40532 | 0.41254 | 0.41981 | 0.42689 | 0.43355 | 0.44022 | 0.44659 | 0.45313 | 0.46012 | 0.46716 | 0.47426 | 0.48138 | 0.48843 | 0.49538 | 0 | 0 | 0 | 0 | 0 | 0 | 0 | 0
F2_Commercial_Retail_Existing_Space Heating_Natural Gas_Unit Heater_E3 | F2 | Commercial | Retail | Existing | Space Heating | Natural Gas | Unit Heater | E3 | TRC BC Ratio | 6.8506 | 6.8286 | 6.8252 | 6.9114 | 7.0978 | 7.356 | 7.5942 | 7.8144 | 8.0481 | 8.2587 | 8.4576 | 8.6317 | 8.7675 | 8.8576 | 8.9311 | 9.0076 | 9.0994 | 9.1891 | 9.2771 | 9.362 | 9.4392 | 9.5076 | 0 | 0 | 0 | 0 | 0 | 0 | 0 | 0
F2_Commercial_Retail_Existing_Space Heating_Natural Gas_Unit Heater_E4 | F2 | Commercial | Retail | Existing | Space Heating | Natural Gas | Unit Heater | E4 | TRC BC Ratio | 0 | 0 | 0 | 0 | 0 | 0 | 0 | 0 | 0 | 0 | 0 | 0 | 0 | 0 | 0 | 0 | 0 | 0 | 0 | 0 | 0 | 0 | 0 | 0 | 0 | 0 | 0 | 0 | 0 | 0
F2_Commercial_Retail_Existing_Space Heating_Natural Gas_Unit Heater_E5 | F2 | Commercial | Retail | Existing | Space Heating | Natural Gas | Unit Heater | E5 | TRC BC Ratio | 0 | 0 | 0 | 0 | 0 | 0 | 0 | 0 | 0 | 0 | 0 | 0 | 0 | 0 | 0 | 0 | 0 | 0 | 0 | 0 | 0 | 0 | 0 | 0 | 0 | 0 | 0 | 0 | 0 | 0
F2_Commercial_Retail_Existing_Space Heating_Natural Gas_Unit Heater_E6 | F2 | Commercial | Retail | Existing | Space Heating | Natural Gas | Unit Heater | E6 | TRC BC Ratio | 0 | 0 | 0 | 0 | 0 | 0 | 0 | 0 | 0 | 0 | 0 | 0 | 0 | 0 | 0 | 0 | 0 | 0 | 0 | 0 | 0 | 0 | 0 | 0 | 0 | 0 | 0 | 0 | 0 | 0
F2_Commercial_Retail_Existing_Space Heating_Natural Gas_Unit Heater_E7 | F2 | Commercial | Retail | Existing | Space Heating | Natural Gas | Unit Heater | E7 | TRC BC Ratio | 0 | 0 | 0 | 0 | 0 | 0 | 0 | 0 | 0 | 0 | 0 | 0 | 0 | 0 | 0 | 0 | 0 | 0 | 0 | 0 | 0 | 0 | 0 | 0 | 0 | 0 | 0 | 0 | 0 | 0
F2_Commercial_Retail_Existing_Space Heating_Natural Gas_Unit Heater_E8 | F2 | Commercial | Retail | Existing | Space Heating | Natural Gas | Unit Heater | E8 | TRC BC Ratio | 0 | 0 | 0 | 0 | 0 | 0 | 0 | 0 | 0 | 0 | 0 | 0 | 0 | 0 | 0 | 0 | 0 | 0 | 0 | 0 | 0 | 0 | 0 | 0 | 0 | 0 | 0 | 0 | 0 | 0
F2_Commercial_Retail_Existing_Space Heating_Natural Gas_Unit Heater_E9 | F2 | Commercial | Retail | Existing | Space Heating | Natural Gas | Unit Heater | E9 | TRC BC Ratio | 0 | 0 | 0 | 0 | 0 | 0 | 0 | 0 | 0 | 0 | 0 | 0 | 0 | 0 | 0 | 0 | 0 | 0 | 0 | 0 | 0 | 0 | 0 | 0 | 0 | 0 | 0 | 0 | 0 | 0
F2_Commercial_Retail_Existing_Space Heating_Natural Gas_Unit Heater_E10 | F2 | Commercial | Retail | Existing | Space Heating | Natural Gas | Unit Heater | E10 | TRC BC Ratio | 0 | 0 | 0 | 0 | 0 | 0 | 0 | 0 | 0 | 0 | 0 | 0 | 0 | 0 | 0 | 0 | 0 | 0 | 0 | 0 | 0 | 0 | 0 | 0 | 0 | 0 | 0 | 0 | 0 | 0
F3_Commercial_Retail_Existing_Space Heating_Natural Gas_Unit Heater_E1 | F3 | Commercial | Retail | Existing | Space Heating | Natural Gas | Unit Heater | E1 | PACT BC Ratio | 0.9 | 0.9 | 0.9 | 0.9 | 0.9 | 0.9 | 0.9 | 0.9 | 0.9 | 0.9 | 0.9 | 0.9 | 0.9 | 0.9 | 0.9 | 0.9 | 0.9 | 0.9 | 0.9 | 0.9 | 0.9 | 0.9 | 0 | 0 | 0 | 0 | 0 | 0 | 0 | 0
F3_Commercial_Retail_Existing_Space Heating_Natural Gas_Unit Heater_E2 | F3 | Commercial | Retail | Existing | Space Heating | Natural Gas | Unit Heater | E2 | PACT BC Ratio | 0.74493 | 0.75131 | 0.75894 | 0.77156 | 0.78839 | 0.80825 | 0.82649 | 0.84273 | 0.85849 | 0.87378 | 0.88919 | 0.90417 | 0.91828 | 0.93241 | 0.94591 | 0.95975 | 0.97456 | 0.98947 | 1.0045 | 1.0196 | 1.0345 | 1.0492 | 0 | 0 | 0 | 0 | 0 | 0 | 0 | 0
F3_Commercial_Retail_Existing_Space Heating_Natural Gas_Unit Heater_E3 | F3 | Commercial | Retail | Existing | Space Heating | Natural Gas | Unit Heater | E3 | PACT BC Ratio | 14.5099 | 14.4632 | 14.4561 | 14.6387 | 15.0334 | 15.5804 | 16.085 | 16.5514 | 17.0463 | 17.4923 | 17.9137 | 18.2824 | 18.5701 | 18.7607 | 18.9164 | 19.0784 | 19.273 | 19.463 | 19.6493 | 19.8292 | 19.9928 | 20.1376 | 0 | 0 | 0 | 0 | 0 | 0 | 0 | 0
F3_Commercial_Retail_Existing_Space Heating_Natural Gas_Unit Heater_E4 | F3 | Commercial | Retail | Existing | Space Heating | Natural Gas | Unit Heater | E4 | PACT BC Ratio | 0 | 0 | 0 | 0 | 0 | 0 | 0 | 0 | 0 | 0 | 0 | 0 | 0 | 0 | 0 | 0 | 0 | 0 | 0 | 0 | 0 | 0 | 0 | 0 | 0 | 0 | 0 | 0 | 0 | 0
F3_Commercial_Retail_Existing_Space Heating_Natural Gas_Unit Heater_E5 | F3 | Commercial | Retail | Existing | Space Heating | Natural Gas | Unit Heater | E5 | PACT BC Ratio | 0 | 0 | 0 | 0 | 0 | 0 | 0 | 0 | 0 | 0 | 0 | 0 | 0 | 0 | 0 | 0 | 0 | 0 | 0 | 0 | 0 | 0 | 0 | 0 | 0 | 0 | 0 | 0 | 0 | 0
F3_Commercial_Retail_Existing_Space Heating_Natural Gas_Unit Heater_E6 | F3 | Commercial | Retail | Existing | Space Heating | Natural Gas | Unit Heater | E6 | PACT BC Ratio | 0 | 0 | 0 | 0 | 0 | 0 | 0 | 0 | 0 | 0 | 0 | 0 | 0 | 0 | 0 | 0 | 0 | 0 | 0 | 0 | 0 | 0 | 0 | 0 | 0 | 0 | 0 | 0 | 0 | 0
F3_Commercial_Retail_Existing_Space Heating_Natural Gas_Unit Heater_E7 | F3 | Commercial | Retail | Existing | Space Heating | Natural Gas | Unit Heater | E7 | PACT BC Ratio | 0 | 0 | 0 | 0 | 0 | 0 | 0 | 0 | 0 | 0 | 0 | 0 | 0 | 0 | 0 | 0 | 0 | 0 | 0 | 0 | 0 | 0 | 0 | 0 | 0 | 0 | 0 | 0 | 0 | 0
F3_Commercial_Retail_Existing_Space Heating_Natural Gas_Unit Heater_E8 | F3 | Commercial | Retail | Existing | Space Heating | Natural Gas | Unit Heater | E8 | PACT BC Ratio | 0 | 0 | 0 | 0 | 0 | 0 | 0 | 0 | 0 | 0 | 0 | 0 | 0 | 0 | 0 | 0 | 0 | 0 | 0 | 0 | 0 | 0 | 0 | 0 | 0 | 0 | 0 | 0 | 0 | 0
F3_Commercial_Retail_Existing_Space Heating_Natural Gas_Unit Heater_E9 | F3 | Commercial | Retail | Existing | Space Heating | Natural Gas | Unit Heater | E9 | PACT BC Ratio | 0 | 0 | 0 | 0 | 0 | 0 | 0 | 0 | 0 | 0 | 0 | 0 | 0 | 0 | 0 | 0 | 0 | 0 | 0 | 0 | 0 | 0 | 0 | 0 | 0 | 0 | 0 | 0 | 0 | 0
F3_Commercial_Retail_Existing_Space Heating_Natural Gas_Unit Heater_E10 | F3 | Commercial | Retail | Existing | Space Heating | Natural Gas | Unit Heater | E10 | PACT BC Ratio | 0 | 0 | 0 | 0 | 0 | 0 | 0 | 0 | 0 | 0 | 0 | 0 | 0 | 0 | 0 | 0 | 0 | 0 | 0 | 0 | 0 | 0 | 0 | 0 | 0 | 0 | 0 | 0 | 0 | 0
F4_Commercial_Retail_Existing_Space Heating_Natural Gas_Unit Heater_E1 | F4 | Commercial | Retail | Existing | Space Heating | Natural Gas | Unit Heater | E1 | PCT BC Ratio | 0.9 | 0.9 | 0.9 | 0.9 | 0.9 | 0.9 | 0.9 | 0.9 | 0.9 | 0.9 | 0.9 | 0.9 | 0.9 | 0.9 | 0.9 | 0.9 | 0.9 | 0.9 | 0.9 | 0.9 | 0.9 | 0.9 | 0 | 0 | 0 | 0 | 0 | 0 | 0 | 0
F4_Commercial_Retail_Existing_Space Heating_Natural Gas_Unit Heater_E2 | F4 | Commercial | Retail | Existing | Space Heating | Natural Gas | Unit Heater | E2 | PCT BC Ratio | 0.85851 | 0.8633 | 0.86903 | 0.87852 | 0.89117 | 0.90609 | 0.9198 | 0.93201 | 0.94385 | 0.95533 | 0.96692 | 0.97818 | 0.98878 | 0.99939 | 1.0095 | 1.0199 | 1.0311 | 1.0423 | 1.0536 | 1.0649 | 1.0761 | 1.0872 | 0 | 0 | 0 | 0 | 0 | 0 | 0 | 0
F4_Commercial_Retail_Existing_Space Heating_Natural Gas_Unit Heater_E3 | F4 | Commercial | Retail | Existing | Space Heating | Natural Gas | Unit Heater | E3 | PCT BC Ratio | 11.2028 | 11.1678 | 11.1624 | 11.2996 | 11.5963 | 12.0073 | 12.3865 | 12.737 | 13.1089 | 13.4441 | 13.7607 | 14.0378 | 14.254 | 14.3973 | 14.5143 | 14.6361 | 14.7822 | 14.925 | 15.0651 | 15.2002 | 15.3232 | 15.432 | 0 | 0 | 0 | 0 | 0 | 0 | 0 | 0
F4_Commercial_Retail_Existing_Space Heating_Natural Gas_Unit Heater_E4 | F4 | Commercial | Retail | Existing | Space Heating | Natural Gas | Unit Heater | E4 | PCT BC Ratio | 0 | 0 | 0 | 0 | 0 | 0 | 0 | 0 | 0 | 0 | 0 | 0 | 0 | 0 | 0 | 0 | 0 | 0 | 0 | 0 | 0 | 0 | 0 | 0 | 0 | 0 | 0 | 0 | 0 | 0
F4_Commercial_Retail_Existing_Space Heating_Natural Gas_Unit Heater_E5 | F4 | Commercial | Retail | Existing | Space Heating | Natural Gas | Unit Heater | E5 | PCT BC Ratio | 0 | 0 | 0 | 0 | 0 | 0 | 0 | 0 | 0 | 0 | 0 | 0 | 0 | 0 | 0 | 0 | 0 | 0 | 0 | 0 | 0 | 0 | 0 | 0 | 0 | 0 | 0 | 0 | 0 | 0
F4_Commercial_Retail_Existing_Space Heating_Natural Gas_Unit Heater_E6 | F4 | Commercial | Retail | Existing | Space Heating | Natural Gas | Unit Heater | E6 | PCT BC Ratio | 0 | 0 | 0 | 0 | 0 | 0 | 0 | 0 | 0 | 0 | 0 | 0 | 0 | 0 | 0 | 0 | 0 | 0 | 0 | 0 | 0 | 0 | 0 | 0 | 0 | 0 | 0 | 0 | 0 | 0
F4_Commercial_Retail_Existing_Space Heating_Natural Gas_Unit Heater_E7 | F4 | Commercial | Retail | Existing | Space Heating | Natural Gas | Unit Heater | E7 | PCT BC Ratio | 0 | 0 | 0 | 0 | 0 | 0 | 0 | 0 | 0 | 0 | 0 | 0 | 0 | 0 | 0 | 0 | 0 | 0 | 0 | 0 | 0 | 0 | 0 | 0 | 0 | 0 | 0 | 0 | 0 | 0
F4_Commercial_Retail_Existing_Space Heating_Natural Gas_Unit Heater_E8 | F4 | Commercial | Retail | Existing | Space Heating | Natural Gas | Unit Heater | E8 | PCT BC Ratio | 0 | 0 | 0 | 0 | 0 | 0 | 0 | 0 | 0 | 0 | 0 | 0 | 0 | 0 | 0 | 0 | 0 | 0 | 0 | 0 | 0 | 0 | 0 | 0 | 0 | 0 | 0 | 0 | 0 | 0
F4_Commercial_Retail_Existing_Space Heating_Natural Gas_Unit Heater_E9 | F4 | Commercial | Retail | Existing | Space Heating | Natural Gas | Unit Heater | E9 | PCT BC Ratio | 0 | 0 | 0 | 0 | 0 | 0 | 0 | 0 | 0 | 0 | 0 | 0 | 0 | 0 | 0 | 0 | 0 | 0 | 0 | 0 | 0 | 0 | 0 | 0 | 0 | 0 | 0 | 0 | 0 | 0
F4_Commercial_Retail_Existing_Space Heating_Natural Gas_Unit Heater_E10 | F4 | Commercial | Retail | Existing | Space Heating | Natural Gas | Unit Heater | E10 | PCT BC Ratio | 0 | 0 | 0 | 0 | 0 | 0 | 0 | 0 | 0 | 0 | 0 | 0 | 0 | 0 | 0 | 0 | 0 | 0 | 0 | 0 | 0 | 0 | 0 | 0 | 0 | 0 | 0 | 0 | 0 | 0
F5_Commercial_Retail_Existing_Space Heating_Natural Gas_Unit Heater_E1 | F5 | Commercial | Retail | Existing | Space Heating | Natural Gas | Unit Heater | E1 | RIM BC Ratio | 0.9 | 0.9 | 0.9 | 0.9 | 0.9 | 0.9 | 0.9 | 0.9 | 0.9 | 0.9 | 0.9 | 0.9 | 0.9 | 0.9 | 0.9 | 0.9 | 0.9 | 0.9 | 0.9 | 0.9 | 0.9 | 0.9 | 0 | 0 | 0 | 0 | 0 | 0 | 0 | 0
F5_Commercial_Retail_Existing_Space Heating_Natural Gas_Unit Heater_E2 | F5 | Commercial | Retail | Existing | Space Heating | Natural Gas | Unit Heater | E2 | RIM BC Ratio | 0.39363 | 0.3954 | 0.3975 | 0.40094 | 0.40544 | 0.41062 | 0.41528 | 0.41934 | 0.42321 | 0.42689 | 0.43054 | 0.43402 | 0.43724 | 0.44042 | 0.44341 | 0.44643 | 0.44961 | 0.45275 | 0.45587 | 0.45896 | 0.46196 | 0.46487 | 0 | 0 | 0 | 0 | 0 | 0 | 0 | 0
F5_Commercial_Retail_Existing_Space Heating_Natural Gas_Unit Heater_E3 | F5 | Commercial | Retail | Existing | Space Heating | Natural Gas | Unit Heater | E3 | RIM BC Ratio | 0.78928 | 0.78914 | 0.78912 | 0.78965 | 0.79077 | 0.79224 | 0.7935 | 0.79461 | 0.79572 | 0.79666 | 0.79752 | 0.79824 | 0.79878 | 0.79913 | 0.79941 | 0.79969 | 0.80003 | 0.80036 | 0.80067 | 0.80096 | 0.80123 | 0.80146 | 0 | 0 | 0 | 0 | 0 | 0 | 0 | 0
F5_Commercial_Retail_Existing_Space Heating_Natural Gas_Unit Heater_E4 | F5 | Commercial | Retail | Existing | Space Heating | Natural Gas | Unit Heater | E4 | RIM BC Ratio | 0 | 0 | 0 | 0 | 0 | 0 | 0 | 0 | 0 | 0 | 0 | 0 | 0 | 0 | 0 | 0 | 0 | 0 | 0 | 0 | 0 | 0 | 0 | 0 | 0 | 0 | 0 | 0 | 0 | 0
F5_Commercial_Retail_Existing_Space Heating_Natural Gas_Unit Heater_E5 | F5 | Commercial | Retail | Existing | Space Heating | Natural Gas | Unit Heater | E5 | RIM BC Ratio | 0 | 0 | 0 | 0 | 0 | 0 | 0 | 0 | 0 | 0 | 0 | 0 | 0 | 0 | 0 | 0 | 0 | 0 | 0 | 0 | 0 | 0 | 0 | 0 | 0 | 0 | 0 | 0 | 0 | 0
F5_Commercial_Retail_Existing_Space Heating_Natural Gas_Unit Heater_E6 | F5 | Commercial | Retail | Existing | Space Heating | Natural Gas | Unit Heater | E6 | RIM BC Ratio | 0 | 0 | 0 | 0 | 0 | 0 | 0 | 0 | 0 | 0 | 0 | 0 | 0 | 0 | 0 | 0 | 0 | 0 | 0 | 0 | 0 | 0 | 0 | 0 | 0 | 0 | 0 | 0 | 0 | 0
F5_Commercial_Retail_Existing_Space Heating_Natural Gas_Unit Heater_E7 | F5 | Commercial | Retail | Existing | Space Heating | Natural Gas | Unit Heater | E7 | RIM BC Ratio | 0 | 0 | 0 | 0 | 0 | 0 | 0 | 0 | 0 | 0 | 0 | 0 | 0 | 0 | 0 | 0 | 0 | 0 | 0 | 0 | 0 | 0 | 0 | 0 | 0 | 0 | 0 | 0 | 0 | 0
F5_Commercial_Retail_Existing_Space Heating_Natural Gas_Unit Heater_E8 | F5 | Commercial | Retail | Existing | Space Heating | Natural Gas | Unit Heater | E8 | RIM BC Ratio | 0 | 0 | 0 | 0 | 0 | 0 | 0 | 0 | 0 | 0 | 0 | 0 | 0 | 0 | 0 | 0 | 0 | 0 | 0 | 0 | 0 | 0 | 0 | 0 | 0 | 0 | 0 | 0 | 0 | 0
F5_Commercial_Retail_Existing_Space Heating_Natural Gas_Unit Heater_E9 | F5 | Commercial | Retail | Existing | Space Heating | Natural Gas | Unit Heater | E9 | RIM BC Ratio | 0 | 0 | 0 | 0 | 0 | 0 | 0 | 0 | 0 | 0 | 0 | 0 | 0 | 0 | 0 | 0 | 0 | 0 | 0 | 0 | 0 | 0 | 0 | 0 | 0 | 0 | 0 | 0 | 0 | 0
F5_Commercial_Retail_Existing_Space Heating_Natural Gas_Unit Heater_E10 | F5 | Commercial | Retail | Existing | Space Heating | Natural Gas | Unit Heater | E10 | RIM BC Ratio | 0 | 0 | 0 | 0 | 0 | 0 | 0 | 0 | 0 | 0 | 0 | 0 | 0 | 0 | 0 | 0 | 0 | 0 | 0 | 0 | 0 | 0 | 0 | 0 | 0 | 0 | 0 | 0 | 0 | 0
F0_Commercial_Retail_Existing_Water Heating_Natural Gas_Water Heater_E0 | F0 | Commercial | Retail | Existing | Water Heating | Natural Gas | Water Heater | E0 | Economic Unit | Gas-Fired Absorption HPWH | Gas-Fired Absorption HPWH | Gas-Fired Absorption HPWH | Gas-Fired Absorption HPWH | Gas-Fired Absorption HPWH | Gas-Fired Absorption HPWH | Gas-Fired Absorption HPWH | Gas-Fired Absorption HPWH | Gas-Fired Absorption HPWH | Gas-Fired Absorption HPWH | Gas-Fired Absorption HPWH | Gas-Fired Absorption HPWH | Gas-Fired Absorption HPWH | Gas-Fired Absorption HPWH | Gas-Fired Absorption HPWH | Gas-Fired Absorption HPWH | Gas-Fired Absorption HPWH | Gas-Fired Absorption HPWH | Gas-Fired Absorption HPWH | Gas-Fired Absorption HPWH | Gas-Fired Absorption HPWH | Gas-Fired Absorption HPWH | 0 | 0 | 0 | 0 | 0 | 0 | 0 | 0
F1_Commercial_Retail_Existing_Water Heating_Natural Gas_Water Heater_E1 | F1 | Commercial | Retail | Existing | Water Heating | Natural Gas | Water Heater | E1 | CCE | 0 | 0 | 0 | 0 | 0 | 0 | 0 | 0 | 0 | 0 | 0 | 0 | 0 | 0 | 0 | 0 | 0 | 0 | 0 | 0 | 0 | 0 | 0 | 0 | 0 | 0 | 0 | 0 | 0 | 0
F1_Commercial_Retail_Existing_Water Heating_Natural Gas_Water Heater_E2 | F1 | Commercial | Retail | Existing | Water Heating | Natural Gas | Water Heater | E2 | CCE | -0.00021595 | -0.00021595 | -0.00022687 | -0.00022342 | -0.00022007 | -0.00021589 | -0.0002153 | -0.00021391 | -0.00021262 | -0.00021068 | -0.00021038 | -0.00020941 | -0.00020855 | -0.0002069 | -0.00020712 | -0.00020649 | -0.00020586 | -0.0002045 | -0.00020491 | -0.00020451 | -0.00020421 | -0.00020306 | 0 | 0 | 0 | 0 | 0 | 0 | 0 | 0
F1_Commercial_Retail_Existing_Water Heating_Natural Gas_Water Heater_E3 | F1 | Commercial | Retail | Existing | Water Heating | Natural Gas | Water Heater | E3 | CCE | 0.00020111 | 0.00020111 | 0.00021128 | 0.00020806 | 0.00020494 | 0.00020104 | 0.0002005 | 0.00019921 | 0.00019801 | 0.0001962 | 0.00019592 | 0.00019502 | 0.00019421 | 0.00019268 | 0.00019288 | 0.00019229 | 0.00019171 | 0.00019045 | 0.00019082 | 0.00019045 | 0.00019017 | 0.0001891 | 0 | 0 | 0 | 0 | 0 | 0 | 0 | 0
F1_Commercial_Retail_Existing_Water Heating_Natural Gas_Water Heater_E4 | F1 | Commercial | Retail | Existing | Water Heating | Natural Gas | Water Heater | E4 | CCE | -0.00087121 | -0.00087121 | -0.00091527 | -0.00090136 | -0.00088783 | -0.00087094 | -0.00086857 | -0.00086298 | -0.00085778 | -0.00084995 | -0.00084873 | -0.00084483 | -0.00084135 | -0.0008347 | -0.00083558 | -0.00083302 | -0.00083052 | -0.00082503 | -0.00082665 | -0.00082504 | -0.00082383 | -0.00081922 | 0 | 0 | 0 | 0 | 0 | 0 | 0 | 0
F1_Commercial_Retail_Existing_Water Heating_Natural Gas_Water Heater_E5 | F1 | Commercial | Retail | Existing | Water Heating | Natural Gas | Water Heater | E5 | CCE | 0 | 0 | 0 | 0 | 0 | 0 | 0 | 0 | 0 | 0 | 0 | 0 | 0 | 0 | 0 | 0 | 0 | 0 | 0 | 0 | 0 | 0 | 0 | 0 | 0 | 0 | 0 | 0 | 0 | 0
F1_Commercial_Retail_Existing_Water Heating_Natural Gas_Water Heater_E6 | F1 | Commercial | Retail | Existing | Water Heating | Natural Gas | Water Heater | E6 | CCE | 0 | 0 | 0 | 0 | 0 | 0 | 0 | 0 | 0 | 0 | 0 | 0 | 0 | 0 | 0 | 0 | 0 | 0 | 0 | 0 | 0 | 0 | 0 | 0 | 0 | 0 | 0 | 0 | 0 | 0
F1_Commercial_Retail_Existing_Water Heating_Natural Gas_Water Heater_E7 | F1 | Commercial | Retail | Existing | Water Heating | Natural Gas | Water Heater | E7 | CCE | 0 | 0 | 0 | 0 | 0 | 0 | 0 | 0 | 0 | 0 | 0 | 0 | 0 | 0 | 0 | 0 | 0 | 0 | 0 | 0 | 0 | 0 | 0 | 0 | 0 | 0 | 0 | 0 | 0 | 0
F1_Commercial_Retail_Existing_Water Heating_Natural Gas_Water Heater_E8 | F1 | Commercial | Retail | Existing | Water Heating | Natural Gas | Water Heater | E8 | CCE | 0 | 0 | 0 | 0 | 0 | 0 | 0 | 0 | 0 | 0 | 0 | 0 | 0 | 0 | 0 | 0 | 0 | 0 | 0 | 0 | 0 | 0 | 0 | 0 | 0 | 0 | 0 | 0 | 0 | 0
F1_Commercial_Retail_Existing_Water Heating_Natural Gas_Water Heater_E9 | F1 | Commercial | Retail | Existing | Water Heating | Natural Gas | Water Heater | E9 | CCE | 0 | 0 | 0 | 0 | 0 | 0 | 0 | 0 | 0 | 0 | 0 | 0 | 0 | 0 | 0 | 0 | 0 | 0 | 0 | 0 | 0 | 0 | 0 | 0 | 0 | 0 | 0 | 0 | 0 | 0
F1_Commercial_Retail_Existing_Water Heating_Natural Gas_Water Heater_E10 | F1 | Commercial | Retail | Existing | Water Heating | Natural Gas | Water Heater | E10 | CCE | 0 | 0 | 0 | 0 | 0 | 0 | 0 | 0 | 0 | 0 | 0 | 0 | 0 | 0 | 0 | 0 | 0 | 0 | 0 | 0 | 0 | 0 | 0 | 0 | 0 | 0 | 0 | 0 | 0 | 0
F2_Commercial_Retail_Existing_Water Heating_Natural Gas_Water Heater_E1 | F2 | Commercial | Retail | Existing | Water Heating | Natural Gas | Water Heater | E1 | TRC BC Ratio | 0.9 | 0.9 | 0.9 | 0.9 | 0.9 | 0.9 | 0.9 | 0.9 | 0.9 | 0.9 | 0.9 | 0.9 | 0.9 | 0.9 | 0.9 | 0.9 | 0.9 | 0.9 | 0.9 | 0.9 | 0.9 | 0.9 | 0 | 0 | 0 | 0 | 0 | 0 | 0 | 0
F2_Commercial_Retail_Existing_Water Heating_Natural Gas_Water Heater_E2 | F2 | Commercial | Retail | Existing | Water Heating | Natural Gas | Water Heater | E2 | TRC BC Ratio | 0.9 | 0.9 | 0.9 | 0.9 | 0.9 | 0.9 | 0.9 | 0.9 | 0.9 | 0.9 | 0.9 | 0.9 | 0.9 | 0.9 | 0.9 | 0.9 | 0.9 | 0.9 | 0.9 | 0.9 | 0.9 | 0.9 | 0 | 0 | 0 | 0 | 0 | 0 | 0 | 0
F2_Commercial_Retail_Existing_Water Heating_Natural Gas_Water Heater_E3 | F2 | Commercial | Retail | Existing | Water Heating | Natural Gas | Water Heater | E3 | TRC BC Ratio | 43.5458 | 43.836 | 44.212 | 44.938 | 45.9458 | 47.1586 | 48.2597 | 49.2031 | 50.0986 | 51.0131 | 51.9923 | 52.9475 | 53.8507 | 54.7602 | 55.564 | 56.3249 | 57.1485 | 57.9749 | 58.8057 | 59.6367 | 60.4521 | 61.248 | 0 | 0 | 0 | 0 | 0 | 0 | 0 | 0
F2_Commercial_Retail_Existing_Water Heating_Natural Gas_Water Heater_E4 | F2 | Commercial | Retail | Existing | Water Heating | Natural Gas | Water Heater | E4 | TRC BC Ratio | 0.9 | 0.9 | 0.9 | 0.9 | 0.9 | 0.9 | 0.9 | 0.9 | 0.9 | 0.9 | 0.9 | 0.9 | 0.9 | 0.9 | 0.9 | 0.9 | 0.9 | 0.9 | 0.9 | 0.9 | 0.9 | 0.9 | 0 | 0 | 0 | 0 | 0 | 0 | 0 | 0
F2_Commercial_Retail_Existing_Water Heating_Natural Gas_Water Heater_E5 | F2 | Commercial | Retail | Existing | Water Heating | Natural Gas | Water Heater | E5 | TRC BC Ratio | 0 | 0 | 0 | 0 | 0 | 0 | 0 | 0 | 0 | 0 | 0 | 0 | 0 | 0 | 0 | 0 | 0 | 0 | 0 | 0 | 0 | 0 | 0 | 0 | 0 | 0 | 0 | 0 | 0 | 0
F2_Commercial_Retail_Existing_Water Heating_Natural Gas_Water Heater_E6 | F2 | Commercial | Retail | Existing | Water Heating | Natural Gas | Water Heater | E6 | TRC BC Ratio | 0 | 0 | 0 | 0 | 0 | 0 | 0 | 0 | 0 | 0 | 0 | 0 | 0 | 0 | 0 | 0 | 0 | 0 | 0 | 0 | 0 | 0 | 0 | 0 | 0 | 0 | 0 | 0 | 0 | 0
F2_Commercial_Retail_Existing_Water Heating_Natural Gas_Water Heater_E7 | F2 | Commercial | Retail | Existing | Water Heating | Natural Gas | Water Heater | E7 | TRC BC Ratio | 0 | 0 | 0 | 0 | 0 | 0 | 0 | 0 | 0 | 0 | 0 | 0 | 0 | 0 | 0 | 0 | 0 | 0 | 0 | 0 | 0 | 0 | 0 | 0 | 0 | 0 | 0 | 0 | 0 | 0
F2_Commercial_Retail_Existing_Water Heating_Natural Gas_Water Heater_E8 | F2 | Commercial | Retail | Existing | Water Heating | Natural Gas | Water Heater | E8 | TRC BC Ratio | 0 | 0 | 0 | 0 | 0 | 0 | 0 | 0 | 0 | 0 | 0 | 0 | 0 | 0 | 0 | 0 | 0 | 0 | 0 | 0 | 0 | 0 | 0 | 0 | 0 | 0 | 0 | 0 | 0 | 0
F2_Commercial_Retail_Existing_Water Heating_Natural Gas_Water Heater_E9 | F2 | Commercial | Retail | Existing | Water Heating | Natural Gas | Water Heater | E9 | TRC BC Ratio | 0 | 0 | 0 | 0 | 0 | 0 | 0 | 0 | 0 | 0 | 0 | 0 | 0 | 0 | 0 | 0 | 0 | 0 | 0 | 0 | 0 | 0 | 0 | 0 | 0 | 0 | 0 | 0 | 0 | 0
F2_Commercial_Retail_Existing_Water Heating_Natural Gas_Water Heater_E10 | F2 | Commercial | Retail | Existing | Water Heating | Natural Gas | Water Heater | E10 | TRC BC Ratio | 0 | 0 | 0 | 0 | 0 | 0 | 0 | 0 | 0 | 0 | 0 | 0 | 0 | 0 | 0 | 0 | 0 | 0 | 0 | 0 | 0 | 0 | 0 | 0 | 0 | 0 | 0 | 0 | 0 | 0
F3_Commercial_Retail_Existing_Water Heating_Natural Gas_Water Heater_E1 | F3 | Commercial | Retail | Existing | Water Heating | Natural Gas | Water Heater | E1 | PACT BC Ratio | 0.9 | 0.9 | 0.9 | 0.9 | 0.9 | 0.9 | 0.9 | 0.9 | 0.9 | 0.9 | 0.9 | 0.9 | 0.9 | 0.9 | 0.9 | 0.9 | 0.9 | 0.9 | 0.9 | 0.9 | 0.9 | 0.9 | 0 | 0 | 0 | 0 | 0 | 0 | 0 | 0
F3_Commercial_Retail_Existing_Water Heating_Natural Gas_Water Heater_E2 | F3 | Commercial | Retail | Existing | Water Heating | Natural Gas | Water Heater | E2 | PACT BC Ratio | 0.9 | 0.9 | 0.9 | 0.9 | 0.9 | 0.9 | 0.9 | 0.9 | 0.9 | 0.9 | 0.9 | 0.9 | 0.9 | 0.9 | 0.9 | 0.9 | 0.9 | 0.9 | 0.9 | 0.9 | 0.9 | 0.9 | 0 | 0 | 0 | 0 | 0 | 0 | 0 | 0
F3_Commercial_Retail_Existing_Water Heating_Natural Gas_Water Heater_E3 | F3 | Commercial | Retail | Existing | Water Heating | Natural Gas | Water Heater | E3 | PACT BC Ratio | 71.2086 | 71.6831 | 72.2979 | 73.4852 | 75.1331 | 77.1164 | 78.917 | 80.4597 | 81.924 | 83.4196 | 85.0208 | 86.5827 | 88.0596 | 89.5469 | 90.8614 | 92.1057 | 93.4524 | 94.8038 | 96.1625 | 97.5213 | 98.8547 | 100.1562 | 0 | 0 | 0 | 0 | 0 | 0 | 0 | 0
F3_Commercial_Retail_Existing_Water Heating_Natural Gas_Water Heater_E4 | F3 | Commercial | Retail | Existing | Water Heating | Natural Gas | Water Heater | E4 | PACT BC Ratio | 0.9 | 0.9 | 0.9 | 0.9 | 0.9 | 0.9 | 0.9 | 0.9 | 0.9 | 0.9 | 0.9 | 0.9 | 0.9 | 0.9 | 0.9 | 0.9 | 0.9 | 0.9 | 0.9 | 0.9 | 0.9 | 0.9 | 0 | 0 | 0 | 0 | 0 | 0 | 0 | 0
F3_Commercial_Retail_Existing_Water Heating_Natural Gas_Water Heater_E5 | F3 | Commercial | Retail | Existing | Water Heating | Natural Gas | Water Heater | E5 | PACT BC Ratio | 0 | 0 | 0 | 0 | 0 | 0 | 0 | 0 | 0 | 0 | 0 | 0 | 0 | 0 | 0 | 0 | 0 | 0 | 0 | 0 | 0 | 0 | 0 | 0 | 0 | 0 | 0 | 0 | 0 | 0
F3_Commercial_Retail_Existing_Water Heating_Natural Gas_Water Heater_E6 | F3 | Commercial | Retail | Existing | Water Heating | Natural Gas | Water Heater | E6 | PACT BC Ratio | 0 | 0 | 0 | 0 | 0 | 0 | 0 | 0 | 0 | 0 | 0 | 0 | 0 | 0 | 0 | 0 | 0 | 0 | 0 | 0 | 0 | 0 | 0 | 0 | 0 | 0 | 0 | 0 | 0 | 0
F3_Commercial_Retail_Existing_Water Heating_Natural Gas_Water Heater_E7 | F3 | Commercial | Retail | Existing | Water Heating | Natural Gas | Water Heater | E7 | PACT BC Ratio | 0 | 0 | 0 | 0 | 0 | 0 | 0 | 0 | 0 | 0 | 0 | 0 | 0 | 0 | 0 | 0 | 0 | 0 | 0 | 0 | 0 | 0 | 0 | 0 | 0 | 0 | 0 | 0 | 0 | 0
F3_Commercial_Retail_Existing_Water Heating_Natural Gas_Water Heater_E8 | F3 | Commercial | Retail | Existing | Water Heating | Natural Gas | Water Heater | E8 | PACT BC Ratio | 0 | 0 | 0 | 0 | 0 | 0 | 0 | 0 | 0 | 0 | 0 | 0 | 0 | 0 | 0 | 0 | 0 | 0 | 0 | 0 | 0 | 0 | 0 | 0 | 0 | 0 | 0 | 0 | 0 | 0
F3_Commercial_Retail_Existing_Water Heating_Natural Gas_Water Heater_E9 | F3 | Commercial | Retail | Existing | Water Heating | Natural Gas | Water Heater | E9 | PACT BC Ratio | 0 | 0 | 0 | 0 | 0 | 0 | 0 | 0 | 0 | 0 | 0 | 0 | 0 | 0 | 0 | 0 | 0 | 0 | 0 | 0 | 0 | 0 | 0 | 0 | 0 | 0 | 0 | 0 | 0 | 0
F3_Commercial_Retail_Existing_Water Heating_Natural Gas_Water Heater_E10 | F3 | Commercial | Retail | Existing | Water Heating | Natural Gas | Water Heater | E10 | PACT BC Ratio | 0 | 0 | 0 | 0 | 0 | 0 | 0 | 0 | 0 | 0 | 0 | 0 | 0 | 0 | 0 | 0 | 0 | 0 | 0 | 0 | 0 | 0 | 0 | 0 | 0 | 0 | 0 | 0 | 0 | 0
F4_Commercial_Retail_Existing_Water Heating_Natural Gas_Water Heater_E1 | F4 | Commercial | Retail | Existing | Water Heating | Natural Gas | Water Heater | E1 | PCT BC Ratio | 0.9 | 0.9 | 0.9 | 0.9 | 0.9 | 0.9 | 0.9 | 0.9 | 0.9 | 0.9 | 0.9 | 0.9 | 0.9 | 0.9 | 0.9 | 0.9 | 0.9 | 0.9 | 0.9 | 0.9 | 0.9 | 0.9 | 0 | 0 | 0 | 0 | 0 | 0 | 0 | 0
F4_Commercial_Retail_Existing_Water Heating_Natural Gas_Water Heater_E2 | F4 | Commercial | Retail | Existing | Water Heating | Natural Gas | Water Heater | E2 | PCT BC Ratio | 0.9 | 0.9 | 0.9 | 0.9 | 0.9 | 0.9 | 0.9 | 0.9 | 0.9 | 0.9 | 0.9 | 0.9 | 0.9 | 0.9 | 0.9 | 0.9 | 0.9 | 0.9 | 0.9 | 0.9 | 0.9 | 0.9 | 0 | 0 | 0 | 0 | 0 | 0 | 0 | 0
F4_Commercial_Retail_Existing_Water Heating_Natural Gas_Water Heater_E3 | F4 | Commercial | Retail | Existing | Water Heating | Natural Gas | Water Heater | E3 | PCT BC Ratio | 77.1865 | 77.698 | 78.3607 | 79.6405 | 81.4169 | 83.5547 | 85.4956 | 87.1586 | 88.737 | 90.3491 | 92.0751 | 93.7588 | 95.3508 | 96.954 | 98.3709 | 99.7122 | 101.1638 | 102.6206 | 104.0851 | 105.5498 | 106.9871 | 108.3901 | 0 | 0 | 0 | 0 | 0 | 0 | 0 | 0
F4_Commercial_Retail_Existing_Water Heating_Natural Gas_Water Heater_E4 | F4 | Commercial | Retail | Existing | Water Heating | Natural Gas | Water Heater | E4 | PCT BC Ratio | 0.9 | 0.9 | 0.9 | 0.9 | 0.9 | 0.9 | 0.9 | 0.9 | 0.9 | 0.9 | 0.9 | 0.9 | 0.9 | 0.9 | 0.9 | 0.9 | 0.9 | 0.9 | 0.9 | 0.9 | 0.9 | 0.9 | 0 | 0 | 0 | 0 | 0 | 0 | 0 | 0
F4_Commercial_Retail_Existing_Water Heating_Natural Gas_Water Heater_E5 | F4 | Commercial | Retail | Existing | Water Heating | Natural Gas | Water Heater | E5 | PCT BC Ratio | 0 | 0 | 0 | 0 | 0 | 0 | 0 | 0 | 0 | 0 | 0 | 0 | 0 | 0 | 0 | 0 | 0 | 0 | 0 | 0 | 0 | 0 | 0 | 0 | 0 | 0 | 0 | 0 | 0 | 0
F4_Commercial_Retail_Existing_Water Heating_Natural Gas_Water Heater_E6 | F4 | Commercial | Retail | Existing | Water Heating | Natural Gas | Water Heater | E6 | PCT BC Ratio | 0 | 0 | 0 | 0 | 0 | 0 | 0 | 0 | 0 | 0 | 0 | 0 | 0 | 0 | 0 | 0 | 0 | 0 | 0 | 0 | 0 | 0 | 0 | 0 | 0 | 0 | 0 | 0 | 0 | 0
F4_Commercial_Retail_Existing_Water Heating_Natural Gas_Water Heater_E7 | F4 | Commercial | Retail | Existing | Water Heating | Natural Gas | Water Heater | E7 | PCT BC Ratio | 0 | 0 | 0 | 0 | 0 | 0 | 0 | 0 | 0 | 0 | 0 | 0 | 0 | 0 | 0 | 0 | 0 | 0 | 0 | 0 | 0 | 0 | 0 | 0 | 0 | 0 | 0 | 0 | 0 | 0
F4_Commercial_Retail_Existing_Water Heating_Natural Gas_Water Heater_E8 | F4 | Commercial | Retail | Existing | Water Heating | Natural Gas | Water Heater | E8 | PCT BC Ratio | 0 | 0 | 0 | 0 | 0 | 0 | 0 | 0 | 0 | 0 | 0 | 0 | 0 | 0 | 0 | 0 | 0 | 0 | 0 | 0 | 0 | 0 | 0 | 0 | 0 | 0 | 0 | 0 | 0 | 0
F4_Commercial_Retail_Existing_Water Heating_Natural Gas_Water Heater_E9 | F4 | Commercial | Retail | Existing | Water Heating | Natural Gas | Water Heater | E9 | PCT BC Ratio | 0 | 0 | 0 | 0 | 0 | 0 | 0 | 0 | 0 | 0 | 0 | 0 | 0 | 0 | 0 | 0 | 0 | 0 | 0 | 0 | 0 | 0 | 0 | 0 | 0 | 0 | 0 | 0 | 0 | 0
F4_Commercial_Retail_Existing_Water Heating_Natural Gas_Water Heater_E10 | F4 | Commercial | Retail | Existing | Water Heating | Natural Gas | Water Heater | E10 | PCT BC Ratio | 0 | 0 | 0 | 0 | 0 | 0 | 0 | 0 | 0 | 0 | 0 | 0 | 0 | 0 | 0 | 0 | 0 | 0 | 0 | 0 | 0 | 0 | 0 | 0 | 0 | 0 | 0 | 0 | 0 | 0
F5_Commercial_Retail_Existing_Water Heating_Natural Gas_Water Heater_E1 | F5 | Commercial | Retail | Existing | Water Heating | Natural Gas | Water Heater | E1 | RIM BC Ratio | 0.9 | 0.9 | 0.9 | 0.9 | 0.9 | 0.9 | 0.9 | 0.9 | 0.9 | 0.9 | 0.9 | 0.9 | 0.9 | 0.9 | 0.9 | 0.9 | 0.9 | 0.9 | 0.9 | 0.9 | 0.9 | 0.9 | 0 | 0 | 0 | 0 | 0 | 0 | 0 | 0
F5_Commercial_Retail_Existing_Water Heating_Natural Gas_Water Heater_E2 | F5 | Commercial | Retail | Existing | Water Heating | Natural Gas | Water Heater | E2 | RIM BC Ratio | 0.9 | 0.9 | 0.9 | 0.9 | 0.9 | 0.9 | 0.9 | 0.9 | 0.9 | 0.9 | 0.9 | 0.9 | 0.9 | 0.9 | 0.9 | 0.9 | 0.9 | 0.9 | 0.9 | 0.9 | 0.9 | 0.9 | 0 | 0 | 0 | 0 | 0 | 0 | 0 | 0
F5_Commercial_Retail_Existing_Water Heating_Natural Gas_Water Heater_E3 | F5 | Commercial | Retail | Existing | Water Heating | Natural Gas | Water Heater | E3 | RIM BC Ratio | 0.82501 | 0.82507 | 0.82515 | 0.8253 | 0.82551 | 0.82574 | 0.82594 | 0.82611 | 0.82626 | 0.82641 | 0.82656 | 0.82671 | 0.82684 | 0.82697 | 0.82708 | 0.82718 | 0.82729 | 0.82739 | 0.8275 | 0.8276 | 0.82769 | 0.82778 | 0 | 0 | 0 | 0 | 0 | 0 | 0 | 0
F5_Commercial_Retail_Existing_Water Heating_Natural Gas_Water Heater_E4 | F5 | Commercial | Retail | Existing | Water Heating | Natural Gas | Water Heater | E4 | RIM BC Ratio | 0.9 | 0.9 | 0.9 | 0.9 | 0.9 | 0.9 | 0.9 | 0.9 | 0.9 | 0.9 | 0.9 | 0.9 | 0.9 | 0.9 | 0.9 | 0.9 | 0.9 | 0.9 | 0.9 | 0.9 | 0.9 | 0.9 | 0 | 0 | 0 | 0 | 0 | 0 | 0 | 0
F5_Commercial_Retail_Existing_Water Heating_Natural Gas_Water Heater_E5 | F5 | Commercial | Retail | Existing | Water Heating | Natural Gas | Water Heater | E5 | RIM BC Ratio | 0 | 0 | 0 | 0 | 0 | 0 | 0 | 0 | 0 | 0 | 0 | 0 | 0 | 0 | 0 | 0 | 0 | 0 | 0 | 0 | 0 | 0 | 0 | 0 | 0 | 0 | 0 | 0 | 0 | 0
F5_Commercial_Retail_Existing_Water Heating_Natural Gas_Water Heater_E6 | F5 | Commercial | Retail | Existing | Water Heating | Natural Gas | Water Heater | E6 | RIM BC Ratio | 0 | 0 | 0 | 0 | 0 | 0 | 0 | 0 | 0 | 0 | 0 | 0 | 0 | 0 | 0 | 0 | 0 | 0 | 0 | 0 | 0 | 0 | 0 | 0 | 0 | 0 | 0 | 0 | 0 | 0
F5_Commercial_Retail_Existing_Water Heating_Natural Gas_Water Heater_E7 | F5 | Commercial | Retail | Existing | Water Heating | Natural Gas | Water Heater | E7 | RIM BC Ratio | 0 | 0 | 0 | 0 | 0 | 0 | 0 | 0 | 0 | 0 | 0 | 0 | 0 | 0 | 0 | 0 | 0 | 0 | 0 | 0 | 0 | 0 | 0 | 0 | 0 | 0 | 0 | 0 | 0 | 0
F5_Commercial_Retail_Existing_Water Heating_Natural Gas_Water Heater_E8 | F5 | Commercial | Retail | Existing | Water Heating | Natural Gas | Water Heater | E8 | RIM BC Ratio | 0 | 0 | 0 | 0 | 0 | 0 | 0 | 0 | 0 | 0 | 0 | 0 | 0 | 0 | 0 | 0 | 0 | 0 | 0 | 0 | 0 | 0 | 0 | 0 | 0 | 0 | 0 | 0 | 0 | 0
F5_Commercial_Retail_Existing_Water Heating_Natural Gas_Water Heater_E9 | F5 | Commercial | Retail | Existing | Water Heating | Natural Gas | Water Heater | E9 | RIM BC Ratio | 0 | 0 | 0 | 0 | 0 | 0 | 0 | 0 | 0 | 0 | 0 | 0 | 0 | 0 | 0 | 0 | 0 | 0 | 0 | 0 | 0 | 0 | 0 | 0 | 0 | 0 | 0 | 0 | 0 | 0
F5_Commercial_Retail_Existing_Water Heating_Natural Gas_Water Heater_E10 | F5 | Commercial | Retail | Existing | Water Heating | Natural Gas | Water Heater | E10 | RIM BC Ratio | 0 | 0 | 0 | 0 | 0 | 0 | 0 | 0 | 0 | 0 | 0 | 0 | 0 | 0 | 0 | 0 | 0 | 0 | 0 | 0 | 0 | 0 | 0 | 0 | 0 | 0 | 0 | 0 | 0 | 0
F0_Commercial_Retail_Existing_Food Preparation_Natural Gas_Oven_E0 | F0 | Commercial | Retail | Existing | Food Preparation | Natural Gas | Oven | E0 | Economic Unit | ENERGY STAR (>44% Baking Efficiency) | ENERGY STAR (>44% Baking Efficiency) | ENERGY STAR (>44% Baking Efficiency) | ENERGY STAR (>44% Baking Efficiency) | ENERGY STAR (>44% Baking Efficiency) | ENERGY STAR (>44% Baking Efficiency) | ENERGY STAR (>44% Baking Efficiency) | ENERGY STAR (>44% Baking Efficiency) | ENERGY STAR (>44% Baking Efficiency) | ENERGY STAR (>44% Baking Efficiency) | ENERGY STAR (>44% Baking Efficiency) | ENERGY STAR (>44% Baking Efficiency) | ENERGY STAR (>44% Baking Efficiency) | ENERGY STAR (>44% Baking Efficiency) | ENERGY STAR (>44% Baking Efficiency) | ENERGY STAR (>44% Baking Efficiency) | ENERGY STAR (>44% Baking Efficiency) | ENERGY STAR (>44% Baking Efficiency) | ENERGY STAR (>44% Baking Efficiency) | ENERGY STAR (>44% Baking Efficiency) | ENERGY STAR (>44% Baking Efficiency) | ENERGY STAR (>44% Baking Efficiency) | 0 | 0 | 0 | 0 | 0 | 0 | 0 | 0
F1_Commercial_Retail_Existing_Food Preparation_Natural Gas_Oven_E1 | F1 | Commercial | Retail | Existing | Food Preparation | Natural Gas | Oven | E1 | CCE | 0 | 0 | 0 | 0 | 0 | 0 | 0 | 0 | 0 | 0 | 0 | 0 | 0 | 0 | 0 | 0 | 0 | 0 | 0 | 0 | 0 | 0 | 0 | 0 | 0 | 0 | 0 | 0 | 0 | 0
F1_Commercial_Retail_Existing_Food Preparation_Natural Gas_Oven_E2 | F1 | Commercial | Retail | Existing | Food Preparation | Natural Gas | Oven | E2 | CCE | 0.00045896 | 0.00045896 | 0.00048217 | 0.00047484 | 0.00046772 | 0.00045882 | 0.00045757 | 0.00045463 | 0.00045189 | 0.00044776 | 0.00044712 | 0.00044507 | 0.00044323 | 0.00043973 | 0.00044019 | 0.00043885 | 0.00043753 | 0.00043464 | 0.00043549 | 0.00043464 | 0.000434 | 0.00043158 | 0 | 0 | 0 | 0 | 0 | 0 | 0 | 0
F1_Commercial_Retail_Existing_Food Preparation_Natural Gas_Oven_E3 | F1 | Commercial | Retail | Existing | Food Preparation | Natural Gas | Oven | E3 | CCE | 0 | 0 | 0 | 0 | 0 | 0 | 0 | 0 | 0 | 0 | 0 | 0 | 0 | 0 | 0 | 0 | 0 | 0 | 0 | 0 | 0 | 0 | 0 | 0 | 0 | 0 | 0 | 0 | 0 | 0
F1_Commercial_Retail_Existing_Food Preparation_Natural Gas_Oven_E4 | F1 | Commercial | Retail | Existing | Food Preparation | Natural Gas | Oven | E4 | CCE | 0 | 0 | 0 | 0 | 0 | 0 | 0 | 0 | 0 | 0 | 0 | 0 | 0 | 0 | 0 | 0 | 0 | 0 | 0 | 0 | 0 | 0 | 0 | 0 | 0 | 0 | 0 | 0 | 0 | 0
F1_Commercial_Retail_Existing_Food Preparation_Natural Gas_Oven_E5 | F1 | Commercial | Retail | Existing | Food Preparation | Natural Gas | Oven | E5 | CCE | 0 | 0 | 0 | 0 | 0 | 0 | 0 | 0 | 0 | 0 | 0 | 0 | 0 | 0 | 0 | 0 | 0 | 0 | 0 | 0 | 0 | 0 | 0 | 0 | 0 | 0 | 0 | 0 | 0 | 0
F1_Commercial_Retail_Existing_Food Preparation_Natural Gas_Oven_E6 | F1 | Commercial | Retail | Existing | Food Preparation | Natural Gas | Oven | E6 | CCE | 0 | 0 | 0 | 0 | 0 | 0 | 0 | 0 | 0 | 0 | 0 | 0 | 0 | 0 | 0 | 0 | 0 | 0 | 0 | 0 | 0 | 0 | 0 | 0 | 0 | 0 | 0 | 0 | 0 | 0
F1_Commercial_Retail_Existing_Food Preparation_Natural Gas_Oven_E7 | F1 | Commercial | Retail | Existing | Food Preparation | Natural Gas | Oven | E7 | CCE | 0 | 0 | 0 | 0 | 0 | 0 | 0 | 0 | 0 | 0 | 0 | 0 | 0 | 0 | 0 | 0 | 0 | 0 | 0 | 0 | 0 | 0 | 0 | 0 | 0 | 0 | 0 | 0 | 0 | 0
F1_Commercial_Retail_Existing_Food Preparation_Natural Gas_Oven_E8 | F1 | Commercial | Retail | Existing | Food Preparation | Natural Gas | Oven | E8 | CCE | 0 | 0 | 0 | 0 | 0 | 0 | 0 | 0 | 0 | 0 | 0 | 0 | 0 | 0 | 0 | 0 | 0 | 0 | 0 | 0 | 0 | 0 | 0 | 0 | 0 | 0 | 0 | 0 | 0 | 0
F1_Commercial_Retail_Existing_Food Preparation_Natural Gas_Oven_E9 | F1 | Commercial | Retail | Existing | Food Preparation | Natural Gas | Oven | E9 | CCE | 0 | 0 | 0 | 0 | 0 | 0 | 0 | 0 | 0 | 0 | 0 | 0 | 0 | 0 | 0 | 0 | 0 | 0 | 0 | 0 | 0 | 0 | 0 | 0 | 0 | 0 | 0 | 0 | 0 | 0
F1_Commercial_Retail_Existing_Food Preparation_Natural Gas_Oven_E10 | F1 | Commercial | Retail | Existing | Food Preparation | Natural Gas | Oven | E10 | CCE | 0 | 0 | 0 | 0 | 0 | 0 | 0 | 0 | 0 | 0 | 0 | 0 | 0 | 0 | 0 | 0 | 0 | 0 | 0 | 0 | 0 | 0 | 0 | 0 | 0 | 0 | 0 | 0 | 0 | 0
F2_Commercial_Retail_Existing_Food Preparation_Natural Gas_Oven_E1 | F2 | Commercial | Retail | Existing | Food Preparation | Natural Gas | Oven | E1 | TRC BC Ratio | 0.9 | 0.9 | 0.9 | 0.9 | 0.9 | 0.9 | 0.9 | 0.9 | 0.9 | 0.9 | 0.9 | 0.9 | 0.9 | 0.9 | 0.9 | 0.9 | 0.9 | 0.9 | 0.9 | 0.9 | 0.9 | 0.9 | 0 | 0 | 0 | 0 | 0 | 0 | 0 | 0
F2_Commercial_Retail_Existing_Food Preparation_Natural Gas_Oven_E2 | F2 | Commercial | Retail | Existing | Food Preparation | Natural Gas | Oven | E2 | TRC BC Ratio | 19.3861 | 19.5519 | 19.7505 | 20.079 | 20.517 | 21.0337 | 21.5085 | 21.9312 | 22.3413 | 22.739 | 23.1401 | 23.5301 | 23.8972 | 24.2648 | 24.6161 | 24.9765 | 25.3618 | 25.7498 | 26.141 | 26.5337 | 26.9222 | 27.305 | 0 | 0 | 0 | 0 | 0 | 0 | 0 | 0
F2_Commercial_Retail_Existing_Food Preparation_Natural Gas_Oven_E3 | F2 | Commercial | Retail | Existing | Food Preparation | Natural Gas | Oven | E3 | TRC BC Ratio | 0 | 0 | 0 | 0 | 0 | 0 | 0 | 0 | 0 | 0 | 0 | 0 | 0 | 0 | 0 | 0 | 0 | 0 | 0 | 0 | 0 | 0 | 0 | 0 | 0 | 0 | 0 | 0 | 0 | 0
F2_Commercial_Retail_Existing_Food Preparation_Natural Gas_Oven_E4 | F2 | Commercial | Retail | Existing | Food Preparation | Natural Gas | Oven | E4 | TRC BC Ratio | 0 | 0 | 0 | 0 | 0 | 0 | 0 | 0 | 0 | 0 | 0 | 0 | 0 | 0 | 0 | 0 | 0 | 0 | 0 | 0 | 0 | 0 | 0 | 0 | 0 | 0 | 0 | 0 | 0 | 0
F2_Commercial_Retail_Existing_Food Preparation_Natural Gas_Oven_E5 | F2 | Commercial | Retail | Existing | Food Preparation | Natural Gas | Oven | E5 | TRC BC Ratio | 0 | 0 | 0 | 0 | 0 | 0 | 0 | 0 | 0 | 0 | 0 | 0 | 0 | 0 | 0 | 0 | 0 | 0 | 0 | 0 | 0 | 0 | 0 | 0 | 0 | 0 | 0 | 0 | 0 | 0
F2_Commercial_Retail_Existing_Food Preparation_Natural Gas_Oven_E6 | F2 | Commercial | Retail | Existing | Food Preparation | Natural Gas | Oven | E6 | TRC BC Ratio | 0 | 0 | 0 | 0 | 0 | 0 | 0 | 0 | 0 | 0 | 0 | 0 | 0 | 0 | 0 | 0 | 0 | 0 | 0 | 0 | 0 | 0 | 0 | 0 | 0 | 0 | 0 | 0 | 0 | 0
F2_Commercial_Retail_Existing_Food Preparation_Natural Gas_Oven_E7 | F2 | Commercial | Retail | Existing | Food Preparation | Natural Gas | Oven | E7 | TRC BC Ratio | 0 | 0 | 0 | 0 | 0 | 0 | 0 | 0 | 0 | 0 | 0 | 0 | 0 | 0 | 0 | 0 | 0 | 0 | 0 | 0 | 0 | 0 | 0 | 0 | 0 | 0 | 0 | 0 | 0 | 0
F2_Commercial_Retail_Existing_Food Preparation_Natural Gas_Oven_E8 | F2 | Commercial | Retail | Existing | Food Preparation | Natural Gas | Oven | E8 | TRC BC Ratio | 0 | 0 | 0 | 0 | 0 | 0 | 0 | 0 | 0 | 0 | 0 | 0 | 0 | 0 | 0 | 0 | 0 | 0 | 0 | 0 | 0 | 0 | 0 | 0 | 0 | 0 | 0 | 0 | 0 | 0
F2_Commercial_Retail_Existing_Food Preparation_Natural Gas_Oven_E9 | F2 | Commercial | Retail | Existing | Food Preparation | Natural Gas | Oven | E9 | TRC BC Ratio | 0 | 0 | 0 | 0 | 0 | 0 | 0 | 0 | 0 | 0 | 0 | 0 | 0 | 0 | 0 | 0 | 0 | 0 | 0 | 0 | 0 | 0 | 0 | 0 | 0 | 0 | 0 | 0 | 0 | 0
F2_Commercial_Retail_Existing_Food Preparation_Natural Gas_Oven_E10 | F2 | Commercial | Retail | Existing | Food Preparation | Natural Gas | Oven | E10 | TRC BC Ratio | 0 | 0 | 0 | 0 | 0 | 0 | 0 | 0 | 0 | 0 | 0 | 0 | 0 | 0 | 0 | 0 | 0 | 0 | 0 | 0 | 0 | 0 | 0 | 0 | 0 | 0 | 0 | 0 | 0 | 0
F3_Commercial_Retail_Existing_Food Preparation_Natural Gas_Oven_E1 | F3 | Commercial | Retail | Existing | Food Preparation | Natural Gas | Oven | E1 | PACT BC Ratio | 0.9 | 0.9 | 0.9 | 0.9 | 0.9 | 0.9 | 0.9 | 0.9 | 0.9 | 0.9 | 0.9 | 0.9 | 0.9 | 0.9 | 0.9 | 0.9 | 0.9 | 0.9 | 0.9 | 0.9 | 0.9 | 0.9 | 0 | 0 | 0 | 0 | 0 | 0 | 0 | 0
F3_Commercial_Retail_Existing_Food Preparation_Natural Gas_Oven_E2 | F3 | Commercial | Retail | Existing | Food Preparation | Natural Gas | Oven | E2 | PACT BC Ratio | 19.3861 | 19.5519 | 19.7505 | 20.079 | 20.517 | 21.0337 | 21.5085 | 21.9312 | 22.3413 | 22.739 | 23.1401 | 23.5301 | 23.8972 | 24.2648 | 24.6161 | 24.9765 | 25.3618 | 25.7498 | 26.141 | 26.5337 | 26.9222 | 27.305 | 0 | 0 | 0 | 0 | 0 | 0 | 0 | 0
F3_Commercial_Retail_Existing_Food Preparation_Natural Gas_Oven_E3 | F3 | Commercial | Retail | Existing | Food Preparation | Natural Gas | Oven | E3 | PACT BC Ratio | 0 | 0 | 0 | 0 | 0 | 0 | 0 | 0 | 0 | 0 | 0 | 0 | 0 | 0 | 0 | 0 | 0 | 0 | 0 | 0 | 0 | 0 | 0 | 0 | 0 | 0 | 0 | 0 | 0 | 0
F3_Commercial_Retail_Existing_Food Preparation_Natural Gas_Oven_E4 | F3 | Commercial | Retail | Existing | Food Preparation | Natural Gas | Oven | E4 | PACT BC Ratio | 0 | 0 | 0 | 0 | 0 | 0 | 0 | 0 | 0 | 0 | 0 | 0 | 0 | 0 | 0 | 0 | 0 | 0 | 0 | 0 | 0 | 0 | 0 | 0 | 0 | 0 | 0 | 0 | 0 | 0
F3_Commercial_Retail_Existing_Food Preparation_Natural Gas_Oven_E5 | F3 | Commercial | Retail | Existing | Food Preparation | Natural Gas | Oven | E5 | PACT BC Ratio | 0 | 0 | 0 | 0 | 0 | 0 | 0 | 0 | 0 | 0 | 0 | 0 | 0 | 0 | 0 | 0 | 0 | 0 | 0 | 0 | 0 | 0 | 0 | 0 | 0 | 0 | 0 | 0 | 0 | 0
F3_Commercial_Retail_Existing_Food Preparation_Natural Gas_Oven_E6 | F3 | Commercial | Retail | Existing | Food Preparation | Natural Gas | Oven | E6 | PACT BC Ratio | 0 | 0 | 0 | 0 | 0 | 0 | 0 | 0 | 0 | 0 | 0 | 0 | 0 | 0 | 0 | 0 | 0 | 0 | 0 | 0 | 0 | 0 | 0 | 0 | 0 | 0 | 0 | 0 | 0 | 0
F3_Commercial_Retail_Existing_Food Preparation_Natural Gas_Oven_E7 | F3 | Commercial | Retail | Existing | Food Preparation | Natural Gas | Oven | E7 | PACT BC Ratio | 0 | 0 | 0 | 0 | 0 | 0 | 0 | 0 | 0 | 0 | 0 | 0 | 0 | 0 | 0 | 0 | 0 | 0 | 0 | 0 | 0 | 0 | 0 | 0 | 0 | 0 | 0 | 0 | 0 | 0
F3_Commercial_Retail_Existing_Food Preparation_Natural Gas_Oven_E8 | F3 | Commercial | Retail | Existing | Food Preparation | Natural Gas | Oven | E8 | PACT BC Ratio | 0 | 0 | 0 | 0 | 0 | 0 | 0 | 0 | 0 | 0 | 0 | 0 | 0 | 0 | 0 | 0 | 0 | 0 | 0 | 0 | 0 | 0 | 0 | 0 | 0 | 0 | 0 | 0 | 0 | 0
F3_Commercial_Retail_Existing_Food Preparation_Natural Gas_Oven_E9 | F3 | Commercial | Retail | Existing | Food Preparation | Natural Gas | Oven | E9 | PACT BC Ratio | 0 | 0 | 0 | 0 | 0 | 0 | 0 | 0 | 0 | 0 | 0 | 0 | 0 | 0 | 0 | 0 | 0 | 0 | 0 | 0 | 0 | 0 | 0 | 0 | 0 | 0 | 0 | 0 | 0 | 0
F3_Commercial_Retail_Existing_Food Preparation_Natural Gas_Oven_E10 | F3 | Commercial | Retail | Existing | Food Preparation | Natural Gas | Oven | E10 | PACT BC Ratio | 0 | 0 | 0 | 0 | 0 | 0 | 0 | 0 | 0 | 0 | 0 | 0 | 0 | 0 | 0 | 0 | 0 | 0 | 0 | 0 | 0 | 0 | 0 | 0 | 0 | 0 | 0 | 0 | 0 | 0
F4_Commercial_Retail_Existing_Food Preparation_Natural Gas_Oven_E1 | F4 | Commercial | Retail | Existing | Food Preparation | Natural Gas | Oven | E1 | PCT BC Ratio | 0.9 | 0.9 | 0.9 | 0.9 | 0.9 | 0.9 | 0.9 | 0.9 | 0.9 | 0.9 | 0.9 | 0.9 | 0.9 | 0.9 | 0.9 | 0.9 | 0.9 | 0.9 | 0.9 | 0.9 | 0.9 | 0.9 | 0 | 0 | 0 | 0 | 0 | 0 | 0 | 0
F4_Commercial_Retail_Existing_Food Preparation_Natural Gas_Oven_E2 | F4 | Commercial | Retail | Existing | Food Preparation | Natural Gas | Oven | E2 | PCT BC Ratio | 49.7741 | 50.1913 | 50.6909 | 51.5175 | 52.6194 | 53.9194 | 55.1139 | 56.1776 | 57.2092 | 58.2099 | 59.2191 | 60.2001 | 61.1237 | 62.0487 | 62.9326 | 63.8392 | 64.8088 | 65.7849 | 66.769 | 67.7572 | 68.7346 | 69.6977 | 0 | 0 | 0 | 0 | 0 | 0 | 0 | 0
F4_Commercial_Retail_Existing_Food Preparation_Natural Gas_Oven_E3 | F4 | Commercial | Retail | Existing | Food Preparation | Natural Gas | Oven | E3 | PCT BC Ratio | 0 | 0 | 0 | 0 | 0 | 0 | 0 | 0 | 0 | 0 | 0 | 0 | 0 | 0 | 0 | 0 | 0 | 0 | 0 | 0 | 0 | 0 | 0 | 0 | 0 | 0 | 0 | 0 | 0 | 0
F4_Commercial_Retail_Existing_Food Preparation_Natural Gas_Oven_E4 | F4 | Commercial | Retail | Existing | Food Preparation | Natural Gas | Oven | E4 | PCT BC Ratio | 0 | 0 | 0 | 0 | 0 | 0 | 0 | 0 | 0 | 0 | 0 | 0 | 0 | 0 | 0 | 0 | 0 | 0 | 0 | 0 | 0 | 0 | 0 | 0 | 0 | 0 | 0 | 0 | 0 | 0
F4_Commercial_Retail_Existing_Food Preparation_Natural Gas_Oven_E5 | F4 | Commercial | Retail | Existing | Food Preparation | Natural Gas | Oven | E5 | PCT BC Ratio | 0 | 0 | 0 | 0 | 0 | 0 | 0 | 0 | 0 | 0 | 0 | 0 | 0 | 0 | 0 | 0 | 0 | 0 | 0 | 0 | 0 | 0 | 0 | 0 | 0 | 0 | 0 | 0 | 0 | 0
F4_Commercial_Retail_Existing_Food Preparation_Natural Gas_Oven_E6 | F4 | Commercial | Retail | Existing | Food Preparation | Natural Gas | Oven | E6 | PCT BC Ratio | 0 | 0 | 0 | 0 | 0 | 0 | 0 | 0 | 0 | 0 | 0 | 0 | 0 | 0 | 0 | 0 | 0 | 0 | 0 | 0 | 0 | 0 | 0 | 0 | 0 | 0 | 0 | 0 | 0 | 0
F4_Commercial_Retail_Existing_Food Preparation_Natural Gas_Oven_E7 | F4 | Commercial | Retail | Existing | Food Preparation | Natural Gas | Oven | E7 | PCT BC Ratio | 0 | 0 | 0 | 0 | 0 | 0 | 0 | 0 | 0 | 0 | 0 | 0 | 0 | 0 | 0 | 0 | 0 | 0 | 0 | 0 | 0 | 0 | 0 | 0 | 0 | 0 | 0 | 0 | 0 | 0
F4_Commercial_Retail_Existing_Food Preparation_Natural Gas_Oven_E8 | F4 | Commercial | Retail | Existing | Food Preparation | Natural Gas | Oven | E8 | PCT BC Ratio | 0 | 0 | 0 | 0 | 0 | 0 | 0 | 0 | 0 | 0 | 0 | 0 | 0 | 0 | 0 | 0 | 0 | 0 | 0 | 0 | 0 | 0 | 0 | 0 | 0 | 0 | 0 | 0 | 0 | 0
F4_Commercial_Retail_Existing_Food Preparation_Natural Gas_Oven_E9 | F4 | Commercial | Retail | Existing | Food Preparation | Natural Gas | Oven | E9 | PCT BC Ratio | 0 | 0 | 0 | 0 | 0 | 0 | 0 | 0 | 0 | 0 | 0 | 0 | 0 | 0 | 0 | 0 | 0 | 0 | 0 | 0 | 0 | 0 | 0 | 0 | 0 | 0 | 0 | 0 | 0 | 0
F4_Commercial_Retail_Existing_Food Preparation_Natural Gas_Oven_E10 | F4 | Commercial | Retail | Existing | Food Preparation | Natural Gas | Oven | E10 | PCT BC Ratio | 0 | 0 | 0 | 0 | 0 | 0 | 0 | 0 | 0 | 0 | 0 | 0 | 0 | 0 | 0 | 0 | 0 | 0 | 0 | 0 | 0 | 0 | 0 | 0 | 0 | 0 | 0 | 0 | 0 | 0
F5_Commercial_Retail_Existing_Food Preparation_Natural Gas_Oven_E1 | F5 | Commercial | Retail | Existing | Food Preparation | Natural Gas | Oven | E1 | RIM BC Ratio | 0.9 | 0.9 | 0.9 | 0.9 | 0.9 | 0.9 | 0.9 | 0.9 | 0.9 | 0.9 | 0.9 | 0.9 | 0.9 | 0.9 | 0.9 | 0.9 | 0.9 | 0.9 | 0.9 | 0.9 | 0.9 | 0.9 | 0 | 0 | 0 | 0 | 0 | 0 | 0 | 0
F5_Commercial_Retail_Existing_Food Preparation_Natural Gas_Oven_E2 | F5 | Commercial | Retail | Existing | Food Preparation | Natural Gas | Oven | E2 | RIM BC Ratio | 0.80022 | 0.80051 | 0.80083 | 0.80137 | 0.80205 | 0.80282 | 0.8035 | 0.80408 | 0.80462 | 0.80513 | 0.80562 | 0.80608 | 0.80651 | 0.80692 | 0.80731 | 0.80769 | 0.80808 | 0.80847 | 0.80885 | 0.80922 | 0.80958 | 0.80992 | 0 | 0 | 0 | 0 | 0 | 0 | 0 | 0
F5_Commercial_Retail_Existing_Food Preparation_Natural Gas_Oven_E3 | F5 | Commercial | Retail | Existing | Food Preparation | Natural Gas | Oven | E3 | RIM BC Ratio | 0 | 0 | 0 | 0 | 0 | 0 | 0 | 0 | 0 | 0 | 0 | 0 | 0 | 0 | 0 | 0 | 0 | 0 | 0 | 0 | 0 | 0 | 0 | 0 | 0 | 0 | 0 | 0 | 0 | 0
F5_Commercial_Retail_Existing_Food Preparation_Natural Gas_Oven_E4 | F5 | Commercial | Retail | Existing | Food Preparation | Natural Gas | Oven | E4 | RIM BC Ratio | 0 | 0 | 0 | 0 | 0 | 0 | 0 | 0 | 0 | 0 | 0 | 0 | 0 | 0 | 0 | 0 | 0 | 0 | 0 | 0 | 0 | 0 | 0 | 0 | 0 | 0 | 0 | 0 | 0 | 0
F5_Commercial_Retail_Existing_Food Preparation_Natural Gas_Oven_E5 | F5 | Commercial | Retail | Existing | Food Preparation | Natural Gas | Oven | E5 | RIM BC Ratio | 0 | 0 | 0 | 0 | 0 | 0 | 0 | 0 | 0 | 0 | 0 | 0 | 0 | 0 | 0 | 0 | 0 | 0 | 0 | 0 | 0 | 0 | 0 | 0 | 0 | 0 | 0 | 0 | 0 | 0
F5_Commercial_Retail_Existing_Food Preparation_Natural Gas_Oven_E6 | F5 | Commercial | Retail | Existing | Food Preparation | Natural Gas | Oven | E6 | RIM BC Ratio | 0 | 0 | 0 | 0 | 0 | 0 | 0 | 0 | 0 | 0 | 0 | 0 | 0 | 0 | 0 | 0 | 0 | 0 | 0 | 0 | 0 | 0 | 0 | 0 | 0 | 0 | 0 | 0 | 0 | 0
F5_Commercial_Retail_Existing_Food Preparation_Natural Gas_Oven_E7 | F5 | Commercial | Retail | Existing | Food Preparation | Natural Gas | Oven | E7 | RIM BC Ratio | 0 | 0 | 0 | 0 | 0 | 0 | 0 | 0 | 0 | 0 | 0 | 0 | 0 | 0 | 0 | 0 | 0 | 0 | 0 | 0 | 0 | 0 | 0 | 0 | 0 | 0 | 0 | 0 | 0 | 0
F5_Commercial_Retail_Existing_Food Preparation_Natural Gas_Oven_E8 | F5 | Commercial | Retail | Existing | Food Preparation | Natural Gas | Oven | E8 | RIM BC Ratio | 0 | 0 | 0 | 0 | 0 | 0 | 0 | 0 | 0 | 0 | 0 | 0 | 0 | 0 | 0 | 0 | 0 | 0 | 0 | 0 | 0 | 0 | 0 | 0 | 0 | 0 | 0 | 0 | 0 | 0
F5_Commercial_Retail_Existing_Food Preparation_Natural Gas_Oven_E9 | F5 | Commercial | Retail | Existing | Food Preparation | Natural Gas | Oven | E9 | RIM BC Ratio | 0 | 0 | 0 | 0 | 0 | 0 | 0 | 0 | 0 | 0 | 0 | 0 | 0 | 0 | 0 | 0 | 0 | 0 | 0 | 0 | 0 | 0 | 0 | 0 | 0 | 0 | 0 | 0 | 0 | 0
F5_Commercial_Retail_Existing_Food Preparation_Natural Gas_Oven_E10 | F5 | Commercial | Retail | Existing | Food Preparation | Natural Gas | Oven | E10 | RIM BC Ratio | 0 | 0 | 0 | 0 | 0 | 0 | 0 | 0 | 0 | 0 | 0 | 0 | 0 | 0 | 0 | 0 | 0 | 0 | 0 | 0 | 0 | 0 | 0 | 0 | 0 | 0 | 0 | 0 | 0 | 0
F0_Commercial_Retail_Existing_Food Preparation_Natural Gas_Conveyor Oven_E0 | F0 | Commercial | Retail | Existing | Food Preparation | Natural Gas | Conveyor Oven | E0 | Economic Unit | Efficient (>44% Baking Efficiency) | Efficient (>44% Baking Efficiency) | Efficient (>44% Baking Efficiency) | Efficient (>44% Baking Efficiency) | Efficient (>44% Baking Efficiency) | Efficient (>44% Baking Efficiency) | Efficient (>44% Baking Efficiency) | Efficient (>44% Baking Efficiency) | Efficient (>44% Baking Efficiency) | Efficient (>44% Baking Efficiency) | Efficient (>44% Baking Efficiency) | Efficient (>44% Baking Efficiency) | Efficient (>44% Baking Efficiency) | Efficient (>44% Baking Efficiency) | Efficient (>44% Baking Efficiency) | Efficient (>44% Baking Efficiency) | Efficient (>44% Baking Efficiency) | Efficient (>44% Baking Efficiency) | Efficient (>44% Baking Efficiency) | Efficient (>44% Baking Efficiency) | Efficient (>44% Baking Efficiency) | Efficient (>44% Baking Efficiency) | 0 | 0 | 0 | 0 | 0 | 0 | 0 | 0
F1_Commercial_Retail_Existing_Food Preparation_Natural Gas_Conveyor Oven_E1 | F1 | Commercial | Retail | Existing | Food Preparation | Natural Gas | Conveyor Oven | E1 | CCE | 0 | 0 | 0 | 0 | 0 | 0 | 0 | 0 | 0 | 0 | 0 | 0 | 0 | 0 | 0 | 0 | 0 | 0 | 0 | 0 | 0 | 0 | 0 | 0 | 0 | 0 | 0 | 0 | 0 | 0
F1_Commercial_Retail_Existing_Food Preparation_Natural Gas_Conveyor Oven_E2 | F1 | Commercial | Retail | Existing | Food Preparation | Natural Gas | Conveyor Oven | E2 | CCE | 0.0034054 | 0.0034054 | 0.0035776 | 0.0035232 | 0.0034703 | 0.0034043 | 0.003395 | 0.0033732 | 0.0033529 | 0.0033223 | 0.0033175 | 0.0033023 | 0.0032887 | 0.0032626 | 0.0032661 | 0.0032561 | 0.0032463 | 0.0032249 | 0.0032312 | 0.0032249 | 0.0032202 | 0.0032022 | 0 | 0 | 0 | 0 | 0 | 0 | 0 | 0
F1_Commercial_Retail_Existing_Food Preparation_Natural Gas_Conveyor Oven_E3 | F1 | Commercial | Retail | Existing | Food Preparation | Natural Gas | Conveyor Oven | E3 | CCE | 0 | 0 | 0 | 0 | 0 | 0 | 0 | 0 | 0 | 0 | 0 | 0 | 0 | 0 | 0 | 0 | 0 | 0 | 0 | 0 | 0 | 0 | 0 | 0 | 0 | 0 | 0 | 0 | 0 | 0
F1_Commercial_Retail_Existing_Food Preparation_Natural Gas_Conveyor Oven_E4 | F1 | Commercial | Retail | Existing | Food Preparation | Natural Gas | Conveyor Oven | E4 | CCE | 0 | 0 | 0 | 0 | 0 | 0 | 0 | 0 | 0 | 0 | 0 | 0 | 0 | 0 | 0 | 0 | 0 | 0 | 0 | 0 | 0 | 0 | 0 | 0 | 0 | 0 | 0 | 0 | 0 | 0
F1_Commercial_Retail_Existing_Food Preparation_Natural Gas_Conveyor Oven_E5 | F1 | Commercial | Retail | Existing | Food Preparation | Natural Gas | Conveyor Oven | E5 | CCE | 0 | 0 | 0 | 0 | 0 | 0 | 0 | 0 | 0 | 0 | 0 | 0 | 0 | 0 | 0 | 0 | 0 | 0 | 0 | 0 | 0 | 0 | 0 | 0 | 0 | 0 | 0 | 0 | 0 | 0
F1_Commercial_Retail_Existing_Food Preparation_Natural Gas_Conveyor Oven_E6 | F1 | Commercial | Retail | Existing | Food Preparation | Natural Gas | Conveyor Oven | E6 | CCE | 0 | 0 | 0 | 0 | 0 | 0 | 0 | 0 | 0 | 0 | 0 | 0 | 0 | 0 | 0 | 0 | 0 | 0 | 0 | 0 | 0 | 0 | 0 | 0 | 0 | 0 | 0 | 0 | 0 | 0
F1_Commercial_Retail_Existing_Food Preparation_Natural Gas_Conveyor Oven_E7 | F1 | Commercial | Retail | Existing | Food Preparation | Natural Gas | Conveyor Oven | E7 | CCE | 0 | 0 | 0 | 0 | 0 | 0 | 0 | 0 | 0 | 0 | 0 | 0 | 0 | 0 | 0 | 0 | 0 | 0 | 0 | 0 | 0 | 0 | 0 | 0 | 0 | 0 | 0 | 0 | 0 | 0
F1_Commercial_Retail_Existing_Food Preparation_Natural Gas_Conveyor Oven_E8 | F1 | Commercial | Retail | Existing | Food Preparation | Natural Gas | Conveyor Oven | E8 | CCE | 0 | 0 | 0 | 0 | 0 | 0 | 0 | 0 | 0 | 0 | 0 | 0 | 0 | 0 | 0 | 0 | 0 | 0 | 0 | 0 | 0 | 0 | 0 | 0 | 0 | 0 | 0 | 0 | 0 | 0
F1_Commercial_Retail_Existing_Food Preparation_Natural Gas_Conveyor Oven_E9 | F1 | Commercial | Retail | Existing | Food Preparation | Natural Gas | Conveyor Oven | E9 | CCE | 0 | 0 | 0 | 0 | 0 | 0 | 0 | 0 | 0 | 0 | 0 | 0 | 0 | 0 | 0 | 0 | 0 | 0 | 0 | 0 | 0 | 0 | 0 | 0 | 0 | 0 | 0 | 0 | 0 | 0
F1_Commercial_Retail_Existing_Food Preparation_Natural Gas_Conveyor Oven_E10 | F1 | Commercial | Retail | Existing | Food Preparation | Natural Gas | Conveyor Oven | E10 | CCE | 0 | 0 | 0 | 0 | 0 | 0 | 0 | 0 | 0 | 0 | 0 | 0 | 0 | 0 | 0 | 0 | 0 | 0 | 0 | 0 | 0 | 0 | 0 | 0 | 0 | 0 | 0 | 0 | 0 | 0
F2_Commercial_Retail_Existing_Food Preparation_Natural Gas_Conveyor Oven_E1 | F2 | Commercial | Retail | Existing | Food Preparation | Natural Gas | Conveyor Oven | E1 | TRC BC Ratio | 0.9 | 0.9 | 0.9 | 0.9 | 0.9 | 0.9 | 0.9 | 0.9 | 0.9 | 0.9 | 0.9 | 0.9 | 0.9 | 0.9 | 0.9 | 0.9 | 0.9 | 0.9 | 0.9 | 0.9 | 0.9 | 0.9 | 0 | 0 | 0 | 0 | 0 | 0 | 0 | 0
F2_Commercial_Retail_Existing_Food Preparation_Natural Gas_Conveyor Oven_E2 | F2 | Commercial | Retail | Existing | Food Preparation | Natural Gas | Conveyor Oven | E2 | TRC BC Ratio | 2.7176 | 2.748 | 2.7824 | 2.8311 | 2.8898 | 2.9554 | 3.0153 | 3.0676 | 3.1163 | 3.1654 | 3.2167 | 3.269 | 3.3215 | 3.3766 | 3.4303 | 3.4854 | 3.5434 | 3.602 | 3.6613 | 3.7212 | 3.781 | 3.8406 | 0 | 0 | 0 | 0 | 0 | 0 | 0 | 0
F2_Commercial_Retail_Existing_Food Preparation_Natural Gas_Conveyor Oven_E3 | F2 | Commercial | Retail | Existing | Food Preparation | Natural Gas | Conveyor Oven | E3 | TRC BC Ratio | 0 | 0 | 0 | 0 | 0 | 0 | 0 | 0 | 0 | 0 | 0 | 0 | 0 | 0 | 0 | 0 | 0 | 0 | 0 | 0 | 0 | 0 | 0 | 0 | 0 | 0 | 0 | 0 | 0 | 0
F2_Commercial_Retail_Existing_Food Preparation_Natural Gas_Conveyor Oven_E4 | F2 | Commercial | Retail | Existing | Food Preparation | Natural Gas | Conveyor Oven | E4 | TRC BC Ratio | 0 | 0 | 0 | 0 | 0 | 0 | 0 | 0 | 0 | 0 | 0 | 0 | 0 | 0 | 0 | 0 | 0 | 0 | 0 | 0 | 0 | 0 | 0 | 0 | 0 | 0 | 0 | 0 | 0 | 0
F2_Commercial_Retail_Existing_Food Preparation_Natural Gas_Conveyor Oven_E5 | F2 | Commercial | Retail | Existing | Food Preparation | Natural Gas | Conveyor Oven | E5 | TRC BC Ratio | 0 | 0 | 0 | 0 | 0 | 0 | 0 | 0 | 0 | 0 | 0 | 0 | 0 | 0 | 0 | 0 | 0 | 0 | 0 | 0 | 0 | 0 | 0 | 0 | 0 | 0 | 0 | 0 | 0 | 0
F2_Commercial_Retail_Existing_Food Preparation_Natural Gas_Conveyor Oven_E6 | F2 | Commercial | Retail | Existing | Food Preparation | Natural Gas | Conveyor Oven | E6 | TRC BC Ratio | 0 | 0 | 0 | 0 | 0 | 0 | 0 | 0 | 0 | 0 | 0 | 0 | 0 | 0 | 0 | 0 | 0 | 0 | 0 | 0 | 0 | 0 | 0 | 0 | 0 | 0 | 0 | 0 | 0 | 0
F2_Commercial_Retail_Existing_Food Preparation_Natural Gas_Conveyor Oven_E7 | F2 | Commercial | Retail | Existing | Food Preparation | Natural Gas | Conveyor Oven | E7 | TRC BC Ratio | 0 | 0 | 0 | 0 | 0 | 0 | 0 | 0 | 0 | 0 | 0 | 0 | 0 | 0 | 0 | 0 | 0 | 0 | 0 | 0 | 0 | 0 | 0 | 0 | 0 | 0 | 0 | 0 | 0 | 0
F2_Commercial_Retail_Existing_Food Preparation_Natural Gas_Conveyor Oven_E8 | F2 | Commercial | Retail | Existing | Food Preparation | Natural Gas | Conveyor Oven | E8 | TRC BC Ratio | 0 | 0 | 0 | 0 | 0 | 0 | 0 | 0 | 0 | 0 | 0 | 0 | 0 | 0 | 0 | 0 | 0 | 0 | 0 | 0 | 0 | 0 | 0 | 0 | 0 | 0 | 0 | 0 | 0 | 0
F2_Commercial_Retail_Existing_Food Preparation_Natural Gas_Conveyor Oven_E9 | F2 | Commercial | Retail | Existing | Food Preparation | Natural Gas | Conveyor Oven | E9 | TRC BC Ratio | 0 | 0 | 0 | 0 | 0 | 0 | 0 | 0 | 0 | 0 | 0 | 0 | 0 | 0 | 0 | 0 | 0 | 0 | 0 | 0 | 0 | 0 | 0 | 0 | 0 | 0 | 0 | 0 | 0 | 0
F2_Commercial_Retail_Existing_Food Preparation_Natural Gas_Conveyor Oven_E10 | F2 | Commercial | Retail | Existing | Food Preparation | Natural Gas | Conveyor Oven | E10 | TRC BC Ratio | 0 | 0 | 0 | 0 | 0 | 0 | 0 | 0 | 0 | 0 | 0 | 0 | 0 | 0 | 0 | 0 | 0 | 0 | 0 | 0 | 0 | 0 | 0 | 0 | 0 | 0 | 0 | 0 | 0 | 0
F3_Commercial_Retail_Existing_Food Preparation_Natural Gas_Conveyor Oven_E1 | F3 | Commercial | Retail | Existing | Food Preparation | Natural Gas | Conveyor Oven | E1 | PACT BC Ratio | 0.9 | 0.9 | 0.9 | 0.9 | 0.9 | 0.9 | 0.9 | 0.9 | 0.9 | 0.9 | 0.9 | 0.9 | 0.9 | 0.9 | 0.9 | 0.9 | 0.9 | 0.9 | 0.9 | 0.9 | 0.9 | 0.9 | 0 | 0 | 0 | 0 | 0 | 0 | 0 | 0
F3_Commercial_Retail_Existing_Food Preparation_Natural Gas_Conveyor Oven_E2 | F3 | Commercial | Retail | Existing | Food Preparation | Natural Gas | Conveyor Oven | E2 | PACT BC Ratio | 6.4385 | 6.5104 | 6.5921 | 6.7074 | 6.8464 | 7.002 | 7.1438 | 7.2678 | 7.3831 | 7.4995 | 7.621 | 7.745 | 7.8692 | 7.9997 | 8.1271 | 8.2575 | 8.3949 | 8.5337 | 8.6743 | 8.8161 | 8.9578 | 9.0991 | 0 | 0 | 0 | 0 | 0 | 0 | 0 | 0
F3_Commercial_Retail_Existing_Food Preparation_Natural Gas_Conveyor Oven_E3 | F3 | Commercial | Retail | Existing | Food Preparation | Natural Gas | Conveyor Oven | E3 | PACT BC Ratio | 0 | 0 | 0 | 0 | 0 | 0 | 0 | 0 | 0 | 0 | 0 | 0 | 0 | 0 | 0 | 0 | 0 | 0 | 0 | 0 | 0 | 0 | 0 | 0 | 0 | 0 | 0 | 0 | 0 | 0
F3_Commercial_Retail_Existing_Food Preparation_Natural Gas_Conveyor Oven_E4 | F3 | Commercial | Retail | Existing | Food Preparation | Natural Gas | Conveyor Oven | E4 | PACT BC Ratio | 0 | 0 | 0 | 0 | 0 | 0 | 0 | 0 | 0 | 0 | 0 | 0 | 0 | 0 | 0 | 0 | 0 | 0 | 0 | 0 | 0 | 0 | 0 | 0 | 0 | 0 | 0 | 0 | 0 | 0
F3_Commercial_Retail_Existing_Food Preparation_Natural Gas_Conveyor Oven_E5 | F3 | Commercial | Retail | Existing | Food Preparation | Natural Gas | Conveyor Oven | E5 | PACT BC Ratio | 0 | 0 | 0 | 0 | 0 | 0 | 0 | 0 | 0 | 0 | 0 | 0 | 0 | 0 | 0 | 0 | 0 | 0 | 0 | 0 | 0 | 0 | 0 | 0 | 0 | 0 | 0 | 0 | 0 | 0
F3_Commercial_Retail_Existing_Food Preparation_Natural Gas_Conveyor Oven_E6 | F3 | Commercial | Retail | Existing | Food Preparation | Natural Gas | Conveyor Oven | E6 | PACT BC Ratio | 0 | 0 | 0 | 0 | 0 | 0 | 0 | 0 | 0 | 0 | 0 | 0 | 0 | 0 | 0 | 0 | 0 | 0 | 0 | 0 | 0 | 0 | 0 | 0 | 0 | 0 | 0 | 0 | 0 | 0
F3_Commercial_Retail_Existing_Food Preparation_Natural Gas_Conveyor Oven_E7 | F3 | Commercial | Retail | Existing | Food Preparation | Natural Gas | Conveyor Oven | E7 | PACT BC Ratio | 0 | 0 | 0 | 0 | 0 | 0 | 0 | 0 | 0 | 0 | 0 | 0 | 0 | 0 | 0 | 0 | 0 | 0 | 0 | 0 | 0 | 0 | 0 | 0 | 0 | 0 | 0 | 0 | 0 | 0
F3_Commercial_Retail_Existing_Food Preparation_Natural Gas_Conveyor Oven_E8 | F3 | Commercial | Retail | Existing | Food Preparation | Natural Gas | Conveyor Oven | E8 | PACT BC Ratio | 0 | 0 | 0 | 0 | 0 | 0 | 0 | 0 | 0 | 0 | 0 | 0 | 0 | 0 | 0 | 0 | 0 | 0 | 0 | 0 | 0 | 0 | 0 | 0 | 0 | 0 | 0 | 0 | 0 | 0
F3_Commercial_Retail_Existing_Food Preparation_Natural Gas_Conveyor Oven_E9 | F3 | Commercial | Retail | Existing | Food Preparation | Natural Gas | Conveyor Oven | E9 | PACT BC Ratio | 0 | 0 | 0 | 0 | 0 | 0 | 0 | 0 | 0 | 0 | 0 | 0 | 0 | 0 | 0 | 0 | 0 | 0 | 0 | 0 | 0 | 0 | 0 | 0 | 0 | 0 | 0 | 0 | 0 | 0
F3_Commercial_Retail_Existing_Food Preparation_Natural Gas_Conveyor Oven_E10 | F3 | Commercial | Retail | Existing | Food Preparation | Natural Gas | Conveyor Oven | E10 | PACT BC Ratio | 0 | 0 | 0 | 0 | 0 | 0 | 0 | 0 | 0 | 0 | 0 | 0 | 0 | 0 | 0 | 0 | 0 | 0 | 0 | 0 | 0 | 0 | 0 | 0 | 0 | 0 | 0 | 0 | 0 | 0
F4_Commercial_Retail_Existing_Food Preparation_Natural Gas_Conveyor Oven_E1 | F4 | Commercial | Retail | Existing | Food Preparation | Natural Gas | Conveyor Oven | E1 | PCT BC Ratio | 0.9 | 0.9 | 0.9 | 0.9 | 0.9 | 0.9 | 0.9 | 0.9 | 0.9 | 0.9 | 0.9 | 0.9 | 0.9 | 0.9 | 0.9 | 0.9 | 0.9 | 0.9 | 0.9 | 0.9 | 0.9 | 0.9 | 0 | 0 | 0 | 0 | 0 | 0 | 0 | 0
F4_Commercial_Retail_Existing_Food Preparation_Natural Gas_Conveyor Oven_E2 | F4 | Commercial | Retail | Existing | Food Preparation | Natural Gas | Conveyor Oven | E2 | PCT BC Ratio | 4.4381 | 4.4848 | 4.5378 | 4.6126 | 4.7029 | 4.8039 | 4.896 | 4.9765 | 5.0514 | 5.1269 | 5.2058 | 5.2863 | 5.3669 | 5.4517 | 5.5344 | 5.619 | 5.7082 | 5.7984 | 5.8896 | 5.9817 | 6.0737 | 6.1654 | 0 | 0 | 0 | 0 | 0 | 0 | 0 | 0
F4_Commercial_Retail_Existing_Food Preparation_Natural Gas_Conveyor Oven_E3 | F4 | Commercial | Retail | Existing | Food Preparation | Natural Gas | Conveyor Oven | E3 | PCT BC Ratio | 0 | 0 | 0 | 0 | 0 | 0 | 0 | 0 | 0 | 0 | 0 | 0 | 0 | 0 | 0 | 0 | 0 | 0 | 0 | 0 | 0 | 0 | 0 | 0 | 0 | 0 | 0 | 0 | 0 | 0
F4_Commercial_Retail_Existing_Food Preparation_Natural Gas_Conveyor Oven_E4 | F4 | Commercial | Retail | Existing | Food Preparation | Natural Gas | Conveyor Oven | E4 | PCT BC Ratio | 0 | 0 | 0 | 0 | 0 | 0 | 0 | 0 | 0 | 0 | 0 | 0 | 0 | 0 | 0 | 0 | 0 | 0 | 0 | 0 | 0 | 0 | 0 | 0 | 0 | 0 | 0 | 0 | 0 | 0
F4_Commercial_Retail_Existing_Food Preparation_Natural Gas_Conveyor Oven_E5 | F4 | Commercial | Retail | Existing | Food Preparation | Natural Gas | Conveyor Oven | E5 | PCT BC Ratio | 0 | 0 | 0 | 0 | 0 | 0 | 0 | 0 | 0 | 0 | 0 | 0 | 0 | 0 | 0 | 0 | 0 | 0 | 0 | 0 | 0 | 0 | 0 | 0 | 0 | 0 | 0 | 0 | 0 | 0
F4_Commercial_Retail_Existing_Food Preparation_Natural Gas_Conveyor Oven_E6 | F4 | Commercial | Retail | Existing | Food Preparation | Natural Gas | Conveyor Oven | E6 | PCT BC Ratio | 0 | 0 | 0 | 0 | 0 | 0 | 0 | 0 | 0 | 0 | 0 | 0 | 0 | 0 | 0 | 0 | 0 | 0 | 0 | 0 | 0 | 0 | 0 | 0 | 0 | 0 | 0 | 0 | 0 | 0
F4_Commercial_Retail_Existing_Food Preparation_Natural Gas_Conveyor Oven_E7 | F4 | Commercial | Retail | Existing | Food Preparation | Natural Gas | Conveyor Oven | E7 | PCT BC Ratio | 0 | 0 | 0 | 0 | 0 | 0 | 0 | 0 | 0 | 0 | 0 | 0 | 0 | 0 | 0 | 0 | 0 | 0 | 0 | 0 | 0 | 0 | 0 | 0 | 0 | 0 | 0 | 0 | 0 | 0
F4_Commercial_Retail_Existing_Food Preparation_Natural Gas_Conveyor Oven_E8 | F4 | Commercial | Retail | Existing | Food Preparation | Natural Gas | Conveyor Oven | E8 | PCT BC Ratio | 0 | 0 | 0 | 0 | 0 | 0 | 0 | 0 | 0 | 0 | 0 | 0 | 0 | 0 | 0 | 0 | 0 | 0 | 0 | 0 | 0 | 0 | 0 | 0 | 0 | 0 | 0 | 0 | 0 | 0
F4_Commercial_Retail_Existing_Food Preparation_Natural Gas_Conveyor Oven_E9 | F4 | Commercial | Retail | Existing | Food Preparation | Natural Gas | Conveyor Oven | E9 | PCT BC Ratio | 0 | 0 | 0 | 0 | 0 | 0 | 0 | 0 | 0 | 0 | 0 | 0 | 0 | 0 | 0 | 0 | 0 | 0 | 0 | 0 | 0 | 0 | 0 | 0 | 0 | 0 | 0 | 0 | 0 | 0
F4_Commercial_Retail_Existing_Food Preparation_Natural Gas_Conveyor Oven_E10 | F4 | Commercial | Retail | Existing | Food Preparation | Natural Gas | Conveyor Oven | E10 | PCT BC Ratio | 0 | 0 | 0 | 0 | 0 | 0 | 0 | 0 | 0 | 0 | 0 | 0 | 0 | 0 | 0 | 0 | 0 | 0 | 0 | 0 | 0 | 0 | 0 | 0 | 0 | 0 | 0 | 0 | 0 | 0
F5_Commercial_Retail_Existing_Food Preparation_Natural Gas_Conveyor Oven_E1 | F5 | Commercial | Retail | Existing | Food Preparation | Natural Gas | Conveyor Oven | E1 | RIM BC Ratio | 0.9 | 0.9 | 0.9 | 0.9 | 0.9 | 0.9 | 0.9 | 0.9 | 0.9 | 0.9 | 0.9 | 0.9 | 0.9 | 0.9 | 0.9 | 0.9 | 0.9 | 0.9 | 0.9 | 0.9 | 0.9 | 0.9 | 0 | 0 | 0 | 0 | 0 | 0 | 0 | 0
F5_Commercial_Retail_Existing_Food Preparation_Natural Gas_Conveyor Oven_E2 | F5 | Commercial | Retail | Existing | Food Preparation | Natural Gas | Conveyor Oven | E2 | RIM BC Ratio | 0.73889 | 0.73983 | 0.74087 | 0.74231 | 0.74398 | 0.74578 | 0.74736 | 0.74869 | 0.7499 | 0.75108 | 0.75229 | 0.75348 | 0.75464 | 0.75582 | 0.75694 | 0.75805 | 0.75919 | 0.76031 | 0.76141 | 0.76249 | 0.76353 | 0.76455 | 0 | 0 | 0 | 0 | 0 | 0 | 0 | 0
F5_Commercial_Retail_Existing_Food Preparation_Natural Gas_Conveyor Oven_E3 | F5 | Commercial | Retail | Existing | Food Preparation | Natural Gas | Conveyor Oven | E3 | RIM BC Ratio | 0 | 0 | 0 | 0 | 0 | 0 | 0 | 0 | 0 | 0 | 0 | 0 | 0 | 0 | 0 | 0 | 0 | 0 | 0 | 0 | 0 | 0 | 0 | 0 | 0 | 0 | 0 | 0 | 0 | 0
F5_Commercial_Retail_Existing_Food Preparation_Natural Gas_Conveyor Oven_E4 | F5 | Commercial | Retail | Existing | Food Preparation | Natural Gas | Conveyor Oven | E4 | RIM BC Ratio | 0 | 0 | 0 | 0 | 0 | 0 | 0 | 0 | 0 | 0 | 0 | 0 | 0 | 0 | 0 | 0 | 0 | 0 | 0 | 0 | 0 | 0 | 0 | 0 | 0 | 0 | 0 | 0 | 0 | 0
F5_Commercial_Retail_Existing_Food Preparation_Natural Gas_Conveyor Oven_E5 | F5 | Commercial | Retail | Existing | Food Preparation | Natural Gas | Conveyor Oven | E5 | RIM BC Ratio | 0 | 0 | 0 | 0 | 0 | 0 | 0 | 0 | 0 | 0 | 0 | 0 | 0 | 0 | 0 | 0 | 0 | 0 | 0 | 0 | 0 | 0 | 0 | 0 | 0 | 0 | 0 | 0 | 0 | 0
F5_Commercial_Retail_Existing_Food Preparation_Natural Gas_Conveyor Oven_E6 | F5 | Commercial | Retail | Existing | Food Preparation | Natural Gas | Conveyor Oven | E6 | RIM BC Ratio | 0 | 0 | 0 | 0 | 0 | 0 | 0 | 0 | 0 | 0 | 0 | 0 | 0 | 0 | 0 | 0 | 0 | 0 | 0 | 0 | 0 | 0 | 0 | 0 | 0 | 0 | 0 | 0 | 0 | 0
F5_Commercial_Retail_Existing_Food Preparation_Natural Gas_Conveyor Oven_E7 | F5 | Commercial | Retail | Existing | Food Preparation | Natural Gas | Conveyor Oven | E7 | RIM BC Ratio | 0 | 0 | 0 | 0 | 0 | 0 | 0 | 0 | 0 | 0 | 0 | 0 | 0 | 0 | 0 | 0 | 0 | 0 | 0 | 0 | 0 | 0 | 0 | 0 | 0 | 0 | 0 | 0 | 0 | 0
F5_Commercial_Retail_Existing_Food Preparation_Natural Gas_Conveyor Oven_E8 | F5 | Commercial | Retail | Existing | Food Preparation | Natural Gas | Conveyor Oven | E8 | RIM BC Ratio | 0 | 0 | 0 | 0 | 0 | 0 | 0 | 0 | 0 | 0 | 0 | 0 | 0 | 0 | 0 | 0 | 0 | 0 | 0 | 0 | 0 | 0 | 0 | 0 | 0 | 0 | 0 | 0 | 0 | 0
F5_Commercial_Retail_Existing_Food Preparation_Natural Gas_Conveyor Oven_E9 | F5 | Commercial | Retail | Existing | Food Preparation | Natural Gas | Conveyor Oven | E9 | RIM BC Ratio | 0 | 0 | 0 | 0 | 0 | 0 | 0 | 0 | 0 | 0 | 0 | 0 | 0 | 0 | 0 | 0 | 0 | 0 | 0 | 0 | 0 | 0 | 0 | 0 | 0 | 0 | 0 | 0 | 0 | 0
F5_Commercial_Retail_Existing_Food Preparation_Natural Gas_Conveyor Oven_E10 | F5 | Commercial | Retail | Existing | Food Preparation | Natural Gas | Conveyor Oven | E10 | RIM BC Ratio | 0 | 0 | 0 | 0 | 0 | 0 | 0 | 0 | 0 | 0 | 0 | 0 | 0 | 0 | 0 | 0 | 0 | 0 | 0 | 0 | 0 | 0 | 0 | 0 | 0 | 0 | 0 | 0 | 0 | 0
F0_Commercial_Retail_Existing_Food Preparation_Natural Gas_Double Rack Oven_E0 | F0 | Commercial | Retail | Existing | Food Preparation | Natural Gas | Double Rack Oven | E0 | Economic Unit | FTSC Qualified (>50% Cooking Efficiency) | FTSC Qualified (>50% Cooking Efficiency) | FTSC Qualified (>50% Cooking Efficiency) | FTSC Qualified (>50% Cooking Efficiency) | FTSC Qualified (>50% Cooking Efficiency) | FTSC Qualified (>50% Cooking Efficiency) | FTSC Qualified (>50% Cooking Efficiency) | FTSC Qualified (>50% Cooking Efficiency) | FTSC Qualified (>50% Cooking Efficiency) | FTSC Qualified (>50% Cooking Efficiency) | FTSC Qualified (>50% Cooking Efficiency) | FTSC Qualified (>50% Cooking Efficiency) | FTSC Qualified (>50% Cooking Efficiency) | FTSC Qualified (>50% Cooking Efficiency) | FTSC Qualified (>50% Cooking Efficiency) | FTSC Qualified (>50% Cooking Efficiency) | FTSC Qualified (>50% Cooking Efficiency) | FTSC Qualified (>50% Cooking Efficiency) | FTSC Qualified (>50% Cooking Efficiency) | FTSC Qualified (>50% Cooking Efficiency) | FTSC Qualified (>50% Cooking Efficiency) | FTSC Qualified (>50% Cooking Efficiency) | 0 | 0 | 0 | 0 | 0 | 0 | 0 | 0
F1_Commercial_Retail_Existing_Food Preparation_Natural Gas_Double Rack Oven_E1 | F1 | Commercial | Retail | Existing | Food Preparation | Natural Gas | Double Rack Oven | E1 | CCE | 0 | 0 | 0 | 0 | 0 | 0 | 0 | 0 | 0 | 0 | 0 | 0 | 0 | 0 | 0 | 0 | 0 | 0 | 0 | 0 | 0 | 0 | 0 | 0 | 0 | 0 | 0 | 0 | 0 | 0
F1_Commercial_Retail_Existing_Food Preparation_Natural Gas_Double Rack Oven_E2 | F1 | Commercial | Retail | Existing | Food Preparation | Natural Gas | Double Rack Oven | E2 | CCE | 0.0030138 | 0.0030138 | 0.0031663 | 0.0031181 | 0.0030713 | 0.0030129 | 0.0030047 | 0.0029854 | 0.0029674 | 0.0029403 | 0.0029361 | 0.0029226 | 0.0029105 | 0.0028875 | 0.0028906 | 0.0028817 | 0.0028731 | 0.0028541 | 0.0028597 | 0.0028541 | 0.0028499 | 0.002834 | 0 | 0 | 0 | 0 | 0 | 0 | 0 | 0
F1_Commercial_Retail_Existing_Food Preparation_Natural Gas_Double Rack Oven_E3 | F1 | Commercial | Retail | Existing | Food Preparation | Natural Gas | Double Rack Oven | E3 | CCE | 0 | 0 | 0 | 0 | 0 | 0 | 0 | 0 | 0 | 0 | 0 | 0 | 0 | 0 | 0 | 0 | 0 | 0 | 0 | 0 | 0 | 0 | 0 | 0 | 0 | 0 | 0 | 0 | 0 | 0
F1_Commercial_Retail_Existing_Food Preparation_Natural Gas_Double Rack Oven_E4 | F1 | Commercial | Retail | Existing | Food Preparation | Natural Gas | Double Rack Oven | E4 | CCE | 0 | 0 | 0 | 0 | 0 | 0 | 0 | 0 | 0 | 0 | 0 | 0 | 0 | 0 | 0 | 0 | 0 | 0 | 0 | 0 | 0 | 0 | 0 | 0 | 0 | 0 | 0 | 0 | 0 | 0
F1_Commercial_Retail_Existing_Food Preparation_Natural Gas_Double Rack Oven_E5 | F1 | Commercial | Retail | Existing | Food Preparation | Natural Gas | Double Rack Oven | E5 | CCE | 0 | 0 | 0 | 0 | 0 | 0 | 0 | 0 | 0 | 0 | 0 | 0 | 0 | 0 | 0 | 0 | 0 | 0 | 0 | 0 | 0 | 0 | 0 | 0 | 0 | 0 | 0 | 0 | 0 | 0
F1_Commercial_Retail_Existing_Food Preparation_Natural Gas_Double Rack Oven_E6 | F1 | Commercial | Retail | Existing | Food Preparation | Natural Gas | Double Rack Oven | E6 | CCE | 0 | 0 | 0 | 0 | 0 | 0 | 0 | 0 | 0 | 0 | 0 | 0 | 0 | 0 | 0 | 0 | 0 | 0 | 0 | 0 | 0 | 0 | 0 | 0 | 0 | 0 | 0 | 0 | 0 | 0
F1_Commercial_Retail_Existing_Food Preparation_Natural Gas_Double Rack Oven_E7 | F1 | Commercial | Retail | Existing | Food Preparation | Natural Gas | Double Rack Oven | E7 | CCE | 0 | 0 | 0 | 0 | 0 | 0 | 0 | 0 | 0 | 0 | 0 | 0 | 0 | 0 | 0 | 0 | 0 | 0 | 0 | 0 | 0 | 0 | 0 | 0 | 0 | 0 | 0 | 0 | 0 | 0
F1_Commercial_Retail_Existing_Food Preparation_Natural Gas_Double Rack Oven_E8 | F1 | Commercial | Retail | Existing | Food Preparation | Natural Gas | Double Rack Oven | E8 | CCE | 0 | 0 | 0 | 0 | 0 | 0 | 0 | 0 | 0 | 0 | 0 | 0 | 0 | 0 | 0 | 0 | 0 | 0 | 0 | 0 | 0 | 0 | 0 | 0 | 0 | 0 | 0 | 0 | 0 | 0
F1_Commercial_Retail_Existing_Food Preparation_Natural Gas_Double Rack Oven_E9 | F1 | Commercial | Retail | Existing | Food Preparation | Natural Gas | Double Rack Oven | E9 | CCE | 0 | 0 | 0 | 0 | 0 | 0 | 0 | 0 | 0 | 0 | 0 | 0 | 0 | 0 | 0 | 0 | 0 | 0 | 0 | 0 | 0 | 0 | 0 | 0 | 0 | 0 | 0 | 0 | 0 | 0
F1_Commercial_Retail_Existing_Food Preparation_Natural Gas_Double Rack Oven_E10 | F1 | Commercial | Retail | Existing | Food Preparation | Natural Gas | Double Rack Oven | E10 | CCE | 0 | 0 | 0 | 0 | 0 | 0 | 0 | 0 | 0 | 0 | 0 | 0 | 0 | 0 | 0 | 0 | 0 | 0 | 0 | 0 | 0 | 0 | 0 | 0 | 0 | 0 | 0 | 0 | 0 | 0
F2_Commercial_Retail_Existing_Food Preparation_Natural Gas_Double Rack Oven_E1 | F2 | Commercial | Retail | Existing | Food Preparation | Natural Gas | Double Rack Oven | E1 | TRC BC Ratio | 0.9 | 0.9 | 0.9 | 0.9 | 0.9 | 0.9 | 0.9 | 0.9 | 0.9 | 0.9 | 0.9 | 0.9 | 0.9 | 0.9 | 0.9 | 0.9 | 0.9 | 0.9 | 0.9 | 0.9 | 0.9 | 0.9 | 0 | 0 | 0 | 0 | 0 | 0 | 0 | 0
F2_Commercial_Retail_Existing_Food Preparation_Natural Gas_Double Rack Oven_E2 | F2 | Commercial | Retail | Existing | Food Preparation | Natural Gas | Double Rack Oven | E2 | TRC BC Ratio | 2.9522 | 2.9775 | 3.0077 | 3.0577 | 3.1244 | 3.2031 | 3.2754 | 3.3398 | 3.4022 | 3.4628 | 3.5239 | 3.5833 | 3.6392 | 3.6952 | 3.7487 | 3.8035 | 3.8622 | 3.9213 | 3.9809 | 4.0407 | 4.0999 | 4.1582 | 0 | 0 | 0 | 0 | 0 | 0 | 0 | 0
F2_Commercial_Retail_Existing_Food Preparation_Natural Gas_Double Rack Oven_E3 | F2 | Commercial | Retail | Existing | Food Preparation | Natural Gas | Double Rack Oven | E3 | TRC BC Ratio | 0 | 0 | 0 | 0 | 0 | 0 | 0 | 0 | 0 | 0 | 0 | 0 | 0 | 0 | 0 | 0 | 0 | 0 | 0 | 0 | 0 | 0 | 0 | 0 | 0 | 0 | 0 | 0 | 0 | 0
F2_Commercial_Retail_Existing_Food Preparation_Natural Gas_Double Rack Oven_E4 | F2 | Commercial | Retail | Existing | Food Preparation | Natural Gas | Double Rack Oven | E4 | TRC BC Ratio | 0 | 0 | 0 | 0 | 0 | 0 | 0 | 0 | 0 | 0 | 0 | 0 | 0 | 0 | 0 | 0 | 0 | 0 | 0 | 0 | 0 | 0 | 0 | 0 | 0 | 0 | 0 | 0 | 0 | 0
F2_Commercial_Retail_Existing_Food Preparation_Natural Gas_Double Rack Oven_E5 | F2 | Commercial | Retail | Existing | Food Preparation | Natural Gas | Double Rack Oven | E5 | TRC BC Ratio | 0 | 0 | 0 | 0 | 0 | 0 | 0 | 0 | 0 | 0 | 0 | 0 | 0 | 0 | 0 | 0 | 0 | 0 | 0 | 0 | 0 | 0 | 0 | 0 | 0 | 0 | 0 | 0 | 0 | 0
F2_Commercial_Retail_Existing_Food Preparation_Natural Gas_Double Rack Oven_E6 | F2 | Commercial | Retail | Existing | Food Preparation | Natural Gas | Double Rack Oven | E6 | TRC BC Ratio | 0 | 0 | 0 | 0 | 0 | 0 | 0 | 0 | 0 | 0 | 0 | 0 | 0 | 0 | 0 | 0 | 0 | 0 | 0 | 0 | 0 | 0 | 0 | 0 | 0 | 0 | 0 | 0 | 0 | 0
F2_Commercial_Retail_Existing_Food Preparation_Natural Gas_Double Rack Oven_E7 | F2 | Commercial | Retail | Existing | Food Preparation | Natural Gas | Double Rack Oven | E7 | TRC BC Ratio | 0 | 0 | 0 | 0 | 0 | 0 | 0 | 0 | 0 | 0 | 0 | 0 | 0 | 0 | 0 | 0 | 0 | 0 | 0 | 0 | 0 | 0 | 0 | 0 | 0 | 0 | 0 | 0 | 0 | 0
F2_Commercial_Retail_Existing_Food Preparation_Natural Gas_Double Rack Oven_E8 | F2 | Commercial | Retail | Existing | Food Preparation | Natural Gas | Double Rack Oven | E8 | TRC BC Ratio | 0 | 0 | 0 | 0 | 0 | 0 | 0 | 0 | 0 | 0 | 0 | 0 | 0 | 0 | 0 | 0 | 0 | 0 | 0 | 0 | 0 | 0 | 0 | 0 | 0 | 0 | 0 | 0 | 0 | 0
F2_Commercial_Retail_Existing_Food Preparation_Natural Gas_Double Rack Oven_E9 | F2 | Commercial | Retail | Existing | Food Preparation | Natural Gas | Double Rack Oven | E9 | TRC BC Ratio | 0 | 0 | 0 | 0 | 0 | 0 | 0 | 0 | 0 | 0 | 0 | 0 | 0 | 0 | 0 | 0 | 0 | 0 | 0 | 0 | 0 | 0 | 0 | 0 | 0 | 0 | 0 | 0 | 0 | 0
F2_Commercial_Retail_Existing_Food Preparation_Natural Gas_Double Rack Oven_E10 | F2 | Commercial | Retail | Existing | Food Preparation | Natural Gas | Double Rack Oven | E10 | TRC BC Ratio | 0 | 0 | 0 | 0 | 0 | 0 | 0 | 0 | 0 | 0 | 0 | 0 | 0 | 0 | 0 | 0 | 0 | 0 | 0 | 0 | 0 | 0 | 0 | 0 | 0 | 0 | 0 | 0 | 0 | 0
F3_Commercial_Retail_Existing_Food Preparation_Natural Gas_Double Rack Oven_E1 | F3 | Commercial | Retail | Existing | Food Preparation | Natural Gas | Double Rack Oven | E1 | PACT BC Ratio | 0.9 | 0.9 | 0.9 | 0.9 | 0.9 | 0.9 | 0.9 | 0.9 | 0.9 | 0.9 | 0.9 | 0.9 | 0.9 | 0.9 | 0.9 | 0.9 | 0.9 | 0.9 | 0.9 | 0.9 | 0.9 | 0.9 | 0 | 0 | 0 | 0 | 0 | 0 | 0 | 0
F3_Commercial_Retail_Existing_Food Preparation_Natural Gas_Double Rack Oven_E2 | F3 | Commercial | Retail | Existing | Food Preparation | Natural Gas | Double Rack Oven | E2 | PACT BC Ratio | 6.3603 | 6.4147 | 6.4799 | 6.5877 | 6.7314 | 6.9009 | 7.0567 | 7.1954 | 7.3299 | 7.4604 | 7.592 | 7.7199 | 7.8404 | 7.961 | 8.0763 | 8.1945 | 8.3209 | 8.4482 | 8.5765 | 8.7054 | 8.8329 | 8.9584 | 0 | 0 | 0 | 0 | 0 | 0 | 0 | 0
F3_Commercial_Retail_Existing_Food Preparation_Natural Gas_Double Rack Oven_E3 | F3 | Commercial | Retail | Existing | Food Preparation | Natural Gas | Double Rack Oven | E3 | PACT BC Ratio | 0 | 0 | 0 | 0 | 0 | 0 | 0 | 0 | 0 | 0 | 0 | 0 | 0 | 0 | 0 | 0 | 0 | 0 | 0 | 0 | 0 | 0 | 0 | 0 | 0 | 0 | 0 | 0 | 0 | 0
F3_Commercial_Retail_Existing_Food Preparation_Natural Gas_Double Rack Oven_E4 | F3 | Commercial | Retail | Existing | Food Preparation | Natural Gas | Double Rack Oven | E4 | PACT BC Ratio | 0 | 0 | 0 | 0 | 0 | 0 | 0 | 0 | 0 | 0 | 0 | 0 | 0 | 0 | 0 | 0 | 0 | 0 | 0 | 0 | 0 | 0 | 0 | 0 | 0 | 0 | 0 | 0 | 0 | 0
F3_Commercial_Retail_Existing_Food Preparation_Natural Gas_Double Rack Oven_E5 | F3 | Commercial | Retail | Existing | Food Preparation | Natural Gas | Double Rack Oven | E5 | PACT BC Ratio | 0 | 0 | 0 | 0 | 0 | 0 | 0 | 0 | 0 | 0 | 0 | 0 | 0 | 0 | 0 | 0 | 0 | 0 | 0 | 0 | 0 | 0 | 0 | 0 | 0 | 0 | 0 | 0 | 0 | 0
F3_Commercial_Retail_Existing_Food Preparation_Natural Gas_Double Rack Oven_E6 | F3 | Commercial | Retail | Existing | Food Preparation | Natural Gas | Double Rack Oven | E6 | PACT BC Ratio | 0 | 0 | 0 | 0 | 0 | 0 | 0 | 0 | 0 | 0 | 0 | 0 | 0 | 0 | 0 | 0 | 0 | 0 | 0 | 0 | 0 | 0 | 0 | 0 | 0 | 0 | 0 | 0 | 0 | 0
F3_Commercial_Retail_Existing_Food Preparation_Natural Gas_Double Rack Oven_E7 | F3 | Commercial | Retail | Existing | Food Preparation | Natural Gas | Double Rack Oven | E7 | PACT BC Ratio | 0 | 0 | 0 | 0 | 0 | 0 | 0 | 0 | 0 | 0 | 0 | 0 | 0 | 0 | 0 | 0 | 0 | 0 | 0 | 0 | 0 | 0 | 0 | 0 | 0 | 0 | 0 | 0 | 0 | 0
F3_Commercial_Retail_Existing_Food Preparation_Natural Gas_Double Rack Oven_E8 | F3 | Commercial | Retail | Existing | Food Preparation | Natural Gas | Double Rack Oven | E8 | PACT BC Ratio | 0 | 0 | 0 | 0 | 0 | 0 | 0 | 0 | 0 | 0 | 0 | 0 | 0 | 0 | 0 | 0 | 0 | 0 | 0 | 0 | 0 | 0 | 0 | 0 | 0 | 0 | 0 | 0 | 0 | 0
F3_Commercial_Retail_Existing_Food Preparation_Natural Gas_Double Rack Oven_E9 | F3 | Commercial | Retail | Existing | Food Preparation | Natural Gas | Double Rack Oven | E9 | PACT BC Ratio | 0 | 0 | 0 | 0 | 0 | 0 | 0 | 0 | 0 | 0 | 0 | 0 | 0 | 0 | 0 | 0 | 0 | 0 | 0 | 0 | 0 | 0 | 0 | 0 | 0 | 0 | 0 | 0 | 0 | 0
F3_Commercial_Retail_Existing_Food Preparation_Natural Gas_Double Rack Oven_E10 | F3 | Commercial | Retail | Existing | Food Preparation | Natural Gas | Double Rack Oven | E10 | PACT BC Ratio | 0 | 0 | 0 | 0 | 0 | 0 | 0 | 0 | 0 | 0 | 0 | 0 | 0 | 0 | 0 | 0 | 0 | 0 | 0 | 0 | 0 | 0 | 0 | 0 | 0 | 0 | 0 | 0 | 0 | 0
F4_Commercial_Retail_Existing_Food Preparation_Natural Gas_Double Rack Oven_E1 | F4 | Commercial | Retail | Existing | Food Preparation | Natural Gas | Double Rack Oven | E1 | PCT BC Ratio | 0.9 | 0.9 | 0.9 | 0.9 | 0.9 | 0.9 | 0.9 | 0.9 | 0.9 | 0.9 | 0.9 | 0.9 | 0.9 | 0.9 | 0.9 | 0.9 | 0.9 | 0.9 | 0.9 | 0.9 | 0.9 | 0.9 | 0 | 0 | 0 | 0 | 0 | 0 | 0 | 0
F4_Commercial_Retail_Existing_Food Preparation_Natural Gas_Double Rack Oven_E2 | F4 | Commercial | Retail | Existing | Food Preparation | Natural Gas | Double Rack Oven | E2 | PCT BC Ratio | 4.9652 | 5.0051 | 5.053 | 5.1322 | 5.2378 | 5.3623 | 5.4768 | 5.5787 | 5.6775 | 5.7734 | 5.8701 | 5.9641 | 6.0526 | 6.1412 | 6.2259 | 6.3128 | 6.4057 | 6.4992 | 6.5935 | 6.6882 | 6.7818 | 6.8741 | 0 | 0 | 0 | 0 | 0 | 0 | 0 | 0
F4_Commercial_Retail_Existing_Food Preparation_Natural Gas_Double Rack Oven_E3 | F4 | Commercial | Retail | Existing | Food Preparation | Natural Gas | Double Rack Oven | E3 | PCT BC Ratio | 0 | 0 | 0 | 0 | 0 | 0 | 0 | 0 | 0 | 0 | 0 | 0 | 0 | 0 | 0 | 0 | 0 | 0 | 0 | 0 | 0 | 0 | 0 | 0 | 0 | 0 | 0 | 0 | 0 | 0
F4_Commercial_Retail_Existing_Food Preparation_Natural Gas_Double Rack Oven_E4 | F4 | Commercial | Retail | Existing | Food Preparation | Natural Gas | Double Rack Oven | E4 | PCT BC Ratio | 0 | 0 | 0 | 0 | 0 | 0 | 0 | 0 | 0 | 0 | 0 | 0 | 0 | 0 | 0 | 0 | 0 | 0 | 0 | 0 | 0 | 0 | 0 | 0 | 0 | 0 | 0 | 0 | 0 | 0
F4_Commercial_Retail_Existing_Food Preparation_Natural Gas_Double Rack Oven_E5 | F4 | Commercial | Retail | Existing | Food Preparation | Natural Gas | Double Rack Oven | E5 | PCT BC Ratio | 0 | 0 | 0 | 0 | 0 | 0 | 0 | 0 | 0 | 0 | 0 | 0 | 0 | 0 | 0 | 0 | 0 | 0 | 0 | 0 | 0 | 0 | 0 | 0 | 0 | 0 | 0 | 0 | 0 | 0
F4_Commercial_Retail_Existing_Food Preparation_Natural Gas_Double Rack Oven_E6 | F4 | Commercial | Retail | Existing | Food Preparation | Natural Gas | Double Rack Oven | E6 | PCT BC Ratio | 0 | 0 | 0 | 0 | 0 | 0 | 0 | 0 | 0 | 0 | 0 | 0 | 0 | 0 | 0 | 0 | 0 | 0 | 0 | 0 | 0 | 0 | 0 | 0 | 0 | 0 | 0 | 0 | 0 | 0
F4_Commercial_Retail_Existing_Food Preparation_Natural Gas_Double Rack Oven_E7 | F4 | Commercial | Retail | Existing | Food Preparation | Natural Gas | Double Rack Oven | E7 | PCT BC Ratio | 0 | 0 | 0 | 0 | 0 | 0 | 0 | 0 | 0 | 0 | 0 | 0 | 0 | 0 | 0 | 0 | 0 | 0 | 0 | 0 | 0 | 0 | 0 | 0 | 0 | 0 | 0 | 0 | 0 | 0
F4_Commercial_Retail_Existing_Food Preparation_Natural Gas_Double Rack Oven_E8 | F4 | Commercial | Retail | Existing | Food Preparation | Natural Gas | Double Rack Oven | E8 | PCT BC Ratio | 0 | 0 | 0 | 0 | 0 | 0 | 0 | 0 | 0 | 0 | 0 | 0 | 0 | 0 | 0 | 0 | 0 | 0 | 0 | 0 | 0 | 0 | 0 | 0 | 0 | 0 | 0 | 0 | 0 | 0
F4_Commercial_Retail_Existing_Food Preparation_Natural Gas_Double Rack Oven_E9 | F4 | Commercial | Retail | Existing | Food Preparation | Natural Gas | Double Rack Oven | E9 | PCT BC Ratio | 0 | 0 | 0 | 0 | 0 | 0 | 0 | 0 | 0 | 0 | 0 | 0 | 0 | 0 | 0 | 0 | 0 | 0 | 0 | 0 | 0 | 0 | 0 | 0 | 0 | 0 | 0 | 0 | 0 | 0
F4_Commercial_Retail_Existing_Food Preparation_Natural Gas_Double Rack Oven_E10 | F4 | Commercial | Retail | Existing | Food Preparation | Natural Gas | Double Rack Oven | E10 | PCT BC Ratio | 0 | 0 | 0 | 0 | 0 | 0 | 0 | 0 | 0 | 0 | 0 | 0 | 0 | 0 | 0 | 0 | 0 | 0 | 0 | 0 | 0 | 0 | 0 | 0 | 0 | 0 | 0 | 0 | 0 | 0
F5_Commercial_Retail_Existing_Food Preparation_Natural Gas_Double Rack Oven_E1 | F5 | Commercial | Retail | Existing | Food Preparation | Natural Gas | Double Rack Oven | E1 | RIM BC Ratio | 0.9 | 0.9 | 0.9 | 0.9 | 0.9 | 0.9 | 0.9 | 0.9 | 0.9 | 0.9 | 0.9 | 0.9 | 0.9 | 0.9 | 0.9 | 0.9 | 0.9 | 0.9 | 0.9 | 0.9 | 0.9 | 0.9 | 0 | 0 | 0 | 0 | 0 | 0 | 0 | 0
F5_Commercial_Retail_Existing_Food Preparation_Natural Gas_Double Rack Oven_E2 | F5 | Commercial | Retail | Existing | Food Preparation | Natural Gas | Double Rack Oven | E2 | RIM BC Ratio | 0.73785 | 0.73858 | 0.73943 | 0.74082 | 0.7426 | 0.74462 | 0.74639 | 0.74792 | 0.74935 | 0.75069 | 0.752 | 0.75324 | 0.75437 | 0.75547 | 0.7565 | 0.75752 | 0.75858 | 0.75963 | 0.76065 | 0.76165 | 0.76261 | 0.76354 | 0 | 0 | 0 | 0 | 0 | 0 | 0 | 0
F5_Commercial_Retail_Existing_Food Preparation_Natural Gas_Double Rack Oven_E3 | F5 | Commercial | Retail | Existing | Food Preparation | Natural Gas | Double Rack Oven | E3 | RIM BC Ratio | 0 | 0 | 0 | 0 | 0 | 0 | 0 | 0 | 0 | 0 | 0 | 0 | 0 | 0 | 0 | 0 | 0 | 0 | 0 | 0 | 0 | 0 | 0 | 0 | 0 | 0 | 0 | 0 | 0 | 0
F5_Commercial_Retail_Existing_Food Preparation_Natural Gas_Double Rack Oven_E4 | F5 | Commercial | Retail | Existing | Food Preparation | Natural Gas | Double Rack Oven | E4 | RIM BC Ratio | 0 | 0 | 0 | 0 | 0 | 0 | 0 | 0 | 0 | 0 | 0 | 0 | 0 | 0 | 0 | 0 | 0 | 0 | 0 | 0 | 0 | 0 | 0 | 0 | 0 | 0 | 0 | 0 | 0 | 0
F5_Commercial_Retail_Existing_Food Preparation_Natural Gas_Double Rack Oven_E5 | F5 | Commercial | Retail | Existing | Food Preparation | Natural Gas | Double Rack Oven | E5 | RIM BC Ratio | 0 | 0 | 0 | 0 | 0 | 0 | 0 | 0 | 0 | 0 | 0 | 0 | 0 | 0 | 0 | 0 | 0 | 0 | 0 | 0 | 0 | 0 | 0 | 0 | 0 | 0 | 0 | 0 | 0 | 0
F5_Commercial_Retail_Existing_Food Preparation_Natural Gas_Double Rack Oven_E6 | F5 | Commercial | Retail | Existing | Food Preparation | Natural Gas | Double Rack Oven | E6 | RIM BC Ratio | 0 | 0 | 0 | 0 | 0 | 0 | 0 | 0 | 0 | 0 | 0 | 0 | 0 | 0 | 0 | 0 | 0 | 0 | 0 | 0 | 0 | 0 | 0 | 0 | 0 | 0 | 0 | 0 | 0 | 0
F5_Commercial_Retail_Existing_Food Preparation_Natural Gas_Double Rack Oven_E7 | F5 | Commercial | Retail | Existing | Food Preparation | Natural Gas | Double Rack Oven | E7 | RIM BC Ratio | 0 | 0 | 0 | 0 | 0 | 0 | 0 | 0 | 0 | 0 | 0 | 0 | 0 | 0 | 0 | 0 | 0 | 0 | 0 | 0 | 0 | 0 | 0 | 0 | 0 | 0 | 0 | 0 | 0 | 0
F5_Commercial_Retail_Existing_Food Preparation_Natural Gas_Double Rack Oven_E8 | F5 | Commercial | Retail | Existing | Food Preparation | Natural Gas | Double Rack Oven | E8 | RIM BC Ratio | 0 | 0 | 0 | 0 | 0 | 0 | 0 | 0 | 0 | 0 | 0 | 0 | 0 | 0 | 0 | 0 | 0 | 0 | 0 | 0 | 0 | 0 | 0 | 0 | 0 | 0 | 0 | 0 | 0 | 0
F5_Commercial_Retail_Existing_Food Preparation_Natural Gas_Double Rack Oven_E9 | F5 | Commercial | Retail | Existing | Food Preparation | Natural Gas | Double Rack Oven | E9 | RIM BC Ratio | 0 | 0 | 0 | 0 | 0 | 0 | 0 | 0 | 0 | 0 | 0 | 0 | 0 | 0 | 0 | 0 | 0 | 0 | 0 | 0 | 0 | 0 | 0 | 0 | 0 | 0 | 0 | 0 | 0 | 0
F5_Commercial_Retail_Existing_Food Preparation_Natural Gas_Double Rack Oven_E10 | F5 | Commercial | Retail | Existing | Food Preparation | Natural Gas | Double Rack Oven | E10 | RIM BC Ratio | 0 | 0 | 0 | 0 | 0 | 0 | 0 | 0 | 0 | 0 | 0 | 0 | 0 | 0 | 0 | 0 | 0 | 0 | 0 | 0 | 0 | 0 | 0 | 0 | 0 | 0 | 0 | 0 | 0 | 0
F0_Commercial_Retail_Existing_Food Preparation_Natural Gas_Fryer_E0 | F0 | Commercial | Retail | Existing | Food Preparation | Natural Gas | Fryer | E0 | Economic Unit | ENERGY STAR | ENERGY STAR | ENERGY STAR | ENERGY STAR | ENERGY STAR | ENERGY STAR | ENERGY STAR | ENERGY STAR | ENERGY STAR | ENERGY STAR | ENERGY STAR | ENERGY STAR | ENERGY STAR | ENERGY STAR | ENERGY STAR | ENERGY STAR | ENERGY STAR | ENERGY STAR | ENERGY STAR | ENERGY STAR | ENERGY STAR | ENERGY STAR | 0 | 0 | 0 | 0 | 0 | 0 | 0 | 0
F1_Commercial_Retail_Existing_Food Preparation_Natural Gas_Fryer_E1 | F1 | Commercial | Retail | Existing | Food Preparation | Natural Gas | Fryer | E1 | CCE | 0 | 0 | 0 | 0 | 0 | 0 | 0 | 0 | 0 | 0 | 0 | 0 | 0 | 0 | 0 | 0 | 0 | 0 | 0 | 0 | 0 | 0 | 0 | 0 | 0 | 0 | 0 | 0 | 0 | 0
F1_Commercial_Retail_Existing_Food Preparation_Natural Gas_Fryer_E2 | F1 | Commercial | Retail | Existing | Food Preparation | Natural Gas | Fryer | E2 | CCE | 0.0070192 | 0.0070192 | 0.0073742 | 0.0072621 | 0.0071531 | 0.0070171 | 0.0069979 | 0.0069529 | 0.006911 | 0.0068479 | 0.0068381 | 0.0068066 | 0.0067786 | 0.006725 | 0.0067321 | 0.0067115 | 0.0066913 | 0.0066471 | 0.0066602 | 0.0066472 | 0.0066374 | 0.0066003 | 0 | 0 | 0 | 0 | 0 | 0 | 0 | 0
F1_Commercial_Retail_Existing_Food Preparation_Natural Gas_Fryer_E3 | F1 | Commercial | Retail | Existing | Food Preparation | Natural Gas | Fryer | E3 | CCE | 0 | 0 | 0 | 0 | 0 | 0 | 0 | 0 | 0 | 0 | 0 | 0 | 0 | 0 | 0 | 0 | 0 | 0 | 0 | 0 | 0 | 0 | 0 | 0 | 0 | 0 | 0 | 0 | 0 | 0
F1_Commercial_Retail_Existing_Food Preparation_Natural Gas_Fryer_E4 | F1 | Commercial | Retail | Existing | Food Preparation | Natural Gas | Fryer | E4 | CCE | 0 | 0 | 0 | 0 | 0 | 0 | 0 | 0 | 0 | 0 | 0 | 0 | 0 | 0 | 0 | 0 | 0 | 0 | 0 | 0 | 0 | 0 | 0 | 0 | 0 | 0 | 0 | 0 | 0 | 0
F1_Commercial_Retail_Existing_Food Preparation_Natural Gas_Fryer_E5 | F1 | Commercial | Retail | Existing | Food Preparation | Natural Gas | Fryer | E5 | CCE | 0 | 0 | 0 | 0 | 0 | 0 | 0 | 0 | 0 | 0 | 0 | 0 | 0 | 0 | 0 | 0 | 0 | 0 | 0 | 0 | 0 | 0 | 0 | 0 | 0 | 0 | 0 | 0 | 0 | 0
F1_Commercial_Retail_Existing_Food Preparation_Natural Gas_Fryer_E6 | F1 | Commercial | Retail | Existing | Food Preparation | Natural Gas | Fryer | E6 | CCE | 0 | 0 | 0 | 0 | 0 | 0 | 0 | 0 | 0 | 0 | 0 | 0 | 0 | 0 | 0 | 0 | 0 | 0 | 0 | 0 | 0 | 0 | 0 | 0 | 0 | 0 | 0 | 0 | 0 | 0
F1_Commercial_Retail_Existing_Food Preparation_Natural Gas_Fryer_E7 | F1 | Commercial | Retail | Existing | Food Preparation | Natural Gas | Fryer | E7 | CCE | 0 | 0 | 0 | 0 | 0 | 0 | 0 | 0 | 0 | 0 | 0 | 0 | 0 | 0 | 0 | 0 | 0 | 0 | 0 | 0 | 0 | 0 | 0 | 0 | 0 | 0 | 0 | 0 | 0 | 0
F1_Commercial_Retail_Existing_Food Preparation_Natural Gas_Fryer_E8 | F1 | Commercial | Retail | Existing | Food Preparation | Natural Gas | Fryer | E8 | CCE | 0 | 0 | 0 | 0 | 0 | 0 | 0 | 0 | 0 | 0 | 0 | 0 | 0 | 0 | 0 | 0 | 0 | 0 | 0 | 0 | 0 | 0 | 0 | 0 | 0 | 0 | 0 | 0 | 0 | 0
F1_Commercial_Retail_Existing_Food Preparation_Natural Gas_Fryer_E9 | F1 | Commercial | Retail | Existing | Food Preparation | Natural Gas | Fryer | E9 | CCE | 0 | 0 | 0 | 0 | 0 | 0 | 0 | 0 | 0 | 0 | 0 | 0 | 0 | 0 | 0 | 0 | 0 | 0 | 0 | 0 | 0 | 0 | 0 | 0 | 0 | 0 | 0 | 0 | 0 | 0
F1_Commercial_Retail_Existing_Food Preparation_Natural Gas_Fryer_E10 | F1 | Commercial | Retail | Existing | Food Preparation | Natural Gas | Fryer | E10 | CCE | 0 | 0 | 0 | 0 | 0 | 0 | 0 | 0 | 0 | 0 | 0 | 0 | 0 | 0 | 0 | 0 | 0 | 0 | 0 | 0 | 0 | 0 | 0 | 0 | 0 | 0 | 0 | 0 | 0 | 0
F2_Commercial_Retail_Existing_Food Preparation_Natural Gas_Fryer_E1 | F2 | Commercial | Retail | Existing | Food Preparation | Natural Gas | Fryer | E1 | TRC BC Ratio | 0.9 | 0.9 | 0.9 | 0.9 | 0.9 | 0.9 | 0.9 | 0.9 | 0.9 | 0.9 | 0.9 | 0.9 | 0.9 | 0.9 | 0.9 | 0.9 | 0.9 | 0.9 | 0.9 | 0.9 | 0.9 | 0.9 | 0 | 0 | 0 | 0 | 0 | 0 | 0 | 0
F2_Commercial_Retail_Existing_Food Preparation_Natural Gas_Fryer_E2 | F2 | Commercial | Retail | Existing | Food Preparation | Natural Gas | Fryer | E2 | TRC BC Ratio | 1.215 | 1.2059 | 1.2046 | 1.2221 | 1.2535 | 1.2946 | 1.3292 | 1.3564 | 1.3811 | 1.4053 | 1.4318 | 1.4585 | 1.4845 | 1.5137 | 1.5415 | 1.571 | 1.6001 | 1.6254 | 1.6465 | 1.6626 | 1.6776 | 1.6911 | 0 | 0 | 0 | 0 | 0 | 0 | 0 | 0
F2_Commercial_Retail_Existing_Food Preparation_Natural Gas_Fryer_E3 | F2 | Commercial | Retail | Existing | Food Preparation | Natural Gas | Fryer | E3 | TRC BC Ratio | 0 | 0 | 0 | 0 | 0 | 0 | 0 | 0 | 0 | 0 | 0 | 0 | 0 | 0 | 0 | 0 | 0 | 0 | 0 | 0 | 0 | 0 | 0 | 0 | 0 | 0 | 0 | 0 | 0 | 0
F2_Commercial_Retail_Existing_Food Preparation_Natural Gas_Fryer_E4 | F2 | Commercial | Retail | Existing | Food Preparation | Natural Gas | Fryer | E4 | TRC BC Ratio | 0 | 0 | 0 | 0 | 0 | 0 | 0 | 0 | 0 | 0 | 0 | 0 | 0 | 0 | 0 | 0 | 0 | 0 | 0 | 0 | 0 | 0 | 0 | 0 | 0 | 0 | 0 | 0 | 0 | 0
F2_Commercial_Retail_Existing_Food Preparation_Natural Gas_Fryer_E5 | F2 | Commercial | Retail | Existing | Food Preparation | Natural Gas | Fryer | E5 | TRC BC Ratio | 0 | 0 | 0 | 0 | 0 | 0 | 0 | 0 | 0 | 0 | 0 | 0 | 0 | 0 | 0 | 0 | 0 | 0 | 0 | 0 | 0 | 0 | 0 | 0 | 0 | 0 | 0 | 0 | 0 | 0
F2_Commercial_Retail_Existing_Food Preparation_Natural Gas_Fryer_E6 | F2 | Commercial | Retail | Existing | Food Preparation | Natural Gas | Fryer | E6 | TRC BC Ratio | 0 | 0 | 0 | 0 | 0 | 0 | 0 | 0 | 0 | 0 | 0 | 0 | 0 | 0 | 0 | 0 | 0 | 0 | 0 | 0 | 0 | 0 | 0 | 0 | 0 | 0 | 0 | 0 | 0 | 0
F2_Commercial_Retail_Existing_Food Preparation_Natural Gas_Fryer_E7 | F2 | Commercial | Retail | Existing | Food Preparation | Natural Gas | Fryer | E7 | TRC BC Ratio | 0 | 0 | 0 | 0 | 0 | 0 | 0 | 0 | 0 | 0 | 0 | 0 | 0 | 0 | 0 | 0 | 0 | 0 | 0 | 0 | 0 | 0 | 0 | 0 | 0 | 0 | 0 | 0 | 0 | 0
F2_Commercial_Retail_Existing_Food Preparation_Natural Gas_Fryer_E8 | F2 | Commercial | Retail | Existing | Food Preparation | Natural Gas | Fryer | E8 | TRC BC Ratio | 0 | 0 | 0 | 0 | 0 | 0 | 0 | 0 | 0 | 0 | 0 | 0 | 0 | 0 | 0 | 0 | 0 | 0 | 0 | 0 | 0 | 0 | 0 | 0 | 0 | 0 | 0 | 0 | 0 | 0
F2_Commercial_Retail_Existing_Food Preparation_Natural Gas_Fryer_E9 | F2 | Commercial | Retail | Existing | Food Preparation | Natural Gas | Fryer | E9 | TRC BC Ratio | 0 | 0 | 0 | 0 | 0 | 0 | 0 | 0 | 0 | 0 | 0 | 0 | 0 | 0 | 0 | 0 | 0 | 0 | 0 | 0 | 0 | 0 | 0 | 0 | 0 | 0 | 0 | 0 | 0 | 0
F2_Commercial_Retail_Existing_Food Preparation_Natural Gas_Fryer_E10 | F2 | Commercial | Retail | Existing | Food Preparation | Natural Gas | Fryer | E10 | TRC BC Ratio | 0 | 0 | 0 | 0 | 0 | 0 | 0 | 0 | 0 | 0 | 0 | 0 | 0 | 0 | 0 | 0 | 0 | 0 | 0 | 0 | 0 | 0 | 0 | 0 | 0 | 0 | 0 | 0 | 0 | 0
F3_Commercial_Retail_Existing_Food Preparation_Natural Gas_Fryer_E1 | F3 | Commercial | Retail | Existing | Food Preparation | Natural Gas | Fryer | E1 | PACT BC Ratio | 0.9 | 0.9 | 0.9 | 0.9 | 0.9 | 0.9 | 0.9 | 0.9 | 0.9 | 0.9 | 0.9 | 0.9 | 0.9 | 0.9 | 0.9 | 0.9 | 0.9 | 0.9 | 0.9 | 0.9 | 0.9 | 0.9 | 0 | 0 | 0 | 0 | 0 | 0 | 0 | 0
F3_Commercial_Retail_Existing_Food Preparation_Natural Gas_Fryer_E2 | F3 | Commercial | Retail | Existing | Food Preparation | Natural Gas | Fryer | E2 | PACT BC Ratio | 1.5621 | 1.5504 | 1.5488 | 1.5712 | 1.6116 | 1.6645 | 1.709 | 1.7439 | 1.7757 | 1.8068 | 1.8409 | 1.8752 | 1.9086 | 1.9462 | 1.9819 | 2.0198 | 2.0573 | 2.0898 | 2.1169 | 2.1377 | 2.1569 | 2.1743 | 0 | 0 | 0 | 0 | 0 | 0 | 0 | 0
F3_Commercial_Retail_Existing_Food Preparation_Natural Gas_Fryer_E3 | F3 | Commercial | Retail | Existing | Food Preparation | Natural Gas | Fryer | E3 | PACT BC Ratio | 0 | 0 | 0 | 0 | 0 | 0 | 0 | 0 | 0 | 0 | 0 | 0 | 0 | 0 | 0 | 0 | 0 | 0 | 0 | 0 | 0 | 0 | 0 | 0 | 0 | 0 | 0 | 0 | 0 | 0
F3_Commercial_Retail_Existing_Food Preparation_Natural Gas_Fryer_E4 | F3 | Commercial | Retail | Existing | Food Preparation | Natural Gas | Fryer | E4 | PACT BC Ratio | 0 | 0 | 0 | 0 | 0 | 0 | 0 | 0 | 0 | 0 | 0 | 0 | 0 | 0 | 0 | 0 | 0 | 0 | 0 | 0 | 0 | 0 | 0 | 0 | 0 | 0 | 0 | 0 | 0 | 0
F3_Commercial_Retail_Existing_Food Preparation_Natural Gas_Fryer_E5 | F3 | Commercial | Retail | Existing | Food Preparation | Natural Gas | Fryer | E5 | PACT BC Ratio | 0 | 0 | 0 | 0 | 0 | 0 | 0 | 0 | 0 | 0 | 0 | 0 | 0 | 0 | 0 | 0 | 0 | 0 | 0 | 0 | 0 | 0 | 0 | 0 | 0 | 0 | 0 | 0 | 0 | 0
F3_Commercial_Retail_Existing_Food Preparation_Natural Gas_Fryer_E6 | F3 | Commercial | Retail | Existing | Food Preparation | Natural Gas | Fryer | E6 | PACT BC Ratio | 0 | 0 | 0 | 0 | 0 | 0 | 0 | 0 | 0 | 0 | 0 | 0 | 0 | 0 | 0 | 0 | 0 | 0 | 0 | 0 | 0 | 0 | 0 | 0 | 0 | 0 | 0 | 0 | 0 | 0
F3_Commercial_Retail_Existing_Food Preparation_Natural Gas_Fryer_E7 | F3 | Commercial | Retail | Existing | Food Preparation | Natural Gas | Fryer | E7 | PACT BC Ratio | 0 | 0 | 0 | 0 | 0 | 0 | 0 | 0 | 0 | 0 | 0 | 0 | 0 | 0 | 0 | 0 | 0 | 0 | 0 | 0 | 0 | 0 | 0 | 0 | 0 | 0 | 0 | 0 | 0 | 0
F3_Commercial_Retail_Existing_Food Preparation_Natural Gas_Fryer_E8 | F3 | Commercial | Retail | Existing | Food Preparation | Natural Gas | Fryer | E8 | PACT BC Ratio | 0 | 0 | 0 | 0 | 0 | 0 | 0 | 0 | 0 | 0 | 0 | 0 | 0 | 0 | 0 | 0 | 0 | 0 | 0 | 0 | 0 | 0 | 0 | 0 | 0 | 0 | 0 | 0 | 0 | 0
F3_Commercial_Retail_Existing_Food Preparation_Natural Gas_Fryer_E9 | F3 | Commercial | Retail | Existing | Food Preparation | Natural Gas | Fryer | E9 | PACT BC Ratio | 0 | 0 | 0 | 0 | 0 | 0 | 0 | 0 | 0 | 0 | 0 | 0 | 0 | 0 | 0 | 0 | 0 | 0 | 0 | 0 | 0 | 0 | 0 | 0 | 0 | 0 | 0 | 0 | 0 | 0
F3_Commercial_Retail_Existing_Food Preparation_Natural Gas_Fryer_E10 | F3 | Commercial | Retail | Existing | Food Preparation | Natural Gas | Fryer | E10 | PACT BC Ratio | 0 | 0 | 0 | 0 | 0 | 0 | 0 | 0 | 0 | 0 | 0 | 0 | 0 | 0 | 0 | 0 | 0 | 0 | 0 | 0 | 0 | 0 | 0 | 0 | 0 | 0 | 0 | 0 | 0 | 0
F4_Commercial_Retail_Existing_Food Preparation_Natural Gas_Fryer_E1 | F4 | Commercial | Retail | Existing | Food Preparation | Natural Gas | Fryer | E1 | PCT BC Ratio | 0.9 | 0.9 | 0.9 | 0.9 | 0.9 | 0.9 | 0.9 | 0.9 | 0.9 | 0.9 | 0.9 | 0.9 | 0.9 | 0.9 | 0.9 | 0.9 | 0.9 | 0.9 | 0.9 | 0.9 | 0.9 | 0.9 | 0 | 0 | 0 | 0 | 0 | 0 | 0 | 0
F4_Commercial_Retail_Existing_Food Preparation_Natural Gas_Fryer_E2 | F4 | Commercial | Retail | Existing | Food Preparation | Natural Gas | Fryer | E2 | PCT BC Ratio | 3.0813 | 3.063 | 3.0604 | 3.0957 | 3.1592 | 3.2424 | 3.3124 | 3.3673 | 3.4172 | 3.4661 | 3.5197 | 3.5737 | 3.6262 | 3.6853 | 3.7415 | 3.8011 | 3.86 | 3.9112 | 3.9537 | 3.9864 | 4.0167 | 4.044 | 0 | 0 | 0 | 0 | 0 | 0 | 0 | 0
F4_Commercial_Retail_Existing_Food Preparation_Natural Gas_Fryer_E3 | F4 | Commercial | Retail | Existing | Food Preparation | Natural Gas | Fryer | E3 | PCT BC Ratio | 0 | 0 | 0 | 0 | 0 | 0 | 0 | 0 | 0 | 0 | 0 | 0 | 0 | 0 | 0 | 0 | 0 | 0 | 0 | 0 | 0 | 0 | 0 | 0 | 0 | 0 | 0 | 0 | 0 | 0
F4_Commercial_Retail_Existing_Food Preparation_Natural Gas_Fryer_E4 | F4 | Commercial | Retail | Existing | Food Preparation | Natural Gas | Fryer | E4 | PCT BC Ratio | 0 | 0 | 0 | 0 | 0 | 0 | 0 | 0 | 0 | 0 | 0 | 0 | 0 | 0 | 0 | 0 | 0 | 0 | 0 | 0 | 0 | 0 | 0 | 0 | 0 | 0 | 0 | 0 | 0 | 0
F4_Commercial_Retail_Existing_Food Preparation_Natural Gas_Fryer_E5 | F4 | Commercial | Retail | Existing | Food Preparation | Natural Gas | Fryer | E5 | PCT BC Ratio | 0 | 0 | 0 | 0 | 0 | 0 | 0 | 0 | 0 | 0 | 0 | 0 | 0 | 0 | 0 | 0 | 0 | 0 | 0 | 0 | 0 | 0 | 0 | 0 | 0 | 0 | 0 | 0 | 0 | 0
F4_Commercial_Retail_Existing_Food Preparation_Natural Gas_Fryer_E6 | F4 | Commercial | Retail | Existing | Food Preparation | Natural Gas | Fryer | E6 | PCT BC Ratio | 0 | 0 | 0 | 0 | 0 | 0 | 0 | 0 | 0 | 0 | 0 | 0 | 0 | 0 | 0 | 0 | 0 | 0 | 0 | 0 | 0 | 0 | 0 | 0 | 0 | 0 | 0 | 0 | 0 | 0
F4_Commercial_Retail_Existing_Food Preparation_Natural Gas_Fryer_E7 | F4 | Commercial | Retail | Existing | Food Preparation | Natural Gas | Fryer | E7 | PCT BC Ratio | 0 | 0 | 0 | 0 | 0 | 0 | 0 | 0 | 0 | 0 | 0 | 0 | 0 | 0 | 0 | 0 | 0 | 0 | 0 | 0 | 0 | 0 | 0 | 0 | 0 | 0 | 0 | 0 | 0 | 0
F4_Commercial_Retail_Existing_Food Preparation_Natural Gas_Fryer_E8 | F4 | Commercial | Retail | Existing | Food Preparation | Natural Gas | Fryer | E8 | PCT BC Ratio | 0 | 0 | 0 | 0 | 0 | 0 | 0 | 0 | 0 | 0 | 0 | 0 | 0 | 0 | 0 | 0 | 0 | 0 | 0 | 0 | 0 | 0 | 0 | 0 | 0 | 0 | 0 | 0 | 0 | 0
F4_Commercial_Retail_Existing_Food Preparation_Natural Gas_Fryer_E9 | F4 | Commercial | Retail | Existing | Food Preparation | Natural Gas | Fryer | E9 | PCT BC Ratio | 0 | 0 | 0 | 0 | 0 | 0 | 0 | 0 | 0 | 0 | 0 | 0 | 0 | 0 | 0 | 0 | 0 | 0 | 0 | 0 | 0 | 0 | 0 | 0 | 0 | 0 | 0 | 0 | 0 | 0
F4_Commercial_Retail_Existing_Food Preparation_Natural Gas_Fryer_E10 | F4 | Commercial | Retail | Existing | Food Preparation | Natural Gas | Fryer | E10 | PCT BC Ratio | 0 | 0 | 0 | 0 | 0 | 0 | 0 | 0 | 0 | 0 | 0 | 0 | 0 | 0 | 0 | 0 | 0 | 0 | 0 | 0 | 0 | 0 | 0 | 0 | 0 | 0 | 0 | 0 | 0 | 0
F5_Commercial_Retail_Existing_Food Preparation_Natural Gas_Fryer_E1 | F5 | Commercial | Retail | Existing | Food Preparation | Natural Gas | Fryer | E1 | RIM BC Ratio | 0.9 | 0.9 | 0.9 | 0.9 | 0.9 | 0.9 | 0.9 | 0.9 | 0.9 | 0.9 | 0.9 | 0.9 | 0.9 | 0.9 | 0.9 | 0.9 | 0.9 | 0.9 | 0.9 | 0.9 | 0.9 | 0.9 | 0 | 0 | 0 | 0 | 0 | 0 | 0 | 0
F5_Commercial_Retail_Existing_Food Preparation_Natural Gas_Fryer_E2 | F5 | Commercial | Retail | Existing | Food Preparation | Natural Gas | Fryer | E2 | RIM BC Ratio | 0.544 | 0.54258 | 0.54238 | 0.54511 | 0.54988 | 0.55591 | 0.56079 | 0.5645 | 0.56779 | 0.57093 | 0.57429 | 0.57759 | 0.58072 | 0.58415 | 0.58733 | 0.59061 | 0.59377 | 0.59646 | 0.59864 | 0.60029 | 0.6018 | 0.60314 | 0 | 0 | 0 | 0 | 0 | 0 | 0 | 0
F5_Commercial_Retail_Existing_Food Preparation_Natural Gas_Fryer_E3 | F5 | Commercial | Retail | Existing | Food Preparation | Natural Gas | Fryer | E3 | RIM BC Ratio | 0 | 0 | 0 | 0 | 0 | 0 | 0 | 0 | 0 | 0 | 0 | 0 | 0 | 0 | 0 | 0 | 0 | 0 | 0 | 0 | 0 | 0 | 0 | 0 | 0 | 0 | 0 | 0 | 0 | 0
F5_Commercial_Retail_Existing_Food Preparation_Natural Gas_Fryer_E4 | F5 | Commercial | Retail | Existing | Food Preparation | Natural Gas | Fryer | E4 | RIM BC Ratio | 0 | 0 | 0 | 0 | 0 | 0 | 0 | 0 | 0 | 0 | 0 | 0 | 0 | 0 | 0 | 0 | 0 | 0 | 0 | 0 | 0 | 0 | 0 | 0 | 0 | 0 | 0 | 0 | 0 | 0
F5_Commercial_Retail_Existing_Food Preparation_Natural Gas_Fryer_E5 | F5 | Commercial | Retail | Existing | Food Preparation | Natural Gas | Fryer | E5 | RIM BC Ratio | 0 | 0 | 0 | 0 | 0 | 0 | 0 | 0 | 0 | 0 | 0 | 0 | 0 | 0 | 0 | 0 | 0 | 0 | 0 | 0 | 0 | 0 | 0 | 0 | 0 | 0 | 0 | 0 | 0 | 0
F5_Commercial_Retail_Existing_Food Preparation_Natural Gas_Fryer_E6 | F5 | Commercial | Retail | Existing | Food Preparation | Natural Gas | Fryer | E6 | RIM BC Ratio | 0 | 0 | 0 | 0 | 0 | 0 | 0 | 0 | 0 | 0 | 0 | 0 | 0 | 0 | 0 | 0 | 0 | 0 | 0 | 0 | 0 | 0 | 0 | 0 | 0 | 0 | 0 | 0 | 0 | 0
F5_Commercial_Retail_Existing_Food Preparation_Natural Gas_Fryer_E7 | F5 | Commercial | Retail | Existing | Food Preparation | Natural Gas | Fryer | E7 | RIM BC Ratio | 0 | 0 | 0 | 0 | 0 | 0 | 0 | 0 | 0 | 0 | 0 | 0 | 0 | 0 | 0 | 0 | 0 | 0 | 0 | 0 | 0 | 0 | 0 | 0 | 0 | 0 | 0 | 0 | 0 | 0
F5_Commercial_Retail_Existing_Food Preparation_Natural Gas_Fryer_E8 | F5 | Commercial | Retail | Existing | Food Preparation | Natural Gas | Fryer | E8 | RIM BC Ratio | 0 | 0 | 0 | 0 | 0 | 0 | 0 | 0 | 0 | 0 | 0 | 0 | 0 | 0 | 0 | 0 | 0 | 0 | 0 | 0 | 0 | 0 | 0 | 0 | 0 | 0 | 0 | 0 | 0 | 0
F5_Commercial_Retail_Existing_Food Preparation_Natural Gas_Fryer_E9 | F5 | Commercial | Retail | Existing | Food Preparation | Natural Gas | Fryer | E9 | RIM BC Ratio | 0 | 0 | 0 | 0 | 0 | 0 | 0 | 0 | 0 | 0 | 0 | 0 | 0 | 0 | 0 | 0 | 0 | 0 | 0 | 0 | 0 | 0 | 0 | 0 | 0 | 0 | 0 | 0 | 0 | 0
F5_Commercial_Retail_Existing_Food Preparation_Natural Gas_Fryer_E10 | F5 | Commercial | Retail | Existing | Food Preparation | Natural Gas | Fryer | E10 | RIM BC Ratio | 0 | 0 | 0 | 0 | 0 | 0 | 0 | 0 | 0 | 0 | 0 | 0 | 0 | 0 | 0 | 0 | 0 | 0 | 0 | 0 | 0 | 0 | 0 | 0 | 0 | 0 | 0 | 0 | 0 | 0
F0_Commercial_Retail_Existing_Food Preparation_Natural Gas_Broiler_E0 | F0 | Commercial | Retail | Existing | Food Preparation | Natural Gas | Broiler | E0 | Economic Unit | Infrared Burners | Infrared Burners | Infrared Burners | Infrared Burners | Infrared Burners | Infrared Burners | Infrared Burners | Infrared Burners | Infrared Burners | Infrared Burners | Infrared Burners | Infrared Burners | Infrared Burners | Infrared Burners | Infrared Burners | Infrared Burners | Infrared Burners | Infrared Burners | Infrared Burners | Infrared Burners | Infrared Burners | Infrared Burners | 0 | 0 | 0 | 0 | 0 | 0 | 0 | 0
F1_Commercial_Retail_Existing_Food Preparation_Natural Gas_Broiler_E1 | F1 | Commercial | Retail | Existing | Food Preparation | Natural Gas | Broiler | E1 | CCE | 0 | 0 | 0 | 0 | 0 | 0 | 0 | 0 | 0 | 0 | 0 | 0 | 0 | 0 | 0 | 0 | 0 | 0 | 0 | 0 | 0 | 0 | 0 | 0 | 0 | 0 | 0 | 0 | 0 | 0
F1_Commercial_Retail_Existing_Food Preparation_Natural Gas_Broiler_E2 | F1 | Commercial | Retail | Existing | Food Preparation | Natural Gas | Broiler | E2 | CCE | 0.0083589 | 0.0083589 | 0.0087817 | 0.0086482 | 0.0085184 | 0.0083564 | 0.0083336 | 0.00828 | 0.0082301 | 0.0081549 | 0.0081433 | 0.0081058 | 0.0080724 | 0.0080086 | 0.008017 | 0.0079925 | 0.0079685 | 0.0079158 | 0.0079314 | 0.0079159 | 0.0079043 | 0.0078601 | 0 | 0 | 0 | 0 | 0 | 0 | 0 | 0
F1_Commercial_Retail_Existing_Food Preparation_Natural Gas_Broiler_E3 | F1 | Commercial | Retail | Existing | Food Preparation | Natural Gas | Broiler | E3 | CCE | 0 | 0 | 0 | 0 | 0 | 0 | 0 | 0 | 0 | 0 | 0 | 0 | 0 | 0 | 0 | 0 | 0 | 0 | 0 | 0 | 0 | 0 | 0 | 0 | 0 | 0 | 0 | 0 | 0 | 0
F1_Commercial_Retail_Existing_Food Preparation_Natural Gas_Broiler_E4 | F1 | Commercial | Retail | Existing | Food Preparation | Natural Gas | Broiler | E4 | CCE | 0 | 0 | 0 | 0 | 0 | 0 | 0 | 0 | 0 | 0 | 0 | 0 | 0 | 0 | 0 | 0 | 0 | 0 | 0 | 0 | 0 | 0 | 0 | 0 | 0 | 0 | 0 | 0 | 0 | 0
F1_Commercial_Retail_Existing_Food Preparation_Natural Gas_Broiler_E5 | F1 | Commercial | Retail | Existing | Food Preparation | Natural Gas | Broiler | E5 | CCE | 0 | 0 | 0 | 0 | 0 | 0 | 0 | 0 | 0 | 0 | 0 | 0 | 0 | 0 | 0 | 0 | 0 | 0 | 0 | 0 | 0 | 0 | 0 | 0 | 0 | 0 | 0 | 0 | 0 | 0
F1_Commercial_Retail_Existing_Food Preparation_Natural Gas_Broiler_E6 | F1 | Commercial | Retail | Existing | Food Preparation | Natural Gas | Broiler | E6 | CCE | 0 | 0 | 0 | 0 | 0 | 0 | 0 | 0 | 0 | 0 | 0 | 0 | 0 | 0 | 0 | 0 | 0 | 0 | 0 | 0 | 0 | 0 | 0 | 0 | 0 | 0 | 0 | 0 | 0 | 0
F1_Commercial_Retail_Existing_Food Preparation_Natural Gas_Broiler_E7 | F1 | Commercial | Retail | Existing | Food Preparation | Natural Gas | Broiler | E7 | CCE | 0 | 0 | 0 | 0 | 0 | 0 | 0 | 0 | 0 | 0 | 0 | 0 | 0 | 0 | 0 | 0 | 0 | 0 | 0 | 0 | 0 | 0 | 0 | 0 | 0 | 0 | 0 | 0 | 0 | 0
F1_Commercial_Retail_Existing_Food Preparation_Natural Gas_Broiler_E8 | F1 | Commercial | Retail | Existing | Food Preparation | Natural Gas | Broiler | E8 | CCE | 0 | 0 | 0 | 0 | 0 | 0 | 0 | 0 | 0 | 0 | 0 | 0 | 0 | 0 | 0 | 0 | 0 | 0 | 0 | 0 | 0 | 0 | 0 | 0 | 0 | 0 | 0 | 0 | 0 | 0
F1_Commercial_Retail_Existing_Food Preparation_Natural Gas_Broiler_E9 | F1 | Commercial | Retail | Existing | Food Preparation | Natural Gas | Broiler | E9 | CCE | 0 | 0 | 0 | 0 | 0 | 0 | 0 | 0 | 0 | 0 | 0 | 0 | 0 | 0 | 0 | 0 | 0 | 0 | 0 | 0 | 0 | 0 | 0 | 0 | 0 | 0 | 0 | 0 | 0 | 0
F1_Commercial_Retail_Existing_Food Preparation_Natural Gas_Broiler_E10 | F1 | Commercial | Retail | Existing | Food Preparation | Natural Gas | Broiler | E10 | CCE | 0 | 0 | 0 | 0 | 0 | 0 | 0 | 0 | 0 | 0 | 0 | 0 | 0 | 0 | 0 | 0 | 0 | 0 | 0 | 0 | 0 | 0 | 0 | 0 | 0 | 0 | 0 | 0 | 0 | 0
F2_Commercial_Retail_Existing_Food Preparation_Natural Gas_Broiler_E1 | F2 | Commercial | Retail | Existing | Food Preparation | Natural Gas | Broiler | E1 | TRC BC Ratio | 0.9 | 0.9 | 0.9 | 0.9 | 0.9 | 0.9 | 0.9 | 0.9 | 0.9 | 0.9 | 0.9 | 0.9 | 0.9 | 0.9 | 0.9 | 0.9 | 0.9 | 0.9 | 0.9 | 0.9 | 0.9 | 0.9 | 0 | 0 | 0 | 0 | 0 | 0 | 0 | 0
F2_Commercial_Retail_Existing_Food Preparation_Natural Gas_Broiler_E2 | F2 | Commercial | Retail | Existing | Food Preparation | Natural Gas | Broiler | E2 | TRC BC Ratio | 1.0644 | 1.0735 | 1.0844 | 1.1025 | 1.1265 | 1.1549 | 1.181 | 1.2042 | 1.2267 | 1.2485 | 1.2706 | 1.292 | 1.3121 | 1.3323 | 1.3516 | 1.3714 | 1.3925 | 1.4138 | 1.4353 | 1.4569 | 1.4782 | 1.4992 | 0 | 0 | 0 | 0 | 0 | 0 | 0 | 0
F2_Commercial_Retail_Existing_Food Preparation_Natural Gas_Broiler_E3 | F2 | Commercial | Retail | Existing | Food Preparation | Natural Gas | Broiler | E3 | TRC BC Ratio | 0 | 0 | 0 | 0 | 0 | 0 | 0 | 0 | 0 | 0 | 0 | 0 | 0 | 0 | 0 | 0 | 0 | 0 | 0 | 0 | 0 | 0 | 0 | 0 | 0 | 0 | 0 | 0 | 0 | 0
F2_Commercial_Retail_Existing_Food Preparation_Natural Gas_Broiler_E4 | F2 | Commercial | Retail | Existing | Food Preparation | Natural Gas | Broiler | E4 | TRC BC Ratio | 0 | 0 | 0 | 0 | 0 | 0 | 0 | 0 | 0 | 0 | 0 | 0 | 0 | 0 | 0 | 0 | 0 | 0 | 0 | 0 | 0 | 0 | 0 | 0 | 0 | 0 | 0 | 0 | 0 | 0
F2_Commercial_Retail_Existing_Food Preparation_Natural Gas_Broiler_E5 | F2 | Commercial | Retail | Existing | Food Preparation | Natural Gas | Broiler | E5 | TRC BC Ratio | 0 | 0 | 0 | 0 | 0 | 0 | 0 | 0 | 0 | 0 | 0 | 0 | 0 | 0 | 0 | 0 | 0 | 0 | 0 | 0 | 0 | 0 | 0 | 0 | 0 | 0 | 0 | 0 | 0 | 0
F2_Commercial_Retail_Existing_Food Preparation_Natural Gas_Broiler_E6 | F2 | Commercial | Retail | Existing | Food Preparation | Natural Gas | Broiler | E6 | TRC BC Ratio | 0 | 0 | 0 | 0 | 0 | 0 | 0 | 0 | 0 | 0 | 0 | 0 | 0 | 0 | 0 | 0 | 0 | 0 | 0 | 0 | 0 | 0 | 0 | 0 | 0 | 0 | 0 | 0 | 0 | 0
F2_Commercial_Retail_Existing_Food Preparation_Natural Gas_Broiler_E7 | F2 | Commercial | Retail | Existing | Food Preparation | Natural Gas | Broiler | E7 | TRC BC Ratio | 0 | 0 | 0 | 0 | 0 | 0 | 0 | 0 | 0 | 0 | 0 | 0 | 0 | 0 | 0 | 0 | 0 | 0 | 0 | 0 | 0 | 0 | 0 | 0 | 0 | 0 | 0 | 0 | 0 | 0
F2_Commercial_Retail_Existing_Food Preparation_Natural Gas_Broiler_E8 | F2 | Commercial | Retail | Existing | Food Preparation | Natural Gas | Broiler | E8 | TRC BC Ratio | 0 | 0 | 0 | 0 | 0 | 0 | 0 | 0 | 0 | 0 | 0 | 0 | 0 | 0 | 0 | 0 | 0 | 0 | 0 | 0 | 0 | 0 | 0 | 0 | 0 | 0 | 0 | 0 | 0 | 0
F2_Commercial_Retail_Existing_Food Preparation_Natural Gas_Broiler_E9 | F2 | Commercial | Retail | Existing | Food Preparation | Natural Gas | Broiler | E9 | TRC BC Ratio | 0 | 0 | 0 | 0 | 0 | 0 | 0 | 0 | 0 | 0 | 0 | 0 | 0 | 0 | 0 | 0 | 0 | 0 | 0 | 0 | 0 | 0 | 0 | 0 | 0 | 0 | 0 | 0 | 0 | 0
F2_Commercial_Retail_Existing_Food Preparation_Natural Gas_Broiler_E10 | F2 | Commercial | Retail | Existing | Food Preparation | Natural Gas | Broiler | E10 | TRC BC Ratio | 0 | 0 | 0 | 0 | 0 | 0 | 0 | 0 | 0 | 0 | 0 | 0 | 0 | 0 | 0 | 0 | 0 | 0 | 0 | 0 | 0 | 0 | 0 | 0 | 0 | 0 | 0 | 0 | 0 | 0
F3_Commercial_Retail_Existing_Food Preparation_Natural Gas_Broiler_E1 | F3 | Commercial | Retail | Existing | Food Preparation | Natural Gas | Broiler | E1 | PACT BC Ratio | 0.9 | 0.9 | 0.9 | 0.9 | 0.9 | 0.9 | 0.9 | 0.9 | 0.9 | 0.9 | 0.9 | 0.9 | 0.9 | 0.9 | 0.9 | 0.9 | 0.9 | 0.9 | 0.9 | 0.9 | 0.9 | 0.9 | 0 | 0 | 0 | 0 | 0 | 0 | 0 | 0
F3_Commercial_Retail_Existing_Food Preparation_Natural Gas_Broiler_E2 | F3 | Commercial | Retail | Existing | Food Preparation | Natural Gas | Broiler | E2 | PACT BC Ratio | 1.3204 | 1.3317 | 1.3453 | 1.3676 | 1.3975 | 1.4327 | 1.465 | 1.4938 | 1.5217 | 1.5488 | 1.5761 | 1.6027 | 1.6277 | 1.6527 | 1.6767 | 1.7012 | 1.7275 | 1.7539 | 1.7805 | 1.8073 | 1.8337 | 1.8598 | 0 | 0 | 0 | 0 | 0 | 0 | 0 | 0
F3_Commercial_Retail_Existing_Food Preparation_Natural Gas_Broiler_E3 | F3 | Commercial | Retail | Existing | Food Preparation | Natural Gas | Broiler | E3 | PACT BC Ratio | 0 | 0 | 0 | 0 | 0 | 0 | 0 | 0 | 0 | 0 | 0 | 0 | 0 | 0 | 0 | 0 | 0 | 0 | 0 | 0 | 0 | 0 | 0 | 0 | 0 | 0 | 0 | 0 | 0 | 0
F3_Commercial_Retail_Existing_Food Preparation_Natural Gas_Broiler_E4 | F3 | Commercial | Retail | Existing | Food Preparation | Natural Gas | Broiler | E4 | PACT BC Ratio | 0 | 0 | 0 | 0 | 0 | 0 | 0 | 0 | 0 | 0 | 0 | 0 | 0 | 0 | 0 | 0 | 0 | 0 | 0 | 0 | 0 | 0 | 0 | 0 | 0 | 0 | 0 | 0 | 0 | 0
F3_Commercial_Retail_Existing_Food Preparation_Natural Gas_Broiler_E5 | F3 | Commercial | Retail | Existing | Food Preparation | Natural Gas | Broiler | E5 | PACT BC Ratio | 0 | 0 | 0 | 0 | 0 | 0 | 0 | 0 | 0 | 0 | 0 | 0 | 0 | 0 | 0 | 0 | 0 | 0 | 0 | 0 | 0 | 0 | 0 | 0 | 0 | 0 | 0 | 0 | 0 | 0
F3_Commercial_Retail_Existing_Food Preparation_Natural Gas_Broiler_E6 | F3 | Commercial | Retail | Existing | Food Preparation | Natural Gas | Broiler | E6 | PACT BC Ratio | 0 | 0 | 0 | 0 | 0 | 0 | 0 | 0 | 0 | 0 | 0 | 0 | 0 | 0 | 0 | 0 | 0 | 0 | 0 | 0 | 0 | 0 | 0 | 0 | 0 | 0 | 0 | 0 | 0 | 0
F3_Commercial_Retail_Existing_Food Preparation_Natural Gas_Broiler_E7 | F3 | Commercial | Retail | Existing | Food Preparation | Natural Gas | Broiler | E7 | PACT BC Ratio | 0 | 0 | 0 | 0 | 0 | 0 | 0 | 0 | 0 | 0 | 0 | 0 | 0 | 0 | 0 | 0 | 0 | 0 | 0 | 0 | 0 | 0 | 0 | 0 | 0 | 0 | 0 | 0 | 0 | 0
F3_Commercial_Retail_Existing_Food Preparation_Natural Gas_Broiler_E8 | F3 | Commercial | Retail | Existing | Food Preparation | Natural Gas | Broiler | E8 | PACT BC Ratio | 0 | 0 | 0 | 0 | 0 | 0 | 0 | 0 | 0 | 0 | 0 | 0 | 0 | 0 | 0 | 0 | 0 | 0 | 0 | 0 | 0 | 0 | 0 | 0 | 0 | 0 | 0 | 0 | 0 | 0
F3_Commercial_Retail_Existing_Food Preparation_Natural Gas_Broiler_E9 | F3 | Commercial | Retail | Existing | Food Preparation | Natural Gas | Broiler | E9 | PACT BC Ratio | 0 | 0 | 0 | 0 | 0 | 0 | 0 | 0 | 0 | 0 | 0 | 0 | 0 | 0 | 0 | 0 | 0 | 0 | 0 | 0 | 0 | 0 | 0 | 0 | 0 | 0 | 0 | 0 | 0 | 0
F3_Commercial_Retail_Existing_Food Preparation_Natural Gas_Broiler_E10 | F3 | Commercial | Retail | Existing | Food Preparation | Natural Gas | Broiler | E10 | PACT BC Ratio | 0 | 0 | 0 | 0 | 0 | 0 | 0 | 0 | 0 | 0 | 0 | 0 | 0 | 0 | 0 | 0 | 0 | 0 | 0 | 0 | 0 | 0 | 0 | 0 | 0 | 0 | 0 | 0 | 0 | 0
F4_Commercial_Retail_Existing_Food Preparation_Natural Gas_Broiler_E1 | F4 | Commercial | Retail | Existing | Food Preparation | Natural Gas | Broiler | E1 | PCT BC Ratio | 0.9 | 0.9 | 0.9 | 0.9 | 0.9 | 0.9 | 0.9 | 0.9 | 0.9 | 0.9 | 0.9 | 0.9 | 0.9 | 0.9 | 0.9 | 0.9 | 0.9 | 0.9 | 0.9 | 0.9 | 0.9 | 0.9 | 0 | 0 | 0 | 0 | 0 | 0 | 0 | 0
F4_Commercial_Retail_Existing_Food Preparation_Natural Gas_Broiler_E2 | F4 | Commercial | Retail | Existing | Food Preparation | Natural Gas | Broiler | E2 | PCT BC Ratio | 2.8717 | 2.8906 | 2.9132 | 2.9506 | 3.0005 | 3.0593 | 3.1134 | 3.1615 | 3.2082 | 3.2535 | 3.2991 | 3.3435 | 3.3853 | 3.4272 | 3.4672 | 3.5082 | 3.5521 | 3.5963 | 3.6408 | 3.6855 | 3.7298 | 3.7734 | 0 | 0 | 0 | 0 | 0 | 0 | 0 | 0
F4_Commercial_Retail_Existing_Food Preparation_Natural Gas_Broiler_E3 | F4 | Commercial | Retail | Existing | Food Preparation | Natural Gas | Broiler | E3 | PCT BC Ratio | 0 | 0 | 0 | 0 | 0 | 0 | 0 | 0 | 0 | 0 | 0 | 0 | 0 | 0 | 0 | 0 | 0 | 0 | 0 | 0 | 0 | 0 | 0 | 0 | 0 | 0 | 0 | 0 | 0 | 0
F4_Commercial_Retail_Existing_Food Preparation_Natural Gas_Broiler_E4 | F4 | Commercial | Retail | Existing | Food Preparation | Natural Gas | Broiler | E4 | PCT BC Ratio | 0 | 0 | 0 | 0 | 0 | 0 | 0 | 0 | 0 | 0 | 0 | 0 | 0 | 0 | 0 | 0 | 0 | 0 | 0 | 0 | 0 | 0 | 0 | 0 | 0 | 0 | 0 | 0 | 0 | 0
F4_Commercial_Retail_Existing_Food Preparation_Natural Gas_Broiler_E5 | F4 | Commercial | Retail | Existing | Food Preparation | Natural Gas | Broiler | E5 | PCT BC Ratio | 0 | 0 | 0 | 0 | 0 | 0 | 0 | 0 | 0 | 0 | 0 | 0 | 0 | 0 | 0 | 0 | 0 | 0 | 0 | 0 | 0 | 0 | 0 | 0 | 0 | 0 | 0 | 0 | 0 | 0
F4_Commercial_Retail_Existing_Food Preparation_Natural Gas_Broiler_E6 | F4 | Commercial | Retail | Existing | Food Preparation | Natural Gas | Broiler | E6 | PCT BC Ratio | 0 | 0 | 0 | 0 | 0 | 0 | 0 | 0 | 0 | 0 | 0 | 0 | 0 | 0 | 0 | 0 | 0 | 0 | 0 | 0 | 0 | 0 | 0 | 0 | 0 | 0 | 0 | 0 | 0 | 0
F4_Commercial_Retail_Existing_Food Preparation_Natural Gas_Broiler_E7 | F4 | Commercial | Retail | Existing | Food Preparation | Natural Gas | Broiler | E7 | PCT BC Ratio | 0 | 0 | 0 | 0 | 0 | 0 | 0 | 0 | 0 | 0 | 0 | 0 | 0 | 0 | 0 | 0 | 0 | 0 | 0 | 0 | 0 | 0 | 0 | 0 | 0 | 0 | 0 | 0 | 0 | 0
F4_Commercial_Retail_Existing_Food Preparation_Natural Gas_Broiler_E8 | F4 | Commercial | Retail | Existing | Food Preparation | Natural Gas | Broiler | E8 | PCT BC Ratio | 0 | 0 | 0 | 0 | 0 | 0 | 0 | 0 | 0 | 0 | 0 | 0 | 0 | 0 | 0 | 0 | 0 | 0 | 0 | 0 | 0 | 0 | 0 | 0 | 0 | 0 | 0 | 0 | 0 | 0
F4_Commercial_Retail_Existing_Food Preparation_Natural Gas_Broiler_E9 | F4 | Commercial | Retail | Existing | Food Preparation | Natural Gas | Broiler | E9 | PCT BC Ratio | 0 | 0 | 0 | 0 | 0 | 0 | 0 | 0 | 0 | 0 | 0 | 0 | 0 | 0 | 0 | 0 | 0 | 0 | 0 | 0 | 0 | 0 | 0 | 0 | 0 | 0 | 0 | 0 | 0 | 0
F4_Commercial_Retail_Existing_Food Preparation_Natural Gas_Broiler_E10 | F4 | Commercial | Retail | Existing | Food Preparation | Natural Gas | Broiler | E10 | PCT BC Ratio | 0 | 0 | 0 | 0 | 0 | 0 | 0 | 0 | 0 | 0 | 0 | 0 | 0 | 0 | 0 | 0 | 0 | 0 | 0 | 0 | 0 | 0 | 0 | 0 | 0 | 0 | 0 | 0 | 0 | 0
F5_Commercial_Retail_Existing_Food Preparation_Natural Gas_Broiler_E1 | F5 | Commercial | Retail | Existing | Food Preparation | Natural Gas | Broiler | E1 | RIM BC Ratio | 0.9 | 0.9 | 0.9 | 0.9 | 0.9 | 0.9 | 0.9 | 0.9 | 0.9 | 0.9 | 0.9 | 0.9 | 0.9 | 0.9 | 0.9 | 0.9 | 0.9 | 0.9 | 0.9 | 0.9 | 0.9 | 0.9 | 0 | 0 | 0 | 0 | 0 | 0 | 0 | 0
F5_Commercial_Retail_Existing_Food Preparation_Natural Gas_Broiler_E2 | F5 | Commercial | Retail | Existing | Food Preparation | Natural Gas | Broiler | E2 | RIM BC Ratio | 0.51141 | 0.51309 | 0.51509 | 0.51833 | 0.52256 | 0.52741 | 0.53173 | 0.53547 | 0.53902 | 0.54238 | 0.54569 | 0.54884 | 0.55175 | 0.55459 | 0.55726 | 0.55995 | 0.56276 | 0.56554 | 0.56828 | 0.57098 | 0.57359 | 0.57612 | 0 | 0 | 0 | 0 | 0 | 0 | 0 | 0
F5_Commercial_Retail_Existing_Food Preparation_Natural Gas_Broiler_E3 | F5 | Commercial | Retail | Existing | Food Preparation | Natural Gas | Broiler | E3 | RIM BC Ratio | 0 | 0 | 0 | 0 | 0 | 0 | 0 | 0 | 0 | 0 | 0 | 0 | 0 | 0 | 0 | 0 | 0 | 0 | 0 | 0 | 0 | 0 | 0 | 0 | 0 | 0 | 0 | 0 | 0 | 0
F5_Commercial_Retail_Existing_Food Preparation_Natural Gas_Broiler_E4 | F5 | Commercial | Retail | Existing | Food Preparation | Natural Gas | Broiler | E4 | RIM BC Ratio | 0 | 0 | 0 | 0 | 0 | 0 | 0 | 0 | 0 | 0 | 0 | 0 | 0 | 0 | 0 | 0 | 0 | 0 | 0 | 0 | 0 | 0 | 0 | 0 | 0 | 0 | 0 | 0 | 0 | 0
F5_Commercial_Retail_Existing_Food Preparation_Natural Gas_Broiler_E5 | F5 | Commercial | Retail | Existing | Food Preparation | Natural Gas | Broiler | E5 | RIM BC Ratio | 0 | 0 | 0 | 0 | 0 | 0 | 0 | 0 | 0 | 0 | 0 | 0 | 0 | 0 | 0 | 0 | 0 | 0 | 0 | 0 | 0 | 0 | 0 | 0 | 0 | 0 | 0 | 0 | 0 | 0
F5_Commercial_Retail_Existing_Food Preparation_Natural Gas_Broiler_E6 | F5 | Commercial | Retail | Existing | Food Preparation | Natural Gas | Broiler | E6 | RIM BC Ratio | 0 | 0 | 0 | 0 | 0 | 0 | 0 | 0 | 0 | 0 | 0 | 0 | 0 | 0 | 0 | 0 | 0 | 0 | 0 | 0 | 0 | 0 | 0 | 0 | 0 | 0 | 0 | 0 | 0 | 0
F5_Commercial_Retail_Existing_Food Preparation_Natural Gas_Broiler_E7 | F5 | Commercial | Retail | Existing | Food Preparation | Natural Gas | Broiler | E7 | RIM BC Ratio | 0 | 0 | 0 | 0 | 0 | 0 | 0 | 0 | 0 | 0 | 0 | 0 | 0 | 0 | 0 | 0 | 0 | 0 | 0 | 0 | 0 | 0 | 0 | 0 | 0 | 0 | 0 | 0 | 0 | 0
F5_Commercial_Retail_Existing_Food Preparation_Natural Gas_Broiler_E8 | F5 | Commercial | Retail | Existing | Food Preparation | Natural Gas | Broiler | E8 | RIM BC Ratio | 0 | 0 | 0 | 0 | 0 | 0 | 0 | 0 | 0 | 0 | 0 | 0 | 0 | 0 | 0 | 0 | 0 | 0 | 0 | 0 | 0 | 0 | 0 | 0 | 0 | 0 | 0 | 0 | 0 | 0
F5_Commercial_Retail_Existing_Food Preparation_Natural Gas_Broiler_E9 | F5 | Commercial | Retail | Existing | Food Preparation | Natural Gas | Broiler | E9 | RIM BC Ratio | 0 | 0 | 0 | 0 | 0 | 0 | 0 | 0 | 0 | 0 | 0 | 0 | 0 | 0 | 0 | 0 | 0 | 0 | 0 | 0 | 0 | 0 | 0 | 0 | 0 | 0 | 0 | 0 | 0 | 0
F5_Commercial_Retail_Existing_Food Preparation_Natural Gas_Broiler_E10 | F5 | Commercial | Retail | Existing | Food Preparation | Natural Gas | Broiler | E10 | RIM BC Ratio | 0 | 0 | 0 | 0 | 0 | 0 | 0 | 0 | 0 | 0 | 0 | 0 | 0 | 0 | 0 | 0 | 0 | 0 | 0 | 0 | 0 | 0 | 0 | 0 | 0 | 0 | 0 | 0 | 0 | 0
F0_Commercial_Retail_Existing_Food Preparation_Natural Gas_Griddle_E0 | F0 | Commercial | Retail | Existing | Food Preparation | Natural Gas | Griddle | E0 | Economic Unit | ENERGY STAR | ENERGY STAR | ENERGY STAR | ENERGY STAR | ENERGY STAR | ENERGY STAR | ENERGY STAR | ENERGY STAR | ENERGY STAR | ENERGY STAR | ENERGY STAR | ENERGY STAR | ENERGY STAR | ENERGY STAR | ENERGY STAR | ENERGY STAR | ENERGY STAR | ENERGY STAR | ENERGY STAR | ENERGY STAR | ENERGY STAR | ENERGY STAR | 0 | 0 | 0 | 0 | 0 | 0 | 0 | 0
F1_Commercial_Retail_Existing_Food Preparation_Natural Gas_Griddle_E1 | F1 | Commercial | Retail | Existing | Food Preparation | Natural Gas | Griddle | E1 | CCE | 0 | 0 | 0 | 0 | 0 | 0 | 0 | 0 | 0 | 0 | 0 | 0 | 0 | 0 | 0 | 0 | 0 | 0 | 0 | 0 | 0 | 0 | 0 | 0 | 0 | 0 | 0 | 0 | 0 | 0
F1_Commercial_Retail_Existing_Food Preparation_Natural Gas_Griddle_E2 | F1 | Commercial | Retail | Existing | Food Preparation | Natural Gas | Griddle | E2 | CCE | 0.0050309 | 0.0050309 | 0.0052853 | 0.0052049 | 0.0051268 | 0.0050293 | 0.0050156 | 0.0049833 | 0.0049533 | 0.0049081 | 0.0049011 | 0.0048785 | 0.0048584 | 0.00482 | 0.0048251 | 0.0048103 | 0.0047959 | 0.0047642 | 0.0047735 | 0.0047642 | 0.0047572 | 0.0047306 | 0 | 0 | 0 | 0 | 0 | 0 | 0 | 0
F1_Commercial_Retail_Existing_Food Preparation_Natural Gas_Griddle_E3 | F1 | Commercial | Retail | Existing | Food Preparation | Natural Gas | Griddle | E3 | CCE | 0 | 0 | 0 | 0 | 0 | 0 | 0 | 0 | 0 | 0 | 0 | 0 | 0 | 0 | 0 | 0 | 0 | 0 | 0 | 0 | 0 | 0 | 0 | 0 | 0 | 0 | 0 | 0 | 0 | 0
F1_Commercial_Retail_Existing_Food Preparation_Natural Gas_Griddle_E4 | F1 | Commercial | Retail | Existing | Food Preparation | Natural Gas | Griddle | E4 | CCE | 0 | 0 | 0 | 0 | 0 | 0 | 0 | 0 | 0 | 0 | 0 | 0 | 0 | 0 | 0 | 0 | 0 | 0 | 0 | 0 | 0 | 0 | 0 | 0 | 0 | 0 | 0 | 0 | 0 | 0
F1_Commercial_Retail_Existing_Food Preparation_Natural Gas_Griddle_E5 | F1 | Commercial | Retail | Existing | Food Preparation | Natural Gas | Griddle | E5 | CCE | 0 | 0 | 0 | 0 | 0 | 0 | 0 | 0 | 0 | 0 | 0 | 0 | 0 | 0 | 0 | 0 | 0 | 0 | 0 | 0 | 0 | 0 | 0 | 0 | 0 | 0 | 0 | 0 | 0 | 0
F1_Commercial_Retail_Existing_Food Preparation_Natural Gas_Griddle_E6 | F1 | Commercial | Retail | Existing | Food Preparation | Natural Gas | Griddle | E6 | CCE | 0 | 0 | 0 | 0 | 0 | 0 | 0 | 0 | 0 | 0 | 0 | 0 | 0 | 0 | 0 | 0 | 0 | 0 | 0 | 0 | 0 | 0 | 0 | 0 | 0 | 0 | 0 | 0 | 0 | 0
F1_Commercial_Retail_Existing_Food Preparation_Natural Gas_Griddle_E7 | F1 | Commercial | Retail | Existing | Food Preparation | Natural Gas | Griddle | E7 | CCE | 0 | 0 | 0 | 0 | 0 | 0 | 0 | 0 | 0 | 0 | 0 | 0 | 0 | 0 | 0 | 0 | 0 | 0 | 0 | 0 | 0 | 0 | 0 | 0 | 0 | 0 | 0 | 0 | 0 | 0
F1_Commercial_Retail_Existing_Food Preparation_Natural Gas_Griddle_E8 | F1 | Commercial | Retail | Existing | Food Preparation | Natural Gas | Griddle | E8 | CCE | 0 | 0 | 0 | 0 | 0 | 0 | 0 | 0 | 0 | 0 | 0 | 0 | 0 | 0 | 0 | 0 | 0 | 0 | 0 | 0 | 0 | 0 | 0 | 0 | 0 | 0 | 0 | 0 | 0 | 0
F1_Commercial_Retail_Existing_Food Preparation_Natural Gas_Griddle_E9 | F1 | Commercial | Retail | Existing | Food Preparation | Natural Gas | Griddle | E9 | CCE | 0 | 0 | 0 | 0 | 0 | 0 | 0 | 0 | 0 | 0 | 0 | 0 | 0 | 0 | 0 | 0 | 0 | 0 | 0 | 0 | 0 | 0 | 0 | 0 | 0 | 0 | 0 | 0 | 0 | 0
F1_Commercial_Retail_Existing_Food Preparation_Natural Gas_Griddle_E10 | F1 | Commercial | Retail | Existing | Food Preparation | Natural Gas | Griddle | E10 | CCE | 0 | 0 | 0 | 0 | 0 | 0 | 0 | 0 | 0 | 0 | 0 | 0 | 0 | 0 | 0 | 0 | 0 | 0 | 0 | 0 | 0 | 0 | 0 | 0 | 0 | 0 | 0 | 0 | 0 | 0
F2_Commercial_Retail_Existing_Food Preparation_Natural Gas_Griddle_E1 | F2 | Commercial | Retail | Existing | Food Preparation | Natural Gas | Griddle | E1 | TRC BC Ratio | 0.9 | 0.9 | 0.9 | 0.9 | 0.9 | 0.9 | 0.9 | 0.9 | 0.9 | 0.9 | 0.9 | 0.9 | 0.9 | 0.9 | 0.9 | 0.9 | 0.9 | 0.9 | 0.9 | 0.9 | 0.9 | 0.9 | 0 | 0 | 0 | 0 | 0 | 0 | 0 | 0
F2_Commercial_Retail_Existing_Food Preparation_Natural Gas_Griddle_E2 | F2 | Commercial | Retail | Existing | Food Preparation | Natural Gas | Griddle | E2 | TRC BC Ratio | 1.7686 | 1.7837 | 1.8018 | 1.8318 | 1.8718 | 1.9189 | 1.9622 | 2.0008 | 2.0382 | 2.0745 | 2.1111 | 2.1466 | 2.1801 | 2.2137 | 2.2457 | 2.2786 | 2.3138 | 2.3491 | 2.3848 | 2.4207 | 2.4561 | 2.491 | 0 | 0 | 0 | 0 | 0 | 0 | 0 | 0
F2_Commercial_Retail_Existing_Food Preparation_Natural Gas_Griddle_E3 | F2 | Commercial | Retail | Existing | Food Preparation | Natural Gas | Griddle | E3 | TRC BC Ratio | 0 | 0 | 0 | 0 | 0 | 0 | 0 | 0 | 0 | 0 | 0 | 0 | 0 | 0 | 0 | 0 | 0 | 0 | 0 | 0 | 0 | 0 | 0 | 0 | 0 | 0 | 0 | 0 | 0 | 0
F2_Commercial_Retail_Existing_Food Preparation_Natural Gas_Griddle_E4 | F2 | Commercial | Retail | Existing | Food Preparation | Natural Gas | Griddle | E4 | TRC BC Ratio | 0 | 0 | 0 | 0 | 0 | 0 | 0 | 0 | 0 | 0 | 0 | 0 | 0 | 0 | 0 | 0 | 0 | 0 | 0 | 0 | 0 | 0 | 0 | 0 | 0 | 0 | 0 | 0 | 0 | 0
F2_Commercial_Retail_Existing_Food Preparation_Natural Gas_Griddle_E5 | F2 | Commercial | Retail | Existing | Food Preparation | Natural Gas | Griddle | E5 | TRC BC Ratio | 0 | 0 | 0 | 0 | 0 | 0 | 0 | 0 | 0 | 0 | 0 | 0 | 0 | 0 | 0 | 0 | 0 | 0 | 0 | 0 | 0 | 0 | 0 | 0 | 0 | 0 | 0 | 0 | 0 | 0
F2_Commercial_Retail_Existing_Food Preparation_Natural Gas_Griddle_E6 | F2 | Commercial | Retail | Existing | Food Preparation | Natural Gas | Griddle | E6 | TRC BC Ratio | 0 | 0 | 0 | 0 | 0 | 0 | 0 | 0 | 0 | 0 | 0 | 0 | 0 | 0 | 0 | 0 | 0 | 0 | 0 | 0 | 0 | 0 | 0 | 0 | 0 | 0 | 0 | 0 | 0 | 0
F2_Commercial_Retail_Existing_Food Preparation_Natural Gas_Griddle_E7 | F2 | Commercial | Retail | Existing | Food Preparation | Natural Gas | Griddle | E7 | TRC BC Ratio | 0 | 0 | 0 | 0 | 0 | 0 | 0 | 0 | 0 | 0 | 0 | 0 | 0 | 0 | 0 | 0 | 0 | 0 | 0 | 0 | 0 | 0 | 0 | 0 | 0 | 0 | 0 | 0 | 0 | 0
F2_Commercial_Retail_Existing_Food Preparation_Natural Gas_Griddle_E8 | F2 | Commercial | Retail | Existing | Food Preparation | Natural Gas | Griddle | E8 | TRC BC Ratio | 0 | 0 | 0 | 0 | 0 | 0 | 0 | 0 | 0 | 0 | 0 | 0 | 0 | 0 | 0 | 0 | 0 | 0 | 0 | 0 | 0 | 0 | 0 | 0 | 0 | 0 | 0 | 0 | 0 | 0
F2_Commercial_Retail_Existing_Food Preparation_Natural Gas_Griddle_E9 | F2 | Commercial | Retail | Existing | Food Preparation | Natural Gas | Griddle | E9 | TRC BC Ratio | 0 | 0 | 0 | 0 | 0 | 0 | 0 | 0 | 0 | 0 | 0 | 0 | 0 | 0 | 0 | 0 | 0 | 0 | 0 | 0 | 0 | 0 | 0 | 0 | 0 | 0 | 0 | 0 | 0 | 0
F2_Commercial_Retail_Existing_Food Preparation_Natural Gas_Griddle_E10 | F2 | Commercial | Retail | Existing | Food Preparation | Natural Gas | Griddle | E10 | TRC BC Ratio | 0 | 0 | 0 | 0 | 0 | 0 | 0 | 0 | 0 | 0 | 0 | 0 | 0 | 0 | 0 | 0 | 0 | 0 | 0 | 0 | 0 | 0 | 0 | 0 | 0 | 0 | 0 | 0 | 0 | 0
F3_Commercial_Retail_Existing_Food Preparation_Natural Gas_Griddle_E1 | F3 | Commercial | Retail | Existing | Food Preparation | Natural Gas | Griddle | E1 | PACT BC Ratio | 0.9 | 0.9 | 0.9 | 0.9 | 0.9 | 0.9 | 0.9 | 0.9 | 0.9 | 0.9 | 0.9 | 0.9 | 0.9 | 0.9 | 0.9 | 0.9 | 0.9 | 0.9 | 0.9 | 0.9 | 0.9 | 0.9 | 0 | 0 | 0 | 0 | 0 | 0 | 0 | 0
F3_Commercial_Retail_Existing_Food Preparation_Natural Gas_Griddle_E2 | F3 | Commercial | Retail | Existing | Food Preparation | Natural Gas | Griddle | E2 | PACT BC Ratio | 1.7686 | 1.7837 | 1.8018 | 1.8318 | 1.8718 | 1.9189 | 1.9622 | 2.0008 | 2.0382 | 2.0745 | 2.1111 | 2.1466 | 2.1801 | 2.2137 | 2.2457 | 2.2786 | 2.3138 | 2.3491 | 2.3848 | 2.4207 | 2.4561 | 2.491 | 0 | 0 | 0 | 0 | 0 | 0 | 0 | 0
F3_Commercial_Retail_Existing_Food Preparation_Natural Gas_Griddle_E3 | F3 | Commercial | Retail | Existing | Food Preparation | Natural Gas | Griddle | E3 | PACT BC Ratio | 0 | 0 | 0 | 0 | 0 | 0 | 0 | 0 | 0 | 0 | 0 | 0 | 0 | 0 | 0 | 0 | 0 | 0 | 0 | 0 | 0 | 0 | 0 | 0 | 0 | 0 | 0 | 0 | 0 | 0
F3_Commercial_Retail_Existing_Food Preparation_Natural Gas_Griddle_E4 | F3 | Commercial | Retail | Existing | Food Preparation | Natural Gas | Griddle | E4 | PACT BC Ratio | 0 | 0 | 0 | 0 | 0 | 0 | 0 | 0 | 0 | 0 | 0 | 0 | 0 | 0 | 0 | 0 | 0 | 0 | 0 | 0 | 0 | 0 | 0 | 0 | 0 | 0 | 0 | 0 | 0 | 0
F3_Commercial_Retail_Existing_Food Preparation_Natural Gas_Griddle_E5 | F3 | Commercial | Retail | Existing | Food Preparation | Natural Gas | Griddle | E5 | PACT BC Ratio | 0 | 0 | 0 | 0 | 0 | 0 | 0 | 0 | 0 | 0 | 0 | 0 | 0 | 0 | 0 | 0 | 0 | 0 | 0 | 0 | 0 | 0 | 0 | 0 | 0 | 0 | 0 | 0 | 0 | 0
F3_Commercial_Retail_Existing_Food Preparation_Natural Gas_Griddle_E6 | F3 | Commercial | Retail | Existing | Food Preparation | Natural Gas | Griddle | E6 | PACT BC Ratio | 0 | 0 | 0 | 0 | 0 | 0 | 0 | 0 | 0 | 0 | 0 | 0 | 0 | 0 | 0 | 0 | 0 | 0 | 0 | 0 | 0 | 0 | 0 | 0 | 0 | 0 | 0 | 0 | 0 | 0
F3_Commercial_Retail_Existing_Food Preparation_Natural Gas_Griddle_E7 | F3 | Commercial | Retail | Existing | Food Preparation | Natural Gas | Griddle | E7 | PACT BC Ratio | 0 | 0 | 0 | 0 | 0 | 0 | 0 | 0 | 0 | 0 | 0 | 0 | 0 | 0 | 0 | 0 | 0 | 0 | 0 | 0 | 0 | 0 | 0 | 0 | 0 | 0 | 0 | 0 | 0 | 0
F3_Commercial_Retail_Existing_Food Preparation_Natural Gas_Griddle_E8 | F3 | Commercial | Retail | Existing | Food Preparation | Natural Gas | Griddle | E8 | PACT BC Ratio | 0 | 0 | 0 | 0 | 0 | 0 | 0 | 0 | 0 | 0 | 0 | 0 | 0 | 0 | 0 | 0 | 0 | 0 | 0 | 0 | 0 | 0 | 0 | 0 | 0 | 0 | 0 | 0 | 0 | 0
F3_Commercial_Retail_Existing_Food Preparation_Natural Gas_Griddle_E9 | F3 | Commercial | Retail | Existing | Food Preparation | Natural Gas | Griddle | E9 | PACT BC Ratio | 0 | 0 | 0 | 0 | 0 | 0 | 0 | 0 | 0 | 0 | 0 | 0 | 0 | 0 | 0 | 0 | 0 | 0 | 0 | 0 | 0 | 0 | 0 | 0 | 0 | 0 | 0 | 0 | 0 | 0
F3_Commercial_Retail_Existing_Food Preparation_Natural Gas_Griddle_E10 | F3 | Commercial | Retail | Existing | Food Preparation | Natural Gas | Griddle | E10 | PACT BC Ratio | 0 | 0 | 0 | 0 | 0 | 0 | 0 | 0 | 0 | 0 | 0 | 0 | 0 | 0 | 0 | 0 | 0 | 0 | 0 | 0 | 0 | 0 | 0 | 0 | 0 | 0 | 0 | 0 | 0 | 0
F4_Commercial_Retail_Existing_Food Preparation_Natural Gas_Griddle_E1 | F4 | Commercial | Retail | Existing | Food Preparation | Natural Gas | Griddle | E1 | PCT BC Ratio | 0.9 | 0.9 | 0.9 | 0.9 | 0.9 | 0.9 | 0.9 | 0.9 | 0.9 | 0.9 | 0.9 | 0.9 | 0.9 | 0.9 | 0.9 | 0.9 | 0.9 | 0.9 | 0.9 | 0.9 | 0.9 | 0.9 | 0 | 0 | 0 | 0 | 0 | 0 | 0 | 0
F4_Commercial_Retail_Existing_Food Preparation_Natural Gas_Griddle_E2 | F4 | Commercial | Retail | Existing | Food Preparation | Natural Gas | Griddle | E2 | PCT BC Ratio | 5.4497 | 5.4877 | 5.5333 | 5.6087 | 5.7092 | 5.8278 | 5.9368 | 6.0338 | 6.128 | 6.2192 | 6.3113 | 6.4008 | 6.4851 | 6.5695 | 6.6501 | 6.7328 | 6.8213 | 6.9103 | 7.0001 | 7.0902 | 7.1794 | 7.2673 | 0 | 0 | 0 | 0 | 0 | 0 | 0 | 0
F4_Commercial_Retail_Existing_Food Preparation_Natural Gas_Griddle_E3 | F4 | Commercial | Retail | Existing | Food Preparation | Natural Gas | Griddle | E3 | PCT BC Ratio | 0 | 0 | 0 | 0 | 0 | 0 | 0 | 0 | 0 | 0 | 0 | 0 | 0 | 0 | 0 | 0 | 0 | 0 | 0 | 0 | 0 | 0 | 0 | 0 | 0 | 0 | 0 | 0 | 0 | 0
F4_Commercial_Retail_Existing_Food Preparation_Natural Gas_Griddle_E4 | F4 | Commercial | Retail | Existing | Food Preparation | Natural Gas | Griddle | E4 | PCT BC Ratio | 0 | 0 | 0 | 0 | 0 | 0 | 0 | 0 | 0 | 0 | 0 | 0 | 0 | 0 | 0 | 0 | 0 | 0 | 0 | 0 | 0 | 0 | 0 | 0 | 0 | 0 | 0 | 0 | 0 | 0
F4_Commercial_Retail_Existing_Food Preparation_Natural Gas_Griddle_E5 | F4 | Commercial | Retail | Existing | Food Preparation | Natural Gas | Griddle | E5 | PCT BC Ratio | 0 | 0 | 0 | 0 | 0 | 0 | 0 | 0 | 0 | 0 | 0 | 0 | 0 | 0 | 0 | 0 | 0 | 0 | 0 | 0 | 0 | 0 | 0 | 0 | 0 | 0 | 0 | 0 | 0 | 0
F4_Commercial_Retail_Existing_Food Preparation_Natural Gas_Griddle_E6 | F4 | Commercial | Retail | Existing | Food Preparation | Natural Gas | Griddle | E6 | PCT BC Ratio | 0 | 0 | 0 | 0 | 0 | 0 | 0 | 0 | 0 | 0 | 0 | 0 | 0 | 0 | 0 | 0 | 0 | 0 | 0 | 0 | 0 | 0 | 0 | 0 | 0 | 0 | 0 | 0 | 0 | 0
F4_Commercial_Retail_Existing_Food Preparation_Natural Gas_Griddle_E7 | F4 | Commercial | Retail | Existing | Food Preparation | Natural Gas | Griddle | E7 | PCT BC Ratio | 0 | 0 | 0 | 0 | 0 | 0 | 0 | 0 | 0 | 0 | 0 | 0 | 0 | 0 | 0 | 0 | 0 | 0 | 0 | 0 | 0 | 0 | 0 | 0 | 0 | 0 | 0 | 0 | 0 | 0
F4_Commercial_Retail_Existing_Food Preparation_Natural Gas_Griddle_E8 | F4 | Commercial | Retail | Existing | Food Preparation | Natural Gas | Griddle | E8 | PCT BC Ratio | 0 | 0 | 0 | 0 | 0 | 0 | 0 | 0 | 0 | 0 | 0 | 0 | 0 | 0 | 0 | 0 | 0 | 0 | 0 | 0 | 0 | 0 | 0 | 0 | 0 | 0 | 0 | 0 | 0 | 0
F4_Commercial_Retail_Existing_Food Preparation_Natural Gas_Griddle_E9 | F4 | Commercial | Retail | Existing | Food Preparation | Natural Gas | Griddle | E9 | PCT BC Ratio | 0 | 0 | 0 | 0 | 0 | 0 | 0 | 0 | 0 | 0 | 0 | 0 | 0 | 0 | 0 | 0 | 0 | 0 | 0 | 0 | 0 | 0 | 0 | 0 | 0 | 0 | 0 | 0 | 0 | 0
F4_Commercial_Retail_Existing_Food Preparation_Natural Gas_Griddle_E10 | F4 | Commercial | Retail | Existing | Food Preparation | Natural Gas | Griddle | E10 | PCT BC Ratio | 0 | 0 | 0 | 0 | 0 | 0 | 0 | 0 | 0 | 0 | 0 | 0 | 0 | 0 | 0 | 0 | 0 | 0 | 0 | 0 | 0 | 0 | 0 | 0 | 0 | 0 | 0 | 0 | 0 | 0
F5_Commercial_Retail_Existing_Food Preparation_Natural Gas_Griddle_E1 | F5 | Commercial | Retail | Existing | Food Preparation | Natural Gas | Griddle | E1 | RIM BC Ratio | 0.9 | 0.9 | 0.9 | 0.9 | 0.9 | 0.9 | 0.9 | 0.9 | 0.9 | 0.9 | 0.9 | 0.9 | 0.9 | 0.9 | 0.9 | 0.9 | 0.9 | 0.9 | 0.9 | 0.9 | 0.9 | 0.9 | 0 | 0 | 0 | 0 | 0 | 0 | 0 | 0
F5_Commercial_Retail_Existing_Food Preparation_Natural Gas_Griddle_E2 | F5 | Commercial | Retail | Existing | Food Preparation | Natural Gas | Griddle | E2 | RIM BC Ratio | 0.56706 | 0.5686 | 0.57043 | 0.5734 | 0.57726 | 0.58167 | 0.58559 | 0.58897 | 0.59217 | 0.5952 | 0.59817 | 0.60099 | 0.60359 | 0.60613 | 0.60851 | 0.6109 | 0.6134 | 0.61586 | 0.61828 | 0.62067 | 0.62297 | 0.62519 | 0 | 0 | 0 | 0 | 0 | 0 | 0 | 0
F5_Commercial_Retail_Existing_Food Preparation_Natural Gas_Griddle_E3 | F5 | Commercial | Retail | Existing | Food Preparation | Natural Gas | Griddle | E3 | RIM BC Ratio | 0 | 0 | 0 | 0 | 0 | 0 | 0 | 0 | 0 | 0 | 0 | 0 | 0 | 0 | 0 | 0 | 0 | 0 | 0 | 0 | 0 | 0 | 0 | 0 | 0 | 0 | 0 | 0 | 0 | 0
F5_Commercial_Retail_Existing_Food Preparation_Natural Gas_Griddle_E4 | F5 | Commercial | Retail | Existing | Food Preparation | Natural Gas | Griddle | E4 | RIM BC Ratio | 0 | 0 | 0 | 0 | 0 | 0 | 0 | 0 | 0 | 0 | 0 | 0 | 0 | 0 | 0 | 0 | 0 | 0 | 0 | 0 | 0 | 0 | 0 | 0 | 0 | 0 | 0 | 0 | 0 | 0
F5_Commercial_Retail_Existing_Food Preparation_Natural Gas_Griddle_E5 | F5 | Commercial | Retail | Existing | Food Preparation | Natural Gas | Griddle | E5 | RIM BC Ratio | 0 | 0 | 0 | 0 | 0 | 0 | 0 | 0 | 0 | 0 | 0 | 0 | 0 | 0 | 0 | 0 | 0 | 0 | 0 | 0 | 0 | 0 | 0 | 0 | 0 | 0 | 0 | 0 | 0 | 0
F5_Commercial_Retail_Existing_Food Preparation_Natural Gas_Griddle_E6 | F5 | Commercial | Retail | Existing | Food Preparation | Natural Gas | Griddle | E6 | RIM BC Ratio | 0 | 0 | 0 | 0 | 0 | 0 | 0 | 0 | 0 | 0 | 0 | 0 | 0 | 0 | 0 | 0 | 0 | 0 | 0 | 0 | 0 | 0 | 0 | 0 | 0 | 0 | 0 | 0 | 0 | 0
F5_Commercial_Retail_Existing_Food Preparation_Natural Gas_Griddle_E7 | F5 | Commercial | Retail | Existing | Food Preparation | Natural Gas | Griddle | E7 | RIM BC Ratio | 0 | 0 | 0 | 0 | 0 | 0 | 0 | 0 | 0 | 0 | 0 | 0 | 0 | 0 | 0 | 0 | 0 | 0 | 0 | 0 | 0 | 0 | 0 | 0 | 0 | 0 | 0 | 0 | 0 | 0
F5_Commercial_Retail_Existing_Food Preparation_Natural Gas_Griddle_E8 | F5 | Commercial | Retail | Existing | Food Preparation | Natural Gas | Griddle | E8 | RIM BC Ratio | 0 | 0 | 0 | 0 | 0 | 0 | 0 | 0 | 0 | 0 | 0 | 0 | 0 | 0 | 0 | 0 | 0 | 0 | 0 | 0 | 0 | 0 | 0 | 0 | 0 | 0 | 0 | 0 | 0 | 0
F5_Commercial_Retail_Existing_Food Preparation_Natural Gas_Griddle_E9 | F5 | Commercial | Retail | Existing | Food Preparation | Natural Gas | Griddle | E9 | RIM BC Ratio | 0 | 0 | 0 | 0 | 0 | 0 | 0 | 0 | 0 | 0 | 0 | 0 | 0 | 0 | 0 | 0 | 0 | 0 | 0 | 0 | 0 | 0 | 0 | 0 | 0 | 0 | 0 | 0 | 0 | 0
F5_Commercial_Retail_Existing_Food Preparation_Natural Gas_Griddle_E10 | F5 | Commercial | Retail | Existing | Food Preparation | Natural Gas | Griddle | E10 | RIM BC Ratio | 0 | 0 | 0 | 0 | 0 | 0 | 0 | 0 | 0 | 0 | 0 | 0 | 0 | 0 | 0 | 0 | 0 | 0 | 0 | 0 | 0 | 0 | 0 | 0 | 0 | 0 | 0 | 0 | 0 | 0
F0_Commercial_Retail_Existing_Food Preparation_Natural Gas_Range_E0 | F0 | Commercial | Retail | Existing | Food Preparation | Natural Gas | Range | E0 | Economic Unit | High Efficiency | High Efficiency | High Efficiency | High Efficiency | High Efficiency | High Efficiency | High Efficiency | High Efficiency | High Efficiency | High Efficiency | High Efficiency | High Efficiency | High Efficiency | High Efficiency | High Efficiency | High Efficiency | High Efficiency | High Efficiency | High Efficiency | High Efficiency | High Efficiency | High Efficiency | 0 | 0 | 0 | 0 | 0 | 0 | 0 | 0
F1_Commercial_Retail_Existing_Food Preparation_Natural Gas_Range_E1 | F1 | Commercial | Retail | Existing | Food Preparation | Natural Gas | Range | E1 | CCE | 0 | 0 | 0 | 0 | 0 | 0 | 0 | 0 | 0 | 0 | 0 | 0 | 0 | 0 | 0 | 0 | 0 | 0 | 0 | 0 | 0 | 0 | 0 | 0 | 0 | 0 | 0 | 0 | 0 | 0
F1_Commercial_Retail_Existing_Food Preparation_Natural Gas_Range_E2 | F1 | Commercial | Retail | Existing | Food Preparation | Natural Gas | Range | E2 | CCE | 8.5926e-06 | 8.5926e-06 | 9.0272e-06 | 8.8899e-06 | 8.7566e-06 | 8.59e-06 | 8.5665e-06 | 8.5115e-06 | 8.4602e-06 | 8.3829e-06 | 8.3709e-06 | 8.3324e-06 | 8.2981e-06 | 8.2325e-06 | 8.2412e-06 | 8.216e-06 | 8.1913e-06 | 8.1372e-06 | 8.1531e-06 | 8.1372e-06 | 8.1253e-06 | 8.0799e-06 | 0 | 0 | 0 | 0 | 0 | 0 | 0 | 0
F1_Commercial_Retail_Existing_Food Preparation_Natural Gas_Range_E3 | F1 | Commercial | Retail | Existing | Food Preparation | Natural Gas | Range | E3 | CCE | 0 | 0 | 0 | 0 | 0 | 0 | 0 | 0 | 0 | 0 | 0 | 0 | 0 | 0 | 0 | 0 | 0 | 0 | 0 | 0 | 0 | 0 | 0 | 0 | 0 | 0 | 0 | 0 | 0 | 0
F1_Commercial_Retail_Existing_Food Preparation_Natural Gas_Range_E4 | F1 | Commercial | Retail | Existing | Food Preparation | Natural Gas | Range | E4 | CCE | 0 | 0 | 0 | 0 | 0 | 0 | 0 | 0 | 0 | 0 | 0 | 0 | 0 | 0 | 0 | 0 | 0 | 0 | 0 | 0 | 0 | 0 | 0 | 0 | 0 | 0 | 0 | 0 | 0 | 0
F1_Commercial_Retail_Existing_Food Preparation_Natural Gas_Range_E5 | F1 | Commercial | Retail | Existing | Food Preparation | Natural Gas | Range | E5 | CCE | 0 | 0 | 0 | 0 | 0 | 0 | 0 | 0 | 0 | 0 | 0 | 0 | 0 | 0 | 0 | 0 | 0 | 0 | 0 | 0 | 0 | 0 | 0 | 0 | 0 | 0 | 0 | 0 | 0 | 0
F1_Commercial_Retail_Existing_Food Preparation_Natural Gas_Range_E6 | F1 | Commercial | Retail | Existing | Food Preparation | Natural Gas | Range | E6 | CCE | 0 | 0 | 0 | 0 | 0 | 0 | 0 | 0 | 0 | 0 | 0 | 0 | 0 | 0 | 0 | 0 | 0 | 0 | 0 | 0 | 0 | 0 | 0 | 0 | 0 | 0 | 0 | 0 | 0 | 0
F1_Commercial_Retail_Existing_Food Preparation_Natural Gas_Range_E7 | F1 | Commercial | Retail | Existing | Food Preparation | Natural Gas | Range | E7 | CCE | 0 | 0 | 0 | 0 | 0 | 0 | 0 | 0 | 0 | 0 | 0 | 0 | 0 | 0 | 0 | 0 | 0 | 0 | 0 | 0 | 0 | 0 | 0 | 0 | 0 | 0 | 0 | 0 | 0 | 0
F1_Commercial_Retail_Existing_Food Preparation_Natural Gas_Range_E8 | F1 | Commercial | Retail | Existing | Food Preparation | Natural Gas | Range | E8 | CCE | 0 | 0 | 0 | 0 | 0 | 0 | 0 | 0 | 0 | 0 | 0 | 0 | 0 | 0 | 0 | 0 | 0 | 0 | 0 | 0 | 0 | 0 | 0 | 0 | 0 | 0 | 0 | 0 | 0 | 0
F1_Commercial_Retail_Existing_Food Preparation_Natural Gas_Range_E9 | F1 | Commercial | Retail | Existing | Food Preparation | Natural Gas | Range | E9 | CCE | 0 | 0 | 0 | 0 | 0 | 0 | 0 | 0 | 0 | 0 | 0 | 0 | 0 | 0 | 0 | 0 | 0 | 0 | 0 | 0 | 0 | 0 | 0 | 0 | 0 | 0 | 0 | 0 | 0 | 0
F1_Commercial_Retail_Existing_Food Preparation_Natural Gas_Range_E10 | F1 | Commercial | Retail | Existing | Food Preparation | Natural Gas | Range | E10 | CCE | 0 | 0 | 0 | 0 | 0 | 0 | 0 | 0 | 0 | 0 | 0 | 0 | 0 | 0 | 0 | 0 | 0 | 0 | 0 | 0 | 0 | 0 | 0 | 0 | 0 | 0 | 0 | 0 | 0 | 0
F2_Commercial_Retail_Existing_Food Preparation_Natural Gas_Range_E1 | F2 | Commercial | Retail | Existing | Food Preparation | Natural Gas | Range | E1 | TRC BC Ratio | 0.9 | 0.9 | 0.9 | 0.9 | 0.9 | 0.9 | 0.9 | 0.9 | 0.9 | 0.9 | 0.9 | 0.9 | 0.9 | 0.9 | 0.9 | 0.9 | 0.9 | 0.9 | 0.9 | 0.9 | 0.9 | 0.9 | 0 | 0 | 0 | 0 | 0 | 0 | 0 | 0
F2_Commercial_Retail_Existing_Food Preparation_Natural Gas_Range_E2 | F2 | Commercial | Retail | Existing | Food Preparation | Natural Gas | Range | E2 | TRC BC Ratio | 1019.1653 | 1025.957 | 1034.7565 | 1051.749 | 1075.3352 | 1103.7208 | 1129.4917 | 1151.5715 | 1172.5295 | 1193.9346 | 1216.8518 | 1239.2069 | 1260.3448 | 1281.6317 | 1300.4442 | 1318.2534 | 1337.5282 | 1356.8704 | 1376.316 | 1395.7637 | 1414.8475 | 1433.4759 | 0 | 0 | 0 | 0 | 0 | 0 | 0 | 0
F2_Commercial_Retail_Existing_Food Preparation_Natural Gas_Range_E3 | F2 | Commercial | Retail | Existing | Food Preparation | Natural Gas | Range | E3 | TRC BC Ratio | 0 | 0 | 0 | 0 | 0 | 0 | 0 | 0 | 0 | 0 | 0 | 0 | 0 | 0 | 0 | 0 | 0 | 0 | 0 | 0 | 0 | 0 | 0 | 0 | 0 | 0 | 0 | 0 | 0 | 0
F2_Commercial_Retail_Existing_Food Preparation_Natural Gas_Range_E4 | F2 | Commercial | Retail | Existing | Food Preparation | Natural Gas | Range | E4 | TRC BC Ratio | 0 | 0 | 0 | 0 | 0 | 0 | 0 | 0 | 0 | 0 | 0 | 0 | 0 | 0 | 0 | 0 | 0 | 0 | 0 | 0 | 0 | 0 | 0 | 0 | 0 | 0 | 0 | 0 | 0 | 0
F2_Commercial_Retail_Existing_Food Preparation_Natural Gas_Range_E5 | F2 | Commercial | Retail | Existing | Food Preparation | Natural Gas | Range | E5 | TRC BC Ratio | 0 | 0 | 0 | 0 | 0 | 0 | 0 | 0 | 0 | 0 | 0 | 0 | 0 | 0 | 0 | 0 | 0 | 0 | 0 | 0 | 0 | 0 | 0 | 0 | 0 | 0 | 0 | 0 | 0 | 0
F2_Commercial_Retail_Existing_Food Preparation_Natural Gas_Range_E6 | F2 | Commercial | Retail | Existing | Food Preparation | Natural Gas | Range | E6 | TRC BC Ratio | 0 | 0 | 0 | 0 | 0 | 0 | 0 | 0 | 0 | 0 | 0 | 0 | 0 | 0 | 0 | 0 | 0 | 0 | 0 | 0 | 0 | 0 | 0 | 0 | 0 | 0 | 0 | 0 | 0 | 0
F2_Commercial_Retail_Existing_Food Preparation_Natural Gas_Range_E7 | F2 | Commercial | Retail | Existing | Food Preparation | Natural Gas | Range | E7 | TRC BC Ratio | 0 | 0 | 0 | 0 | 0 | 0 | 0 | 0 | 0 | 0 | 0 | 0 | 0 | 0 | 0 | 0 | 0 | 0 | 0 | 0 | 0 | 0 | 0 | 0 | 0 | 0 | 0 | 0 | 0 | 0
F2_Commercial_Retail_Existing_Food Preparation_Natural Gas_Range_E8 | F2 | Commercial | Retail | Existing | Food Preparation | Natural Gas | Range | E8 | TRC BC Ratio | 0 | 0 | 0 | 0 | 0 | 0 | 0 | 0 | 0 | 0 | 0 | 0 | 0 | 0 | 0 | 0 | 0 | 0 | 0 | 0 | 0 | 0 | 0 | 0 | 0 | 0 | 0 | 0 | 0 | 0
F2_Commercial_Retail_Existing_Food Preparation_Natural Gas_Range_E9 | F2 | Commercial | Retail | Existing | Food Preparation | Natural Gas | Range | E9 | TRC BC Ratio | 0 | 0 | 0 | 0 | 0 | 0 | 0 | 0 | 0 | 0 | 0 | 0 | 0 | 0 | 0 | 0 | 0 | 0 | 0 | 0 | 0 | 0 | 0 | 0 | 0 | 0 | 0 | 0 | 0 | 0
F2_Commercial_Retail_Existing_Food Preparation_Natural Gas_Range_E10 | F2 | Commercial | Retail | Existing | Food Preparation | Natural Gas | Range | E10 | TRC BC Ratio | 0 | 0 | 0 | 0 | 0 | 0 | 0 | 0 | 0 | 0 | 0 | 0 | 0 | 0 | 0 | 0 | 0 | 0 | 0 | 0 | 0 | 0 | 0 | 0 | 0 | 0 | 0 | 0 | 0 | 0
F3_Commercial_Retail_Existing_Food Preparation_Natural Gas_Range_E1 | F3 | Commercial | Retail | Existing | Food Preparation | Natural Gas | Range | E1 | PACT BC Ratio | 0.9 | 0.9 | 0.9 | 0.9 | 0.9 | 0.9 | 0.9 | 0.9 | 0.9 | 0.9 | 0.9 | 0.9 | 0.9 | 0.9 | 0.9 | 0.9 | 0.9 | 0.9 | 0.9 | 0.9 | 0.9 | 0.9 | 0 | 0 | 0 | 0 | 0 | 0 | 0 | 0
F3_Commercial_Retail_Existing_Food Preparation_Natural Gas_Range_E2 | F3 | Commercial | Retail | Existing | Food Preparation | Natural Gas | Range | E2 | PACT BC Ratio | 1019.1653 | 1025.957 | 1034.7565 | 1051.749 | 1075.3352 | 1103.7208 | 1129.4917 | 1151.5715 | 1172.5295 | 1193.9346 | 1216.8518 | 1239.2069 | 1260.3448 | 1281.6317 | 1300.4442 | 1318.2534 | 1337.5282 | 1356.8704 | 1376.316 | 1395.7637 | 1414.8475 | 1433.4759 | 0 | 0 | 0 | 0 | 0 | 0 | 0 | 0
F3_Commercial_Retail_Existing_Food Preparation_Natural Gas_Range_E3 | F3 | Commercial | Retail | Existing | Food Preparation | Natural Gas | Range | E3 | PACT BC Ratio | 0 | 0 | 0 | 0 | 0 | 0 | 0 | 0 | 0 | 0 | 0 | 0 | 0 | 0 | 0 | 0 | 0 | 0 | 0 | 0 | 0 | 0 | 0 | 0 | 0 | 0 | 0 | 0 | 0 | 0
F3_Commercial_Retail_Existing_Food Preparation_Natural Gas_Range_E4 | F3 | Commercial | Retail | Existing | Food Preparation | Natural Gas | Range | E4 | PACT BC Ratio | 0 | 0 | 0 | 0 | 0 | 0 | 0 | 0 | 0 | 0 | 0 | 0 | 0 | 0 | 0 | 0 | 0 | 0 | 0 | 0 | 0 | 0 | 0 | 0 | 0 | 0 | 0 | 0 | 0 | 0
F3_Commercial_Retail_Existing_Food Preparation_Natural Gas_Range_E5 | F3 | Commercial | Retail | Existing | Food Preparation | Natural Gas | Range | E5 | PACT BC Ratio | 0 | 0 | 0 | 0 | 0 | 0 | 0 | 0 | 0 | 0 | 0 | 0 | 0 | 0 | 0 | 0 | 0 | 0 | 0 | 0 | 0 | 0 | 0 | 0 | 0 | 0 | 0 | 0 | 0 | 0
F3_Commercial_Retail_Existing_Food Preparation_Natural Gas_Range_E6 | F3 | Commercial | Retail | Existing | Food Preparation | Natural Gas | Range | E6 | PACT BC Ratio | 0 | 0 | 0 | 0 | 0 | 0 | 0 | 0 | 0 | 0 | 0 | 0 | 0 | 0 | 0 | 0 | 0 | 0 | 0 | 0 | 0 | 0 | 0 | 0 | 0 | 0 | 0 | 0 | 0 | 0
F3_Commercial_Retail_Existing_Food Preparation_Natural Gas_Range_E7 | F3 | Commercial | Retail | Existing | Food Preparation | Natural Gas | Range | E7 | PACT BC Ratio | 0 | 0 | 0 | 0 | 0 | 0 | 0 | 0 | 0 | 0 | 0 | 0 | 0 | 0 | 0 | 0 | 0 | 0 | 0 | 0 | 0 | 0 | 0 | 0 | 0 | 0 | 0 | 0 | 0 | 0
F3_Commercial_Retail_Existing_Food Preparation_Natural Gas_Range_E8 | F3 | Commercial | Retail | Existing | Food Preparation | Natural Gas | Range | E8 | PACT BC Ratio | 0 | 0 | 0 | 0 | 0 | 0 | 0 | 0 | 0 | 0 | 0 | 0 | 0 | 0 | 0 | 0 | 0 | 0 | 0 | 0 | 0 | 0 | 0 | 0 | 0 | 0 | 0 | 0 | 0 | 0
F3_Commercial_Retail_Existing_Food Preparation_Natural Gas_Range_E9 | F3 | Commercial | Retail | Existing | Food Preparation | Natural Gas | Range | E9 | PACT BC Ratio | 0 | 0 | 0 | 0 | 0 | 0 | 0 | 0 | 0 | 0 | 0 | 0 | 0 | 0 | 0 | 0 | 0 | 0 | 0 | 0 | 0 | 0 | 0 | 0 | 0 | 0 | 0 | 0 | 0 | 0
F3_Commercial_Retail_Existing_Food Preparation_Natural Gas_Range_E10 | F3 | Commercial | Retail | Existing | Food Preparation | Natural Gas | Range | E10 | PACT BC Ratio | 0 | 0 | 0 | 0 | 0 | 0 | 0 | 0 | 0 | 0 | 0 | 0 | 0 | 0 | 0 | 0 | 0 | 0 | 0 | 0 | 0 | 0 | 0 | 0 | 0 | 0 | 0 | 0 | 0 | 0
F4_Commercial_Retail_Existing_Food Preparation_Natural Gas_Range_E1 | F4 | Commercial | Retail | Existing | Food Preparation | Natural Gas | Range | E1 | PCT BC Ratio | 0.9 | 0.9 | 0.9 | 0.9 | 0.9 | 0.9 | 0.9 | 0.9 | 0.9 | 0.9 | 0.9 | 0.9 | 0.9 | 0.9 | 0.9 | 0.9 | 0.9 | 0.9 | 0.9 | 0.9 | 0.9 | 0.9 | 0 | 0 | 0 | 0 | 0 | 0 | 0 | 0
F4_Commercial_Retail_Existing_Food Preparation_Natural Gas_Range_E2 | F4 | Commercial | Retail | Existing | Food Preparation | Natural Gas | Range | E2 | PCT BC Ratio | 2565.1554 | 2582.2429 | 2604.3819 | 2647.1341 | 2706.4754 | 2777.8917 | 2842.7298 | 2898.2811 | 2951.01 | 3004.864 | 3062.5221 | 3118.7661 | 3171.9478 | 3225.5042 | 3272.8355 | 3317.6421 | 3366.1364 | 3414.8 | 3463.724 | 3512.6533 | 3560.6668 | 3607.5346 | 0 | 0 | 0 | 0 | 0 | 0 | 0 | 0
F4_Commercial_Retail_Existing_Food Preparation_Natural Gas_Range_E3 | F4 | Commercial | Retail | Existing | Food Preparation | Natural Gas | Range | E3 | PCT BC Ratio | 0 | 0 | 0 | 0 | 0 | 0 | 0 | 0 | 0 | 0 | 0 | 0 | 0 | 0 | 0 | 0 | 0 | 0 | 0 | 0 | 0 | 0 | 0 | 0 | 0 | 0 | 0 | 0 | 0 | 0
F4_Commercial_Retail_Existing_Food Preparation_Natural Gas_Range_E4 | F4 | Commercial | Retail | Existing | Food Preparation | Natural Gas | Range | E4 | PCT BC Ratio | 0 | 0 | 0 | 0 | 0 | 0 | 0 | 0 | 0 | 0 | 0 | 0 | 0 | 0 | 0 | 0 | 0 | 0 | 0 | 0 | 0 | 0 | 0 | 0 | 0 | 0 | 0 | 0 | 0 | 0
F4_Commercial_Retail_Existing_Food Preparation_Natural Gas_Range_E5 | F4 | Commercial | Retail | Existing | Food Preparation | Natural Gas | Range | E5 | PCT BC Ratio | 0 | 0 | 0 | 0 | 0 | 0 | 0 | 0 | 0 | 0 | 0 | 0 | 0 | 0 | 0 | 0 | 0 | 0 | 0 | 0 | 0 | 0 | 0 | 0 | 0 | 0 | 0 | 0 | 0 | 0
F4_Commercial_Retail_Existing_Food Preparation_Natural Gas_Range_E6 | F4 | Commercial | Retail | Existing | Food Preparation | Natural Gas | Range | E6 | PCT BC Ratio | 0 | 0 | 0 | 0 | 0 | 0 | 0 | 0 | 0 | 0 | 0 | 0 | 0 | 0 | 0 | 0 | 0 | 0 | 0 | 0 | 0 | 0 | 0 | 0 | 0 | 0 | 0 | 0 | 0 | 0
F4_Commercial_Retail_Existing_Food Preparation_Natural Gas_Range_E7 | F4 | Commercial | Retail | Existing | Food Preparation | Natural Gas | Range | E7 | PCT BC Ratio | 0 | 0 | 0 | 0 | 0 | 0 | 0 | 0 | 0 | 0 | 0 | 0 | 0 | 0 | 0 | 0 | 0 | 0 | 0 | 0 | 0 | 0 | 0 | 0 | 0 | 0 | 0 | 0 | 0 | 0
F4_Commercial_Retail_Existing_Food Preparation_Natural Gas_Range_E8 | F4 | Commercial | Retail | Existing | Food Preparation | Natural Gas | Range | E8 | PCT BC Ratio | 0 | 0 | 0 | 0 | 0 | 0 | 0 | 0 | 0 | 0 | 0 | 0 | 0 | 0 | 0 | 0 | 0 | 0 | 0 | 0 | 0 | 0 | 0 | 0 | 0 | 0 | 0 | 0 | 0 | 0
F4_Commercial_Retail_Existing_Food Preparation_Natural Gas_Range_E9 | F4 | Commercial | Retail | Existing | Food Preparation | Natural Gas | Range | E9 | PCT BC Ratio | 0 | 0 | 0 | 0 | 0 | 0 | 0 | 0 | 0 | 0 | 0 | 0 | 0 | 0 | 0 | 0 | 0 | 0 | 0 | 0 | 0 | 0 | 0 | 0 | 0 | 0 | 0 | 0 | 0 | 0
F4_Commercial_Retail_Existing_Food Preparation_Natural Gas_Range_E10 | F4 | Commercial | Retail | Existing | Food Preparation | Natural Gas | Range | E10 | PCT BC Ratio | 0 | 0 | 0 | 0 | 0 | 0 | 0 | 0 | 0 | 0 | 0 | 0 | 0 | 0 | 0 | 0 | 0 | 0 | 0 | 0 | 0 | 0 | 0 | 0 | 0 | 0 | 0 | 0 | 0 | 0
F5_Commercial_Retail_Existing_Food Preparation_Natural Gas_Range_E1 | F5 | Commercial | Retail | Existing | Food Preparation | Natural Gas | Range | E1 | RIM BC Ratio | 0.9 | 0.9 | 0.9 | 0.9 | 0.9 | 0.9 | 0.9 | 0.9 | 0.9 | 0.9 | 0.9 | 0.9 | 0.9 | 0.9 | 0.9 | 0.9 | 0.9 | 0.9 | 0.9 | 0.9 | 0.9 | 0.9 | 0 | 0 | 0 | 0 | 0 | 0 | 0 | 0
F5_Commercial_Retail_Existing_Food Preparation_Natural Gas_Range_E2 | F5 | Commercial | Retail | Existing | Food Preparation | Natural Gas | Range | E2 | RIM BC Ratio | 0.834 | 0.834 | 0.83401 | 0.83402 | 0.83403 | 0.83405 | 0.83406 | 0.83407 | 0.83409 | 0.8341 | 0.83411 | 0.83412 | 0.83413 | 0.83414 | 0.83414 | 0.83415 | 0.83416 | 0.83417 | 0.83417 | 0.83418 | 0.83419 | 0.83419 | 0 | 0 | 0 | 0 | 0 | 0 | 0 | 0
F5_Commercial_Retail_Existing_Food Preparation_Natural Gas_Range_E3 | F5 | Commercial | Retail | Existing | Food Preparation | Natural Gas | Range | E3 | RIM BC Ratio | 0 | 0 | 0 | 0 | 0 | 0 | 0 | 0 | 0 | 0 | 0 | 0 | 0 | 0 | 0 | 0 | 0 | 0 | 0 | 0 | 0 | 0 | 0 | 0 | 0 | 0 | 0 | 0 | 0 | 0
F5_Commercial_Retail_Existing_Food Preparation_Natural Gas_Range_E4 | F5 | Commercial | Retail | Existing | Food Preparation | Natural Gas | Range | E4 | RIM BC Ratio | 0 | 0 | 0 | 0 | 0 | 0 | 0 | 0 | 0 | 0 | 0 | 0 | 0 | 0 | 0 | 0 | 0 | 0 | 0 | 0 | 0 | 0 | 0 | 0 | 0 | 0 | 0 | 0 | 0 | 0
F5_Commercial_Retail_Existing_Food Preparation_Natural Gas_Range_E5 | F5 | Commercial | Retail | Existing | Food Preparation | Natural Gas | Range | E5 | RIM BC Ratio | 0 | 0 | 0 | 0 | 0 | 0 | 0 | 0 | 0 | 0 | 0 | 0 | 0 | 0 | 0 | 0 | 0 | 0 | 0 | 0 | 0 | 0 | 0 | 0 | 0 | 0 | 0 | 0 | 0 | 0
F5_Commercial_Retail_Existing_Food Preparation_Natural Gas_Range_E6 | F5 | Commercial | Retail | Existing | Food Preparation | Natural Gas | Range | E6 | RIM BC Ratio | 0 | 0 | 0 | 0 | 0 | 0 | 0 | 0 | 0 | 0 | 0 | 0 | 0 | 0 | 0 | 0 | 0 | 0 | 0 | 0 | 0 | 0 | 0 | 0 | 0 | 0 | 0 | 0 | 0 | 0
F5_Commercial_Retail_Existing_Food Preparation_Natural Gas_Range_E7 | F5 | Commercial | Retail | Existing | Food Preparation | Natural Gas | Range | E7 | RIM BC Ratio | 0 | 0 | 0 | 0 | 0 | 0 | 0 | 0 | 0 | 0 | 0 | 0 | 0 | 0 | 0 | 0 | 0 | 0 | 0 | 0 | 0 | 0 | 0 | 0 | 0 | 0 | 0 | 0 | 0 | 0
F5_Commercial_Retail_Existing_Food Preparation_Natural Gas_Range_E8 | F5 | Commercial | Retail | Existing | Food Preparation | Natural Gas | Range | E8 | RIM BC Ratio | 0 | 0 | 0 | 0 | 0 | 0 | 0 | 0 | 0 | 0 | 0 | 0 | 0 | 0 | 0 | 0 | 0 | 0 | 0 | 0 | 0 | 0 | 0 | 0 | 0 | 0 | 0 | 0 | 0 | 0
F5_Commercial_Retail_Existing_Food Preparation_Natural Gas_Range_E9 | F5 | Commercial | Retail | Existing | Food Preparation | Natural Gas | Range | E9 | RIM BC Ratio | 0 | 0 | 0 | 0 | 0 | 0 | 0 | 0 | 0 | 0 | 0 | 0 | 0 | 0 | 0 | 0 | 0 | 0 | 0 | 0 | 0 | 0 | 0 | 0 | 0 | 0 | 0 | 0 | 0 | 0
F5_Commercial_Retail_Existing_Food Preparation_Natural Gas_Range_E10 | F5 | Commercial | Retail | Existing | Food Preparation | Natural Gas | Range | E10 | RIM BC Ratio | 0 | 0 | 0 | 0 | 0 | 0 | 0 | 0 | 0 | 0 | 0 | 0 | 0 | 0 | 0 | 0 | 0 | 0 | 0 | 0 | 0 | 0 | 0 | 0 | 0 | 0 | 0 | 0 | 0 | 0
F0_Commercial_Retail_Existing_Food Preparation_Natural Gas_Steamer_E0 | F0 | Commercial | Retail | Existing | Food Preparation | Natural Gas | Steamer | E0 | Economic Unit | ENERGY STAR | ENERGY STAR | ENERGY STAR | ENERGY STAR | ENERGY STAR | ENERGY STAR | ENERGY STAR | ENERGY STAR | ENERGY STAR | ENERGY STAR | ENERGY STAR | ENERGY STAR | ENERGY STAR | ENERGY STAR | ENERGY STAR | ENERGY STAR | ENERGY STAR | ENERGY STAR | ENERGY STAR | ENERGY STAR | ENERGY STAR | ENERGY STAR | 0 | 0 | 0 | 0 | 0 | 0 | 0 | 0
F1_Commercial_Retail_Existing_Food Preparation_Natural Gas_Steamer_E1 | F1 | Commercial | Retail | Existing | Food Preparation | Natural Gas | Steamer | E1 | CCE | 0 | 0 | 0 | 0 | 0 | 0 | 0 | 0 | 0 | 0 | 0 | 0 | 0 | 0 | 0 | 0 | 0 | 0 | 0 | 0 | 0 | 0 | 0 | 0 | 0 | 0 | 0 | 0 | 0 | 0
F1_Commercial_Retail_Existing_Food Preparation_Natural Gas_Steamer_E2 | F1 | Commercial | Retail | Existing | Food Preparation | Natural Gas | Steamer | E2 | CCE | 0.0017749 | 0.0017749 | 0.0018646 | 0.0018363 | 0.0018088 | 0.0017743 | 0.0017695 | 0.0017581 | 0.0017475 | 0.0017316 | 0.0017291 | 0.0017211 | 0.0017141 | 0.0017005 | 0.0017023 | 0.0016971 | 0.001692 | 0.0016808 | 0.0016841 | 0.0016808 | 0.0016784 | 0.001669 | 0 | 0 | 0 | 0 | 0 | 0 | 0 | 0
F1_Commercial_Retail_Existing_Food Preparation_Natural Gas_Steamer_E3 | F1 | Commercial | Retail | Existing | Food Preparation | Natural Gas | Steamer | E3 | CCE | 0 | 0 | 0 | 0 | 0 | 0 | 0 | 0 | 0 | 0 | 0 | 0 | 0 | 0 | 0 | 0 | 0 | 0 | 0 | 0 | 0 | 0 | 0 | 0 | 0 | 0 | 0 | 0 | 0 | 0
F1_Commercial_Retail_Existing_Food Preparation_Natural Gas_Steamer_E4 | F1 | Commercial | Retail | Existing | Food Preparation | Natural Gas | Steamer | E4 | CCE | 0 | 0 | 0 | 0 | 0 | 0 | 0 | 0 | 0 | 0 | 0 | 0 | 0 | 0 | 0 | 0 | 0 | 0 | 0 | 0 | 0 | 0 | 0 | 0 | 0 | 0 | 0 | 0 | 0 | 0
F1_Commercial_Retail_Existing_Food Preparation_Natural Gas_Steamer_E5 | F1 | Commercial | Retail | Existing | Food Preparation | Natural Gas | Steamer | E5 | CCE | 0 | 0 | 0 | 0 | 0 | 0 | 0 | 0 | 0 | 0 | 0 | 0 | 0 | 0 | 0 | 0 | 0 | 0 | 0 | 0 | 0 | 0 | 0 | 0 | 0 | 0 | 0 | 0 | 0 | 0
F1_Commercial_Retail_Existing_Food Preparation_Natural Gas_Steamer_E6 | F1 | Commercial | Retail | Existing | Food Preparation | Natural Gas | Steamer | E6 | CCE | 0 | 0 | 0 | 0 | 0 | 0 | 0 | 0 | 0 | 0 | 0 | 0 | 0 | 0 | 0 | 0 | 0 | 0 | 0 | 0 | 0 | 0 | 0 | 0 | 0 | 0 | 0 | 0 | 0 | 0
F1_Commercial_Retail_Existing_Food Preparation_Natural Gas_Steamer_E7 | F1 | Commercial | Retail | Existing | Food Preparation | Natural Gas | Steamer | E7 | CCE | 0 | 0 | 0 | 0 | 0 | 0 | 0 | 0 | 0 | 0 | 0 | 0 | 0 | 0 | 0 | 0 | 0 | 0 | 0 | 0 | 0 | 0 | 0 | 0 | 0 | 0 | 0 | 0 | 0 | 0
F1_Commercial_Retail_Existing_Food Preparation_Natural Gas_Steamer_E8 | F1 | Commercial | Retail | Existing | Food Preparation | Natural Gas | Steamer | E8 | CCE | 0 | 0 | 0 | 0 | 0 | 0 | 0 | 0 | 0 | 0 | 0 | 0 | 0 | 0 | 0 | 0 | 0 | 0 | 0 | 0 | 0 | 0 | 0 | 0 | 0 | 0 | 0 | 0 | 0 | 0
F1_Commercial_Retail_Existing_Food Preparation_Natural Gas_Steamer_E9 | F1 | Commercial | Retail | Existing | Food Preparation | Natural Gas | Steamer | E9 | CCE | 0 | 0 | 0 | 0 | 0 | 0 | 0 | 0 | 0 | 0 | 0 | 0 | 0 | 0 | 0 | 0 | 0 | 0 | 0 | 0 | 0 | 0 | 0 | 0 | 0 | 0 | 0 | 0 | 0 | 0
F1_Commercial_Retail_Existing_Food Preparation_Natural Gas_Steamer_E10 | F1 | Commercial | Retail | Existing | Food Preparation | Natural Gas | Steamer | E10 | CCE | 0 | 0 | 0 | 0 | 0 | 0 | 0 | 0 | 0 | 0 | 0 | 0 | 0 | 0 | 0 | 0 | 0 | 0 | 0 | 0 | 0 | 0 | 0 | 0 | 0 | 0 | 0 | 0 | 0 | 0
F2_Commercial_Retail_Existing_Food Preparation_Natural Gas_Steamer_E1 | F2 | Commercial | Retail | Existing | Food Preparation | Natural Gas | Steamer | E1 | TRC BC Ratio | 0.9 | 0.9 | 0.9 | 0.9 | 0.9 | 0.9 | 0.9 | 0.9 | 0.9 | 0.9 | 0.9 | 0.9 | 0.9 | 0.9 | 0.9 | 0.9 | 0.9 | 0.9 | 0.9 | 0.9 | 0.9 | 0.9 | 0 | 0 | 0 | 0 | 0 | 0 | 0 | 0
F2_Commercial_Retail_Existing_Food Preparation_Natural Gas_Steamer_E2 | F2 | Commercial | Retail | Existing | Food Preparation | Natural Gas | Steamer | E2 | TRC BC Ratio | 4.9998 | 5.0422 | 5.093 | 5.1779 | 5.291 | 5.4252 | 5.5491 | 5.656 | 5.7559 | 5.8544 | 5.9559 | 6.057 | 6.1552 | 6.2565 | 6.3505 | 6.4434 | 6.5427 | 6.6427 | 6.7436 | 6.8448 | 6.9449 | 7.0436 | 0 | 0 | 0 | 0 | 0 | 0 | 0 | 0
F2_Commercial_Retail_Existing_Food Preparation_Natural Gas_Steamer_E3 | F2 | Commercial | Retail | Existing | Food Preparation | Natural Gas | Steamer | E3 | TRC BC Ratio | 0 | 0 | 0 | 0 | 0 | 0 | 0 | 0 | 0 | 0 | 0 | 0 | 0 | 0 | 0 | 0 | 0 | 0 | 0 | 0 | 0 | 0 | 0 | 0 | 0 | 0 | 0 | 0 | 0 | 0
F2_Commercial_Retail_Existing_Food Preparation_Natural Gas_Steamer_E4 | F2 | Commercial | Retail | Existing | Food Preparation | Natural Gas | Steamer | E4 | TRC BC Ratio | 0 | 0 | 0 | 0 | 0 | 0 | 0 | 0 | 0 | 0 | 0 | 0 | 0 | 0 | 0 | 0 | 0 | 0 | 0 | 0 | 0 | 0 | 0 | 0 | 0 | 0 | 0 | 0 | 0 | 0
F2_Commercial_Retail_Existing_Food Preparation_Natural Gas_Steamer_E5 | F2 | Commercial | Retail | Existing | Food Preparation | Natural Gas | Steamer | E5 | TRC BC Ratio | 0 | 0 | 0 | 0 | 0 | 0 | 0 | 0 | 0 | 0 | 0 | 0 | 0 | 0 | 0 | 0 | 0 | 0 | 0 | 0 | 0 | 0 | 0 | 0 | 0 | 0 | 0 | 0 | 0 | 0
F2_Commercial_Retail_Existing_Food Preparation_Natural Gas_Steamer_E6 | F2 | Commercial | Retail | Existing | Food Preparation | Natural Gas | Steamer | E6 | TRC BC Ratio | 0 | 0 | 0 | 0 | 0 | 0 | 0 | 0 | 0 | 0 | 0 | 0 | 0 | 0 | 0 | 0 | 0 | 0 | 0 | 0 | 0 | 0 | 0 | 0 | 0 | 0 | 0 | 0 | 0 | 0
F2_Commercial_Retail_Existing_Food Preparation_Natural Gas_Steamer_E7 | F2 | Commercial | Retail | Existing | Food Preparation | Natural Gas | Steamer | E7 | TRC BC Ratio | 0 | 0 | 0 | 0 | 0 | 0 | 0 | 0 | 0 | 0 | 0 | 0 | 0 | 0 | 0 | 0 | 0 | 0 | 0 | 0 | 0 | 0 | 0 | 0 | 0 | 0 | 0 | 0 | 0 | 0
F2_Commercial_Retail_Existing_Food Preparation_Natural Gas_Steamer_E8 | F2 | Commercial | Retail | Existing | Food Preparation | Natural Gas | Steamer | E8 | TRC BC Ratio | 0 | 0 | 0 | 0 | 0 | 0 | 0 | 0 | 0 | 0 | 0 | 0 | 0 | 0 | 0 | 0 | 0 | 0 | 0 | 0 | 0 | 0 | 0 | 0 | 0 | 0 | 0 | 0 | 0 | 0
F2_Commercial_Retail_Existing_Food Preparation_Natural Gas_Steamer_E9 | F2 | Commercial | Retail | Existing | Food Preparation | Natural Gas | Steamer | E9 | TRC BC Ratio | 0 | 0 | 0 | 0 | 0 | 0 | 0 | 0 | 0 | 0 | 0 | 0 | 0 | 0 | 0 | 0 | 0 | 0 | 0 | 0 | 0 | 0 | 0 | 0 | 0 | 0 | 0 | 0 | 0 | 0
F2_Commercial_Retail_Existing_Food Preparation_Natural Gas_Steamer_E10 | F2 | Commercial | Retail | Existing | Food Preparation | Natural Gas | Steamer | E10 | TRC BC Ratio | 0 | 0 | 0 | 0 | 0 | 0 | 0 | 0 | 0 | 0 | 0 | 0 | 0 | 0 | 0 | 0 | 0 | 0 | 0 | 0 | 0 | 0 | 0 | 0 | 0 | 0 | 0 | 0 | 0 | 0
F3_Commercial_Retail_Existing_Food Preparation_Natural Gas_Steamer_E1 | F3 | Commercial | Retail | Existing | Food Preparation | Natural Gas | Steamer | E1 | PACT BC Ratio | 0.9 | 0.9 | 0.9 | 0.9 | 0.9 | 0.9 | 0.9 | 0.9 | 0.9 | 0.9 | 0.9 | 0.9 | 0.9 | 0.9 | 0.9 | 0.9 | 0.9 | 0.9 | 0.9 | 0.9 | 0.9 | 0.9 | 0 | 0 | 0 | 0 | 0 | 0 | 0 | 0
F3_Commercial_Retail_Existing_Food Preparation_Natural Gas_Steamer_E2 | F3 | Commercial | Retail | Existing | Food Preparation | Natural Gas | Steamer | E2 | PACT BC Ratio | 5.4144 | 5.4603 | 5.5153 | 5.6072 | 5.7297 | 5.875 | 6.0092 | 6.1249 | 6.2331 | 6.3398 | 6.4497 | 6.5592 | 6.6655 | 6.7753 | 6.877 | 6.9776 | 7.0852 | 7.1935 | 7.3027 | 7.4123 | 7.5208 | 7.6276 | 0 | 0 | 0 | 0 | 0 | 0 | 0 | 0
F3_Commercial_Retail_Existing_Food Preparation_Natural Gas_Steamer_E3 | F3 | Commercial | Retail | Existing | Food Preparation | Natural Gas | Steamer | E3 | PACT BC Ratio | 0 | 0 | 0 | 0 | 0 | 0 | 0 | 0 | 0 | 0 | 0 | 0 | 0 | 0 | 0 | 0 | 0 | 0 | 0 | 0 | 0 | 0 | 0 | 0 | 0 | 0 | 0 | 0 | 0 | 0
F3_Commercial_Retail_Existing_Food Preparation_Natural Gas_Steamer_E4 | F3 | Commercial | Retail | Existing | Food Preparation | Natural Gas | Steamer | E4 | PACT BC Ratio | 0 | 0 | 0 | 0 | 0 | 0 | 0 | 0 | 0 | 0 | 0 | 0 | 0 | 0 | 0 | 0 | 0 | 0 | 0 | 0 | 0 | 0 | 0 | 0 | 0 | 0 | 0 | 0 | 0 | 0
F3_Commercial_Retail_Existing_Food Preparation_Natural Gas_Steamer_E5 | F3 | Commercial | Retail | Existing | Food Preparation | Natural Gas | Steamer | E5 | PACT BC Ratio | 0 | 0 | 0 | 0 | 0 | 0 | 0 | 0 | 0 | 0 | 0 | 0 | 0 | 0 | 0 | 0 | 0 | 0 | 0 | 0 | 0 | 0 | 0 | 0 | 0 | 0 | 0 | 0 | 0 | 0
F3_Commercial_Retail_Existing_Food Preparation_Natural Gas_Steamer_E6 | F3 | Commercial | Retail | Existing | Food Preparation | Natural Gas | Steamer | E6 | PACT BC Ratio | 0 | 0 | 0 | 0 | 0 | 0 | 0 | 0 | 0 | 0 | 0 | 0 | 0 | 0 | 0 | 0 | 0 | 0 | 0 | 0 | 0 | 0 | 0 | 0 | 0 | 0 | 0 | 0 | 0 | 0
F3_Commercial_Retail_Existing_Food Preparation_Natural Gas_Steamer_E7 | F3 | Commercial | Retail | Existing | Food Preparation | Natural Gas | Steamer | E7 | PACT BC Ratio | 0 | 0 | 0 | 0 | 0 | 0 | 0 | 0 | 0 | 0 | 0 | 0 | 0 | 0 | 0 | 0 | 0 | 0 | 0 | 0 | 0 | 0 | 0 | 0 | 0 | 0 | 0 | 0 | 0 | 0
F3_Commercial_Retail_Existing_Food Preparation_Natural Gas_Steamer_E8 | F3 | Commercial | Retail | Existing | Food Preparation | Natural Gas | Steamer | E8 | PACT BC Ratio | 0 | 0 | 0 | 0 | 0 | 0 | 0 | 0 | 0 | 0 | 0 | 0 | 0 | 0 | 0 | 0 | 0 | 0 | 0 | 0 | 0 | 0 | 0 | 0 | 0 | 0 | 0 | 0 | 0 | 0
F3_Commercial_Retail_Existing_Food Preparation_Natural Gas_Steamer_E9 | F3 | Commercial | Retail | Existing | Food Preparation | Natural Gas | Steamer | E9 | PACT BC Ratio | 0 | 0 | 0 | 0 | 0 | 0 | 0 | 0 | 0 | 0 | 0 | 0 | 0 | 0 | 0 | 0 | 0 | 0 | 0 | 0 | 0 | 0 | 0 | 0 | 0 | 0 | 0 | 0 | 0 | 0
F3_Commercial_Retail_Existing_Food Preparation_Natural Gas_Steamer_E10 | F3 | Commercial | Retail | Existing | Food Preparation | Natural Gas | Steamer | E10 | PACT BC Ratio | 0 | 0 | 0 | 0 | 0 | 0 | 0 | 0 | 0 | 0 | 0 | 0 | 0 | 0 | 0 | 0 | 0 | 0 | 0 | 0 | 0 | 0 | 0 | 0 | 0 | 0 | 0 | 0 | 0 | 0
F4_Commercial_Retail_Existing_Food Preparation_Natural Gas_Steamer_E1 | F4 | Commercial | Retail | Existing | Food Preparation | Natural Gas | Steamer | E1 | PCT BC Ratio | 0.9 | 0.9 | 0.9 | 0.9 | 0.9 | 0.9 | 0.9 | 0.9 | 0.9 | 0.9 | 0.9 | 0.9 | 0.9 | 0.9 | 0.9 | 0.9 | 0.9 | 0.9 | 0.9 | 0.9 | 0.9 | 0.9 | 0 | 0 | 0 | 0 | 0 | 0 | 0 | 0
F4_Commercial_Retail_Existing_Food Preparation_Natural Gas_Steamer_E2 | F4 | Commercial | Retail | Existing | Food Preparation | Natural Gas | Steamer | E2 | PCT BC Ratio | 12.4539 | 12.5522 | 12.6701 | 12.8671 | 13.1296 | 13.4409 | 13.7285 | 13.9764 | 14.2082 | 14.4369 | 14.6723 | 14.9069 | 15.1348 | 15.37 | 15.588 | 15.8035 | 16.0341 | 16.2662 | 16.5002 | 16.7351 | 16.9674 | 17.1964 | 0 | 0 | 0 | 0 | 0 | 0 | 0 | 0
F4_Commercial_Retail_Existing_Food Preparation_Natural Gas_Steamer_E3 | F4 | Commercial | Retail | Existing | Food Preparation | Natural Gas | Steamer | E3 | PCT BC Ratio | 0 | 0 | 0 | 0 | 0 | 0 | 0 | 0 | 0 | 0 | 0 | 0 | 0 | 0 | 0 | 0 | 0 | 0 | 0 | 0 | 0 | 0 | 0 | 0 | 0 | 0 | 0 | 0 | 0 | 0
F4_Commercial_Retail_Existing_Food Preparation_Natural Gas_Steamer_E4 | F4 | Commercial | Retail | Existing | Food Preparation | Natural Gas | Steamer | E4 | PCT BC Ratio | 0 | 0 | 0 | 0 | 0 | 0 | 0 | 0 | 0 | 0 | 0 | 0 | 0 | 0 | 0 | 0 | 0 | 0 | 0 | 0 | 0 | 0 | 0 | 0 | 0 | 0 | 0 | 0 | 0 | 0
F4_Commercial_Retail_Existing_Food Preparation_Natural Gas_Steamer_E5 | F4 | Commercial | Retail | Existing | Food Preparation | Natural Gas | Steamer | E5 | PCT BC Ratio | 0 | 0 | 0 | 0 | 0 | 0 | 0 | 0 | 0 | 0 | 0 | 0 | 0 | 0 | 0 | 0 | 0 | 0 | 0 | 0 | 0 | 0 | 0 | 0 | 0 | 0 | 0 | 0 | 0 | 0
F4_Commercial_Retail_Existing_Food Preparation_Natural Gas_Steamer_E6 | F4 | Commercial | Retail | Existing | Food Preparation | Natural Gas | Steamer | E6 | PCT BC Ratio | 0 | 0 | 0 | 0 | 0 | 0 | 0 | 0 | 0 | 0 | 0 | 0 | 0 | 0 | 0 | 0 | 0 | 0 | 0 | 0 | 0 | 0 | 0 | 0 | 0 | 0 | 0 | 0 | 0 | 0
F4_Commercial_Retail_Existing_Food Preparation_Natural Gas_Steamer_E7 | F4 | Commercial | Retail | Existing | Food Preparation | Natural Gas | Steamer | E7 | PCT BC Ratio | 0 | 0 | 0 | 0 | 0 | 0 | 0 | 0 | 0 | 0 | 0 | 0 | 0 | 0 | 0 | 0 | 0 | 0 | 0 | 0 | 0 | 0 | 0 | 0 | 0 | 0 | 0 | 0 | 0 | 0
F4_Commercial_Retail_Existing_Food Preparation_Natural Gas_Steamer_E8 | F4 | Commercial | Retail | Existing | Food Preparation | Natural Gas | Steamer | E8 | PCT BC Ratio | 0 | 0 | 0 | 0 | 0 | 0 | 0 | 0 | 0 | 0 | 0 | 0 | 0 | 0 | 0 | 0 | 0 | 0 | 0 | 0 | 0 | 0 | 0 | 0 | 0 | 0 | 0 | 0 | 0 | 0
F4_Commercial_Retail_Existing_Food Preparation_Natural Gas_Steamer_E9 | F4 | Commercial | Retail | Existing | Food Preparation | Natural Gas | Steamer | E9 | PCT BC Ratio | 0 | 0 | 0 | 0 | 0 | 0 | 0 | 0 | 0 | 0 | 0 | 0 | 0 | 0 | 0 | 0 | 0 | 0 | 0 | 0 | 0 | 0 | 0 | 0 | 0 | 0 | 0 | 0 | 0 | 0
F4_Commercial_Retail_Existing_Food Preparation_Natural Gas_Steamer_E10 | F4 | Commercial | Retail | Existing | Food Preparation | Natural Gas | Steamer | E10 | PCT BC Ratio | 0 | 0 | 0 | 0 | 0 | 0 | 0 | 0 | 0 | 0 | 0 | 0 | 0 | 0 | 0 | 0 | 0 | 0 | 0 | 0 | 0 | 0 | 0 | 0 | 0 | 0 | 0 | 0 | 0 | 0
F5_Commercial_Retail_Existing_Food Preparation_Natural Gas_Steamer_E1 | F5 | Commercial | Retail | Existing | Food Preparation | Natural Gas | Steamer | E1 | RIM BC Ratio | 0.9 | 0.9 | 0.9 | 0.9 | 0.9 | 0.9 | 0.9 | 0.9 | 0.9 | 0.9 | 0.9 | 0.9 | 0.9 | 0.9 | 0.9 | 0.9 | 0.9 | 0.9 | 0.9 | 0.9 | 0.9 | 0.9 | 0 | 0 | 0 | 0 | 0 | 0 | 0 | 0
F5_Commercial_Retail_Existing_Food Preparation_Natural Gas_Steamer_E2 | F5 | Commercial | Retail | Existing | Food Preparation | Natural Gas | Steamer | E2 | RIM BC Ratio | 0.72319 | 0.72401 | 0.72496 | 0.72653 | 0.72855 | 0.73085 | 0.73288 | 0.73457 | 0.73611 | 0.73757 | 0.73904 | 0.74045 | 0.74179 | 0.74313 | 0.74434 | 0.7455 | 0.74671 | 0.7479 | 0.74906 | 0.7502 | 0.7513 | 0.75235 | 0 | 0 | 0 | 0 | 0 | 0 | 0 | 0
F5_Commercial_Retail_Existing_Food Preparation_Natural Gas_Steamer_E3 | F5 | Commercial | Retail | Existing | Food Preparation | Natural Gas | Steamer | E3 | RIM BC Ratio | 0 | 0 | 0 | 0 | 0 | 0 | 0 | 0 | 0 | 0 | 0 | 0 | 0 | 0 | 0 | 0 | 0 | 0 | 0 | 0 | 0 | 0 | 0 | 0 | 0 | 0 | 0 | 0 | 0 | 0
F5_Commercial_Retail_Existing_Food Preparation_Natural Gas_Steamer_E4 | F5 | Commercial | Retail | Existing | Food Preparation | Natural Gas | Steamer | E4 | RIM BC Ratio | 0 | 0 | 0 | 0 | 0 | 0 | 0 | 0 | 0 | 0 | 0 | 0 | 0 | 0 | 0 | 0 | 0 | 0 | 0 | 0 | 0 | 0 | 0 | 0 | 0 | 0 | 0 | 0 | 0 | 0
F5_Commercial_Retail_Existing_Food Preparation_Natural Gas_Steamer_E5 | F5 | Commercial | Retail | Existing | Food Preparation | Natural Gas | Steamer | E5 | RIM BC Ratio | 0 | 0 | 0 | 0 | 0 | 0 | 0 | 0 | 0 | 0 | 0 | 0 | 0 | 0 | 0 | 0 | 0 | 0 | 0 | 0 | 0 | 0 | 0 | 0 | 0 | 0 | 0 | 0 | 0 | 0
F5_Commercial_Retail_Existing_Food Preparation_Natural Gas_Steamer_E6 | F5 | Commercial | Retail | Existing | Food Preparation | Natural Gas | Steamer | E6 | RIM BC Ratio | 0 | 0 | 0 | 0 | 0 | 0 | 0 | 0 | 0 | 0 | 0 | 0 | 0 | 0 | 0 | 0 | 0 | 0 | 0 | 0 | 0 | 0 | 0 | 0 | 0 | 0 | 0 | 0 | 0 | 0
F5_Commercial_Retail_Existing_Food Preparation_Natural Gas_Steamer_E7 | F5 | Commercial | Retail | Existing | Food Preparation | Natural Gas | Steamer | E7 | RIM BC Ratio | 0 | 0 | 0 | 0 | 0 | 0 | 0 | 0 | 0 | 0 | 0 | 0 | 0 | 0 | 0 | 0 | 0 | 0 | 0 | 0 | 0 | 0 | 0 | 0 | 0 | 0 | 0 | 0 | 0 | 0
F5_Commercial_Retail_Existing_Food Preparation_Natural Gas_Steamer_E8 | F5 | Commercial | Retail | Existing | Food Preparation | Natural Gas | Steamer | E8 | RIM BC Ratio | 0 | 0 | 0 | 0 | 0 | 0 | 0 | 0 | 0 | 0 | 0 | 0 | 0 | 0 | 0 | 0 | 0 | 0 | 0 | 0 | 0 | 0 | 0 | 0 | 0 | 0 | 0 | 0 | 0 | 0
F5_Commercial_Retail_Existing_Food Preparation_Natural Gas_Steamer_E9 | F5 | Commercial | Retail | Existing | Food Preparation | Natural Gas | Steamer | E9 | RIM BC Ratio | 0 | 0 | 0 | 0 | 0 | 0 | 0 | 0 | 0 | 0 | 0 | 0 | 0 | 0 | 0 | 0 | 0 | 0 | 0 | 0 | 0 | 0 | 0 | 0 | 0 | 0 | 0 | 0 | 0 | 0
F5_Commercial_Retail_Existing_Food Preparation_Natural Gas_Steamer_E10 | F5 | Commercial | Retail | Existing | Food Preparation | Natural Gas | Steamer | E10 | RIM BC Ratio | 0 | 0 | 0 | 0 | 0 | 0 | 0 | 0 | 0 | 0 | 0 | 0 | 0 | 0 | 0 | 0 | 0 | 0 | 0 | 0 | 0 | 0 | 0 | 0 | 0 | 0 | 0 | 0 | 0 | 0
F0_Commercial_Retail_Existing_Food Preparation_Natural Gas_Food Prep Other_E0 | F0 | Commercial | Retail | Existing | Food Preparation | Natural Gas | Food Prep Other | E0 | Economic Unit | ENERGY STAR | ENERGY STAR | ENERGY STAR | ENERGY STAR | ENERGY STAR | ENERGY STAR | ENERGY STAR | ENERGY STAR | ENERGY STAR | ENERGY STAR | ENERGY STAR | ENERGY STAR | ENERGY STAR | ENERGY STAR | ENERGY STAR | ENERGY STAR | ENERGY STAR | ENERGY STAR | ENERGY STAR | ENERGY STAR | ENERGY STAR | ENERGY STAR | 0 | 0 | 0 | 0 | 0 | 0 | 0 | 0
F1_Commercial_Retail_Existing_Food Preparation_Natural Gas_Food Prep Other_E1 | F1 | Commercial | Retail | Existing | Food Preparation | Natural Gas | Food Prep Other | E1 | CCE | 0 | 0 | 0 | 0 | 0 | 0 | 0 | 0 | 0 | 0 | 0 | 0 | 0 | 0 | 0 | 0 | 0 | 0 | 0 | 0 | 0 | 0 | 0 | 0 | 0 | 0 | 0 | 0 | 0 | 0
F1_Commercial_Retail_Existing_Food Preparation_Natural Gas_Food Prep Other_E2 | F1 | Commercial | Retail | Existing | Food Preparation | Natural Gas | Food Prep Other | E2 | CCE | 0.14135 | 0.14135 | 0.1485 | 0.14624 | 0.14404 | 0.1413 | 0.14092 | 0.14001 | 0.13917 | 0.1379 | 0.1377 | 0.13707 | 0.1365 | 0.13542 | 0.13557 | 0.13515 | 0.13475 | 0.13386 | 0.13412 | 0.13386 | 0.13366 | 0.13291 | 0 | 0 | 0 | 0 | 0 | 0 | 0 | 0
F1_Commercial_Retail_Existing_Food Preparation_Natural Gas_Food Prep Other_E3 | F1 | Commercial | Retail | Existing | Food Preparation | Natural Gas | Food Prep Other | E3 | CCE | 0 | 0 | 0 | 0 | 0 | 0 | 0 | 0 | 0 | 0 | 0 | 0 | 0 | 0 | 0 | 0 | 0 | 0 | 0 | 0 | 0 | 0 | 0 | 0 | 0 | 0 | 0 | 0 | 0 | 0
F1_Commercial_Retail_Existing_Food Preparation_Natural Gas_Food Prep Other_E4 | F1 | Commercial | Retail | Existing | Food Preparation | Natural Gas | Food Prep Other | E4 | CCE | 0 | 0 | 0 | 0 | 0 | 0 | 0 | 0 | 0 | 0 | 0 | 0 | 0 | 0 | 0 | 0 | 0 | 0 | 0 | 0 | 0 | 0 | 0 | 0 | 0 | 0 | 0 | 0 | 0 | 0
F1_Commercial_Retail_Existing_Food Preparation_Natural Gas_Food Prep Other_E5 | F1 | Commercial | Retail | Existing | Food Preparation | Natural Gas | Food Prep Other | E5 | CCE | 0 | 0 | 0 | 0 | 0 | 0 | 0 | 0 | 0 | 0 | 0 | 0 | 0 | 0 | 0 | 0 | 0 | 0 | 0 | 0 | 0 | 0 | 0 | 0 | 0 | 0 | 0 | 0 | 0 | 0
F1_Commercial_Retail_Existing_Food Preparation_Natural Gas_Food Prep Other_E6 | F1 | Commercial | Retail | Existing | Food Preparation | Natural Gas | Food Prep Other | E6 | CCE | 0 | 0 | 0 | 0 | 0 | 0 | 0 | 0 | 0 | 0 | 0 | 0 | 0 | 0 | 0 | 0 | 0 | 0 | 0 | 0 | 0 | 0 | 0 | 0 | 0 | 0 | 0 | 0 | 0 | 0
F1_Commercial_Retail_Existing_Food Preparation_Natural Gas_Food Prep Other_E7 | F1 | Commercial | Retail | Existing | Food Preparation | Natural Gas | Food Prep Other | E7 | CCE | 0 | 0 | 0 | 0 | 0 | 0 | 0 | 0 | 0 | 0 | 0 | 0 | 0 | 0 | 0 | 0 | 0 | 0 | 0 | 0 | 0 | 0 | 0 | 0 | 0 | 0 | 0 | 0 | 0 | 0
F1_Commercial_Retail_Existing_Food Preparation_Natural Gas_Food Prep Other_E8 | F1 | Commercial | Retail | Existing | Food Preparation | Natural Gas | Food Prep Other | E8 | CCE | 0 | 0 | 0 | 0 | 0 | 0 | 0 | 0 | 0 | 0 | 0 | 0 | 0 | 0 | 0 | 0 | 0 | 0 | 0 | 0 | 0 | 0 | 0 | 0 | 0 | 0 | 0 | 0 | 0 | 0
F1_Commercial_Retail_Existing_Food Preparation_Natural Gas_Food Prep Other_E9 | F1 | Commercial | Retail | Existing | Food Preparation | Natural Gas | Food Prep Other | E9 | CCE | 0 | 0 | 0 | 0 | 0 | 0 | 0 | 0 | 0 | 0 | 0 | 0 | 0 | 0 | 0 | 0 | 0 | 0 | 0 | 0 | 0 | 0 | 0 | 0 | 0 | 0 | 0 | 0 | 0 | 0
F1_Commercial_Retail_Existing_Food Preparation_Natural Gas_Food Prep Other_E10 | F1 | Commercial | Retail | Existing | Food Preparation | Natural Gas | Food Prep Other | E10 | CCE | 0 | 0 | 0 | 0 | 0 | 0 | 0 | 0 | 0 | 0 | 0 | 0 | 0 | 0 | 0 | 0 | 0 | 0 | 0 | 0 | 0 | 0 | 0 | 0 | 0 | 0 | 0 | 0 | 0 | 0
F2_Commercial_Retail_Existing_Food Preparation_Natural Gas_Food Prep Other_E1 | F2 | Commercial | Retail | Existing | Food Preparation | Natural Gas | Food Prep Other | E1 | TRC BC Ratio | 0.9 | 0.9 | 0.9 | 0.9 | 0.9 | 0.9 | 0.9 | 0.9 | 0.9 | 0.9 | 0.9 | 0.9 | 0.9 | 0.9 | 0.9 | 0.9 | 0.9 | 0.9 | 0.9 | 0.9 | 0.9 | 0.9 | 0 | 0 | 0 | 0 | 0 | 0 | 0 | 0
F2_Commercial_Retail_Existing_Food Preparation_Natural Gas_Food Prep Other_E2 | F2 | Commercial | Retail | Existing | Food Preparation | Natural Gas | Food Prep Other | E2 | TRC BC Ratio | 0.061956 | 0.062369 | 0.062904 | 0.063937 | 0.06537 | 0.067096 | 0.068663 | 0.070005 | 0.071279 | 0.07258 | 0.073973 | 0.075332 | 0.076617 | 0.077911 | 0.079055 | 0.080138 | 0.081309 | 0.082485 | 0.083667 | 0.084849 | 0.08601 | 0.087142 | 0 | 0 | 0 | 0 | 0 | 0 | 0 | 0
F2_Commercial_Retail_Existing_Food Preparation_Natural Gas_Food Prep Other_E3 | F2 | Commercial | Retail | Existing | Food Preparation | Natural Gas | Food Prep Other | E3 | TRC BC Ratio | 0 | 0 | 0 | 0 | 0 | 0 | 0 | 0 | 0 | 0 | 0 | 0 | 0 | 0 | 0 | 0 | 0 | 0 | 0 | 0 | 0 | 0 | 0 | 0 | 0 | 0 | 0 | 0 | 0 | 0
F2_Commercial_Retail_Existing_Food Preparation_Natural Gas_Food Prep Other_E4 | F2 | Commercial | Retail | Existing | Food Preparation | Natural Gas | Food Prep Other | E4 | TRC BC Ratio | 0 | 0 | 0 | 0 | 0 | 0 | 0 | 0 | 0 | 0 | 0 | 0 | 0 | 0 | 0 | 0 | 0 | 0 | 0 | 0 | 0 | 0 | 0 | 0 | 0 | 0 | 0 | 0 | 0 | 0
F2_Commercial_Retail_Existing_Food Preparation_Natural Gas_Food Prep Other_E5 | F2 | Commercial | Retail | Existing | Food Preparation | Natural Gas | Food Prep Other | E5 | TRC BC Ratio | 0 | 0 | 0 | 0 | 0 | 0 | 0 | 0 | 0 | 0 | 0 | 0 | 0 | 0 | 0 | 0 | 0 | 0 | 0 | 0 | 0 | 0 | 0 | 0 | 0 | 0 | 0 | 0 | 0 | 0
F2_Commercial_Retail_Existing_Food Preparation_Natural Gas_Food Prep Other_E6 | F2 | Commercial | Retail | Existing | Food Preparation | Natural Gas | Food Prep Other | E6 | TRC BC Ratio | 0 | 0 | 0 | 0 | 0 | 0 | 0 | 0 | 0 | 0 | 0 | 0 | 0 | 0 | 0 | 0 | 0 | 0 | 0 | 0 | 0 | 0 | 0 | 0 | 0 | 0 | 0 | 0 | 0 | 0
F2_Commercial_Retail_Existing_Food Preparation_Natural Gas_Food Prep Other_E7 | F2 | Commercial | Retail | Existing | Food Preparation | Natural Gas | Food Prep Other | E7 | TRC BC Ratio | 0 | 0 | 0 | 0 | 0 | 0 | 0 | 0 | 0 | 0 | 0 | 0 | 0 | 0 | 0 | 0 | 0 | 0 | 0 | 0 | 0 | 0 | 0 | 0 | 0 | 0 | 0 | 0 | 0 | 0
F2_Commercial_Retail_Existing_Food Preparation_Natural Gas_Food Prep Other_E8 | F2 | Commercial | Retail | Existing | Food Preparation | Natural Gas | Food Prep Other | E8 | TRC BC Ratio | 0 | 0 | 0 | 0 | 0 | 0 | 0 | 0 | 0 | 0 | 0 | 0 | 0 | 0 | 0 | 0 | 0 | 0 | 0 | 0 | 0 | 0 | 0 | 0 | 0 | 0 | 0 | 0 | 0 | 0
F2_Commercial_Retail_Existing_Food Preparation_Natural Gas_Food Prep Other_E9 | F2 | Commercial | Retail | Existing | Food Preparation | Natural Gas | Food Prep Other | E9 | TRC BC Ratio | 0 | 0 | 0 | 0 | 0 | 0 | 0 | 0 | 0 | 0 | 0 | 0 | 0 | 0 | 0 | 0 | 0 | 0 | 0 | 0 | 0 | 0 | 0 | 0 | 0 | 0 | 0 | 0 | 0 | 0
F2_Commercial_Retail_Existing_Food Preparation_Natural Gas_Food Prep Other_E10 | F2 | Commercial | Retail | Existing | Food Preparation | Natural Gas | Food Prep Other | E10 | TRC BC Ratio | 0 | 0 | 0 | 0 | 0 | 0 | 0 | 0 | 0 | 0 | 0 | 0 | 0 | 0 | 0 | 0 | 0 | 0 | 0 | 0 | 0 | 0 | 0 | 0 | 0 | 0 | 0 | 0 | 0 | 0
F3_Commercial_Retail_Existing_Food Preparation_Natural Gas_Food Prep Other_E1 | F3 | Commercial | Retail | Existing | Food Preparation | Natural Gas | Food Prep Other | E1 | PACT BC Ratio | 0.9 | 0.9 | 0.9 | 0.9 | 0.9 | 0.9 | 0.9 | 0.9 | 0.9 | 0.9 | 0.9 | 0.9 | 0.9 | 0.9 | 0.9 | 0.9 | 0.9 | 0.9 | 0.9 | 0.9 | 0.9 | 0.9 | 0 | 0 | 0 | 0 | 0 | 0 | 0 | 0
F3_Commercial_Retail_Existing_Food Preparation_Natural Gas_Food Prep Other_E2 | F3 | Commercial | Retail | Existing | Food Preparation | Natural Gas | Food Prep Other | E2 | PACT BC Ratio | 1.0937 | 1.101 | 1.1104 | 1.1287 | 1.154 | 1.1844 | 1.2121 | 1.2358 | 1.2583 | 1.2813 | 1.3058 | 1.3298 | 1.3525 | 1.3754 | 1.3956 | 1.4147 | 1.4353 | 1.4561 | 1.477 | 1.4978 | 1.5183 | 1.5383 | 0 | 0 | 0 | 0 | 0 | 0 | 0 | 0
F3_Commercial_Retail_Existing_Food Preparation_Natural Gas_Food Prep Other_E3 | F3 | Commercial | Retail | Existing | Food Preparation | Natural Gas | Food Prep Other | E3 | PACT BC Ratio | 0 | 0 | 0 | 0 | 0 | 0 | 0 | 0 | 0 | 0 | 0 | 0 | 0 | 0 | 0 | 0 | 0 | 0 | 0 | 0 | 0 | 0 | 0 | 0 | 0 | 0 | 0 | 0 | 0 | 0
F3_Commercial_Retail_Existing_Food Preparation_Natural Gas_Food Prep Other_E4 | F3 | Commercial | Retail | Existing | Food Preparation | Natural Gas | Food Prep Other | E4 | PACT BC Ratio | 0 | 0 | 0 | 0 | 0 | 0 | 0 | 0 | 0 | 0 | 0 | 0 | 0 | 0 | 0 | 0 | 0 | 0 | 0 | 0 | 0 | 0 | 0 | 0 | 0 | 0 | 0 | 0 | 0 | 0
F3_Commercial_Retail_Existing_Food Preparation_Natural Gas_Food Prep Other_E5 | F3 | Commercial | Retail | Existing | Food Preparation | Natural Gas | Food Prep Other | E5 | PACT BC Ratio | 0 | 0 | 0 | 0 | 0 | 0 | 0 | 0 | 0 | 0 | 0 | 0 | 0 | 0 | 0 | 0 | 0 | 0 | 0 | 0 | 0 | 0 | 0 | 0 | 0 | 0 | 0 | 0 | 0 | 0
F3_Commercial_Retail_Existing_Food Preparation_Natural Gas_Food Prep Other_E6 | F3 | Commercial | Retail | Existing | Food Preparation | Natural Gas | Food Prep Other | E6 | PACT BC Ratio | 0 | 0 | 0 | 0 | 0 | 0 | 0 | 0 | 0 | 0 | 0 | 0 | 0 | 0 | 0 | 0 | 0 | 0 | 0 | 0 | 0 | 0 | 0 | 0 | 0 | 0 | 0 | 0 | 0 | 0
F3_Commercial_Retail_Existing_Food Preparation_Natural Gas_Food Prep Other_E7 | F3 | Commercial | Retail | Existing | Food Preparation | Natural Gas | Food Prep Other | E7 | PACT BC Ratio | 0 | 0 | 0 | 0 | 0 | 0 | 0 | 0 | 0 | 0 | 0 | 0 | 0 | 0 | 0 | 0 | 0 | 0 | 0 | 0 | 0 | 0 | 0 | 0 | 0 | 0 | 0 | 0 | 0 | 0
F3_Commercial_Retail_Existing_Food Preparation_Natural Gas_Food Prep Other_E8 | F3 | Commercial | Retail | Existing | Food Preparation | Natural Gas | Food Prep Other | E8 | PACT BC Ratio | 0 | 0 | 0 | 0 | 0 | 0 | 0 | 0 | 0 | 0 | 0 | 0 | 0 | 0 | 0 | 0 | 0 | 0 | 0 | 0 | 0 | 0 | 0 | 0 | 0 | 0 | 0 | 0 | 0 | 0
F3_Commercial_Retail_Existing_Food Preparation_Natural Gas_Food Prep Other_E9 | F3 | Commercial | Retail | Existing | Food Preparation | Natural Gas | Food Prep Other | E9 | PACT BC Ratio | 0 | 0 | 0 | 0 | 0 | 0 | 0 | 0 | 0 | 0 | 0 | 0 | 0 | 0 | 0 | 0 | 0 | 0 | 0 | 0 | 0 | 0 | 0 | 0 | 0 | 0 | 0 | 0 | 0 | 0
F3_Commercial_Retail_Existing_Food Preparation_Natural Gas_Food Prep Other_E10 | F3 | Commercial | Retail | Existing | Food Preparation | Natural Gas | Food Prep Other | E10 | PACT BC Ratio | 0 | 0 | 0 | 0 | 0 | 0 | 0 | 0 | 0 | 0 | 0 | 0 | 0 | 0 | 0 | 0 | 0 | 0 | 0 | 0 | 0 | 0 | 0 | 0 | 0 | 0 | 0 | 0 | 0 | 0
F4_Commercial_Retail_Existing_Food Preparation_Natural Gas_Food Prep Other_E1 | F4 | Commercial | Retail | Existing | Food Preparation | Natural Gas | Food Prep Other | E1 | PCT BC Ratio | 0.9 | 0.9 | 0.9 | 0.9 | 0.9 | 0.9 | 0.9 | 0.9 | 0.9 | 0.9 | 0.9 | 0.9 | 0.9 | 0.9 | 0.9 | 0.9 | 0.9 | 0.9 | 0.9 | 0.9 | 0.9 | 0.9 | 0 | 0 | 0 | 0 | 0 | 0 | 0 | 0
F4_Commercial_Retail_Existing_Food Preparation_Natural Gas_Food Prep Other_E2 | F4 | Commercial | Retail | Existing | Food Preparation | Natural Gas | Food Prep Other | E2 | PCT BC Ratio | 0.1043 | 0.10481 | 0.10547 | 0.10674 | 0.10851 | 0.11064 | 0.11258 | 0.11424 | 0.11581 | 0.11741 | 0.11913 | 0.12081 | 0.1224 | 0.124 | 0.12541 | 0.12675 | 0.12819 | 0.12964 | 0.1311 | 0.13256 | 0.134 | 0.13539 | 0 | 0 | 0 | 0 | 0 | 0 | 0 | 0
F4_Commercial_Retail_Existing_Food Preparation_Natural Gas_Food Prep Other_E3 | F4 | Commercial | Retail | Existing | Food Preparation | Natural Gas | Food Prep Other | E3 | PCT BC Ratio | 0 | 0 | 0 | 0 | 0 | 0 | 0 | 0 | 0 | 0 | 0 | 0 | 0 | 0 | 0 | 0 | 0 | 0 | 0 | 0 | 0 | 0 | 0 | 0 | 0 | 0 | 0 | 0 | 0 | 0
F4_Commercial_Retail_Existing_Food Preparation_Natural Gas_Food Prep Other_E4 | F4 | Commercial | Retail | Existing | Food Preparation | Natural Gas | Food Prep Other | E4 | PCT BC Ratio | 0 | 0 | 0 | 0 | 0 | 0 | 0 | 0 | 0 | 0 | 0 | 0 | 0 | 0 | 0 | 0 | 0 | 0 | 0 | 0 | 0 | 0 | 0 | 0 | 0 | 0 | 0 | 0 | 0 | 0
F4_Commercial_Retail_Existing_Food Preparation_Natural Gas_Food Prep Other_E5 | F4 | Commercial | Retail | Existing | Food Preparation | Natural Gas | Food Prep Other | E5 | PCT BC Ratio | 0 | 0 | 0 | 0 | 0 | 0 | 0 | 0 | 0 | 0 | 0 | 0 | 0 | 0 | 0 | 0 | 0 | 0 | 0 | 0 | 0 | 0 | 0 | 0 | 0 | 0 | 0 | 0 | 0 | 0
F4_Commercial_Retail_Existing_Food Preparation_Natural Gas_Food Prep Other_E6 | F4 | Commercial | Retail | Existing | Food Preparation | Natural Gas | Food Prep Other | E6 | PCT BC Ratio | 0 | 0 | 0 | 0 | 0 | 0 | 0 | 0 | 0 | 0 | 0 | 0 | 0 | 0 | 0 | 0 | 0 | 0 | 0 | 0 | 0 | 0 | 0 | 0 | 0 | 0 | 0 | 0 | 0 | 0
F4_Commercial_Retail_Existing_Food Preparation_Natural Gas_Food Prep Other_E7 | F4 | Commercial | Retail | Existing | Food Preparation | Natural Gas | Food Prep Other | E7 | PCT BC Ratio | 0 | 0 | 0 | 0 | 0 | 0 | 0 | 0 | 0 | 0 | 0 | 0 | 0 | 0 | 0 | 0 | 0 | 0 | 0 | 0 | 0 | 0 | 0 | 0 | 0 | 0 | 0 | 0 | 0 | 0
F4_Commercial_Retail_Existing_Food Preparation_Natural Gas_Food Prep Other_E8 | F4 | Commercial | Retail | Existing | Food Preparation | Natural Gas | Food Prep Other | E8 | PCT BC Ratio | 0 | 0 | 0 | 0 | 0 | 0 | 0 | 0 | 0 | 0 | 0 | 0 | 0 | 0 | 0 | 0 | 0 | 0 | 0 | 0 | 0 | 0 | 0 | 0 | 0 | 0 | 0 | 0 | 0 | 0
F4_Commercial_Retail_Existing_Food Preparation_Natural Gas_Food Prep Other_E9 | F4 | Commercial | Retail | Existing | Food Preparation | Natural Gas | Food Prep Other | E9 | PCT BC Ratio | 0 | 0 | 0 | 0 | 0 | 0 | 0 | 0 | 0 | 0 | 0 | 0 | 0 | 0 | 0 | 0 | 0 | 0 | 0 | 0 | 0 | 0 | 0 | 0 | 0 | 0 | 0 | 0 | 0 | 0
F4_Commercial_Retail_Existing_Food Preparation_Natural Gas_Food Prep Other_E10 | F4 | Commercial | Retail | Existing | Food Preparation | Natural Gas | Food Prep Other | E10 | PCT BC Ratio | 0 | 0 | 0 | 0 | 0 | 0 | 0 | 0 | 0 | 0 | 0 | 0 | 0 | 0 | 0 | 0 | 0 | 0 | 0 | 0 | 0 | 0 | 0 | 0 | 0 | 0 | 0 | 0 | 0 | 0
F5_Commercial_Retail_Existing_Food Preparation_Natural Gas_Food Prep Other_E1 | F5 | Commercial | Retail | Existing | Food Preparation | Natural Gas | Food Prep Other | E1 | RIM BC Ratio | 0.9 | 0.9 | 0.9 | 0.9 | 0.9 | 0.9 | 0.9 | 0.9 | 0.9 | 0.9 | 0.9 | 0.9 | 0.9 | 0.9 | 0.9 | 0.9 | 0.9 | 0.9 | 0.9 | 0.9 | 0.9 | 0.9 | 0 | 0 | 0 | 0 | 0 | 0 | 0 | 0
F5_Commercial_Retail_Existing_Food Preparation_Natural Gas_Food Prep Other_E2 | F5 | Commercial | Retail | Existing | Food Preparation | Natural Gas | Food Prep Other | E2 | RIM BC Ratio | 0.4734 | 0.47476 | 0.47651 | 0.47983 | 0.48435 | 0.48963 | 0.4943 | 0.49819 | 0.50181 | 0.50542 | 0.5092 | 0.51281 | 0.51615 | 0.51944 | 0.5223 | 0.52495 | 0.52777 | 0.53055 | 0.5333 | 0.53599 | 0.53859 | 0.54109 | 0 | 0 | 0 | 0 | 0 | 0 | 0 | 0
F5_Commercial_Retail_Existing_Food Preparation_Natural Gas_Food Prep Other_E3 | F5 | Commercial | Retail | Existing | Food Preparation | Natural Gas | Food Prep Other | E3 | RIM BC Ratio | 0 | 0 | 0 | 0 | 0 | 0 | 0 | 0 | 0 | 0 | 0 | 0 | 0 | 0 | 0 | 0 | 0 | 0 | 0 | 0 | 0 | 0 | 0 | 0 | 0 | 0 | 0 | 0 | 0 | 0
F5_Commercial_Retail_Existing_Food Preparation_Natural Gas_Food Prep Other_E4 | F5 | Commercial | Retail | Existing | Food Preparation | Natural Gas | Food Prep Other | E4 | RIM BC Ratio | 0 | 0 | 0 | 0 | 0 | 0 | 0 | 0 | 0 | 0 | 0 | 0 | 0 | 0 | 0 | 0 | 0 | 0 | 0 | 0 | 0 | 0 | 0 | 0 | 0 | 0 | 0 | 0 | 0 | 0
F5_Commercial_Retail_Existing_Food Preparation_Natural Gas_Food Prep Other_E5 | F5 | Commercial | Retail | Existing | Food Preparation | Natural Gas | Food Prep Other | E5 | RIM BC Ratio | 0 | 0 | 0 | 0 | 0 | 0 | 0 | 0 | 0 | 0 | 0 | 0 | 0 | 0 | 0 | 0 | 0 | 0 | 0 | 0 | 0 | 0 | 0 | 0 | 0 | 0 | 0 | 0 | 0 | 0
F5_Commercial_Retail_Existing_Food Preparation_Natural Gas_Food Prep Other_E6 | F5 | Commercial | Retail | Existing | Food Preparation | Natural Gas | Food Prep Other | E6 | RIM BC Ratio | 0 | 0 | 0 | 0 | 0 | 0 | 0 | 0 | 0 | 0 | 0 | 0 | 0 | 0 | 0 | 0 | 0 | 0 | 0 | 0 | 0 | 0 | 0 | 0 | 0 | 0 | 0 | 0 | 0 | 0
F5_Commercial_Retail_Existing_Food Preparation_Natural Gas_Food Prep Other_E7 | F5 | Commercial | Retail | Existing | Food Preparation | Natural Gas | Food Prep Other | E7 | RIM BC Ratio | 0 | 0 | 0 | 0 | 0 | 0 | 0 | 0 | 0 | 0 | 0 | 0 | 0 | 0 | 0 | 0 | 0 | 0 | 0 | 0 | 0 | 0 | 0 | 0 | 0 | 0 | 0 | 0 | 0 | 0
F5_Commercial_Retail_Existing_Food Preparation_Natural Gas_Food Prep Other_E8 | F5 | Commercial | Retail | Existing | Food Preparation | Natural Gas | Food Prep Other | E8 | RIM BC Ratio | 0 | 0 | 0 | 0 | 0 | 0 | 0 | 0 | 0 | 0 | 0 | 0 | 0 | 0 | 0 | 0 | 0 | 0 | 0 | 0 | 0 | 0 | 0 | 0 | 0 | 0 | 0 | 0 | 0 | 0
F5_Commercial_Retail_Existing_Food Preparation_Natural Gas_Food Prep Other_E9 | F5 | Commercial | Retail | Existing | Food Preparation | Natural Gas | Food Prep Other | E9 | RIM BC Ratio | 0 | 0 | 0 | 0 | 0 | 0 | 0 | 0 | 0 | 0 | 0 | 0 | 0 | 0 | 0 | 0 | 0 | 0 | 0 | 0 | 0 | 0 | 0 | 0 | 0 | 0 | 0 | 0 | 0 | 0
F5_Commercial_Retail_Existing_Food Preparation_Natural Gas_Food Prep Other_E10 | F5 | Commercial | Retail | Existing | Food Preparation | Natural Gas | Food Prep Other | E10 | RIM BC Ratio | 0 | 0 | 0 | 0 | 0 | 0 | 0 | 0 | 0 | 0 | 0 | 0 | 0 | 0 | 0 | 0 | 0 | 0 | 0 | 0 | 0 | 0 | 0 | 0 | 0 | 0 | 0 | 0 | 0 | 0
F0_Commercial_Retail_Existing_Miscellaneous_Natural Gas_Pool Heater_E0 | F0 | Commercial | Retail | Existing | Miscellaneous | Natural Gas | Pool Heater | E0 | Economic Unit | Standard (EF .78) | Standard (EF .78) | Standard (EF .78) | Standard (EF .78) | Standard (EF .78) | Standard (EF .78) | Standard (EF .78) | Standard (EF .78) | Standard (EF .78) | Standard (EF .78) | Standard (EF .78) | Standard (EF .78) | Condensing (EF .90) | Condensing (EF .90) | Condensing (EF .90) | Condensing (EF .90) | Condensing (EF .90) | Condensing (EF .90) | Condensing (EF .90) | Condensing (EF .90) | Condensing (EF .90) | Condensing (EF .90) | 0 | 0 | 0 | 0 | 0 | 0 | 0 | 0
F1_Commercial_Retail_Existing_Miscellaneous_Natural Gas_Pool Heater_E1 | F1 | Commercial | Retail | Existing | Miscellaneous | Natural Gas | Pool Heater | E1 | CCE | 0 | 0 | 0 | 0 | 0 | 0 | 0 | 0 | 0 | 0 | 0 | 0 | 0 | 0 | 0 | 0 | 0 | 0 | 0 | 0 | 0 | 0 | 0 | 0 | 0 | 0 | 0 | 0 | 0 | 0
F1_Commercial_Retail_Existing_Miscellaneous_Natural Gas_Pool Heater_E2 | F1 | Commercial | Retail | Existing | Miscellaneous | Natural Gas | Pool Heater | E2 | CCE | 0.016289 | 0.016289 | 0.017113 | 0.016853 | 0.0166 | 0.016284 | 0.016239 | 0.016135 | 0.016038 | 0.015891 | 0.015869 | 0.015796 | 0.015731 | 0.015606 | 0.015623 | 0.015575 | 0.015528 | 0.015425 | 0.015456 | 0.015426 | 0.015403 | 0.015317 | 0 | 0 | 0 | 0 | 0 | 0 | 0 | 0
F1_Commercial_Retail_Existing_Miscellaneous_Natural Gas_Pool Heater_E3 | F1 | Commercial | Retail | Existing | Miscellaneous | Natural Gas | Pool Heater | E3 | CCE | 0 | 0 | 0 | 0 | 0 | 0 | 0 | 0 | 0 | 0 | 0 | 0 | 0 | 0 | 0 | 0 | 0 | 0 | 0 | 0 | 0 | 0 | 0 | 0 | 0 | 0 | 0 | 0 | 0 | 0
F1_Commercial_Retail_Existing_Miscellaneous_Natural Gas_Pool Heater_E4 | F1 | Commercial | Retail | Existing | Miscellaneous | Natural Gas | Pool Heater | E4 | CCE | 0 | 0 | 0 | 0 | 0 | 0 | 0 | 0 | 0 | 0 | 0 | 0 | 0 | 0 | 0 | 0 | 0 | 0 | 0 | 0 | 0 | 0 | 0 | 0 | 0 | 0 | 0 | 0 | 0 | 0
F1_Commercial_Retail_Existing_Miscellaneous_Natural Gas_Pool Heater_E5 | F1 | Commercial | Retail | Existing | Miscellaneous | Natural Gas | Pool Heater | E5 | CCE | 0 | 0 | 0 | 0 | 0 | 0 | 0 | 0 | 0 | 0 | 0 | 0 | 0 | 0 | 0 | 0 | 0 | 0 | 0 | 0 | 0 | 0 | 0 | 0 | 0 | 0 | 0 | 0 | 0 | 0
F1_Commercial_Retail_Existing_Miscellaneous_Natural Gas_Pool Heater_E6 | F1 | Commercial | Retail | Existing | Miscellaneous | Natural Gas | Pool Heater | E6 | CCE | 0 | 0 | 0 | 0 | 0 | 0 | 0 | 0 | 0 | 0 | 0 | 0 | 0 | 0 | 0 | 0 | 0 | 0 | 0 | 0 | 0 | 0 | 0 | 0 | 0 | 0 | 0 | 0 | 0 | 0
F1_Commercial_Retail_Existing_Miscellaneous_Natural Gas_Pool Heater_E7 | F1 | Commercial | Retail | Existing | Miscellaneous | Natural Gas | Pool Heater | E7 | CCE | 0 | 0 | 0 | 0 | 0 | 0 | 0 | 0 | 0 | 0 | 0 | 0 | 0 | 0 | 0 | 0 | 0 | 0 | 0 | 0 | 0 | 0 | 0 | 0 | 0 | 0 | 0 | 0 | 0 | 0
F1_Commercial_Retail_Existing_Miscellaneous_Natural Gas_Pool Heater_E8 | F1 | Commercial | Retail | Existing | Miscellaneous | Natural Gas | Pool Heater | E8 | CCE | 0 | 0 | 0 | 0 | 0 | 0 | 0 | 0 | 0 | 0 | 0 | 0 | 0 | 0 | 0 | 0 | 0 | 0 | 0 | 0 | 0 | 0 | 0 | 0 | 0 | 0 | 0 | 0 | 0 | 0
F1_Commercial_Retail_Existing_Miscellaneous_Natural Gas_Pool Heater_E9 | F1 | Commercial | Retail | Existing | Miscellaneous | Natural Gas | Pool Heater | E9 | CCE | 0 | 0 | 0 | 0 | 0 | 0 | 0 | 0 | 0 | 0 | 0 | 0 | 0 | 0 | 0 | 0 | 0 | 0 | 0 | 0 | 0 | 0 | 0 | 0 | 0 | 0 | 0 | 0 | 0 | 0
F1_Commercial_Retail_Existing_Miscellaneous_Natural Gas_Pool Heater_E10 | F1 | Commercial | Retail | Existing | Miscellaneous | Natural Gas | Pool Heater | E10 | CCE | 0 | 0 | 0 | 0 | 0 | 0 | 0 | 0 | 0 | 0 | 0 | 0 | 0 | 0 | 0 | 0 | 0 | 0 | 0 | 0 | 0 | 0 | 0 | 0 | 0 | 0 | 0 | 0 | 0 | 0
F2_Commercial_Retail_Existing_Miscellaneous_Natural Gas_Pool Heater_E1 | F2 | Commercial | Retail | Existing | Miscellaneous | Natural Gas | Pool Heater | E1 | TRC BC Ratio | 0.9 | 0.9 | 0.9 | 0.9 | 0.9 | 0.9 | 0.9 | 0.9 | 0.9 | 0.9 | 0.9 | 0.9 | 0.9 | 0.9 | 0.9 | 0.9 | 0.9 | 0.9 | 0.9 | 0.9 | 0.9 | 0.9 | 0 | 0 | 0 | 0 | 0 | 0 | 0 | 0
F2_Commercial_Retail_Existing_Miscellaneous_Natural Gas_Pool Heater_E2 | F2 | Commercial | Retail | Existing | Miscellaneous | Natural Gas | Pool Heater | E2 | TRC BC Ratio | 0.5239 | 0.52164 | 0.52208 | 0.52981 | 0.54312 | 0.56021 | 0.57494 | 0.58666 | 0.59726 | 0.60773 | 0.61914 | 0.63073 | 0.64215 | 0.65494 | 0.66711 | 0.67867 | 0.69034 | 0.7008 | 0.70989 | 0.71743 | 0.72449 | 0.73101 | 0 | 0 | 0 | 0 | 0 | 0 | 0 | 0
F2_Commercial_Retail_Existing_Miscellaneous_Natural Gas_Pool Heater_E3 | F2 | Commercial | Retail | Existing | Miscellaneous | Natural Gas | Pool Heater | E3 | TRC BC Ratio | 0 | 0 | 0 | 0 | 0 | 0 | 0 | 0 | 0 | 0 | 0 | 0 | 0 | 0 | 0 | 0 | 0 | 0 | 0 | 0 | 0 | 0 | 0 | 0 | 0 | 0 | 0 | 0 | 0 | 0
F2_Commercial_Retail_Existing_Miscellaneous_Natural Gas_Pool Heater_E4 | F2 | Commercial | Retail | Existing | Miscellaneous | Natural Gas | Pool Heater | E4 | TRC BC Ratio | 0 | 0 | 0 | 0 | 0 | 0 | 0 | 0 | 0 | 0 | 0 | 0 | 0 | 0 | 0 | 0 | 0 | 0 | 0 | 0 | 0 | 0 | 0 | 0 | 0 | 0 | 0 | 0 | 0 | 0
F2_Commercial_Retail_Existing_Miscellaneous_Natural Gas_Pool Heater_E5 | F2 | Commercial | Retail | Existing | Miscellaneous | Natural Gas | Pool Heater | E5 | TRC BC Ratio | 0 | 0 | 0 | 0 | 0 | 0 | 0 | 0 | 0 | 0 | 0 | 0 | 0 | 0 | 0 | 0 | 0 | 0 | 0 | 0 | 0 | 0 | 0 | 0 | 0 | 0 | 0 | 0 | 0 | 0
F2_Commercial_Retail_Existing_Miscellaneous_Natural Gas_Pool Heater_E6 | F2 | Commercial | Retail | Existing | Miscellaneous | Natural Gas | Pool Heater | E6 | TRC BC Ratio | 0 | 0 | 0 | 0 | 0 | 0 | 0 | 0 | 0 | 0 | 0 | 0 | 0 | 0 | 0 | 0 | 0 | 0 | 0 | 0 | 0 | 0 | 0 | 0 | 0 | 0 | 0 | 0 | 0 | 0
F2_Commercial_Retail_Existing_Miscellaneous_Natural Gas_Pool Heater_E7 | F2 | Commercial | Retail | Existing | Miscellaneous | Natural Gas | Pool Heater | E7 | TRC BC Ratio | 0 | 0 | 0 | 0 | 0 | 0 | 0 | 0 | 0 | 0 | 0 | 0 | 0 | 0 | 0 | 0 | 0 | 0 | 0 | 0 | 0 | 0 | 0 | 0 | 0 | 0 | 0 | 0 | 0 | 0
F2_Commercial_Retail_Existing_Miscellaneous_Natural Gas_Pool Heater_E8 | F2 | Commercial | Retail | Existing | Miscellaneous | Natural Gas | Pool Heater | E8 | TRC BC Ratio | 0 | 0 | 0 | 0 | 0 | 0 | 0 | 0 | 0 | 0 | 0 | 0 | 0 | 0 | 0 | 0 | 0 | 0 | 0 | 0 | 0 | 0 | 0 | 0 | 0 | 0 | 0 | 0 | 0 | 0
F2_Commercial_Retail_Existing_Miscellaneous_Natural Gas_Pool Heater_E9 | F2 | Commercial | Retail | Existing | Miscellaneous | Natural Gas | Pool Heater | E9 | TRC BC Ratio | 0 | 0 | 0 | 0 | 0 | 0 | 0 | 0 | 0 | 0 | 0 | 0 | 0 | 0 | 0 | 0 | 0 | 0 | 0 | 0 | 0 | 0 | 0 | 0 | 0 | 0 | 0 | 0 | 0 | 0
F2_Commercial_Retail_Existing_Miscellaneous_Natural Gas_Pool Heater_E10 | F2 | Commercial | Retail | Existing | Miscellaneous | Natural Gas | Pool Heater | E10 | TRC BC Ratio | 0 | 0 | 0 | 0 | 0 | 0 | 0 | 0 | 0 | 0 | 0 | 0 | 0 | 0 | 0 | 0 | 0 | 0 | 0 | 0 | 0 | 0 | 0 | 0 | 0 | 0 | 0 | 0 | 0 | 0
F3_Commercial_Retail_Existing_Miscellaneous_Natural Gas_Pool Heater_E1 | F3 | Commercial | Retail | Existing | Miscellaneous | Natural Gas | Pool Heater | E1 | PACT BC Ratio | 0.9 | 0.9 | 0.9 | 0.9 | 0.9 | 0.9 | 0.9 | 0.9 | 0.9 | 0.9 | 0.9 | 0.9 | 0.9 | 0.9 | 0.9 | 0.9 | 0.9 | 0.9 | 0.9 | 0.9 | 0.9 | 0.9 | 0 | 0 | 0 | 0 | 0 | 0 | 0 | 0
F3_Commercial_Retail_Existing_Miscellaneous_Natural Gas_Pool Heater_E2 | F3 | Commercial | Retail | Existing | Miscellaneous | Natural Gas | Pool Heater | E2 | PACT BC Ratio | 0.73673 | 0.73355 | 0.73416 | 0.74503 | 0.76375 | 0.78778 | 0.8085 | 0.82498 | 0.83988 | 0.8546 | 0.87065 | 0.88694 | 0.903 | 0.921 | 0.93811 | 0.95437 | 0.97078 | 0.98549 | 0.99827 | 1.0089 | 1.0188 | 1.028 | 0 | 0 | 0 | 0 | 0 | 0 | 0 | 0
F3_Commercial_Retail_Existing_Miscellaneous_Natural Gas_Pool Heater_E3 | F3 | Commercial | Retail | Existing | Miscellaneous | Natural Gas | Pool Heater | E3 | PACT BC Ratio | 0 | 0 | 0 | 0 | 0 | 0 | 0 | 0 | 0 | 0 | 0 | 0 | 0 | 0 | 0 | 0 | 0 | 0 | 0 | 0 | 0 | 0 | 0 | 0 | 0 | 0 | 0 | 0 | 0 | 0
F3_Commercial_Retail_Existing_Miscellaneous_Natural Gas_Pool Heater_E4 | F3 | Commercial | Retail | Existing | Miscellaneous | Natural Gas | Pool Heater | E4 | PACT BC Ratio | 0 | 0 | 0 | 0 | 0 | 0 | 0 | 0 | 0 | 0 | 0 | 0 | 0 | 0 | 0 | 0 | 0 | 0 | 0 | 0 | 0 | 0 | 0 | 0 | 0 | 0 | 0 | 0 | 0 | 0
F3_Commercial_Retail_Existing_Miscellaneous_Natural Gas_Pool Heater_E5 | F3 | Commercial | Retail | Existing | Miscellaneous | Natural Gas | Pool Heater | E5 | PACT BC Ratio | 0 | 0 | 0 | 0 | 0 | 0 | 0 | 0 | 0 | 0 | 0 | 0 | 0 | 0 | 0 | 0 | 0 | 0 | 0 | 0 | 0 | 0 | 0 | 0 | 0 | 0 | 0 | 0 | 0 | 0
F3_Commercial_Retail_Existing_Miscellaneous_Natural Gas_Pool Heater_E6 | F3 | Commercial | Retail | Existing | Miscellaneous | Natural Gas | Pool Heater | E6 | PACT BC Ratio | 0 | 0 | 0 | 0 | 0 | 0 | 0 | 0 | 0 | 0 | 0 | 0 | 0 | 0 | 0 | 0 | 0 | 0 | 0 | 0 | 0 | 0 | 0 | 0 | 0 | 0 | 0 | 0 | 0 | 0
F3_Commercial_Retail_Existing_Miscellaneous_Natural Gas_Pool Heater_E7 | F3 | Commercial | Retail | Existing | Miscellaneous | Natural Gas | Pool Heater | E7 | PACT BC Ratio | 0 | 0 | 0 | 0 | 0 | 0 | 0 | 0 | 0 | 0 | 0 | 0 | 0 | 0 | 0 | 0 | 0 | 0 | 0 | 0 | 0 | 0 | 0 | 0 | 0 | 0 | 0 | 0 | 0 | 0
F3_Commercial_Retail_Existing_Miscellaneous_Natural Gas_Pool Heater_E8 | F3 | Commercial | Retail | Existing | Miscellaneous | Natural Gas | Pool Heater | E8 | PACT BC Ratio | 0 | 0 | 0 | 0 | 0 | 0 | 0 | 0 | 0 | 0 | 0 | 0 | 0 | 0 | 0 | 0 | 0 | 0 | 0 | 0 | 0 | 0 | 0 | 0 | 0 | 0 | 0 | 0 | 0 | 0
F3_Commercial_Retail_Existing_Miscellaneous_Natural Gas_Pool Heater_E9 | F3 | Commercial | Retail | Existing | Miscellaneous | Natural Gas | Pool Heater | E9 | PACT BC Ratio | 0 | 0 | 0 | 0 | 0 | 0 | 0 | 0 | 0 | 0 | 0 | 0 | 0 | 0 | 0 | 0 | 0 | 0 | 0 | 0 | 0 | 0 | 0 | 0 | 0 | 0 | 0 | 0 | 0 | 0
F3_Commercial_Retail_Existing_Miscellaneous_Natural Gas_Pool Heater_E10 | F3 | Commercial | Retail | Existing | Miscellaneous | Natural Gas | Pool Heater | E10 | PACT BC Ratio | 0 | 0 | 0 | 0 | 0 | 0 | 0 | 0 | 0 | 0 | 0 | 0 | 0 | 0 | 0 | 0 | 0 | 0 | 0 | 0 | 0 | 0 | 0 | 0 | 0 | 0 | 0 | 0 | 0 | 0
F4_Commercial_Retail_Existing_Miscellaneous_Natural Gas_Pool Heater_E1 | F4 | Commercial | Retail | Existing | Miscellaneous | Natural Gas | Pool Heater | E1 | PCT BC Ratio | 0.9 | 0.9 | 0.9 | 0.9 | 0.9 | 0.9 | 0.9 | 0.9 | 0.9 | 0.9 | 0.9 | 0.9 | 0.9 | 0.9 | 0.9 | 0.9 | 0.9 | 0.9 | 0.9 | 0.9 | 0.9 | 0.9 | 0 | 0 | 0 | 0 | 0 | 0 | 0 | 0
F4_Commercial_Retail_Existing_Miscellaneous_Natural Gas_Pool Heater_E2 | F4 | Commercial | Retail | Existing | Miscellaneous | Natural Gas | Pool Heater | E2 | PCT BC Ratio | 1.5399 | 1.5356 | 1.5364 | 1.5512 | 1.5766 | 1.6092 | 1.6373 | 1.6597 | 1.6799 | 1.6999 | 1.7217 | 1.7439 | 1.7657 | 1.7901 | 1.8133 | 1.8354 | 1.8577 | 1.8776 | 1.895 | 1.9094 | 1.9229 | 1.9353 | 0 | 0 | 0 | 0 | 0 | 0 | 0 | 0
F4_Commercial_Retail_Existing_Miscellaneous_Natural Gas_Pool Heater_E3 | F4 | Commercial | Retail | Existing | Miscellaneous | Natural Gas | Pool Heater | E3 | PCT BC Ratio | 0 | 0 | 0 | 0 | 0 | 0 | 0 | 0 | 0 | 0 | 0 | 0 | 0 | 0 | 0 | 0 | 0 | 0 | 0 | 0 | 0 | 0 | 0 | 0 | 0 | 0 | 0 | 0 | 0 | 0
F4_Commercial_Retail_Existing_Miscellaneous_Natural Gas_Pool Heater_E4 | F4 | Commercial | Retail | Existing | Miscellaneous | Natural Gas | Pool Heater | E4 | PCT BC Ratio | 0 | 0 | 0 | 0 | 0 | 0 | 0 | 0 | 0 | 0 | 0 | 0 | 0 | 0 | 0 | 0 | 0 | 0 | 0 | 0 | 0 | 0 | 0 | 0 | 0 | 0 | 0 | 0 | 0 | 0
F4_Commercial_Retail_Existing_Miscellaneous_Natural Gas_Pool Heater_E5 | F4 | Commercial | Retail | Existing | Miscellaneous | Natural Gas | Pool Heater | E5 | PCT BC Ratio | 0 | 0 | 0 | 0 | 0 | 0 | 0 | 0 | 0 | 0 | 0 | 0 | 0 | 0 | 0 | 0 | 0 | 0 | 0 | 0 | 0 | 0 | 0 | 0 | 0 | 0 | 0 | 0 | 0 | 0
F4_Commercial_Retail_Existing_Miscellaneous_Natural Gas_Pool Heater_E6 | F4 | Commercial | Retail | Existing | Miscellaneous | Natural Gas | Pool Heater | E6 | PCT BC Ratio | 0 | 0 | 0 | 0 | 0 | 0 | 0 | 0 | 0 | 0 | 0 | 0 | 0 | 0 | 0 | 0 | 0 | 0 | 0 | 0 | 0 | 0 | 0 | 0 | 0 | 0 | 0 | 0 | 0 | 0
F4_Commercial_Retail_Existing_Miscellaneous_Natural Gas_Pool Heater_E7 | F4 | Commercial | Retail | Existing | Miscellaneous | Natural Gas | Pool Heater | E7 | PCT BC Ratio | 0 | 0 | 0 | 0 | 0 | 0 | 0 | 0 | 0 | 0 | 0 | 0 | 0 | 0 | 0 | 0 | 0 | 0 | 0 | 0 | 0 | 0 | 0 | 0 | 0 | 0 | 0 | 0 | 0 | 0
F4_Commercial_Retail_Existing_Miscellaneous_Natural Gas_Pool Heater_E8 | F4 | Commercial | Retail | Existing | Miscellaneous | Natural Gas | Pool Heater | E8 | PCT BC Ratio | 0 | 0 | 0 | 0 | 0 | 0 | 0 | 0 | 0 | 0 | 0 | 0 | 0 | 0 | 0 | 0 | 0 | 0 | 0 | 0 | 0 | 0 | 0 | 0 | 0 | 0 | 0 | 0 | 0 | 0
F4_Commercial_Retail_Existing_Miscellaneous_Natural Gas_Pool Heater_E9 | F4 | Commercial | Retail | Existing | Miscellaneous | Natural Gas | Pool Heater | E9 | PCT BC Ratio | 0 | 0 | 0 | 0 | 0 | 0 | 0 | 0 | 0 | 0 | 0 | 0 | 0 | 0 | 0 | 0 | 0 | 0 | 0 | 0 | 0 | 0 | 0 | 0 | 0 | 0 | 0 | 0 | 0 | 0
F4_Commercial_Retail_Existing_Miscellaneous_Natural Gas_Pool Heater_E10 | F4 | Commercial | Retail | Existing | Miscellaneous | Natural Gas | Pool Heater | E10 | PCT BC Ratio | 0 | 0 | 0 | 0 | 0 | 0 | 0 | 0 | 0 | 0 | 0 | 0 | 0 | 0 | 0 | 0 | 0 | 0 | 0 | 0 | 0 | 0 | 0 | 0 | 0 | 0 | 0 | 0 | 0 | 0
F5_Commercial_Retail_Existing_Miscellaneous_Natural Gas_Pool Heater_E1 | F5 | Commercial | Retail | Existing | Miscellaneous | Natural Gas | Pool Heater | E1 | RIM BC Ratio | 0.9 | 0.9 | 0.9 | 0.9 | 0.9 | 0.9 | 0.9 | 0.9 | 0.9 | 0.9 | 0.9 | 0.9 | 0.9 | 0.9 | 0.9 | 0.9 | 0.9 | 0.9 | 0.9 | 0.9 | 0.9 | 0.9 | 0 | 0 | 0 | 0 | 0 | 0 | 0 | 0
F5_Commercial_Retail_Existing_Miscellaneous_Natural Gas_Pool Heater_E2 | F5 | Commercial | Retail | Existing | Miscellaneous | Natural Gas | Pool Heater | E2 | RIM BC Ratio | 0.39133 | 0.39043 | 0.3906 | 0.39366 | 0.39882 | 0.40528 | 0.41069 | 0.4149 | 0.41863 | 0.42226 | 0.42614 | 0.43001 | 0.43375 | 0.43786 | 0.44169 | 0.44526 | 0.4488 | 0.45192 | 0.45459 | 0.45677 | 0.4588 | 0.46065 | 0 | 0 | 0 | 0 | 0 | 0 | 0 | 0
F5_Commercial_Retail_Existing_Miscellaneous_Natural Gas_Pool Heater_E3 | F5 | Commercial | Retail | Existing | Miscellaneous | Natural Gas | Pool Heater | E3 | RIM BC Ratio | 0 | 0 | 0 | 0 | 0 | 0 | 0 | 0 | 0 | 0 | 0 | 0 | 0 | 0 | 0 | 0 | 0 | 0 | 0 | 0 | 0 | 0 | 0 | 0 | 0 | 0 | 0 | 0 | 0 | 0
F5_Commercial_Retail_Existing_Miscellaneous_Natural Gas_Pool Heater_E4 | F5 | Commercial | Retail | Existing | Miscellaneous | Natural Gas | Pool Heater | E4 | RIM BC Ratio | 0 | 0 | 0 | 0 | 0 | 0 | 0 | 0 | 0 | 0 | 0 | 0 | 0 | 0 | 0 | 0 | 0 | 0 | 0 | 0 | 0 | 0 | 0 | 0 | 0 | 0 | 0 | 0 | 0 | 0
F5_Commercial_Retail_Existing_Miscellaneous_Natural Gas_Pool Heater_E5 | F5 | Commercial | Retail | Existing | Miscellaneous | Natural Gas | Pool Heater | E5 | RIM BC Ratio | 0 | 0 | 0 | 0 | 0 | 0 | 0 | 0 | 0 | 0 | 0 | 0 | 0 | 0 | 0 | 0 | 0 | 0 | 0 | 0 | 0 | 0 | 0 | 0 | 0 | 0 | 0 | 0 | 0 | 0
F5_Commercial_Retail_Existing_Miscellaneous_Natural Gas_Pool Heater_E6 | F5 | Commercial | Retail | Existing | Miscellaneous | Natural Gas | Pool Heater | E6 | RIM BC Ratio | 0 | 0 | 0 | 0 | 0 | 0 | 0 | 0 | 0 | 0 | 0 | 0 | 0 | 0 | 0 | 0 | 0 | 0 | 0 | 0 | 0 | 0 | 0 | 0 | 0 | 0 | 0 | 0 | 0 | 0
F5_Commercial_Retail_Existing_Miscellaneous_Natural Gas_Pool Heater_E7 | F5 | Commercial | Retail | Existing | Miscellaneous | Natural Gas | Pool Heater | E7 | RIM BC Ratio | 0 | 0 | 0 | 0 | 0 | 0 | 0 | 0 | 0 | 0 | 0 | 0 | 0 | 0 | 0 | 0 | 0 | 0 | 0 | 0 | 0 | 0 | 0 | 0 | 0 | 0 | 0 | 0 | 0 | 0
F5_Commercial_Retail_Existing_Miscellaneous_Natural Gas_Pool Heater_E8 | F5 | Commercial | Retail | Existing | Miscellaneous | Natural Gas | Pool Heater | E8 | RIM BC Ratio | 0 | 0 | 0 | 0 | 0 | 0 | 0 | 0 | 0 | 0 | 0 | 0 | 0 | 0 | 0 | 0 | 0 | 0 | 0 | 0 | 0 | 0 | 0 | 0 | 0 | 0 | 0 | 0 | 0 | 0
F5_Commercial_Retail_Existing_Miscellaneous_Natural Gas_Pool Heater_E9 | F5 | Commercial | Retail | Existing | Miscellaneous | Natural Gas | Pool Heater | E9 | RIM BC Ratio | 0 | 0 | 0 | 0 | 0 | 0 | 0 | 0 | 0 | 0 | 0 | 0 | 0 | 0 | 0 | 0 | 0 | 0 | 0 | 0 | 0 | 0 | 0 | 0 | 0 | 0 | 0 | 0 | 0 | 0
F5_Commercial_Retail_Existing_Miscellaneous_Natural Gas_Pool Heater_E10 | F5 | Commercial | Retail | Existing | Miscellaneous | Natural Gas | Pool Heater | E10 | RIM BC Ratio | 0 | 0 | 0 | 0 | 0 | 0 | 0 | 0 | 0 | 0 | 0 | 0 | 0 | 0 | 0 | 0 | 0 | 0 | 0 | 0 | 0 | 0 | 0 | 0 | 0 | 0 | 0 | 0 | 0 | 0
F0_Commercial_Retail_Existing_Miscellaneous_Natural Gas_Miscellaneous_E0 | F0 | Commercial | Retail | Existing | Miscellaneous | Natural Gas | Miscellaneous | E0 | Economic Unit | Miscellaneous | Miscellaneous | Miscellaneous | Miscellaneous | Miscellaneous | Miscellaneous | Miscellaneous | Miscellaneous | Miscellaneous | Miscellaneous | Miscellaneous | Miscellaneous | Miscellaneous | Miscellaneous | Miscellaneous | Miscellaneous | Miscellaneous | Miscellaneous | Miscellaneous | Miscellaneous | Miscellaneous | Miscellaneous | 0 | 0 | 0 | 0 | 0 | 0 | 0 | 0
F1_Commercial_Retail_Existing_Miscellaneous_Natural Gas_Miscellaneous_E1 | F1 | Commercial | Retail | Existing | Miscellaneous | Natural Gas | Miscellaneous | E1 | CCE | 0 | 0 | 0 | 0 | 0 | 0 | 0 | 0 | 0 | 0 | 0 | 0 | 0 | 0 | 0 | 0 | 0 | 0 | 0 | 0 | 0 | 0 | 0 | 0 | 0 | 0 | 0 | 0 | 0 | 0
F1_Commercial_Retail_Existing_Miscellaneous_Natural Gas_Miscellaneous_E2 | F1 | Commercial | Retail | Existing | Miscellaneous | Natural Gas | Miscellaneous | E2 | CCE | 0 | 0 | 0 | 0 | 0 | 0 | 0 | 0 | 0 | 0 | 0 | 0 | 0 | 0 | 0 | 0 | 0 | 0 | 0 | 0 | 0 | 0 | 0 | 0 | 0 | 0 | 0 | 0 | 0 | 0
F1_Commercial_Retail_Existing_Miscellaneous_Natural Gas_Miscellaneous_E3 | F1 | Commercial | Retail | Existing | Miscellaneous | Natural Gas | Miscellaneous | E3 | CCE | 0 | 0 | 0 | 0 | 0 | 0 | 0 | 0 | 0 | 0 | 0 | 0 | 0 | 0 | 0 | 0 | 0 | 0 | 0 | 0 | 0 | 0 | 0 | 0 | 0 | 0 | 0 | 0 | 0 | 0
F1_Commercial_Retail_Existing_Miscellaneous_Natural Gas_Miscellaneous_E4 | F1 | Commercial | Retail | Existing | Miscellaneous | Natural Gas | Miscellaneous | E4 | CCE | 0 | 0 | 0 | 0 | 0 | 0 | 0 | 0 | 0 | 0 | 0 | 0 | 0 | 0 | 0 | 0 | 0 | 0 | 0 | 0 | 0 | 0 | 0 | 0 | 0 | 0 | 0 | 0 | 0 | 0
F1_Commercial_Retail_Existing_Miscellaneous_Natural Gas_Miscellaneous_E5 | F1 | Commercial | Retail | Existing | Miscellaneous | Natural Gas | Miscellaneous | E5 | CCE | 0 | 0 | 0 | 0 | 0 | 0 | 0 | 0 | 0 | 0 | 0 | 0 | 0 | 0 | 0 | 0 | 0 | 0 | 0 | 0 | 0 | 0 | 0 | 0 | 0 | 0 | 0 | 0 | 0 | 0
F1_Commercial_Retail_Existing_Miscellaneous_Natural Gas_Miscellaneous_E6 | F1 | Commercial | Retail | Existing | Miscellaneous | Natural Gas | Miscellaneous | E6 | CCE | 0 | 0 | 0 | 0 | 0 | 0 | 0 | 0 | 0 | 0 | 0 | 0 | 0 | 0 | 0 | 0 | 0 | 0 | 0 | 0 | 0 | 0 | 0 | 0 | 0 | 0 | 0 | 0 | 0 | 0
F1_Commercial_Retail_Existing_Miscellaneous_Natural Gas_Miscellaneous_E7 | F1 | Commercial | Retail | Existing | Miscellaneous | Natural Gas | Miscellaneous | E7 | CCE | 0 | 0 | 0 | 0 | 0 | 0 | 0 | 0 | 0 | 0 | 0 | 0 | 0 | 0 | 0 | 0 | 0 | 0 | 0 | 0 | 0 | 0 | 0 | 0 | 0 | 0 | 0 | 0 | 0 | 0
F1_Commercial_Retail_Existing_Miscellaneous_Natural Gas_Miscellaneous_E8 | F1 | Commercial | Retail | Existing | Miscellaneous | Natural Gas | Miscellaneous | E8 | CCE | 0 | 0 | 0 | 0 | 0 | 0 | 0 | 0 | 0 | 0 | 0 | 0 | 0 | 0 | 0 | 0 | 0 | 0 | 0 | 0 | 0 | 0 | 0 | 0 | 0 | 0 | 0 | 0 | 0 | 0
F1_Commercial_Retail_Existing_Miscellaneous_Natural Gas_Miscellaneous_E9 | F1 | Commercial | Retail | Existing | Miscellaneous | Natural Gas | Miscellaneous | E9 | CCE | 0 | 0 | 0 | 0 | 0 | 0 | 0 | 0 | 0 | 0 | 0 | 0 | 0 | 0 | 0 | 0 | 0 | 0 | 0 | 0 | 0 | 0 | 0 | 0 | 0 | 0 | 0 | 0 | 0 | 0
F1_Commercial_Retail_Existing_Miscellaneous_Natural Gas_Miscellaneous_E10 | F1 | Commercial | Retail | Existing | Miscellaneous | Natural Gas | Miscellaneous | E10 | CCE | 0 | 0 | 0 | 0 | 0 | 0 | 0 | 0 | 0 | 0 | 0 | 0 | 0 | 0 | 0 | 0 | 0 | 0 | 0 | 0 | 0 | 0 | 0 | 0 | 0 | 0 | 0 | 0 | 0 | 0
F2_Commercial_Retail_Existing_Miscellaneous_Natural Gas_Miscellaneous_E1 | F2 | Commercial | Retail | Existing | Miscellaneous | Natural Gas | Miscellaneous | E1 | TRC BC Ratio | 0.9 | 0.9 | 0.9 | 0.9 | 0.9 | 0.9 | 0.9 | 0.9 | 0.9 | 0.9 | 0.9 | 0.9 | 0.9 | 0.9 | 0.9 | 0.9 | 0.9 | 0.9 | 0.9 | 0.9 | 0.9 | 0.9 | 0 | 0 | 0 | 0 | 0 | 0 | 0 | 0
F2_Commercial_Retail_Existing_Miscellaneous_Natural Gas_Miscellaneous_E2 | F2 | Commercial | Retail | Existing | Miscellaneous | Natural Gas | Miscellaneous | E2 | TRC BC Ratio | 0 | 0 | 0 | 0 | 0 | 0 | 0 | 0 | 0 | 0 | 0 | 0 | 0 | 0 | 0 | 0 | 0 | 0 | 0 | 0 | 0 | 0 | 0 | 0 | 0 | 0 | 0 | 0 | 0 | 0
F2_Commercial_Retail_Existing_Miscellaneous_Natural Gas_Miscellaneous_E3 | F2 | Commercial | Retail | Existing | Miscellaneous | Natural Gas | Miscellaneous | E3 | TRC BC Ratio | 0 | 0 | 0 | 0 | 0 | 0 | 0 | 0 | 0 | 0 | 0 | 0 | 0 | 0 | 0 | 0 | 0 | 0 | 0 | 0 | 0 | 0 | 0 | 0 | 0 | 0 | 0 | 0 | 0 | 0
F2_Commercial_Retail_Existing_Miscellaneous_Natural Gas_Miscellaneous_E4 | F2 | Commercial | Retail | Existing | Miscellaneous | Natural Gas | Miscellaneous | E4 | TRC BC Ratio | 0 | 0 | 0 | 0 | 0 | 0 | 0 | 0 | 0 | 0 | 0 | 0 | 0 | 0 | 0 | 0 | 0 | 0 | 0 | 0 | 0 | 0 | 0 | 0 | 0 | 0 | 0 | 0 | 0 | 0
F2_Commercial_Retail_Existing_Miscellaneous_Natural Gas_Miscellaneous_E5 | F2 | Commercial | Retail | Existing | Miscellaneous | Natural Gas | Miscellaneous | E5 | TRC BC Ratio | 0 | 0 | 0 | 0 | 0 | 0 | 0 | 0 | 0 | 0 | 0 | 0 | 0 | 0 | 0 | 0 | 0 | 0 | 0 | 0 | 0 | 0 | 0 | 0 | 0 | 0 | 0 | 0 | 0 | 0
F2_Commercial_Retail_Existing_Miscellaneous_Natural Gas_Miscellaneous_E6 | F2 | Commercial | Retail | Existing | Miscellaneous | Natural Gas | Miscellaneous | E6 | TRC BC Ratio | 0 | 0 | 0 | 0 | 0 | 0 | 0 | 0 | 0 | 0 | 0 | 0 | 0 | 0 | 0 | 0 | 0 | 0 | 0 | 0 | 0 | 0 | 0 | 0 | 0 | 0 | 0 | 0 | 0 | 0
F2_Commercial_Retail_Existing_Miscellaneous_Natural Gas_Miscellaneous_E7 | F2 | Commercial | Retail | Existing | Miscellaneous | Natural Gas | Miscellaneous | E7 | TRC BC Ratio | 0 | 0 | 0 | 0 | 0 | 0 | 0 | 0 | 0 | 0 | 0 | 0 | 0 | 0 | 0 | 0 | 0 | 0 | 0 | 0 | 0 | 0 | 0 | 0 | 0 | 0 | 0 | 0 | 0 | 0
F2_Commercial_Retail_Existing_Miscellaneous_Natural Gas_Miscellaneous_E8 | F2 | Commercial | Retail | Existing | Miscellaneous | Natural Gas | Miscellaneous | E8 | TRC BC Ratio | 0 | 0 | 0 | 0 | 0 | 0 | 0 | 0 | 0 | 0 | 0 | 0 | 0 | 0 | 0 | 0 | 0 | 0 | 0 | 0 | 0 | 0 | 0 | 0 | 0 | 0 | 0 | 0 | 0 | 0
F2_Commercial_Retail_Existing_Miscellaneous_Natural Gas_Miscellaneous_E9 | F2 | Commercial | Retail | Existing | Miscellaneous | Natural Gas | Miscellaneous | E9 | TRC BC Ratio | 0 | 0 | 0 | 0 | 0 | 0 | 0 | 0 | 0 | 0 | 0 | 0 | 0 | 0 | 0 | 0 | 0 | 0 | 0 | 0 | 0 | 0 | 0 | 0 | 0 | 0 | 0 | 0 | 0 | 0
F2_Commercial_Retail_Existing_Miscellaneous_Natural Gas_Miscellaneous_E10 | F2 | Commercial | Retail | Existing | Miscellaneous | Natural Gas | Miscellaneous | E10 | TRC BC Ratio | 0 | 0 | 0 | 0 | 0 | 0 | 0 | 0 | 0 | 0 | 0 | 0 | 0 | 0 | 0 | 0 | 0 | 0 | 0 | 0 | 0 | 0 | 0 | 0 | 0 | 0 | 0 | 0 | 0 | 0
F3_Commercial_Retail_Existing_Miscellaneous_Natural Gas_Miscellaneous_E1 | F3 | Commercial | Retail | Existing | Miscellaneous | Natural Gas | Miscellaneous | E1 | PACT BC Ratio | 0.9 | 0.9 | 0.9 | 0.9 | 0.9 | 0.9 | 0.9 | 0.9 | 0.9 | 0.9 | 0.9 | 0.9 | 0.9 | 0.9 | 0.9 | 0.9 | 0.9 | 0.9 | 0.9 | 0.9 | 0.9 | 0.9 | 0 | 0 | 0 | 0 | 0 | 0 | 0 | 0
F3_Commercial_Retail_Existing_Miscellaneous_Natural Gas_Miscellaneous_E2 | F3 | Commercial | Retail | Existing | Miscellaneous | Natural Gas | Miscellaneous | E2 | PACT BC Ratio | 0 | 0 | 0 | 0 | 0 | 0 | 0 | 0 | 0 | 0 | 0 | 0 | 0 | 0 | 0 | 0 | 0 | 0 | 0 | 0 | 0 | 0 | 0 | 0 | 0 | 0 | 0 | 0 | 0 | 0
F3_Commercial_Retail_Existing_Miscellaneous_Natural Gas_Miscellaneous_E3 | F3 | Commercial | Retail | Existing | Miscellaneous | Natural Gas | Miscellaneous | E3 | PACT BC Ratio | 0 | 0 | 0 | 0 | 0 | 0 | 0 | 0 | 0 | 0 | 0 | 0 | 0 | 0 | 0 | 0 | 0 | 0 | 0 | 0 | 0 | 0 | 0 | 0 | 0 | 0 | 0 | 0 | 0 | 0
F3_Commercial_Retail_Existing_Miscellaneous_Natural Gas_Miscellaneous_E4 | F3 | Commercial | Retail | Existing | Miscellaneous | Natural Gas | Miscellaneous | E4 | PACT BC Ratio | 0 | 0 | 0 | 0 | 0 | 0 | 0 | 0 | 0 | 0 | 0 | 0 | 0 | 0 | 0 | 0 | 0 | 0 | 0 | 0 | 0 | 0 | 0 | 0 | 0 | 0 | 0 | 0 | 0 | 0
F3_Commercial_Retail_Existing_Miscellaneous_Natural Gas_Miscellaneous_E5 | F3 | Commercial | Retail | Existing | Miscellaneous | Natural Gas | Miscellaneous | E5 | PACT BC Ratio | 0 | 0 | 0 | 0 | 0 | 0 | 0 | 0 | 0 | 0 | 0 | 0 | 0 | 0 | 0 | 0 | 0 | 0 | 0 | 0 | 0 | 0 | 0 | 0 | 0 | 0 | 0 | 0 | 0 | 0
F3_Commercial_Retail_Existing_Miscellaneous_Natural Gas_Miscellaneous_E6 | F3 | Commercial | Retail | Existing | Miscellaneous | Natural Gas | Miscellaneous | E6 | PACT BC Ratio | 0 | 0 | 0 | 0 | 0 | 0 | 0 | 0 | 0 | 0 | 0 | 0 | 0 | 0 | 0 | 0 | 0 | 0 | 0 | 0 | 0 | 0 | 0 | 0 | 0 | 0 | 0 | 0 | 0 | 0
F3_Commercial_Retail_Existing_Miscellaneous_Natural Gas_Miscellaneous_E7 | F3 | Commercial | Retail | Existing | Miscellaneous | Natural Gas | Miscellaneous | E7 | PACT BC Ratio | 0 | 0 | 0 | 0 | 0 | 0 | 0 | 0 | 0 | 0 | 0 | 0 | 0 | 0 | 0 | 0 | 0 | 0 | 0 | 0 | 0 | 0 | 0 | 0 | 0 | 0 | 0 | 0 | 0 | 0
F3_Commercial_Retail_Existing_Miscellaneous_Natural Gas_Miscellaneous_E8 | F3 | Commercial | Retail | Existing | Miscellaneous | Natural Gas | Miscellaneous | E8 | PACT BC Ratio | 0 | 0 | 0 | 0 | 0 | 0 | 0 | 0 | 0 | 0 | 0 | 0 | 0 | 0 | 0 | 0 | 0 | 0 | 0 | 0 | 0 | 0 | 0 | 0 | 0 | 0 | 0 | 0 | 0 | 0
F3_Commercial_Retail_Existing_Miscellaneous_Natural Gas_Miscellaneous_E9 | F3 | Commercial | Retail | Existing | Miscellaneous | Natural Gas | Miscellaneous | E9 | PACT BC Ratio | 0 | 0 | 0 | 0 | 0 | 0 | 0 | 0 | 0 | 0 | 0 | 0 | 0 | 0 | 0 | 0 | 0 | 0 | 0 | 0 | 0 | 0 | 0 | 0 | 0 | 0 | 0 | 0 | 0 | 0
F3_Commercial_Retail_Existing_Miscellaneous_Natural Gas_Miscellaneous_E10 | F3 | Commercial | Retail | Existing | Miscellaneous | Natural Gas | Miscellaneous | E10 | PACT BC Ratio | 0 | 0 | 0 | 0 | 0 | 0 | 0 | 0 | 0 | 0 | 0 | 0 | 0 | 0 | 0 | 0 | 0 | 0 | 0 | 0 | 0 | 0 | 0 | 0 | 0 | 0 | 0 | 0 | 0 | 0
F4_Commercial_Retail_Existing_Miscellaneous_Natural Gas_Miscellaneous_E1 | F4 | Commercial | Retail | Existing | Miscellaneous | Natural Gas | Miscellaneous | E1 | PCT BC Ratio | 0.9 | 0.9 | 0.9 | 0.9 | 0.9 | 0.9 | 0.9 | 0.9 | 0.9 | 0.9 | 0.9 | 0.9 | 0.9 | 0.9 | 0.9 | 0.9 | 0.9 | 0.9 | 0.9 | 0.9 | 0.9 | 0.9 | 0 | 0 | 0 | 0 | 0 | 0 | 0 | 0
F4_Commercial_Retail_Existing_Miscellaneous_Natural Gas_Miscellaneous_E2 | F4 | Commercial | Retail | Existing | Miscellaneous | Natural Gas | Miscellaneous | E2 | PCT BC Ratio | 0 | 0 | 0 | 0 | 0 | 0 | 0 | 0 | 0 | 0 | 0 | 0 | 0 | 0 | 0 | 0 | 0 | 0 | 0 | 0 | 0 | 0 | 0 | 0 | 0 | 0 | 0 | 0 | 0 | 0
F4_Commercial_Retail_Existing_Miscellaneous_Natural Gas_Miscellaneous_E3 | F4 | Commercial | Retail | Existing | Miscellaneous | Natural Gas | Miscellaneous | E3 | PCT BC Ratio | 0 | 0 | 0 | 0 | 0 | 0 | 0 | 0 | 0 | 0 | 0 | 0 | 0 | 0 | 0 | 0 | 0 | 0 | 0 | 0 | 0 | 0 | 0 | 0 | 0 | 0 | 0 | 0 | 0 | 0
F4_Commercial_Retail_Existing_Miscellaneous_Natural Gas_Miscellaneous_E4 | F4 | Commercial | Retail | Existing | Miscellaneous | Natural Gas | Miscellaneous | E4 | PCT BC Ratio | 0 | 0 | 0 | 0 | 0 | 0 | 0 | 0 | 0 | 0 | 0 | 0 | 0 | 0 | 0 | 0 | 0 | 0 | 0 | 0 | 0 | 0 | 0 | 0 | 0 | 0 | 0 | 0 | 0 | 0
F4_Commercial_Retail_Existing_Miscellaneous_Natural Gas_Miscellaneous_E5 | F4 | Commercial | Retail | Existing | Miscellaneous | Natural Gas | Miscellaneous | E5 | PCT BC Ratio | 0 | 0 | 0 | 0 | 0 | 0 | 0 | 0 | 0 | 0 | 0 | 0 | 0 | 0 | 0 | 0 | 0 | 0 | 0 | 0 | 0 | 0 | 0 | 0 | 0 | 0 | 0 | 0 | 0 | 0
F4_Commercial_Retail_Existing_Miscellaneous_Natural Gas_Miscellaneous_E6 | F4 | Commercial | Retail | Existing | Miscellaneous | Natural Gas | Miscellaneous | E6 | PCT BC Ratio | 0 | 0 | 0 | 0 | 0 | 0 | 0 | 0 | 0 | 0 | 0 | 0 | 0 | 0 | 0 | 0 | 0 | 0 | 0 | 0 | 0 | 0 | 0 | 0 | 0 | 0 | 0 | 0 | 0 | 0
F4_Commercial_Retail_Existing_Miscellaneous_Natural Gas_Miscellaneous_E7 | F4 | Commercial | Retail | Existing | Miscellaneous | Natural Gas | Miscellaneous | E7 | PCT BC Ratio | 0 | 0 | 0 | 0 | 0 | 0 | 0 | 0 | 0 | 0 | 0 | 0 | 0 | 0 | 0 | 0 | 0 | 0 | 0 | 0 | 0 | 0 | 0 | 0 | 0 | 0 | 0 | 0 | 0 | 0
F4_Commercial_Retail_Existing_Miscellaneous_Natural Gas_Miscellaneous_E8 | F4 | Commercial | Retail | Existing | Miscellaneous | Natural Gas | Miscellaneous | E8 | PCT BC Ratio | 0 | 0 | 0 | 0 | 0 | 0 | 0 | 0 | 0 | 0 | 0 | 0 | 0 | 0 | 0 | 0 | 0 | 0 | 0 | 0 | 0 | 0 | 0 | 0 | 0 | 0 | 0 | 0 | 0 | 0
F4_Commercial_Retail_Existing_Miscellaneous_Natural Gas_Miscellaneous_E9 | F4 | Commercial | Retail | Existing | Miscellaneous | Natural Gas | Miscellaneous | E9 | PCT BC Ratio | 0 | 0 | 0 | 0 | 0 | 0 | 0 | 0 | 0 | 0 | 0 | 0 | 0 | 0 | 0 | 0 | 0 | 0 | 0 | 0 | 0 | 0 | 0 | 0 | 0 | 0 | 0 | 0 | 0 | 0
F4_Commercial_Retail_Existing_Miscellaneous_Natural Gas_Miscellaneous_E10 | F4 | Commercial | Retail | Existing | Miscellaneous | Natural Gas | Miscellaneous | E10 | PCT BC Ratio | 0 | 0 | 0 | 0 | 0 | 0 | 0 | 0 | 0 | 0 | 0 | 0 | 0 | 0 | 0 | 0 | 0 | 0 | 0 | 0 | 0 | 0 | 0 | 0 | 0 | 0 | 0 | 0 | 0 | 0
F5_Commercial_Retail_Existing_Miscellaneous_Natural Gas_Miscellaneous_E1 | F5 | Commercial | Retail | Existing | Miscellaneous | Natural Gas | Miscellaneous | E1 | RIM BC Ratio | 0.9 | 0.9 | 0.9 | 0.9 | 0.9 | 0.9 | 0.9 | 0.9 | 0.9 | 0.9 | 0.9 | 0.9 | 0.9 | 0.9 | 0.9 | 0.9 | 0.9 | 0.9 | 0.9 | 0.9 | 0.9 | 0.9 | 0 | 0 | 0 | 0 | 0 | 0 | 0 | 0
F5_Commercial_Retail_Existing_Miscellaneous_Natural Gas_Miscellaneous_E2 | F5 | Commercial | Retail | Existing | Miscellaneous | Natural Gas | Miscellaneous | E2 | RIM BC Ratio | 0 | 0 | 0 | 0 | 0 | 0 | 0 | 0 | 0 | 0 | 0 | 0 | 0 | 0 | 0 | 0 | 0 | 0 | 0 | 0 | 0 | 0 | 0 | 0 | 0 | 0 | 0 | 0 | 0 | 0
F5_Commercial_Retail_Existing_Miscellaneous_Natural Gas_Miscellaneous_E3 | F5 | Commercial | Retail | Existing | Miscellaneous | Natural Gas | Miscellaneous | E3 | RIM BC Ratio | 0 | 0 | 0 | 0 | 0 | 0 | 0 | 0 | 0 | 0 | 0 | 0 | 0 | 0 | 0 | 0 | 0 | 0 | 0 | 0 | 0 | 0 | 0 | 0 | 0 | 0 | 0 | 0 | 0 | 0
F5_Commercial_Retail_Existing_Miscellaneous_Natural Gas_Miscellaneous_E4 | F5 | Commercial | Retail | Existing | Miscellaneous | Natural Gas | Miscellaneous | E4 | RIM BC Ratio | 0 | 0 | 0 | 0 | 0 | 0 | 0 | 0 | 0 | 0 | 0 | 0 | 0 | 0 | 0 | 0 | 0 | 0 | 0 | 0 | 0 | 0 | 0 | 0 | 0 | 0 | 0 | 0 | 0 | 0
F5_Commercial_Retail_Existing_Miscellaneous_Natural Gas_Miscellaneous_E5 | F5 | Commercial | Retail | Existing | Miscellaneous | Natural Gas | Miscellaneous | E5 | RIM BC Ratio | 0 | 0 | 0 | 0 | 0 | 0 | 0 | 0 | 0 | 0 | 0 | 0 | 0 | 0 | 0 | 0 | 0 | 0 | 0 | 0 | 0 | 0 | 0 | 0 | 0 | 0 | 0 | 0 | 0 | 0
F5_Commercial_Retail_Existing_Miscellaneous_Natural Gas_Miscellaneous_E6 | F5 | Commercial | Retail | Existing | Miscellaneous | Natural Gas | Miscellaneous | E6 | RIM BC Ratio | 0 | 0 | 0 | 0 | 0 | 0 | 0 | 0 | 0 | 0 | 0 | 0 | 0 | 0 | 0 | 0 | 0 | 0 | 0 | 0 | 0 | 0 | 0 | 0 | 0 | 0 | 0 | 0 | 0 | 0
F5_Commercial_Retail_Existing_Miscellaneous_Natural Gas_Miscellaneous_E7 | F5 | Commercial | Retail | Existing | Miscellaneous | Natural Gas | Miscellaneous | E7 | RIM BC Ratio | 0 | 0 | 0 | 0 | 0 | 0 | 0 | 0 | 0 | 0 | 0 | 0 | 0 | 0 | 0 | 0 | 0 | 0 | 0 | 0 | 0 | 0 | 0 | 0 | 0 | 0 | 0 | 0 | 0 | 0
F5_Commercial_Retail_Existing_Miscellaneous_Natural Gas_Miscellaneous_E8 | F5 | Commercial | Retail | Existing | Miscellaneous | Natural Gas | Miscellaneous | E8 | RIM BC Ratio | 0 | 0 | 0 | 0 | 0 | 0 | 0 | 0 | 0 | 0 | 0 | 0 | 0 | 0 | 0 | 0 | 0 | 0 | 0 | 0 | 0 | 0 | 0 | 0 | 0 | 0 | 0 | 0 | 0 | 0
F5_Commercial_Retail_Existing_Miscellaneous_Natural Gas_Miscellaneous_E9 | F5 | Commercial | Retail | Existing | Miscellaneous | Natural Gas | Miscellaneous | E9 | RIM BC Ratio | 0 | 0 | 0 | 0 | 0 | 0 | 0 | 0 | 0 | 0 | 0 | 0 | 0 | 0 | 0 | 0 | 0 | 0 | 0 | 0 | 0 | 0 | 0 | 0 | 0 | 0 | 0 | 0 | 0 | 0
F5_Commercial_Retail_Existing_Miscellaneous_Natural Gas_Miscellaneous_E10 | F5 | Commercial | Retail | Existing | Miscellaneous | Natural Gas | Miscellaneous | E10 | RIM BC Ratio | 0 | 0 | 0 | 0 | 0 | 0 | 0 | 0 | 0 | 0 | 0 | 0 | 0 | 0 | 0 | 0 | 0 | 0 | 0 | 0 | 0 | 0 | 0 | 0 | 0 | 0 | 0 | 0 | 0 | 0
F0_Commercial_Retail_New_Space Heating_Natural Gas_Furnace_E0 | F0 | Commercial | Retail | New | Space Heating | Natural Gas | Furnace | E0 | Economic Unit | AFUE 96% | AFUE 96% | AFUE 96% | AFUE 96% | AFUE 96% | AFUE 96% | AFUE 96% | AFUE 96% | AFUE 96% | AFUE 96% | AFUE 96% | AFUE 96% | AFUE 96% | AFUE 96% | AFUE 96% | AFUE 96% | AFUE 96% | AFUE 96% | AFUE 96% | AFUE 96% | AFUE 96% | AFUE 96% | 0 | 0 | 0 | 0 | 0 | 0 | 0 | 0
F1_Commercial_Retail_New_Space Heating_Natural Gas_Furnace_E1 | F1 | Commercial | Retail | New | Space Heating | Natural Gas | Furnace | E1 | CCE | 0 | 0 | 0 | 0 | 0 | 0 | 0 | 0 | 0 | 0 | 0 | 0 | 0 | 0 | 0 | 0 | 0 | 0 | 0 | 0 | 0 | 0 | 0 | 0 | 0 | 0 | 0 | 0 | 0 | 0
F1_Commercial_Retail_New_Space Heating_Natural Gas_Furnace_E2 | F1 | Commercial | Retail | New | Space Heating | Natural Gas | Furnace | E2 | CCE | 0.0055525 | 0.0055525 | 0.0058333 | 0.0057446 | 0.0056584 | 0.0055508 | 0.0055357 | 0.0055001 | 0.0054669 | 0.005417 | 0.0054093 | 0.0053844 | 0.0053622 | 0.0053198 | 0.0053254 | 0.0053091 | 0.0052932 | 0.0052582 | 0.0052685 | 0.0052582 | 0.0052505 | 0.0052212 | 0 | 0 | 0 | 0 | 0 | 0 | 0 | 0
F1_Commercial_Retail_New_Space Heating_Natural Gas_Furnace_E3 | F1 | Commercial | Retail | New | Space Heating | Natural Gas | Furnace | E3 | CCE | 0.0078146 | 0.0078146 | 0.0082098 | 0.008085 | 0.0079637 | 0.0078122 | 0.0077909 | 0.0077408 | 0.0076942 | 0.0076239 | 0.007613 | 0.007578 | 0.0075468 | 0.0074871 | 0.007495 | 0.0074721 | 0.0074496 | 0.0074004 | 0.0074149 | 0.0074005 | 0.0073896 | 0.0073483 | 0 | 0 | 0 | 0 | 0 | 0 | 0 | 0
F1_Commercial_Retail_New_Space Heating_Natural Gas_Furnace_E4 | F1 | Commercial | Retail | New | Space Heating | Natural Gas | Furnace | E4 | CCE | 0 | 0 | 0 | 0 | 0 | 0 | 0 | 0 | 0 | 0 | 0 | 0 | 0 | 0 | 0 | 0 | 0 | 0 | 0 | 0 | 0 | 0 | 0 | 0 | 0 | 0 | 0 | 0 | 0 | 0
F1_Commercial_Retail_New_Space Heating_Natural Gas_Furnace_E5 | F1 | Commercial | Retail | New | Space Heating | Natural Gas | Furnace | E5 | CCE | 0 | 0 | 0 | 0 | 0 | 0 | 0 | 0 | 0 | 0 | 0 | 0 | 0 | 0 | 0 | 0 | 0 | 0 | 0 | 0 | 0 | 0 | 0 | 0 | 0 | 0 | 0 | 0 | 0 | 0
F1_Commercial_Retail_New_Space Heating_Natural Gas_Furnace_E6 | F1 | Commercial | Retail | New | Space Heating | Natural Gas | Furnace | E6 | CCE | 0 | 0 | 0 | 0 | 0 | 0 | 0 | 0 | 0 | 0 | 0 | 0 | 0 | 0 | 0 | 0 | 0 | 0 | 0 | 0 | 0 | 0 | 0 | 0 | 0 | 0 | 0 | 0 | 0 | 0
F1_Commercial_Retail_New_Space Heating_Natural Gas_Furnace_E7 | F1 | Commercial | Retail | New | Space Heating | Natural Gas | Furnace | E7 | CCE | 0 | 0 | 0 | 0 | 0 | 0 | 0 | 0 | 0 | 0 | 0 | 0 | 0 | 0 | 0 | 0 | 0 | 0 | 0 | 0 | 0 | 0 | 0 | 0 | 0 | 0 | 0 | 0 | 0 | 0
F1_Commercial_Retail_New_Space Heating_Natural Gas_Furnace_E8 | F1 | Commercial | Retail | New | Space Heating | Natural Gas | Furnace | E8 | CCE | 0 | 0 | 0 | 0 | 0 | 0 | 0 | 0 | 0 | 0 | 0 | 0 | 0 | 0 | 0 | 0 | 0 | 0 | 0 | 0 | 0 | 0 | 0 | 0 | 0 | 0 | 0 | 0 | 0 | 0
F1_Commercial_Retail_New_Space Heating_Natural Gas_Furnace_E9 | F1 | Commercial | Retail | New | Space Heating | Natural Gas | Furnace | E9 | CCE | 0 | 0 | 0 | 0 | 0 | 0 | 0 | 0 | 0 | 0 | 0 | 0 | 0 | 0 | 0 | 0 | 0 | 0 | 0 | 0 | 0 | 0 | 0 | 0 | 0 | 0 | 0 | 0 | 0 | 0
F1_Commercial_Retail_New_Space Heating_Natural Gas_Furnace_E10 | F1 | Commercial | Retail | New | Space Heating | Natural Gas | Furnace | E10 | CCE | 0 | 0 | 0 | 0 | 0 | 0 | 0 | 0 | 0 | 0 | 0 | 0 | 0 | 0 | 0 | 0 | 0 | 0 | 0 | 0 | 0 | 0 | 0 | 0 | 0 | 0 | 0 | 0 | 0 | 0
F2_Commercial_Retail_New_Space Heating_Natural Gas_Furnace_E1 | F2 | Commercial | Retail | New | Space Heating | Natural Gas | Furnace | E1 | TRC BC Ratio | 0.9 | 0.9 | 0.9 | 0.9 | 0.9 | 0.9 | 0.9 | 0.9 | 0.9 | 0.9 | 0.9 | 0.9 | 0.9 | 0.9 | 0.9 | 0.9 | 0.9 | 0.9 | 0.9 | 0.9 | 0.9 | 0.9 | 0 | 0 | 0 | 0 | 0 | 0 | 0 | 0
F2_Commercial_Retail_New_Space Heating_Natural Gas_Furnace_E2 | F2 | Commercial | Retail | New | Space Heating | Natural Gas | Furnace | E2 | TRC BC Ratio | 1.7337 | 1.7543 | 1.7766 | 1.8056 | 1.84 | 1.8783 | 1.9143 | 1.9477 | 1.9804 | 2.0134 | 2.0477 | 2.0827 | 2.118 | 2.1547 | 2.191 | 2.2281 | 2.2668 | 2.3061 | 2.3459 | 2.3862 | 2.4266 | 2.4668 | 0 | 0 | 0 | 0 | 0 | 0 | 0 | 0
F2_Commercial_Retail_New_Space Heating_Natural Gas_Furnace_E3 | F2 | Commercial | Retail | New | Space Heating | Natural Gas | Furnace | E3 | TRC BC Ratio | 1.2318 | 1.2465 | 1.2623 | 1.2829 | 1.3073 | 1.3346 | 1.3602 | 1.3839 | 1.4071 | 1.4306 | 1.455 | 1.4798 | 1.5049 | 1.531 | 1.5568 | 1.5831 | 1.6107 | 1.6385 | 1.6668 | 1.6955 | 1.7241 | 1.7527 | 0 | 0 | 0 | 0 | 0 | 0 | 0 | 0
F2_Commercial_Retail_New_Space Heating_Natural Gas_Furnace_E4 | F2 | Commercial | Retail | New | Space Heating | Natural Gas | Furnace | E4 | TRC BC Ratio | 0 | 0 | 0 | 0 | 0 | 0 | 0 | 0 | 0 | 0 | 0 | 0 | 0 | 0 | 0 | 0 | 0 | 0 | 0 | 0 | 0 | 0 | 0 | 0 | 0 | 0 | 0 | 0 | 0 | 0
F2_Commercial_Retail_New_Space Heating_Natural Gas_Furnace_E5 | F2 | Commercial | Retail | New | Space Heating | Natural Gas | Furnace | E5 | TRC BC Ratio | 0 | 0 | 0 | 0 | 0 | 0 | 0 | 0 | 0 | 0 | 0 | 0 | 0 | 0 | 0 | 0 | 0 | 0 | 0 | 0 | 0 | 0 | 0 | 0 | 0 | 0 | 0 | 0 | 0 | 0
F2_Commercial_Retail_New_Space Heating_Natural Gas_Furnace_E6 | F2 | Commercial | Retail | New | Space Heating | Natural Gas | Furnace | E6 | TRC BC Ratio | 0 | 0 | 0 | 0 | 0 | 0 | 0 | 0 | 0 | 0 | 0 | 0 | 0 | 0 | 0 | 0 | 0 | 0 | 0 | 0 | 0 | 0 | 0 | 0 | 0 | 0 | 0 | 0 | 0 | 0
F2_Commercial_Retail_New_Space Heating_Natural Gas_Furnace_E7 | F2 | Commercial | Retail | New | Space Heating | Natural Gas | Furnace | E7 | TRC BC Ratio | 0 | 0 | 0 | 0 | 0 | 0 | 0 | 0 | 0 | 0 | 0 | 0 | 0 | 0 | 0 | 0 | 0 | 0 | 0 | 0 | 0 | 0 | 0 | 0 | 0 | 0 | 0 | 0 | 0 | 0
F2_Commercial_Retail_New_Space Heating_Natural Gas_Furnace_E8 | F2 | Commercial | Retail | New | Space Heating | Natural Gas | Furnace | E8 | TRC BC Ratio | 0 | 0 | 0 | 0 | 0 | 0 | 0 | 0 | 0 | 0 | 0 | 0 | 0 | 0 | 0 | 0 | 0 | 0 | 0 | 0 | 0 | 0 | 0 | 0 | 0 | 0 | 0 | 0 | 0 | 0
F2_Commercial_Retail_New_Space Heating_Natural Gas_Furnace_E9 | F2 | Commercial | Retail | New | Space Heating | Natural Gas | Furnace | E9 | TRC BC Ratio | 0 | 0 | 0 | 0 | 0 | 0 | 0 | 0 | 0 | 0 | 0 | 0 | 0 | 0 | 0 | 0 | 0 | 0 | 0 | 0 | 0 | 0 | 0 | 0 | 0 | 0 | 0 | 0 | 0 | 0
F2_Commercial_Retail_New_Space Heating_Natural Gas_Furnace_E10 | F2 | Commercial | Retail | New | Space Heating | Natural Gas | Furnace | E10 | TRC BC Ratio | 0 | 0 | 0 | 0 | 0 | 0 | 0 | 0 | 0 | 0 | 0 | 0 | 0 | 0 | 0 | 0 | 0 | 0 | 0 | 0 | 0 | 0 | 0 | 0 | 0 | 0 | 0 | 0 | 0 | 0
F3_Commercial_Retail_New_Space Heating_Natural Gas_Furnace_E1 | F3 | Commercial | Retail | New | Space Heating | Natural Gas | Furnace | E1 | PACT BC Ratio | 0.9 | 0.9 | 0.9 | 0.9 | 0.9 | 0.9 | 0.9 | 0.9 | 0.9 | 0.9 | 0.9 | 0.9 | 0.9 | 0.9 | 0.9 | 0.9 | 0.9 | 0.9 | 0.9 | 0.9 | 0.9 | 0.9 | 0 | 0 | 0 | 0 | 0 | 0 | 0 | 0
F3_Commercial_Retail_New_Space Heating_Natural Gas_Furnace_E2 | F3 | Commercial | Retail | New | Space Heating | Natural Gas | Furnace | E2 | PACT BC Ratio | 5.0029 | 5.0624 | 5.1268 | 5.2104 | 5.3096 | 5.4202 | 5.5242 | 5.6205 | 5.7148 | 5.8102 | 5.9092 | 6.0102 | 6.1119 | 6.2179 | 6.3226 | 6.4296 | 6.5415 | 6.6548 | 6.7697 | 6.8859 | 7.0024 | 7.1185 | 0 | 0 | 0 | 0 | 0 | 0 | 0 | 0
F3_Commercial_Retail_New_Space Heating_Natural Gas_Furnace_E3 | F3 | Commercial | Retail | New | Space Heating | Natural Gas | Furnace | E3 | PACT BC Ratio | 3.5547 | 3.597 | 3.6427 | 3.7021 | 3.7726 | 3.8512 | 3.9251 | 3.9935 | 4.0605 | 4.1283 | 4.1986 | 4.2704 | 4.3426 | 4.418 | 4.4924 | 4.5684 | 4.6479 | 4.7284 | 4.81 | 4.8926 | 4.9754 | 5.0579 | 0 | 0 | 0 | 0 | 0 | 0 | 0 | 0
F3_Commercial_Retail_New_Space Heating_Natural Gas_Furnace_E4 | F3 | Commercial | Retail | New | Space Heating | Natural Gas | Furnace | E4 | PACT BC Ratio | 0 | 0 | 0 | 0 | 0 | 0 | 0 | 0 | 0 | 0 | 0 | 0 | 0 | 0 | 0 | 0 | 0 | 0 | 0 | 0 | 0 | 0 | 0 | 0 | 0 | 0 | 0 | 0 | 0 | 0
F3_Commercial_Retail_New_Space Heating_Natural Gas_Furnace_E5 | F3 | Commercial | Retail | New | Space Heating | Natural Gas | Furnace | E5 | PACT BC Ratio | 0 | 0 | 0 | 0 | 0 | 0 | 0 | 0 | 0 | 0 | 0 | 0 | 0 | 0 | 0 | 0 | 0 | 0 | 0 | 0 | 0 | 0 | 0 | 0 | 0 | 0 | 0 | 0 | 0 | 0
F3_Commercial_Retail_New_Space Heating_Natural Gas_Furnace_E6 | F3 | Commercial | Retail | New | Space Heating | Natural Gas | Furnace | E6 | PACT BC Ratio | 0 | 0 | 0 | 0 | 0 | 0 | 0 | 0 | 0 | 0 | 0 | 0 | 0 | 0 | 0 | 0 | 0 | 0 | 0 | 0 | 0 | 0 | 0 | 0 | 0 | 0 | 0 | 0 | 0 | 0
F3_Commercial_Retail_New_Space Heating_Natural Gas_Furnace_E7 | F3 | Commercial | Retail | New | Space Heating | Natural Gas | Furnace | E7 | PACT BC Ratio | 0 | 0 | 0 | 0 | 0 | 0 | 0 | 0 | 0 | 0 | 0 | 0 | 0 | 0 | 0 | 0 | 0 | 0 | 0 | 0 | 0 | 0 | 0 | 0 | 0 | 0 | 0 | 0 | 0 | 0
F3_Commercial_Retail_New_Space Heating_Natural Gas_Furnace_E8 | F3 | Commercial | Retail | New | Space Heating | Natural Gas | Furnace | E8 | PACT BC Ratio | 0 | 0 | 0 | 0 | 0 | 0 | 0 | 0 | 0 | 0 | 0 | 0 | 0 | 0 | 0 | 0 | 0 | 0 | 0 | 0 | 0 | 0 | 0 | 0 | 0 | 0 | 0 | 0 | 0 | 0
F3_Commercial_Retail_New_Space Heating_Natural Gas_Furnace_E9 | F3 | Commercial | Retail | New | Space Heating | Natural Gas | Furnace | E9 | PACT BC Ratio | 0 | 0 | 0 | 0 | 0 | 0 | 0 | 0 | 0 | 0 | 0 | 0 | 0 | 0 | 0 | 0 | 0 | 0 | 0 | 0 | 0 | 0 | 0 | 0 | 0 | 0 | 0 | 0 | 0 | 0
F3_Commercial_Retail_New_Space Heating_Natural Gas_Furnace_E10 | F3 | Commercial | Retail | New | Space Heating | Natural Gas | Furnace | E10 | PACT BC Ratio | 0 | 0 | 0 | 0 | 0 | 0 | 0 | 0 | 0 | 0 | 0 | 0 | 0 | 0 | 0 | 0 | 0 | 0 | 0 | 0 | 0 | 0 | 0 | 0 | 0 | 0 | 0 | 0 | 0 | 0
F4_Commercial_Retail_New_Space Heating_Natural Gas_Furnace_E1 | F4 | Commercial | Retail | New | Space Heating | Natural Gas | Furnace | E1 | PCT BC Ratio | 0.9 | 0.9 | 0.9 | 0.9 | 0.9 | 0.9 | 0.9 | 0.9 | 0.9 | 0.9 | 0.9 | 0.9 | 0.9 | 0.9 | 0.9 | 0.9 | 0.9 | 0.9 | 0.9 | 0.9 | 0.9 | 0.9 | 0 | 0 | 0 | 0 | 0 | 0 | 0 | 0
F4_Commercial_Retail_New_Space Heating_Natural Gas_Furnace_E2 | F4 | Commercial | Retail | New | Space Heating | Natural Gas | Furnace | E2 | PCT BC Ratio | 2.7393 | 2.7695 | 2.8021 | 2.8445 | 2.8949 | 2.951 | 3.0038 | 3.0526 | 3.1004 | 3.1488 | 3.199 | 3.2503 | 3.3018 | 3.3556 | 3.4087 | 3.463 | 3.5197 | 3.5772 | 3.6355 | 3.6945 | 3.7536 | 3.8124 | 0 | 0 | 0 | 0 | 0 | 0 | 0 | 0
F4_Commercial_Retail_New_Space Heating_Natural Gas_Furnace_E3 | F4 | Commercial | Retail | New | Space Heating | Natural Gas | Furnace | E3 | PCT BC Ratio | 2.0047 | 2.0262 | 2.0494 | 2.0795 | 2.1153 | 2.1551 | 2.1926 | 2.2273 | 2.2613 | 2.2957 | 2.3314 | 2.3678 | 2.4044 | 2.4426 | 2.4803 | 2.5189 | 2.5592 | 2.6001 | 2.6415 | 2.6834 | 2.7254 | 2.7672 | 0 | 0 | 0 | 0 | 0 | 0 | 0 | 0
F4_Commercial_Retail_New_Space Heating_Natural Gas_Furnace_E4 | F4 | Commercial | Retail | New | Space Heating | Natural Gas | Furnace | E4 | PCT BC Ratio | 0 | 0 | 0 | 0 | 0 | 0 | 0 | 0 | 0 | 0 | 0 | 0 | 0 | 0 | 0 | 0 | 0 | 0 | 0 | 0 | 0 | 0 | 0 | 0 | 0 | 0 | 0 | 0 | 0 | 0
F4_Commercial_Retail_New_Space Heating_Natural Gas_Furnace_E5 | F4 | Commercial | Retail | New | Space Heating | Natural Gas | Furnace | E5 | PCT BC Ratio | 0 | 0 | 0 | 0 | 0 | 0 | 0 | 0 | 0 | 0 | 0 | 0 | 0 | 0 | 0 | 0 | 0 | 0 | 0 | 0 | 0 | 0 | 0 | 0 | 0 | 0 | 0 | 0 | 0 | 0
F4_Commercial_Retail_New_Space Heating_Natural Gas_Furnace_E6 | F4 | Commercial | Retail | New | Space Heating | Natural Gas | Furnace | E6 | PCT BC Ratio | 0 | 0 | 0 | 0 | 0 | 0 | 0 | 0 | 0 | 0 | 0 | 0 | 0 | 0 | 0 | 0 | 0 | 0 | 0 | 0 | 0 | 0 | 0 | 0 | 0 | 0 | 0 | 0 | 0 | 0
F4_Commercial_Retail_New_Space Heating_Natural Gas_Furnace_E7 | F4 | Commercial | Retail | New | Space Heating | Natural Gas | Furnace | E7 | PCT BC Ratio | 0 | 0 | 0 | 0 | 0 | 0 | 0 | 0 | 0 | 0 | 0 | 0 | 0 | 0 | 0 | 0 | 0 | 0 | 0 | 0 | 0 | 0 | 0 | 0 | 0 | 0 | 0 | 0 | 0 | 0
F4_Commercial_Retail_New_Space Heating_Natural Gas_Furnace_E8 | F4 | Commercial | Retail | New | Space Heating | Natural Gas | Furnace | E8 | PCT BC Ratio | 0 | 0 | 0 | 0 | 0 | 0 | 0 | 0 | 0 | 0 | 0 | 0 | 0 | 0 | 0 | 0 | 0 | 0 | 0 | 0 | 0 | 0 | 0 | 0 | 0 | 0 | 0 | 0 | 0 | 0
F4_Commercial_Retail_New_Space Heating_Natural Gas_Furnace_E9 | F4 | Commercial | Retail | New | Space Heating | Natural Gas | Furnace | E9 | PCT BC Ratio | 0 | 0 | 0 | 0 | 0 | 0 | 0 | 0 | 0 | 0 | 0 | 0 | 0 | 0 | 0 | 0 | 0 | 0 | 0 | 0 | 0 | 0 | 0 | 0 | 0 | 0 | 0 | 0 | 0 | 0
F4_Commercial_Retail_New_Space Heating_Natural Gas_Furnace_E10 | F4 | Commercial | Retail | New | Space Heating | Natural Gas | Furnace | E10 | PCT BC Ratio | 0 | 0 | 0 | 0 | 0 | 0 | 0 | 0 | 0 | 0 | 0 | 0 | 0 | 0 | 0 | 0 | 0 | 0 | 0 | 0 | 0 | 0 | 0 | 0 | 0 | 0 | 0 | 0 | 0 | 0
F5_Commercial_Retail_New_Space Heating_Natural Gas_Furnace_E1 | F5 | Commercial | Retail | New | Space Heating | Natural Gas | Furnace | E1 | RIM BC Ratio | 0.9 | 0.9 | 0.9 | 0.9 | 0.9 | 0.9 | 0.9 | 0.9 | 0.9 | 0.9 | 0.9 | 0.9 | 0.9 | 0.9 | 0.9 | 0.9 | 0.9 | 0.9 | 0.9 | 0.9 | 0.9 | 0.9 | 0 | 0 | 0 | 0 | 0 | 0 | 0 | 0
F5_Commercial_Retail_New_Space Heating_Natural Gas_Furnace_E2 | F5 | Commercial | Retail | New | Space Heating | Natural Gas | Furnace | E2 | RIM BC Ratio | 0.71533 | 0.71654 | 0.71781 | 0.71943 | 0.72129 | 0.7233 | 0.72512 | 0.72675 | 0.72831 | 0.72983 | 0.73137 | 0.7329 | 0.73439 | 0.73589 | 0.73734 | 0.73877 | 0.74023 | 0.74166 | 0.74306 | 0.74444 | 0.74578 | 0.74708 | 0 | 0 | 0 | 0 | 0 | 0 | 0 | 0
F5_Commercial_Retail_New_Space Heating_Natural Gas_Furnace_E3 | F5 | Commercial | Retail | New | Space Heating | Natural Gas | Furnace | E3 | RIM BC Ratio | 0.67596 | 0.67747 | 0.67908 | 0.68111 | 0.68346 | 0.686 | 0.68831 | 0.69038 | 0.69236 | 0.6943 | 0.69626 | 0.69821 | 0.70011 | 0.70204 | 0.7039 | 0.70574 | 0.70761 | 0.70944 | 0.71126 | 0.71304 | 0.71477 | 0.71645 | 0 | 0 | 0 | 0 | 0 | 0 | 0 | 0
F5_Commercial_Retail_New_Space Heating_Natural Gas_Furnace_E4 | F5 | Commercial | Retail | New | Space Heating | Natural Gas | Furnace | E4 | RIM BC Ratio | 0 | 0 | 0 | 0 | 0 | 0 | 0 | 0 | 0 | 0 | 0 | 0 | 0 | 0 | 0 | 0 | 0 | 0 | 0 | 0 | 0 | 0 | 0 | 0 | 0 | 0 | 0 | 0 | 0 | 0
F5_Commercial_Retail_New_Space Heating_Natural Gas_Furnace_E5 | F5 | Commercial | Retail | New | Space Heating | Natural Gas | Furnace | E5 | RIM BC Ratio | 0 | 0 | 0 | 0 | 0 | 0 | 0 | 0 | 0 | 0 | 0 | 0 | 0 | 0 | 0 | 0 | 0 | 0 | 0 | 0 | 0 | 0 | 0 | 0 | 0 | 0 | 0 | 0 | 0 | 0
F5_Commercial_Retail_New_Space Heating_Natural Gas_Furnace_E6 | F5 | Commercial | Retail | New | Space Heating | Natural Gas | Furnace | E6 | RIM BC Ratio | 0 | 0 | 0 | 0 | 0 | 0 | 0 | 0 | 0 | 0 | 0 | 0 | 0 | 0 | 0 | 0 | 0 | 0 | 0 | 0 | 0 | 0 | 0 | 0 | 0 | 0 | 0 | 0 | 0 | 0
F5_Commercial_Retail_New_Space Heating_Natural Gas_Furnace_E7 | F5 | Commercial | Retail | New | Space Heating | Natural Gas | Furnace | E7 | RIM BC Ratio | 0 | 0 | 0 | 0 | 0 | 0 | 0 | 0 | 0 | 0 | 0 | 0 | 0 | 0 | 0 | 0 | 0 | 0 | 0 | 0 | 0 | 0 | 0 | 0 | 0 | 0 | 0 | 0 | 0 | 0
F5_Commercial_Retail_New_Space Heating_Natural Gas_Furnace_E8 | F5 | Commercial | Retail | New | Space Heating | Natural Gas | Furnace | E8 | RIM BC Ratio | 0 | 0 | 0 | 0 | 0 | 0 | 0 | 0 | 0 | 0 | 0 | 0 | 0 | 0 | 0 | 0 | 0 | 0 | 0 | 0 | 0 | 0 | 0 | 0 | 0 | 0 | 0 | 0 | 0 | 0
F5_Commercial_Retail_New_Space Heating_Natural Gas_Furnace_E9 | F5 | Commercial | Retail | New | Space Heating | Natural Gas | Furnace | E9 | RIM BC Ratio | 0 | 0 | 0 | 0 | 0 | 0 | 0 | 0 | 0 | 0 | 0 | 0 | 0 | 0 | 0 | 0 | 0 | 0 | 0 | 0 | 0 | 0 | 0 | 0 | 0 | 0 | 0 | 0 | 0 | 0
F5_Commercial_Retail_New_Space Heating_Natural Gas_Furnace_E10 | F5 | Commercial | Retail | New | Space Heating | Natural Gas | Furnace | E10 | RIM BC Ratio | 0 | 0 | 0 | 0 | 0 | 0 | 0 | 0 | 0 | 0 | 0 | 0 | 0 | 0 | 0 | 0 | 0 | 0 | 0 | 0 | 0 | 0 | 0 | 0 | 0 | 0 | 0 | 0 | 0 | 0
F0_Commercial_Retail_New_Space Heating_Natural Gas_Boiler_E0 | F0 | Commercial | Retail | New | Space Heating | Natural Gas | Boiler | E0 | Economic Unit | AFUE 97% | AFUE 97% | AFUE 97% | AFUE 97% | AFUE 97% | AFUE 97% | AFUE 97% | AFUE 97% | AFUE 97% | AFUE 97% | AFUE 97% | AFUE 97% | AFUE 97% | AFUE 97% | AFUE 97% | AFUE 97% | AFUE 97% | AFUE 97% | AFUE 97% | AFUE 97% | AFUE 97% | AFUE 97% | 0 | 0 | 0 | 0 | 0 | 0 | 0 | 0
F1_Commercial_Retail_New_Space Heating_Natural Gas_Boiler_E1 | F1 | Commercial | Retail | New | Space Heating | Natural Gas | Boiler | E1 | CCE | 0 | 0 | 0 | 0 | 0 | 0 | 0 | 0 | 0 | 0 | 0 | 0 | 0 | 0 | 0 | 0 | 0 | 0 | 0 | 0 | 0 | 0 | 0 | 0 | 0 | 0 | 0 | 0 | 0 | 0
F1_Commercial_Retail_New_Space Heating_Natural Gas_Boiler_E2 | F1 | Commercial | Retail | New | Space Heating | Natural Gas | Boiler | E2 | CCE | 0.0093813 | 0.0093813 | 0.0098557 | 0.0097059 | 0.0095603 | 0.0093784 | 0.0093528 | 0.0092927 | 0.0092367 | 0.0091523 | 0.0091393 | 0.0090972 | 0.0090597 | 0.0089881 | 0.0089976 | 0.0089701 | 0.0089431 | 0.008884 | 0.0089014 | 0.0088841 | 0.008871 | 0.0088215 | 0 | 0 | 0 | 0 | 0 | 0 | 0 | 0
F1_Commercial_Retail_New_Space Heating_Natural Gas_Boiler_E3 | F1 | Commercial | Retail | New | Space Heating | Natural Gas | Boiler | E3 | CCE | 0.0094725 | 0.0094725 | 0.0099515 | 0.0098003 | 0.0096532 | 0.0094696 | 0.0094438 | 0.009383 | 0.0093265 | 0.0092413 | 0.0092281 | 0.0091857 | 0.0091478 | 0.0090755 | 0.0090851 | 0.0090573 | 0.0090301 | 0.0089704 | 0.008988 | 0.0089705 | 0.0089573 | 0.0089072 | 0 | 0 | 0 | 0 | 0 | 0 | 0 | 0
F1_Commercial_Retail_New_Space Heating_Natural Gas_Boiler_E4 | F1 | Commercial | Retail | New | Space Heating | Natural Gas | Boiler | E4 | CCE | 0.064826 | 0.064826 | 0.068104 | 0.067069 | 0.066063 | 0.064806 | 0.064629 | 0.064214 | 0.063827 | 0.063244 | 0.063154 | 0.062863 | 0.062604 | 0.062109 | 0.062175 | 0.061985 | 0.061798 | 0.06139 | 0.06151 | 0.06139 | 0.0613 | 0.060958 | 0 | 0 | 0 | 0 | 0 | 0 | 0 | 0
F1_Commercial_Retail_New_Space Heating_Natural Gas_Boiler_E5 | F1 | Commercial | Retail | New | Space Heating | Natural Gas | Boiler | E5 | CCE | 0 | 0 | 0 | 0 | 0 | 0 | 0 | 0 | 0 | 0 | 0 | 0 | 0 | 0 | 0 | 0 | 0 | 0 | 0 | 0 | 0 | 0 | 0 | 0 | 0 | 0 | 0 | 0 | 0 | 0
F1_Commercial_Retail_New_Space Heating_Natural Gas_Boiler_E6 | F1 | Commercial | Retail | New | Space Heating | Natural Gas | Boiler | E6 | CCE | 0 | 0 | 0 | 0 | 0 | 0 | 0 | 0 | 0 | 0 | 0 | 0 | 0 | 0 | 0 | 0 | 0 | 0 | 0 | 0 | 0 | 0 | 0 | 0 | 0 | 0 | 0 | 0 | 0 | 0
F1_Commercial_Retail_New_Space Heating_Natural Gas_Boiler_E7 | F1 | Commercial | Retail | New | Space Heating | Natural Gas | Boiler | E7 | CCE | 0 | 0 | 0 | 0 | 0 | 0 | 0 | 0 | 0 | 0 | 0 | 0 | 0 | 0 | 0 | 0 | 0 | 0 | 0 | 0 | 0 | 0 | 0 | 0 | 0 | 0 | 0 | 0 | 0 | 0
F1_Commercial_Retail_New_Space Heating_Natural Gas_Boiler_E8 | F1 | Commercial | Retail | New | Space Heating | Natural Gas | Boiler | E8 | CCE | 0 | 0 | 0 | 0 | 0 | 0 | 0 | 0 | 0 | 0 | 0 | 0 | 0 | 0 | 0 | 0 | 0 | 0 | 0 | 0 | 0 | 0 | 0 | 0 | 0 | 0 | 0 | 0 | 0 | 0
F1_Commercial_Retail_New_Space Heating_Natural Gas_Boiler_E9 | F1 | Commercial | Retail | New | Space Heating | Natural Gas | Boiler | E9 | CCE | 0 | 0 | 0 | 0 | 0 | 0 | 0 | 0 | 0 | 0 | 0 | 0 | 0 | 0 | 0 | 0 | 0 | 0 | 0 | 0 | 0 | 0 | 0 | 0 | 0 | 0 | 0 | 0 | 0 | 0
F1_Commercial_Retail_New_Space Heating_Natural Gas_Boiler_E10 | F1 | Commercial | Retail | New | Space Heating | Natural Gas | Boiler | E10 | CCE | 0 | 0 | 0 | 0 | 0 | 0 | 0 | 0 | 0 | 0 | 0 | 0 | 0 | 0 | 0 | 0 | 0 | 0 | 0 | 0 | 0 | 0 | 0 | 0 | 0 | 0 | 0 | 0 | 0 | 0
F2_Commercial_Retail_New_Space Heating_Natural Gas_Boiler_E1 | F2 | Commercial | Retail | New | Space Heating | Natural Gas | Boiler | E1 | TRC BC Ratio | 0.9 | 0.9 | 0.9 | 0.9 | 0.9 | 0.9 | 0.9 | 0.9 | 0.9 | 0.9 | 0.9 | 0.9 | 0.9 | 0.9 | 0.9 | 0.9 | 0.9 | 0.9 | 0.9 | 0.9 | 0.9 | 0.9 | 0 | 0 | 0 | 0 | 0 | 0 | 0 | 0
F2_Commercial_Retail_New_Space Heating_Natural Gas_Boiler_E2 | F2 | Commercial | Retail | New | Space Heating | Natural Gas | Boiler | E2 | TRC BC Ratio | 1.0414 | 1.0539 | 1.0674 | 1.0845 | 1.1048 | 1.1276 | 1.1493 | 1.1695 | 1.1894 | 1.2095 | 1.2303 | 1.2516 | 1.273 | 1.2953 | 1.3174 | 1.34 | 1.3635 | 1.3874 | 1.4116 | 1.4361 | 1.4605 | 1.4847 | 0 | 0 | 0 | 0 | 0 | 0 | 0 | 0
F2_Commercial_Retail_New_Space Heating_Natural Gas_Boiler_E3 | F2 | Commercial | Retail | New | Space Heating | Natural Gas | Boiler | E3 | TRC BC Ratio | 1.0313 | 1.0438 | 1.0571 | 1.074 | 1.0942 | 1.1167 | 1.1382 | 1.1582 | 1.1779 | 1.1978 | 1.2185 | 1.2395 | 1.2608 | 1.2829 | 1.3047 | 1.3271 | 1.3504 | 1.3741 | 1.398 | 1.4222 | 1.4464 | 1.4705 | 0 | 0 | 0 | 0 | 0 | 0 | 0 | 0
F2_Commercial_Retail_New_Space Heating_Natural Gas_Boiler_E4 | F2 | Commercial | Retail | New | Space Heating | Natural Gas | Boiler | E4 | TRC BC Ratio | 0.16491 | 0.16721 | 0.16952 | 0.17207 | 0.17489 | 0.17794 | 0.18101 | 0.18407 | 0.1872 | 0.19043 | 0.19381 | 0.19733 | 0.20097 | 0.2048 | 0.20867 | 0.21261 | 0.21667 | 0.2208 | 0.225 | 0.22925 | 0.2335 | 0.23773 | 0 | 0 | 0 | 0 | 0 | 0 | 0 | 0
F2_Commercial_Retail_New_Space Heating_Natural Gas_Boiler_E5 | F2 | Commercial | Retail | New | Space Heating | Natural Gas | Boiler | E5 | TRC BC Ratio | 0 | 0 | 0 | 0 | 0 | 0 | 0 | 0 | 0 | 0 | 0 | 0 | 0 | 0 | 0 | 0 | 0 | 0 | 0 | 0 | 0 | 0 | 0 | 0 | 0 | 0 | 0 | 0 | 0 | 0
F2_Commercial_Retail_New_Space Heating_Natural Gas_Boiler_E6 | F2 | Commercial | Retail | New | Space Heating | Natural Gas | Boiler | E6 | TRC BC Ratio | 0 | 0 | 0 | 0 | 0 | 0 | 0 | 0 | 0 | 0 | 0 | 0 | 0 | 0 | 0 | 0 | 0 | 0 | 0 | 0 | 0 | 0 | 0 | 0 | 0 | 0 | 0 | 0 | 0 | 0
F2_Commercial_Retail_New_Space Heating_Natural Gas_Boiler_E7 | F2 | Commercial | Retail | New | Space Heating | Natural Gas | Boiler | E7 | TRC BC Ratio | 0 | 0 | 0 | 0 | 0 | 0 | 0 | 0 | 0 | 0 | 0 | 0 | 0 | 0 | 0 | 0 | 0 | 0 | 0 | 0 | 0 | 0 | 0 | 0 | 0 | 0 | 0 | 0 | 0 | 0
F2_Commercial_Retail_New_Space Heating_Natural Gas_Boiler_E8 | F2 | Commercial | Retail | New | Space Heating | Natural Gas | Boiler | E8 | TRC BC Ratio | 0 | 0 | 0 | 0 | 0 | 0 | 0 | 0 | 0 | 0 | 0 | 0 | 0 | 0 | 0 | 0 | 0 | 0 | 0 | 0 | 0 | 0 | 0 | 0 | 0 | 0 | 0 | 0 | 0 | 0
F2_Commercial_Retail_New_Space Heating_Natural Gas_Boiler_E9 | F2 | Commercial | Retail | New | Space Heating | Natural Gas | Boiler | E9 | TRC BC Ratio | 0 | 0 | 0 | 0 | 0 | 0 | 0 | 0 | 0 | 0 | 0 | 0 | 0 | 0 | 0 | 0 | 0 | 0 | 0 | 0 | 0 | 0 | 0 | 0 | 0 | 0 | 0 | 0 | 0 | 0
F2_Commercial_Retail_New_Space Heating_Natural Gas_Boiler_E10 | F2 | Commercial | Retail | New | Space Heating | Natural Gas | Boiler | E10 | TRC BC Ratio | 0 | 0 | 0 | 0 | 0 | 0 | 0 | 0 | 0 | 0 | 0 | 0 | 0 | 0 | 0 | 0 | 0 | 0 | 0 | 0 | 0 | 0 | 0 | 0 | 0 | 0 | 0 | 0 | 0 | 0
F3_Commercial_Retail_New_Space Heating_Natural Gas_Boiler_E1 | F3 | Commercial | Retail | New | Space Heating | Natural Gas | Boiler | E1 | PACT BC Ratio | 0.9 | 0.9 | 0.9 | 0.9 | 0.9 | 0.9 | 0.9 | 0.9 | 0.9 | 0.9 | 0.9 | 0.9 | 0.9 | 0.9 | 0.9 | 0.9 | 0.9 | 0.9 | 0.9 | 0.9 | 0.9 | 0.9 | 0 | 0 | 0 | 0 | 0 | 0 | 0 | 0
F3_Commercial_Retail_New_Space Heating_Natural Gas_Boiler_E2 | F3 | Commercial | Retail | New | Space Heating | Natural Gas | Boiler | E2 | PACT BC Ratio | 1.0724 | 1.0853 | 1.0991 | 1.1167 | 1.1377 | 1.1611 | 1.1835 | 1.2043 | 1.2248 | 1.2455 | 1.2669 | 1.2888 | 1.3109 | 1.3339 | 1.3566 | 1.3799 | 1.4041 | 1.4287 | 1.4536 | 1.4788 | 1.504 | 1.5289 | 0 | 0 | 0 | 0 | 0 | 0 | 0 | 0
F3_Commercial_Retail_New_Space Heating_Natural Gas_Boiler_E3 | F3 | Commercial | Retail | New | Space Heating | Natural Gas | Boiler | E3 | PACT BC Ratio | 1.062 | 1.0748 | 1.0885 | 1.106 | 1.1267 | 1.1499 | 1.1721 | 1.1927 | 1.213 | 1.2335 | 1.2547 | 1.2764 | 1.2983 | 1.321 | 1.3436 | 1.3666 | 1.3906 | 1.4149 | 1.4396 | 1.4646 | 1.4895 | 1.5142 | 0 | 0 | 0 | 0 | 0 | 0 | 0 | 0
F3_Commercial_Retail_New_Space Heating_Natural Gas_Boiler_E4 | F3 | Commercial | Retail | New | Space Heating | Natural Gas | Boiler | E4 | PACT BC Ratio | 0.16982 | 0.17218 | 0.17456 | 0.17719 | 0.18009 | 0.18323 | 0.18639 | 0.18955 | 0.19277 | 0.1961 | 0.19958 | 0.2032 | 0.20696 | 0.2109 | 0.21488 | 0.21894 | 0.22312 | 0.22737 | 0.23169 | 0.23607 | 0.24045 | 0.24481 | 0 | 0 | 0 | 0 | 0 | 0 | 0 | 0
F3_Commercial_Retail_New_Space Heating_Natural Gas_Boiler_E5 | F3 | Commercial | Retail | New | Space Heating | Natural Gas | Boiler | E5 | PACT BC Ratio | 0 | 0 | 0 | 0 | 0 | 0 | 0 | 0 | 0 | 0 | 0 | 0 | 0 | 0 | 0 | 0 | 0 | 0 | 0 | 0 | 0 | 0 | 0 | 0 | 0 | 0 | 0 | 0 | 0 | 0
F3_Commercial_Retail_New_Space Heating_Natural Gas_Boiler_E6 | F3 | Commercial | Retail | New | Space Heating | Natural Gas | Boiler | E6 | PACT BC Ratio | 0 | 0 | 0 | 0 | 0 | 0 | 0 | 0 | 0 | 0 | 0 | 0 | 0 | 0 | 0 | 0 | 0 | 0 | 0 | 0 | 0 | 0 | 0 | 0 | 0 | 0 | 0 | 0 | 0 | 0
F3_Commercial_Retail_New_Space Heating_Natural Gas_Boiler_E7 | F3 | Commercial | Retail | New | Space Heating | Natural Gas | Boiler | E7 | PACT BC Ratio | 0 | 0 | 0 | 0 | 0 | 0 | 0 | 0 | 0 | 0 | 0 | 0 | 0 | 0 | 0 | 0 | 0 | 0 | 0 | 0 | 0 | 0 | 0 | 0 | 0 | 0 | 0 | 0 | 0 | 0
F3_Commercial_Retail_New_Space Heating_Natural Gas_Boiler_E8 | F3 | Commercial | Retail | New | Space Heating | Natural Gas | Boiler | E8 | PACT BC Ratio | 0 | 0 | 0 | 0 | 0 | 0 | 0 | 0 | 0 | 0 | 0 | 0 | 0 | 0 | 0 | 0 | 0 | 0 | 0 | 0 | 0 | 0 | 0 | 0 | 0 | 0 | 0 | 0 | 0 | 0
F3_Commercial_Retail_New_Space Heating_Natural Gas_Boiler_E9 | F3 | Commercial | Retail | New | Space Heating | Natural Gas | Boiler | E9 | PACT BC Ratio | 0 | 0 | 0 | 0 | 0 | 0 | 0 | 0 | 0 | 0 | 0 | 0 | 0 | 0 | 0 | 0 | 0 | 0 | 0 | 0 | 0 | 0 | 0 | 0 | 0 | 0 | 0 | 0 | 0 | 0
F3_Commercial_Retail_New_Space Heating_Natural Gas_Boiler_E10 | F3 | Commercial | Retail | New | Space Heating | Natural Gas | Boiler | E10 | PACT BC Ratio | 0 | 0 | 0 | 0 | 0 | 0 | 0 | 0 | 0 | 0 | 0 | 0 | 0 | 0 | 0 | 0 | 0 | 0 | 0 | 0 | 0 | 0 | 0 | 0 | 0 | 0 | 0 | 0 | 0 | 0
F4_Commercial_Retail_New_Space Heating_Natural Gas_Boiler_E1 | F4 | Commercial | Retail | New | Space Heating | Natural Gas | Boiler | E1 | PCT BC Ratio | 0.9 | 0.9 | 0.9 | 0.9 | 0.9 | 0.9 | 0.9 | 0.9 | 0.9 | 0.9 | 0.9 | 0.9 | 0.9 | 0.9 | 0.9 | 0.9 | 0.9 | 0.9 | 0.9 | 0.9 | 0.9 | 0.9 | 0 | 0 | 0 | 0 | 0 | 0 | 0 | 0
F4_Commercial_Retail_New_Space Heating_Natural Gas_Boiler_E2 | F4 | Commercial | Retail | New | Space Heating | Natural Gas | Boiler | E2 | PCT BC Ratio | 3.4805 | 3.5111 | 3.5438 | 3.5856 | 3.6352 | 3.6907 | 3.7436 | 3.7929 | 3.8413 | 3.8904 | 3.9412 | 3.9931 | 4.0454 | 4.0998 | 4.1536 | 4.2087 | 4.2661 | 4.3243 | 4.3833 | 4.4429 | 4.5024 | 4.5616 | 0 | 0 | 0 | 0 | 0 | 0 | 0 | 0
F4_Commercial_Retail_New_Space Heating_Natural Gas_Boiler_E3 | F4 | Commercial | Retail | New | Space Heating | Natural Gas | Boiler | E3 | PCT BC Ratio | 3.456 | 3.4863 | 3.5188 | 3.5601 | 3.6092 | 3.6642 | 3.7166 | 3.7654 | 3.8134 | 3.862 | 3.9123 | 3.9637 | 4.0155 | 4.0693 | 4.1227 | 4.1772 | 4.2341 | 4.2917 | 4.3502 | 4.4092 | 4.4682 | 4.5267 | 0 | 0 | 0 | 0 | 0 | 0 | 0 | 0
F4_Commercial_Retail_New_Space Heating_Natural Gas_Boiler_E4 | F4 | Commercial | Retail | New | Space Heating | Natural Gas | Boiler | E4 | PCT BC Ratio | 1.3433 | 1.3489 | 1.3545 | 1.3608 | 1.3676 | 1.3751 | 1.3825 | 1.39 | 1.3976 | 1.4055 | 1.4138 | 1.4223 | 1.4312 | 1.4406 | 1.45 | 1.4596 | 1.4695 | 1.4796 | 1.4898 | 1.5002 | 1.5106 | 1.5209 | 0 | 0 | 0 | 0 | 0 | 0 | 0 | 0
F4_Commercial_Retail_New_Space Heating_Natural Gas_Boiler_E5 | F4 | Commercial | Retail | New | Space Heating | Natural Gas | Boiler | E5 | PCT BC Ratio | 0 | 0 | 0 | 0 | 0 | 0 | 0 | 0 | 0 | 0 | 0 | 0 | 0 | 0 | 0 | 0 | 0 | 0 | 0 | 0 | 0 | 0 | 0 | 0 | 0 | 0 | 0 | 0 | 0 | 0
F4_Commercial_Retail_New_Space Heating_Natural Gas_Boiler_E6 | F4 | Commercial | Retail | New | Space Heating | Natural Gas | Boiler | E6 | PCT BC Ratio | 0 | 0 | 0 | 0 | 0 | 0 | 0 | 0 | 0 | 0 | 0 | 0 | 0 | 0 | 0 | 0 | 0 | 0 | 0 | 0 | 0 | 0 | 0 | 0 | 0 | 0 | 0 | 0 | 0 | 0
F4_Commercial_Retail_New_Space Heating_Natural Gas_Boiler_E7 | F4 | Commercial | Retail | New | Space Heating | Natural Gas | Boiler | E7 | PCT BC Ratio | 0 | 0 | 0 | 0 | 0 | 0 | 0 | 0 | 0 | 0 | 0 | 0 | 0 | 0 | 0 | 0 | 0 | 0 | 0 | 0 | 0 | 0 | 0 | 0 | 0 | 0 | 0 | 0 | 0 | 0
F4_Commercial_Retail_New_Space Heating_Natural Gas_Boiler_E8 | F4 | Commercial | Retail | New | Space Heating | Natural Gas | Boiler | E8 | PCT BC Ratio | 0 | 0 | 0 | 0 | 0 | 0 | 0 | 0 | 0 | 0 | 0 | 0 | 0 | 0 | 0 | 0 | 0 | 0 | 0 | 0 | 0 | 0 | 0 | 0 | 0 | 0 | 0 | 0 | 0 | 0
F4_Commercial_Retail_New_Space Heating_Natural Gas_Boiler_E9 | F4 | Commercial | Retail | New | Space Heating | Natural Gas | Boiler | E9 | PCT BC Ratio | 0 | 0 | 0 | 0 | 0 | 0 | 0 | 0 | 0 | 0 | 0 | 0 | 0 | 0 | 0 | 0 | 0 | 0 | 0 | 0 | 0 | 0 | 0 | 0 | 0 | 0 | 0 | 0 | 0 | 0
F4_Commercial_Retail_New_Space Heating_Natural Gas_Boiler_E10 | F4 | Commercial | Retail | New | Space Heating | Natural Gas | Boiler | E10 | PCT BC Ratio | 0 | 0 | 0 | 0 | 0 | 0 | 0 | 0 | 0 | 0 | 0 | 0 | 0 | 0 | 0 | 0 | 0 | 0 | 0 | 0 | 0 | 0 | 0 | 0 | 0 | 0 | 0 | 0 | 0 | 0
F5_Commercial_Retail_New_Space Heating_Natural Gas_Boiler_E1 | F5 | Commercial | Retail | New | Space Heating | Natural Gas | Boiler | E1 | RIM BC Ratio | 0.9 | 0.9 | 0.9 | 0.9 | 0.9 | 0.9 | 0.9 | 0.9 | 0.9 | 0.9 | 0.9 | 0.9 | 0.9 | 0.9 | 0.9 | 0.9 | 0.9 | 0.9 | 0.9 | 0.9 | 0.9 | 0.9 | 0 | 0 | 0 | 0 | 0 | 0 | 0 | 0
F5_Commercial_Retail_New_Space Heating_Natural Gas_Boiler_E2 | F5 | Commercial | Retail | New | Space Heating | Natural Gas | Boiler | E2 | RIM BC Ratio | 0.46936 | 0.47181 | 0.47441 | 0.47766 | 0.48145 | 0.4856 | 0.48947 | 0.49299 | 0.49639 | 0.49976 | 0.50318 | 0.5066 | 0.50997 | 0.51341 | 0.51675 | 0.52009 | 0.52349 | 0.52687 | 0.53022 | 0.53354 | 0.53677 | 0.53992 | 0 | 0 | 0 | 0 | 0 | 0 | 0 | 0
F5_Commercial_Retail_New_Space Heating_Natural Gas_Boiler_E3 | F5 | Commercial | Retail | New | Space Heating | Natural Gas | Boiler | E3 | RIM BC Ratio | 0.46737 | 0.46983 | 0.47243 | 0.47568 | 0.47948 | 0.48364 | 0.48751 | 0.49104 | 0.49444 | 0.49781 | 0.50124 | 0.50467 | 0.50805 | 0.5115 | 0.51484 | 0.51819 | 0.5216 | 0.52499 | 0.52835 | 0.53167 | 0.53492 | 0.53808 | 0 | 0 | 0 | 0 | 0 | 0 | 0 | 0
F5_Commercial_Retail_New_Space Heating_Natural Gas_Boiler_E4 | F5 | Commercial | Retail | New | Space Heating | Natural Gas | Boiler | E4 | RIM BC Ratio | 0.14111 | 0.14274 | 0.14437 | 0.14616 | 0.14813 | 0.15025 | 0.15237 | 0.15447 | 0.1566 | 0.15879 | 0.16107 | 0.16342 | 0.16584 | 0.16836 | 0.17089 | 0.17345 | 0.17606 | 0.17869 | 0.18135 | 0.18402 | 0.18668 | 0.18929 | 0 | 0 | 0 | 0 | 0 | 0 | 0 | 0
F5_Commercial_Retail_New_Space Heating_Natural Gas_Boiler_E5 | F5 | Commercial | Retail | New | Space Heating | Natural Gas | Boiler | E5 | RIM BC Ratio | 0 | 0 | 0 | 0 | 0 | 0 | 0 | 0 | 0 | 0 | 0 | 0 | 0 | 0 | 0 | 0 | 0 | 0 | 0 | 0 | 0 | 0 | 0 | 0 | 0 | 0 | 0 | 0 | 0 | 0
F5_Commercial_Retail_New_Space Heating_Natural Gas_Boiler_E6 | F5 | Commercial | Retail | New | Space Heating | Natural Gas | Boiler | E6 | RIM BC Ratio | 0 | 0 | 0 | 0 | 0 | 0 | 0 | 0 | 0 | 0 | 0 | 0 | 0 | 0 | 0 | 0 | 0 | 0 | 0 | 0 | 0 | 0 | 0 | 0 | 0 | 0 | 0 | 0 | 0 | 0
F5_Commercial_Retail_New_Space Heating_Natural Gas_Boiler_E7 | F5 | Commercial | Retail | New | Space Heating | Natural Gas | Boiler | E7 | RIM BC Ratio | 0 | 0 | 0 | 0 | 0 | 0 | 0 | 0 | 0 | 0 | 0 | 0 | 0 | 0 | 0 | 0 | 0 | 0 | 0 | 0 | 0 | 0 | 0 | 0 | 0 | 0 | 0 | 0 | 0 | 0
F5_Commercial_Retail_New_Space Heating_Natural Gas_Boiler_E8 | F5 | Commercial | Retail | New | Space Heating | Natural Gas | Boiler | E8 | RIM BC Ratio | 0 | 0 | 0 | 0 | 0 | 0 | 0 | 0 | 0 | 0 | 0 | 0 | 0 | 0 | 0 | 0 | 0 | 0 | 0 | 0 | 0 | 0 | 0 | 0 | 0 | 0 | 0 | 0 | 0 | 0
F5_Commercial_Retail_New_Space Heating_Natural Gas_Boiler_E9 | F5 | Commercial | Retail | New | Space Heating | Natural Gas | Boiler | E9 | RIM BC Ratio | 0 | 0 | 0 | 0 | 0 | 0 | 0 | 0 | 0 | 0 | 0 | 0 | 0 | 0 | 0 | 0 | 0 | 0 | 0 | 0 | 0 | 0 | 0 | 0 | 0 | 0 | 0 | 0 | 0 | 0
F5_Commercial_Retail_New_Space Heating_Natural Gas_Boiler_E10 | F5 | Commercial | Retail | New | Space Heating | Natural Gas | Boiler | E10 | RIM BC Ratio | 0 | 0 | 0 | 0 | 0 | 0 | 0 | 0 | 0 | 0 | 0 | 0 | 0 | 0 | 0 | 0 | 0 | 0 | 0 | 0 | 0 | 0 | 0 | 0 | 0 | 0 | 0 | 0 | 0 | 0
F0_Commercial_Retail_New_Space Heating_Natural Gas_Unit Heater_E0 | F0 | Commercial | Retail | New | Space Heating | Natural Gas | Unit Heater | E0 | Economic Unit | Infrared Radiant | Infrared Radiant | Infrared Radiant | Infrared Radiant | Infrared Radiant | Infrared Radiant | Infrared Radiant | Infrared Radiant | Infrared Radiant | Infrared Radiant | Infrared Radiant | Infrared Radiant | Infrared Radiant | Infrared Radiant | Infrared Radiant | Infrared Radiant | Infrared Radiant | Infrared Radiant | Infrared Radiant | Infrared Radiant | Infrared Radiant | Infrared Radiant | 0 | 0 | 0 | 0 | 0 | 0 | 0 | 0
F1_Commercial_Retail_New_Space Heating_Natural Gas_Unit Heater_E1 | F1 | Commercial | Retail | New | Space Heating | Natural Gas | Unit Heater | E1 | CCE | 0 | 0 | 0 | 0 | 0 | 0 | 0 | 0 | 0 | 0 | 0 | 0 | 0 | 0 | 0 | 0 | 0 | 0 | 0 | 0 | 0 | 0 | 0 | 0 | 0 | 0 | 0 | 0 | 0 | 0
F1_Commercial_Retail_New_Space Heating_Natural Gas_Unit Heater_E2 | F1 | Commercial | Retail | New | Space Heating | Natural Gas | Unit Heater | E2 | CCE | 0.025298 | 0.025298 | 0.026577 | 0.026173 | 0.025781 | 0.02529 | 0.025221 | 0.025059 | 0.024908 | 0.024681 | 0.024645 | 0.024532 | 0.024431 | 0.024238 | 0.024263 | 0.024189 | 0.024116 | 0.023957 | 0.024004 | 0.023957 | 0.023922 | 0.023788 | 0 | 0 | 0 | 0 | 0 | 0 | 0 | 0
F1_Commercial_Retail_New_Space Heating_Natural Gas_Unit Heater_E3 | F1 | Commercial | Retail | New | Space Heating | Natural Gas | Unit Heater | E3 | CCE | 0.0011378 | 0.0011378 | 0.0011954 | 0.0011772 | 0.0011596 | 0.0011375 | 0.0011344 | 0.0011271 | 0.0011203 | 0.0011101 | 0.0011085 | 0.0011034 | 0.0010988 | 0.0010902 | 0.0010913 | 0.001088 | 0.0010847 | 0.0010775 | 0.0010796 | 0.0010775 | 0.001076 | 0.0010699 | 0 | 0 | 0 | 0 | 0 | 0 | 0 | 0
F1_Commercial_Retail_New_Space Heating_Natural Gas_Unit Heater_E4 | F1 | Commercial | Retail | New | Space Heating | Natural Gas | Unit Heater | E4 | CCE | 0 | 0 | 0 | 0 | 0 | 0 | 0 | 0 | 0 | 0 | 0 | 0 | 0 | 0 | 0 | 0 | 0 | 0 | 0 | 0 | 0 | 0 | 0 | 0 | 0 | 0 | 0 | 0 | 0 | 0
F1_Commercial_Retail_New_Space Heating_Natural Gas_Unit Heater_E5 | F1 | Commercial | Retail | New | Space Heating | Natural Gas | Unit Heater | E5 | CCE | 0 | 0 | 0 | 0 | 0 | 0 | 0 | 0 | 0 | 0 | 0 | 0 | 0 | 0 | 0 | 0 | 0 | 0 | 0 | 0 | 0 | 0 | 0 | 0 | 0 | 0 | 0 | 0 | 0 | 0
F1_Commercial_Retail_New_Space Heating_Natural Gas_Unit Heater_E6 | F1 | Commercial | Retail | New | Space Heating | Natural Gas | Unit Heater | E6 | CCE | 0 | 0 | 0 | 0 | 0 | 0 | 0 | 0 | 0 | 0 | 0 | 0 | 0 | 0 | 0 | 0 | 0 | 0 | 0 | 0 | 0 | 0 | 0 | 0 | 0 | 0 | 0 | 0 | 0 | 0
F1_Commercial_Retail_New_Space Heating_Natural Gas_Unit Heater_E7 | F1 | Commercial | Retail | New | Space Heating | Natural Gas | Unit Heater | E7 | CCE | 0 | 0 | 0 | 0 | 0 | 0 | 0 | 0 | 0 | 0 | 0 | 0 | 0 | 0 | 0 | 0 | 0 | 0 | 0 | 0 | 0 | 0 | 0 | 0 | 0 | 0 | 0 | 0 | 0 | 0
F1_Commercial_Retail_New_Space Heating_Natural Gas_Unit Heater_E8 | F1 | Commercial | Retail | New | Space Heating | Natural Gas | Unit Heater | E8 | CCE | 0 | 0 | 0 | 0 | 0 | 0 | 0 | 0 | 0 | 0 | 0 | 0 | 0 | 0 | 0 | 0 | 0 | 0 | 0 | 0 | 0 | 0 | 0 | 0 | 0 | 0 | 0 | 0 | 0 | 0
F1_Commercial_Retail_New_Space Heating_Natural Gas_Unit Heater_E9 | F1 | Commercial | Retail | New | Space Heating | Natural Gas | Unit Heater | E9 | CCE | 0 | 0 | 0 | 0 | 0 | 0 | 0 | 0 | 0 | 0 | 0 | 0 | 0 | 0 | 0 | 0 | 0 | 0 | 0 | 0 | 0 | 0 | 0 | 0 | 0 | 0 | 0 | 0 | 0 | 0
F1_Commercial_Retail_New_Space Heating_Natural Gas_Unit Heater_E10 | F1 | Commercial | Retail | New | Space Heating | Natural Gas | Unit Heater | E10 | CCE | 0 | 0 | 0 | 0 | 0 | 0 | 0 | 0 | 0 | 0 | 0 | 0 | 0 | 0 | 0 | 0 | 0 | 0 | 0 | 0 | 0 | 0 | 0 | 0 | 0 | 0 | 0 | 0 | 0 | 0
F2_Commercial_Retail_New_Space Heating_Natural Gas_Unit Heater_E1 | F2 | Commercial | Retail | New | Space Heating | Natural Gas | Unit Heater | E1 | TRC BC Ratio | 0.9 | 0.9 | 0.9 | 0.9 | 0.9 | 0.9 | 0.9 | 0.9 | 0.9 | 0.9 | 0.9 | 0.9 | 0.9 | 0.9 | 0.9 | 0.9 | 0.9 | 0.9 | 0.9 | 0.9 | 0.9 | 0.9 | 0 | 0 | 0 | 0 | 0 | 0 | 0 | 0
F2_Commercial_Retail_New_Space Heating_Natural Gas_Unit Heater_E2 | F2 | Commercial | Retail | New | Space Heating | Natural Gas | Unit Heater | E2 | TRC BC Ratio | 0.35171 | 0.35472 | 0.35832 | 0.36428 | 0.37222 | 0.3816 | 0.39021 | 0.39788 | 0.40532 | 0.41254 | 0.41981 | 0.42689 | 0.43355 | 0.44022 | 0.44659 | 0.45313 | 0.46012 | 0.46716 | 0.47426 | 0.48138 | 0.48843 | 0.49538 | 0 | 0 | 0 | 0 | 0 | 0 | 0 | 0
F2_Commercial_Retail_New_Space Heating_Natural Gas_Unit Heater_E3 | F2 | Commercial | Retail | New | Space Heating | Natural Gas | Unit Heater | E3 | TRC BC Ratio | 6.8506 | 6.8286 | 6.8252 | 6.9114 | 7.0978 | 7.356 | 7.5942 | 7.8144 | 8.0481 | 8.2587 | 8.4576 | 8.6317 | 8.7675 | 8.8576 | 8.9311 | 9.0076 | 9.0994 | 9.1891 | 9.2771 | 9.362 | 9.4392 | 9.5076 | 0 | 0 | 0 | 0 | 0 | 0 | 0 | 0
F2_Commercial_Retail_New_Space Heating_Natural Gas_Unit Heater_E4 | F2 | Commercial | Retail | New | Space Heating | Natural Gas | Unit Heater | E4 | TRC BC Ratio | 0 | 0 | 0 | 0 | 0 | 0 | 0 | 0 | 0 | 0 | 0 | 0 | 0 | 0 | 0 | 0 | 0 | 0 | 0 | 0 | 0 | 0 | 0 | 0 | 0 | 0 | 0 | 0 | 0 | 0
F2_Commercial_Retail_New_Space Heating_Natural Gas_Unit Heater_E5 | F2 | Commercial | Retail | New | Space Heating | Natural Gas | Unit Heater | E5 | TRC BC Ratio | 0 | 0 | 0 | 0 | 0 | 0 | 0 | 0 | 0 | 0 | 0 | 0 | 0 | 0 | 0 | 0 | 0 | 0 | 0 | 0 | 0 | 0 | 0 | 0 | 0 | 0 | 0 | 0 | 0 | 0
F2_Commercial_Retail_New_Space Heating_Natural Gas_Unit Heater_E6 | F2 | Commercial | Retail | New | Space Heating | Natural Gas | Unit Heater | E6 | TRC BC Ratio | 0 | 0 | 0 | 0 | 0 | 0 | 0 | 0 | 0 | 0 | 0 | 0 | 0 | 0 | 0 | 0 | 0 | 0 | 0 | 0 | 0 | 0 | 0 | 0 | 0 | 0 | 0 | 0 | 0 | 0
F2_Commercial_Retail_New_Space Heating_Natural Gas_Unit Heater_E7 | F2 | Commercial | Retail | New | Space Heating | Natural Gas | Unit Heater | E7 | TRC BC Ratio | 0 | 0 | 0 | 0 | 0 | 0 | 0 | 0 | 0 | 0 | 0 | 0 | 0 | 0 | 0 | 0 | 0 | 0 | 0 | 0 | 0 | 0 | 0 | 0 | 0 | 0 | 0 | 0 | 0 | 0
F2_Commercial_Retail_New_Space Heating_Natural Gas_Unit Heater_E8 | F2 | Commercial | Retail | New | Space Heating | Natural Gas | Unit Heater | E8 | TRC BC Ratio | 0 | 0 | 0 | 0 | 0 | 0 | 0 | 0 | 0 | 0 | 0 | 0 | 0 | 0 | 0 | 0 | 0 | 0 | 0 | 0 | 0 | 0 | 0 | 0 | 0 | 0 | 0 | 0 | 0 | 0
F2_Commercial_Retail_New_Space Heating_Natural Gas_Unit Heater_E9 | F2 | Commercial | Retail | New | Space Heating | Natural Gas | Unit Heater | E9 | TRC BC Ratio | 0 | 0 | 0 | 0 | 0 | 0 | 0 | 0 | 0 | 0 | 0 | 0 | 0 | 0 | 0 | 0 | 0 | 0 | 0 | 0 | 0 | 0 | 0 | 0 | 0 | 0 | 0 | 0 | 0 | 0
F2_Commercial_Retail_New_Space Heating_Natural Gas_Unit Heater_E10 | F2 | Commercial | Retail | New | Space Heating | Natural Gas | Unit Heater | E10 | TRC BC Ratio | 0 | 0 | 0 | 0 | 0 | 0 | 0 | 0 | 0 | 0 | 0 | 0 | 0 | 0 | 0 | 0 | 0 | 0 | 0 | 0 | 0 | 0 | 0 | 0 | 0 | 0 | 0 | 0 | 0 | 0
F3_Commercial_Retail_New_Space Heating_Natural Gas_Unit Heater_E1 | F3 | Commercial | Retail | New | Space Heating | Natural Gas | Unit Heater | E1 | PACT BC Ratio | 0.9 | 0.9 | 0.9 | 0.9 | 0.9 | 0.9 | 0.9 | 0.9 | 0.9 | 0.9 | 0.9 | 0.9 | 0.9 | 0.9 | 0.9 | 0.9 | 0.9 | 0.9 | 0.9 | 0.9 | 0.9 | 0.9 | 0 | 0 | 0 | 0 | 0 | 0 | 0 | 0
F3_Commercial_Retail_New_Space Heating_Natural Gas_Unit Heater_E2 | F3 | Commercial | Retail | New | Space Heating | Natural Gas | Unit Heater | E2 | PACT BC Ratio | 0.74493 | 0.75131 | 0.75894 | 0.77156 | 0.78839 | 0.80825 | 0.82649 | 0.84273 | 0.85849 | 0.87378 | 0.88919 | 0.90417 | 0.91828 | 0.93241 | 0.94591 | 0.95975 | 0.97456 | 0.98947 | 1.0045 | 1.0196 | 1.0345 | 1.0492 | 0 | 0 | 0 | 0 | 0 | 0 | 0 | 0
F3_Commercial_Retail_New_Space Heating_Natural Gas_Unit Heater_E3 | F3 | Commercial | Retail | New | Space Heating | Natural Gas | Unit Heater | E3 | PACT BC Ratio | 14.5099 | 14.4632 | 14.4561 | 14.6387 | 15.0334 | 15.5804 | 16.085 | 16.5514 | 17.0463 | 17.4923 | 17.9137 | 18.2824 | 18.5701 | 18.7607 | 18.9164 | 19.0784 | 19.273 | 19.463 | 19.6493 | 19.8292 | 19.9928 | 20.1376 | 0 | 0 | 0 | 0 | 0 | 0 | 0 | 0
F3_Commercial_Retail_New_Space Heating_Natural Gas_Unit Heater_E4 | F3 | Commercial | Retail | New | Space Heating | Natural Gas | Unit Heater | E4 | PACT BC Ratio | 0 | 0 | 0 | 0 | 0 | 0 | 0 | 0 | 0 | 0 | 0 | 0 | 0 | 0 | 0 | 0 | 0 | 0 | 0 | 0 | 0 | 0 | 0 | 0 | 0 | 0 | 0 | 0 | 0 | 0
F3_Commercial_Retail_New_Space Heating_Natural Gas_Unit Heater_E5 | F3 | Commercial | Retail | New | Space Heating | Natural Gas | Unit Heater | E5 | PACT BC Ratio | 0 | 0 | 0 | 0 | 0 | 0 | 0 | 0 | 0 | 0 | 0 | 0 | 0 | 0 | 0 | 0 | 0 | 0 | 0 | 0 | 0 | 0 | 0 | 0 | 0 | 0 | 0 | 0 | 0 | 0
F3_Commercial_Retail_New_Space Heating_Natural Gas_Unit Heater_E6 | F3 | Commercial | Retail | New | Space Heating | Natural Gas | Unit Heater | E6 | PACT BC Ratio | 0 | 0 | 0 | 0 | 0 | 0 | 0 | 0 | 0 | 0 | 0 | 0 | 0 | 0 | 0 | 0 | 0 | 0 | 0 | 0 | 0 | 0 | 0 | 0 | 0 | 0 | 0 | 0 | 0 | 0
F3_Commercial_Retail_New_Space Heating_Natural Gas_Unit Heater_E7 | F3 | Commercial | Retail | New | Space Heating | Natural Gas | Unit Heater | E7 | PACT BC Ratio | 0 | 0 | 0 | 0 | 0 | 0 | 0 | 0 | 0 | 0 | 0 | 0 | 0 | 0 | 0 | 0 | 0 | 0 | 0 | 0 | 0 | 0 | 0 | 0 | 0 | 0 | 0 | 0 | 0 | 0
F3_Commercial_Retail_New_Space Heating_Natural Gas_Unit Heater_E8 | F3 | Commercial | Retail | New | Space Heating | Natural Gas | Unit Heater | E8 | PACT BC Ratio | 0 | 0 | 0 | 0 | 0 | 0 | 0 | 0 | 0 | 0 | 0 | 0 | 0 | 0 | 0 | 0 | 0 | 0 | 0 | 0 | 0 | 0 | 0 | 0 | 0 | 0 | 0 | 0 | 0 | 0
F3_Commercial_Retail_New_Space Heating_Natural Gas_Unit Heater_E9 | F3 | Commercial | Retail | New | Space Heating | Natural Gas | Unit Heater | E9 | PACT BC Ratio | 0 | 0 | 0 | 0 | 0 | 0 | 0 | 0 | 0 | 0 | 0 | 0 | 0 | 0 | 0 | 0 | 0 | 0 | 0 | 0 | 0 | 0 | 0 | 0 | 0 | 0 | 0 | 0 | 0 | 0
F3_Commercial_Retail_New_Space Heating_Natural Gas_Unit Heater_E10 | F3 | Commercial | Retail | New | Space Heating | Natural Gas | Unit Heater | E10 | PACT BC Ratio | 0 | 0 | 0 | 0 | 0 | 0 | 0 | 0 | 0 | 0 | 0 | 0 | 0 | 0 | 0 | 0 | 0 | 0 | 0 | 0 | 0 | 0 | 0 | 0 | 0 | 0 | 0 | 0 | 0 | 0
F4_Commercial_Retail_New_Space Heating_Natural Gas_Unit Heater_E1 | F4 | Commercial | Retail | New | Space Heating | Natural Gas | Unit Heater | E1 | PCT BC Ratio | 0.9 | 0.9 | 0.9 | 0.9 | 0.9 | 0.9 | 0.9 | 0.9 | 0.9 | 0.9 | 0.9 | 0.9 | 0.9 | 0.9 | 0.9 | 0.9 | 0.9 | 0.9 | 0.9 | 0.9 | 0.9 | 0.9 | 0 | 0 | 0 | 0 | 0 | 0 | 0 | 0
F4_Commercial_Retail_New_Space Heating_Natural Gas_Unit Heater_E2 | F4 | Commercial | Retail | New | Space Heating | Natural Gas | Unit Heater | E2 | PCT BC Ratio | 0.85851 | 0.8633 | 0.86903 | 0.87852 | 0.89117 | 0.90609 | 0.9198 | 0.93201 | 0.94385 | 0.95533 | 0.96692 | 0.97818 | 0.98878 | 0.99939 | 1.0095 | 1.0199 | 1.0311 | 1.0423 | 1.0536 | 1.0649 | 1.0761 | 1.0872 | 0 | 0 | 0 | 0 | 0 | 0 | 0 | 0
F4_Commercial_Retail_New_Space Heating_Natural Gas_Unit Heater_E3 | F4 | Commercial | Retail | New | Space Heating | Natural Gas | Unit Heater | E3 | PCT BC Ratio | 11.2028 | 11.1678 | 11.1624 | 11.2996 | 11.5963 | 12.0073 | 12.3865 | 12.737 | 13.1089 | 13.4441 | 13.7607 | 14.0378 | 14.254 | 14.3973 | 14.5143 | 14.6361 | 14.7822 | 14.925 | 15.0651 | 15.2002 | 15.3232 | 15.432 | 0 | 0 | 0 | 0 | 0 | 0 | 0 | 0
F4_Commercial_Retail_New_Space Heating_Natural Gas_Unit Heater_E4 | F4 | Commercial | Retail | New | Space Heating | Natural Gas | Unit Heater | E4 | PCT BC Ratio | 0 | 0 | 0 | 0 | 0 | 0 | 0 | 0 | 0 | 0 | 0 | 0 | 0 | 0 | 0 | 0 | 0 | 0 | 0 | 0 | 0 | 0 | 0 | 0 | 0 | 0 | 0 | 0 | 0 | 0
F4_Commercial_Retail_New_Space Heating_Natural Gas_Unit Heater_E5 | F4 | Commercial | Retail | New | Space Heating | Natural Gas | Unit Heater | E5 | PCT BC Ratio | 0 | 0 | 0 | 0 | 0 | 0 | 0 | 0 | 0 | 0 | 0 | 0 | 0 | 0 | 0 | 0 | 0 | 0 | 0 | 0 | 0 | 0 | 0 | 0 | 0 | 0 | 0 | 0 | 0 | 0
F4_Commercial_Retail_New_Space Heating_Natural Gas_Unit Heater_E6 | F4 | Commercial | Retail | New | Space Heating | Natural Gas | Unit Heater | E6 | PCT BC Ratio | 0 | 0 | 0 | 0 | 0 | 0 | 0 | 0 | 0 | 0 | 0 | 0 | 0 | 0 | 0 | 0 | 0 | 0 | 0 | 0 | 0 | 0 | 0 | 0 | 0 | 0 | 0 | 0 | 0 | 0
F4_Commercial_Retail_New_Space Heating_Natural Gas_Unit Heater_E7 | F4 | Commercial | Retail | New | Space Heating | Natural Gas | Unit Heater | E7 | PCT BC Ratio | 0 | 0 | 0 | 0 | 0 | 0 | 0 | 0 | 0 | 0 | 0 | 0 | 0 | 0 | 0 | 0 | 0 | 0 | 0 | 0 | 0 | 0 | 0 | 0 | 0 | 0 | 0 | 0 | 0 | 0
F4_Commercial_Retail_New_Space Heating_Natural Gas_Unit Heater_E8 | F4 | Commercial | Retail | New | Space Heating | Natural Gas | Unit Heater | E8 | PCT BC Ratio | 0 | 0 | 0 | 0 | 0 | 0 | 0 | 0 | 0 | 0 | 0 | 0 | 0 | 0 | 0 | 0 | 0 | 0 | 0 | 0 | 0 | 0 | 0 | 0 | 0 | 0 | 0 | 0 | 0 | 0
F4_Commercial_Retail_New_Space Heating_Natural Gas_Unit Heater_E9 | F4 | Commercial | Retail | New | Space Heating | Natural Gas | Unit Heater | E9 | PCT BC Ratio | 0 | 0 | 0 | 0 | 0 | 0 | 0 | 0 | 0 | 0 | 0 | 0 | 0 | 0 | 0 | 0 | 0 | 0 | 0 | 0 | 0 | 0 | 0 | 0 | 0 | 0 | 0 | 0 | 0 | 0
F4_Commercial_Retail_New_Space Heating_Natural Gas_Unit Heater_E10 | F4 | Commercial | Retail | New | Space Heating | Natural Gas | Unit Heater | E10 | PCT BC Ratio | 0 | 0 | 0 | 0 | 0 | 0 | 0 | 0 | 0 | 0 | 0 | 0 | 0 | 0 | 0 | 0 | 0 | 0 | 0 | 0 | 0 | 0 | 0 | 0 | 0 | 0 | 0 | 0 | 0 | 0
F5_Commercial_Retail_New_Space Heating_Natural Gas_Unit Heater_E1 | F5 | Commercial | Retail | New | Space Heating | Natural Gas | Unit Heater | E1 | RIM BC Ratio | 0.9 | 0.9 | 0.9 | 0.9 | 0.9 | 0.9 | 0.9 | 0.9 | 0.9 | 0.9 | 0.9 | 0.9 | 0.9 | 0.9 | 0.9 | 0.9 | 0.9 | 0.9 | 0.9 | 0.9 | 0.9 | 0.9 | 0 | 0 | 0 | 0 | 0 | 0 | 0 | 0
F5_Commercial_Retail_New_Space Heating_Natural Gas_Unit Heater_E2 | F5 | Commercial | Retail | New | Space Heating | Natural Gas | Unit Heater | E2 | RIM BC Ratio | 0.39363 | 0.3954 | 0.3975 | 0.40094 | 0.40544 | 0.41062 | 0.41528 | 0.41934 | 0.42321 | 0.42689 | 0.43054 | 0.43402 | 0.43724 | 0.44042 | 0.44341 | 0.44643 | 0.44961 | 0.45275 | 0.45587 | 0.45896 | 0.46196 | 0.46487 | 0 | 0 | 0 | 0 | 0 | 0 | 0 | 0
F5_Commercial_Retail_New_Space Heating_Natural Gas_Unit Heater_E3 | F5 | Commercial | Retail | New | Space Heating | Natural Gas | Unit Heater | E3 | RIM BC Ratio | 0.78928 | 0.78914 | 0.78912 | 0.78965 | 0.79077 | 0.79224 | 0.7935 | 0.79461 | 0.79572 | 0.79666 | 0.79752 | 0.79824 | 0.79878 | 0.79913 | 0.79941 | 0.79969 | 0.80003 | 0.80036 | 0.80067 | 0.80096 | 0.80123 | 0.80146 | 0 | 0 | 0 | 0 | 0 | 0 | 0 | 0
F5_Commercial_Retail_New_Space Heating_Natural Gas_Unit Heater_E4 | F5 | Commercial | Retail | New | Space Heating | Natural Gas | Unit Heater | E4 | RIM BC Ratio | 0 | 0 | 0 | 0 | 0 | 0 | 0 | 0 | 0 | 0 | 0 | 0 | 0 | 0 | 0 | 0 | 0 | 0 | 0 | 0 | 0 | 0 | 0 | 0 | 0 | 0 | 0 | 0 | 0 | 0
F5_Commercial_Retail_New_Space Heating_Natural Gas_Unit Heater_E5 | F5 | Commercial | Retail | New | Space Heating | Natural Gas | Unit Heater | E5 | RIM BC Ratio | 0 | 0 | 0 | 0 | 0 | 0 | 0 | 0 | 0 | 0 | 0 | 0 | 0 | 0 | 0 | 0 | 0 | 0 | 0 | 0 | 0 | 0 | 0 | 0 | 0 | 0 | 0 | 0 | 0 | 0
F5_Commercial_Retail_New_Space Heating_Natural Gas_Unit Heater_E6 | F5 | Commercial | Retail | New | Space Heating | Natural Gas | Unit Heater | E6 | RIM BC Ratio | 0 | 0 | 0 | 0 | 0 | 0 | 0 | 0 | 0 | 0 | 0 | 0 | 0 | 0 | 0 | 0 | 0 | 0 | 0 | 0 | 0 | 0 | 0 | 0 | 0 | 0 | 0 | 0 | 0 | 0
F5_Commercial_Retail_New_Space Heating_Natural Gas_Unit Heater_E7 | F5 | Commercial | Retail | New | Space Heating | Natural Gas | Unit Heater | E7 | RIM BC Ratio | 0 | 0 | 0 | 0 | 0 | 0 | 0 | 0 | 0 | 0 | 0 | 0 | 0 | 0 | 0 | 0 | 0 | 0 | 0 | 0 | 0 | 0 | 0 | 0 | 0 | 0 | 0 | 0 | 0 | 0
F5_Commercial_Retail_New_Space Heating_Natural Gas_Unit Heater_E8 | F5 | Commercial | Retail | New | Space Heating | Natural Gas | Unit Heater | E8 | RIM BC Ratio | 0 | 0 | 0 | 0 | 0 | 0 | 0 | 0 | 0 | 0 | 0 | 0 | 0 | 0 | 0 | 0 | 0 | 0 | 0 | 0 | 0 | 0 | 0 | 0 | 0 | 0 | 0 | 0 | 0 | 0
F5_Commercial_Retail_New_Space Heating_Natural Gas_Unit Heater_E9 | F5 | Commercial | Retail | New | Space Heating | Natural Gas | Unit Heater | E9 | RIM BC Ratio | 0 | 0 | 0 | 0 | 0 | 0 | 0 | 0 | 0 | 0 | 0 | 0 | 0 | 0 | 0 | 0 | 0 | 0 | 0 | 0 | 0 | 0 | 0 | 0 | 0 | 0 | 0 | 0 | 0 | 0
F5_Commercial_Retail_New_Space Heating_Natural Gas_Unit Heater_E10 | F5 | Commercial | Retail | New | Space Heating | Natural Gas | Unit Heater | E10 | RIM BC Ratio | 0 | 0 | 0 | 0 | 0 | 0 | 0 | 0 | 0 | 0 | 0 | 0 | 0 | 0 | 0 | 0 | 0 | 0 | 0 | 0 | 0 | 0 | 0 | 0 | 0 | 0 | 0 | 0 | 0 | 0
F0_Commercial_Retail_New_Water Heating_Natural Gas_Water Heater_E0 | F0 | Commercial | Retail | New | Water Heating | Natural Gas | Water Heater | E0 | Economic Unit | Gas-Fired Absorption HPWH | Gas-Fired Absorption HPWH | Gas-Fired Absorption HPWH | Gas-Fired Absorption HPWH | Gas-Fired Absorption HPWH | Gas-Fired Absorption HPWH | Gas-Fired Absorption HPWH | Gas-Fired Absorption HPWH | Gas-Fired Absorption HPWH | Gas-Fired Absorption HPWH | Gas-Fired Absorption HPWH | Gas-Fired Absorption HPWH | Gas-Fired Absorption HPWH | Gas-Fired Absorption HPWH | Gas-Fired Absorption HPWH | Gas-Fired Absorption HPWH | Gas-Fired Absorption HPWH | Gas-Fired Absorption HPWH | Gas-Fired Absorption HPWH | Gas-Fired Absorption HPWH | Gas-Fired Absorption HPWH | Gas-Fired Absorption HPWH | 0 | 0 | 0 | 0 | 0 | 0 | 0 | 0
F1_Commercial_Retail_New_Water Heating_Natural Gas_Water Heater_E1 | F1 | Commercial | Retail | New | Water Heating | Natural Gas | Water Heater | E1 | CCE | 0 | 0 | 0 | 0 | 0 | 0 | 0 | 0 | 0 | 0 | 0 | 0 | 0 | 0 | 0 | 0 | 0 | 0 | 0 | 0 | 0 | 0 | 0 | 0 | 0 | 0 | 0 | 0 | 0 | 0
F1_Commercial_Retail_New_Water Heating_Natural Gas_Water Heater_E2 | F1 | Commercial | Retail | New | Water Heating | Natural Gas | Water Heater | E2 | CCE | -0.00017112 | -0.00017112 | -0.00017978 | -0.00017704 | -0.00017439 | -0.00017107 | -0.0001706 | -0.00016951 | -0.00016848 | -0.00016695 | -0.00016671 | -0.00016594 | -0.00016526 | -0.00016395 | -0.00016412 | -0.00016362 | -0.00016313 | -0.00016205 | -0.00016237 | -0.00016205 | -0.00016181 | -0.00016091 | 0 | 0 | 0 | 0 | 0 | 0 | 0 | 0
F1_Commercial_Retail_New_Water Heating_Natural Gas_Water Heater_E3 | F1 | Commercial | Retail | New | Water Heating | Natural Gas | Water Heater | E3 | CCE | 0.00015936 | 0.00015936 | 0.00016742 | 0.00016487 | 0.0001624 | 0.00015931 | 0.00015887 | 0.00015785 | 0.0001569 | 0.00015547 | 0.00015525 | 0.00015453 | 0.0001539 | 0.00015268 | 0.00015284 | 0.00015237 | 0.00015191 | 0.00015091 | 0.00015121 | 0.00015091 | 0.00015069 | 0.00014985 | 0 | 0 | 0 | 0 | 0 | 0 | 0 | 0
F1_Commercial_Retail_New_Water Heating_Natural Gas_Water Heater_E4 | F1 | Commercial | Retail | New | Water Heating | Natural Gas | Water Heater | E4 | CCE | -0.00069036 | -0.00069036 | -0.00072527 | -0.00071424 | -0.00070353 | -0.00069014 | -0.00068826 | -0.00068383 | -0.00067972 | -0.00067351 | -0.00067254 | -0.00066945 | -0.00066669 | -0.00066142 | -0.00066212 | -0.00066009 | -0.00065811 | -0.00065376 | -0.00065504 | -0.00065377 | -0.00065281 | -0.00064916 | 0 | 0 | 0 | 0 | 0 | 0 | 0 | 0
F1_Commercial_Retail_New_Water Heating_Natural Gas_Water Heater_E5 | F1 | Commercial | Retail | New | Water Heating | Natural Gas | Water Heater | E5 | CCE | 0 | 0 | 0 | 0 | 0 | 0 | 0 | 0 | 0 | 0 | 0 | 0 | 0 | 0 | 0 | 0 | 0 | 0 | 0 | 0 | 0 | 0 | 0 | 0 | 0 | 0 | 0 | 0 | 0 | 0
F1_Commercial_Retail_New_Water Heating_Natural Gas_Water Heater_E6 | F1 | Commercial | Retail | New | Water Heating | Natural Gas | Water Heater | E6 | CCE | 0 | 0 | 0 | 0 | 0 | 0 | 0 | 0 | 0 | 0 | 0 | 0 | 0 | 0 | 0 | 0 | 0 | 0 | 0 | 0 | 0 | 0 | 0 | 0 | 0 | 0 | 0 | 0 | 0 | 0
F1_Commercial_Retail_New_Water Heating_Natural Gas_Water Heater_E7 | F1 | Commercial | Retail | New | Water Heating | Natural Gas | Water Heater | E7 | CCE | 0 | 0 | 0 | 0 | 0 | 0 | 0 | 0 | 0 | 0 | 0 | 0 | 0 | 0 | 0 | 0 | 0 | 0 | 0 | 0 | 0 | 0 | 0 | 0 | 0 | 0 | 0 | 0 | 0 | 0
F1_Commercial_Retail_New_Water Heating_Natural Gas_Water Heater_E8 | F1 | Commercial | Retail | New | Water Heating | Natural Gas | Water Heater | E8 | CCE | 0 | 0 | 0 | 0 | 0 | 0 | 0 | 0 | 0 | 0 | 0 | 0 | 0 | 0 | 0 | 0 | 0 | 0 | 0 | 0 | 0 | 0 | 0 | 0 | 0 | 0 | 0 | 0 | 0 | 0
F1_Commercial_Retail_New_Water Heating_Natural Gas_Water Heater_E9 | F1 | Commercial | Retail | New | Water Heating | Natural Gas | Water Heater | E9 | CCE | 0 | 0 | 0 | 0 | 0 | 0 | 0 | 0 | 0 | 0 | 0 | 0 | 0 | 0 | 0 | 0 | 0 | 0 | 0 | 0 | 0 | 0 | 0 | 0 | 0 | 0 | 0 | 0 | 0 | 0
F1_Commercial_Retail_New_Water Heating_Natural Gas_Water Heater_E10 | F1 | Commercial | Retail | New | Water Heating | Natural Gas | Water Heater | E10 | CCE | 0 | 0 | 0 | 0 | 0 | 0 | 0 | 0 | 0 | 0 | 0 | 0 | 0 | 0 | 0 | 0 | 0 | 0 | 0 | 0 | 0 | 0 | 0 | 0 | 0 | 0 | 0 | 0 | 0 | 0
F2_Commercial_Retail_New_Water Heating_Natural Gas_Water Heater_E1 | F2 | Commercial | Retail | New | Water Heating | Natural Gas | Water Heater | E1 | TRC BC Ratio | 0.9 | 0.9 | 0.9 | 0.9 | 0.9 | 0.9 | 0.9 | 0.9 | 0.9 | 0.9 | 0.9 | 0.9 | 0.9 | 0.9 | 0.9 | 0.9 | 0.9 | 0.9 | 0.9 | 0.9 | 0.9 | 0.9 | 0 | 0 | 0 | 0 | 0 | 0 | 0 | 0
F2_Commercial_Retail_New_Water Heating_Natural Gas_Water Heater_E2 | F2 | Commercial | Retail | New | Water Heating | Natural Gas | Water Heater | E2 | TRC BC Ratio | 0.9 | 0.9 | 0.9 | 0.9 | 0.9 | 0.9 | 0.9 | 0.9 | 0.9 | 0.9 | 0.9 | 0.9 | 0.9 | 0.9 | 0.9 | 0.9 | 0.9 | 0.9 | 0.9 | 0.9 | 0.9 | 0.9 | 0 | 0 | 0 | 0 | 0 | 0 | 0 | 0
F2_Commercial_Retail_New_Water Heating_Natural Gas_Water Heater_E3 | F2 | Commercial | Retail | New | Water Heating | Natural Gas | Water Heater | E3 | TRC BC Ratio | 54.9537 | 55.3199 | 55.7944 | 56.7106 | 57.9824 | 59.5129 | 60.9025 | 62.0931 | 63.2231 | 64.3773 | 65.613 | 66.8184 | 67.9582 | 69.106 | 70.1203 | 71.0806 | 72.1199 | 73.1628 | 74.2114 | 75.26 | 76.289 | 77.2934 | 0 | 0 | 0 | 0 | 0 | 0 | 0 | 0
F2_Commercial_Retail_New_Water Heating_Natural Gas_Water Heater_E4 | F2 | Commercial | Retail | New | Water Heating | Natural Gas | Water Heater | E4 | TRC BC Ratio | 0.9 | 0.9 | 0.9 | 0.9 | 0.9 | 0.9 | 0.9 | 0.9 | 0.9 | 0.9 | 0.9 | 0.9 | 0.9 | 0.9 | 0.9 | 0.9 | 0.9 | 0.9 | 0.9 | 0.9 | 0.9 | 0.9 | 0 | 0 | 0 | 0 | 0 | 0 | 0 | 0
F2_Commercial_Retail_New_Water Heating_Natural Gas_Water Heater_E5 | F2 | Commercial | Retail | New | Water Heating | Natural Gas | Water Heater | E5 | TRC BC Ratio | 0 | 0 | 0 | 0 | 0 | 0 | 0 | 0 | 0 | 0 | 0 | 0 | 0 | 0 | 0 | 0 | 0 | 0 | 0 | 0 | 0 | 0 | 0 | 0 | 0 | 0 | 0 | 0 | 0 | 0
F2_Commercial_Retail_New_Water Heating_Natural Gas_Water Heater_E6 | F2 | Commercial | Retail | New | Water Heating | Natural Gas | Water Heater | E6 | TRC BC Ratio | 0 | 0 | 0 | 0 | 0 | 0 | 0 | 0 | 0 | 0 | 0 | 0 | 0 | 0 | 0 | 0 | 0 | 0 | 0 | 0 | 0 | 0 | 0 | 0 | 0 | 0 | 0 | 0 | 0 | 0
F2_Commercial_Retail_New_Water Heating_Natural Gas_Water Heater_E7 | F2 | Commercial | Retail | New | Water Heating | Natural Gas | Water Heater | E7 | TRC BC Ratio | 0 | 0 | 0 | 0 | 0 | 0 | 0 | 0 | 0 | 0 | 0 | 0 | 0 | 0 | 0 | 0 | 0 | 0 | 0 | 0 | 0 | 0 | 0 | 0 | 0 | 0 | 0 | 0 | 0 | 0
F2_Commercial_Retail_New_Water Heating_Natural Gas_Water Heater_E8 | F2 | Commercial | Retail | New | Water Heating | Natural Gas | Water Heater | E8 | TRC BC Ratio | 0 | 0 | 0 | 0 | 0 | 0 | 0 | 0 | 0 | 0 | 0 | 0 | 0 | 0 | 0 | 0 | 0 | 0 | 0 | 0 | 0 | 0 | 0 | 0 | 0 | 0 | 0 | 0 | 0 | 0
F2_Commercial_Retail_New_Water Heating_Natural Gas_Water Heater_E9 | F2 | Commercial | Retail | New | Water Heating | Natural Gas | Water Heater | E9 | TRC BC Ratio | 0 | 0 | 0 | 0 | 0 | 0 | 0 | 0 | 0 | 0 | 0 | 0 | 0 | 0 | 0 | 0 | 0 | 0 | 0 | 0 | 0 | 0 | 0 | 0 | 0 | 0 | 0 | 0 | 0 | 0
F2_Commercial_Retail_New_Water Heating_Natural Gas_Water Heater_E10 | F2 | Commercial | Retail | New | Water Heating | Natural Gas | Water Heater | E10 | TRC BC Ratio | 0 | 0 | 0 | 0 | 0 | 0 | 0 | 0 | 0 | 0 | 0 | 0 | 0 | 0 | 0 | 0 | 0 | 0 | 0 | 0 | 0 | 0 | 0 | 0 | 0 | 0 | 0 | 0 | 0 | 0
F3_Commercial_Retail_New_Water Heating_Natural Gas_Water Heater_E1 | F3 | Commercial | Retail | New | Water Heating | Natural Gas | Water Heater | E1 | PACT BC Ratio | 0.9 | 0.9 | 0.9 | 0.9 | 0.9 | 0.9 | 0.9 | 0.9 | 0.9 | 0.9 | 0.9 | 0.9 | 0.9 | 0.9 | 0.9 | 0.9 | 0.9 | 0.9 | 0.9 | 0.9 | 0.9 | 0.9 | 0 | 0 | 0 | 0 | 0 | 0 | 0 | 0
F3_Commercial_Retail_New_Water Heating_Natural Gas_Water Heater_E2 | F3 | Commercial | Retail | New | Water Heating | Natural Gas | Water Heater | E2 | PACT BC Ratio | 0.9 | 0.9 | 0.9 | 0.9 | 0.9 | 0.9 | 0.9 | 0.9 | 0.9 | 0.9 | 0.9 | 0.9 | 0.9 | 0.9 | 0.9 | 0.9 | 0.9 | 0.9 | 0.9 | 0.9 | 0.9 | 0.9 | 0 | 0 | 0 | 0 | 0 | 0 | 0 | 0
F3_Commercial_Retail_New_Water Heating_Natural Gas_Water Heater_E3 | F3 | Commercial | Retail | New | Water Heating | Natural Gas | Water Heater | E3 | PACT BC Ratio | 89.8634 | 90.4622 | 91.2381 | 92.7364 | 94.8161 | 97.319 | 99.5913 | 101.5381 | 103.3861 | 105.2734 | 107.2941 | 109.2652 | 111.129 | 113.006 | 114.6648 | 116.2351 | 117.9346 | 119.64 | 121.3546 | 123.0694 | 124.7521 | 126.3946 | 0 | 0 | 0 | 0 | 0 | 0 | 0 | 0
F3_Commercial_Retail_New_Water Heating_Natural Gas_Water Heater_E4 | F3 | Commercial | Retail | New | Water Heating | Natural Gas | Water Heater | E4 | PACT BC Ratio | 0.9 | 0.9 | 0.9 | 0.9 | 0.9 | 0.9 | 0.9 | 0.9 | 0.9 | 0.9 | 0.9 | 0.9 | 0.9 | 0.9 | 0.9 | 0.9 | 0.9 | 0.9 | 0.9 | 0.9 | 0.9 | 0.9 | 0 | 0 | 0 | 0 | 0 | 0 | 0 | 0
F3_Commercial_Retail_New_Water Heating_Natural Gas_Water Heater_E5 | F3 | Commercial | Retail | New | Water Heating | Natural Gas | Water Heater | E5 | PACT BC Ratio | 0 | 0 | 0 | 0 | 0 | 0 | 0 | 0 | 0 | 0 | 0 | 0 | 0 | 0 | 0 | 0 | 0 | 0 | 0 | 0 | 0 | 0 | 0 | 0 | 0 | 0 | 0 | 0 | 0 | 0
F3_Commercial_Retail_New_Water Heating_Natural Gas_Water Heater_E6 | F3 | Commercial | Retail | New | Water Heating | Natural Gas | Water Heater | E6 | PACT BC Ratio | 0 | 0 | 0 | 0 | 0 | 0 | 0 | 0 | 0 | 0 | 0 | 0 | 0 | 0 | 0 | 0 | 0 | 0 | 0 | 0 | 0 | 0 | 0 | 0 | 0 | 0 | 0 | 0 | 0 | 0
F3_Commercial_Retail_New_Water Heating_Natural Gas_Water Heater_E7 | F3 | Commercial | Retail | New | Water Heating | Natural Gas | Water Heater | E7 | PACT BC Ratio | 0 | 0 | 0 | 0 | 0 | 0 | 0 | 0 | 0 | 0 | 0 | 0 | 0 | 0 | 0 | 0 | 0 | 0 | 0 | 0 | 0 | 0 | 0 | 0 | 0 | 0 | 0 | 0 | 0 | 0
F3_Commercial_Retail_New_Water Heating_Natural Gas_Water Heater_E8 | F3 | Commercial | Retail | New | Water Heating | Natural Gas | Water Heater | E8 | PACT BC Ratio | 0 | 0 | 0 | 0 | 0 | 0 | 0 | 0 | 0 | 0 | 0 | 0 | 0 | 0 | 0 | 0 | 0 | 0 | 0 | 0 | 0 | 0 | 0 | 0 | 0 | 0 | 0 | 0 | 0 | 0
F3_Commercial_Retail_New_Water Heating_Natural Gas_Water Heater_E9 | F3 | Commercial | Retail | New | Water Heating | Natural Gas | Water Heater | E9 | PACT BC Ratio | 0 | 0 | 0 | 0 | 0 | 0 | 0 | 0 | 0 | 0 | 0 | 0 | 0 | 0 | 0 | 0 | 0 | 0 | 0 | 0 | 0 | 0 | 0 | 0 | 0 | 0 | 0 | 0 | 0 | 0
F3_Commercial_Retail_New_Water Heating_Natural Gas_Water Heater_E10 | F3 | Commercial | Retail | New | Water Heating | Natural Gas | Water Heater | E10 | PACT BC Ratio | 0 | 0 | 0 | 0 | 0 | 0 | 0 | 0 | 0 | 0 | 0 | 0 | 0 | 0 | 0 | 0 | 0 | 0 | 0 | 0 | 0 | 0 | 0 | 0 | 0 | 0 | 0 | 0 | 0 | 0
F4_Commercial_Retail_New_Water Heating_Natural Gas_Water Heater_E1 | F4 | Commercial | Retail | New | Water Heating | Natural Gas | Water Heater | E1 | PCT BC Ratio | 0.9 | 0.9 | 0.9 | 0.9 | 0.9 | 0.9 | 0.9 | 0.9 | 0.9 | 0.9 | 0.9 | 0.9 | 0.9 | 0.9 | 0.9 | 0.9 | 0.9 | 0.9 | 0.9 | 0.9 | 0.9 | 0.9 | 0 | 0 | 0 | 0 | 0 | 0 | 0 | 0
F4_Commercial_Retail_New_Water Heating_Natural Gas_Water Heater_E2 | F4 | Commercial | Retail | New | Water Heating | Natural Gas | Water Heater | E2 | PCT BC Ratio | 0.9 | 0.9 | 0.9 | 0.9 | 0.9 | 0.9 | 0.9 | 0.9 | 0.9 | 0.9 | 0.9 | 0.9 | 0.9 | 0.9 | 0.9 | 0.9 | 0.9 | 0.9 | 0.9 | 0.9 | 0.9 | 0.9 | 0 | 0 | 0 | 0 | 0 | 0 | 0 | 0
F4_Commercial_Retail_New_Water Heating_Natural Gas_Water Heater_E3 | F4 | Commercial | Retail | New | Water Heating | Natural Gas | Water Heater | E3 | PCT BC Ratio | 97.2951 | 97.9406 | 98.777 | 100.392 | 102.6338 | 105.3317 | 107.7811 | 109.8797 | 111.8716 | 113.9061 | 116.0842 | 118.209 | 120.218 | 122.2413 | 124.0293 | 125.722 | 127.554 | 129.3923 | 131.2405 | 133.089 | 134.9028 | 136.6733 | 0 | 0 | 0 | 0 | 0 | 0 | 0 | 0
F4_Commercial_Retail_New_Water Heating_Natural Gas_Water Heater_E4 | F4 | Commercial | Retail | New | Water Heating | Natural Gas | Water Heater | E4 | PCT BC Ratio | 0.9 | 0.9 | 0.9 | 0.9 | 0.9 | 0.9 | 0.9 | 0.9 | 0.9 | 0.9 | 0.9 | 0.9 | 0.9 | 0.9 | 0.9 | 0.9 | 0.9 | 0.9 | 0.9 | 0.9 | 0.9 | 0.9 | 0 | 0 | 0 | 0 | 0 | 0 | 0 | 0
F4_Commercial_Retail_New_Water Heating_Natural Gas_Water Heater_E5 | F4 | Commercial | Retail | New | Water Heating | Natural Gas | Water Heater | E5 | PCT BC Ratio | 0 | 0 | 0 | 0 | 0 | 0 | 0 | 0 | 0 | 0 | 0 | 0 | 0 | 0 | 0 | 0 | 0 | 0 | 0 | 0 | 0 | 0 | 0 | 0 | 0 | 0 | 0 | 0 | 0 | 0
F4_Commercial_Retail_New_Water Heating_Natural Gas_Water Heater_E6 | F4 | Commercial | Retail | New | Water Heating | Natural Gas | Water Heater | E6 | PCT BC Ratio | 0 | 0 | 0 | 0 | 0 | 0 | 0 | 0 | 0 | 0 | 0 | 0 | 0 | 0 | 0 | 0 | 0 | 0 | 0 | 0 | 0 | 0 | 0 | 0 | 0 | 0 | 0 | 0 | 0 | 0
F4_Commercial_Retail_New_Water Heating_Natural Gas_Water Heater_E7 | F4 | Commercial | Retail | New | Water Heating | Natural Gas | Water Heater | E7 | PCT BC Ratio | 0 | 0 | 0 | 0 | 0 | 0 | 0 | 0 | 0 | 0 | 0 | 0 | 0 | 0 | 0 | 0 | 0 | 0 | 0 | 0 | 0 | 0 | 0 | 0 | 0 | 0 | 0 | 0 | 0 | 0
F4_Commercial_Retail_New_Water Heating_Natural Gas_Water Heater_E8 | F4 | Commercial | Retail | New | Water Heating | Natural Gas | Water Heater | E8 | PCT BC Ratio | 0 | 0 | 0 | 0 | 0 | 0 | 0 | 0 | 0 | 0 | 0 | 0 | 0 | 0 | 0 | 0 | 0 | 0 | 0 | 0 | 0 | 0 | 0 | 0 | 0 | 0 | 0 | 0 | 0 | 0
F4_Commercial_Retail_New_Water Heating_Natural Gas_Water Heater_E9 | F4 | Commercial | Retail | New | Water Heating | Natural Gas | Water Heater | E9 | PCT BC Ratio | 0 | 0 | 0 | 0 | 0 | 0 | 0 | 0 | 0 | 0 | 0 | 0 | 0 | 0 | 0 | 0 | 0 | 0 | 0 | 0 | 0 | 0 | 0 | 0 | 0 | 0 | 0 | 0 | 0 | 0
F4_Commercial_Retail_New_Water Heating_Natural Gas_Water Heater_E10 | F4 | Commercial | Retail | New | Water Heating | Natural Gas | Water Heater | E10 | PCT BC Ratio | 0 | 0 | 0 | 0 | 0 | 0 | 0 | 0 | 0 | 0 | 0 | 0 | 0 | 0 | 0 | 0 | 0 | 0 | 0 | 0 | 0 | 0 | 0 | 0 | 0 | 0 | 0 | 0 | 0 | 0
F5_Commercial_Retail_New_Water Heating_Natural Gas_Water Heater_E1 | F5 | Commercial | Retail | New | Water Heating | Natural Gas | Water Heater | E1 | RIM BC Ratio | 0.9 | 0.9 | 0.9 | 0.9 | 0.9 | 0.9 | 0.9 | 0.9 | 0.9 | 0.9 | 0.9 | 0.9 | 0.9 | 0.9 | 0.9 | 0.9 | 0.9 | 0.9 | 0.9 | 0.9 | 0.9 | 0.9 | 0 | 0 | 0 | 0 | 0 | 0 | 0 | 0
F5_Commercial_Retail_New_Water Heating_Natural Gas_Water Heater_E2 | F5 | Commercial | Retail | New | Water Heating | Natural Gas | Water Heater | E2 | RIM BC Ratio | 0.9 | 0.9 | 0.9 | 0.9 | 0.9 | 0.9 | 0.9 | 0.9 | 0.9 | 0.9 | 0.9 | 0.9 | 0.9 | 0.9 | 0.9 | 0.9 | 0.9 | 0.9 | 0.9 | 0.9 | 0.9 | 0.9 | 0 | 0 | 0 | 0 | 0 | 0 | 0 | 0
F5_Commercial_Retail_New_Water Heating_Natural Gas_Water Heater_E3 | F5 | Commercial | Retail | New | Water Heating | Natural Gas | Water Heater | E3 | RIM BC Ratio | 0.827 | 0.82705 | 0.82711 | 0.82723 | 0.8274 | 0.82758 | 0.82774 | 0.82787 | 0.82799 | 0.82811 | 0.82824 | 0.82835 | 0.82846 | 0.82856 | 0.82865 | 0.82873 | 0.82881 | 0.8289 | 0.82898 | 0.82906 | 0.82913 | 0.8292 | 0 | 0 | 0 | 0 | 0 | 0 | 0 | 0
F5_Commercial_Retail_New_Water Heating_Natural Gas_Water Heater_E4 | F5 | Commercial | Retail | New | Water Heating | Natural Gas | Water Heater | E4 | RIM BC Ratio | 0.9 | 0.9 | 0.9 | 0.9 | 0.9 | 0.9 | 0.9 | 0.9 | 0.9 | 0.9 | 0.9 | 0.9 | 0.9 | 0.9 | 0.9 | 0.9 | 0.9 | 0.9 | 0.9 | 0.9 | 0.9 | 0.9 | 0 | 0 | 0 | 0 | 0 | 0 | 0 | 0
F5_Commercial_Retail_New_Water Heating_Natural Gas_Water Heater_E5 | F5 | Commercial | Retail | New | Water Heating | Natural Gas | Water Heater | E5 | RIM BC Ratio | 0 | 0 | 0 | 0 | 0 | 0 | 0 | 0 | 0 | 0 | 0 | 0 | 0 | 0 | 0 | 0 | 0 | 0 | 0 | 0 | 0 | 0 | 0 | 0 | 0 | 0 | 0 | 0 | 0 | 0
F5_Commercial_Retail_New_Water Heating_Natural Gas_Water Heater_E6 | F5 | Commercial | Retail | New | Water Heating | Natural Gas | Water Heater | E6 | RIM BC Ratio | 0 | 0 | 0 | 0 | 0 | 0 | 0 | 0 | 0 | 0 | 0 | 0 | 0 | 0 | 0 | 0 | 0 | 0 | 0 | 0 | 0 | 0 | 0 | 0 | 0 | 0 | 0 | 0 | 0 | 0
F5_Commercial_Retail_New_Water Heating_Natural Gas_Water Heater_E7 | F5 | Commercial | Retail | New | Water Heating | Natural Gas | Water Heater | E7 | RIM BC Ratio | 0 | 0 | 0 | 0 | 0 | 0 | 0 | 0 | 0 | 0 | 0 | 0 | 0 | 0 | 0 | 0 | 0 | 0 | 0 | 0 | 0 | 0 | 0 | 0 | 0 | 0 | 0 | 0 | 0 | 0
F5_Commercial_Retail_New_Water Heating_Natural Gas_Water Heater_E8 | F5 | Commercial | Retail | New | Water Heating | Natural Gas | Water Heater | E8 | RIM BC Ratio | 0 | 0 | 0 | 0 | 0 | 0 | 0 | 0 | 0 | 0 | 0 | 0 | 0 | 0 | 0 | 0 | 0 | 0 | 0 | 0 | 0 | 0 | 0 | 0 | 0 | 0 | 0 | 0 | 0 | 0
F5_Commercial_Retail_New_Water Heating_Natural Gas_Water Heater_E9 | F5 | Commercial | Retail | New | Water Heating | Natural Gas | Water Heater | E9 | RIM BC Ratio | 0 | 0 | 0 | 0 | 0 | 0 | 0 | 0 | 0 | 0 | 0 | 0 | 0 | 0 | 0 | 0 | 0 | 0 | 0 | 0 | 0 | 0 | 0 | 0 | 0 | 0 | 0 | 0 | 0 | 0
F5_Commercial_Retail_New_Water Heating_Natural Gas_Water Heater_E10 | F5 | Commercial | Retail | New | Water Heating | Natural Gas | Water Heater | E10 | RIM BC Ratio | 0 | 0 | 0 | 0 | 0 | 0 | 0 | 0 | 0 | 0 | 0 | 0 | 0 | 0 | 0 | 0 | 0 | 0 | 0 | 0 | 0 | 0 | 0 | 0 | 0 | 0 | 0 | 0 | 0 | 0
F0_Commercial_Retail_New_Food Preparation_Natural Gas_Oven_E0 | F0 | Commercial | Retail | New | Food Preparation | Natural Gas | Oven | E0 | Economic Unit | ENERGY STAR (>44% Baking Efficiency) | ENERGY STAR (>44% Baking Efficiency) | ENERGY STAR (>44% Baking Efficiency) | ENERGY STAR (>44% Baking Efficiency) | ENERGY STAR (>44% Baking Efficiency) | ENERGY STAR (>44% Baking Efficiency) | ENERGY STAR (>44% Baking Efficiency) | ENERGY STAR (>44% Baking Efficiency) | ENERGY STAR (>44% Baking Efficiency) | ENERGY STAR (>44% Baking Efficiency) | ENERGY STAR (>44% Baking Efficiency) | ENERGY STAR (>44% Baking Efficiency) | ENERGY STAR (>44% Baking Efficiency) | ENERGY STAR (>44% Baking Efficiency) | ENERGY STAR (>44% Baking Efficiency) | ENERGY STAR (>44% Baking Efficiency) | ENERGY STAR (>44% Baking Efficiency) | ENERGY STAR (>44% Baking Efficiency) | ENERGY STAR (>44% Baking Efficiency) | ENERGY STAR (>44% Baking Efficiency) | ENERGY STAR (>44% Baking Efficiency) | ENERGY STAR (>44% Baking Efficiency) | 0 | 0 | 0 | 0 | 0 | 0 | 0 | 0
F1_Commercial_Retail_New_Food Preparation_Natural Gas_Oven_E1 | F1 | Commercial | Retail | New | Food Preparation | Natural Gas | Oven | E1 | CCE | 0 | 0 | 0 | 0 | 0 | 0 | 0 | 0 | 0 | 0 | 0 | 0 | 0 | 0 | 0 | 0 | 0 | 0 | 0 | 0 | 0 | 0 | 0 | 0 | 0 | 0 | 0 | 0 | 0 | 0
F1_Commercial_Retail_New_Food Preparation_Natural Gas_Oven_E2 | F1 | Commercial | Retail | New | Food Preparation | Natural Gas | Oven | E2 | CCE | 0.00045896 | 0.00045896 | 0.00048217 | 0.00047484 | 0.00046772 | 0.00045882 | 0.00045757 | 0.00045463 | 0.00045189 | 0.00044776 | 0.00044712 | 0.00044507 | 0.00044323 | 0.00043973 | 0.00044019 | 0.00043885 | 0.00043753 | 0.00043464 | 0.00043549 | 0.00043464 | 0.000434 | 0.00043158 | 0 | 0 | 0 | 0 | 0 | 0 | 0 | 0
F1_Commercial_Retail_New_Food Preparation_Natural Gas_Oven_E3 | F1 | Commercial | Retail | New | Food Preparation | Natural Gas | Oven | E3 | CCE | 0 | 0 | 0 | 0 | 0 | 0 | 0 | 0 | 0 | 0 | 0 | 0 | 0 | 0 | 0 | 0 | 0 | 0 | 0 | 0 | 0 | 0 | 0 | 0 | 0 | 0 | 0 | 0 | 0 | 0
F1_Commercial_Retail_New_Food Preparation_Natural Gas_Oven_E4 | F1 | Commercial | Retail | New | Food Preparation | Natural Gas | Oven | E4 | CCE | 0 | 0 | 0 | 0 | 0 | 0 | 0 | 0 | 0 | 0 | 0 | 0 | 0 | 0 | 0 | 0 | 0 | 0 | 0 | 0 | 0 | 0 | 0 | 0 | 0 | 0 | 0 | 0 | 0 | 0
F1_Commercial_Retail_New_Food Preparation_Natural Gas_Oven_E5 | F1 | Commercial | Retail | New | Food Preparation | Natural Gas | Oven | E5 | CCE | 0 | 0 | 0 | 0 | 0 | 0 | 0 | 0 | 0 | 0 | 0 | 0 | 0 | 0 | 0 | 0 | 0 | 0 | 0 | 0 | 0 | 0 | 0 | 0 | 0 | 0 | 0 | 0 | 0 | 0
F1_Commercial_Retail_New_Food Preparation_Natural Gas_Oven_E6 | F1 | Commercial | Retail | New | Food Preparation | Natural Gas | Oven | E6 | CCE | 0 | 0 | 0 | 0 | 0 | 0 | 0 | 0 | 0 | 0 | 0 | 0 | 0 | 0 | 0 | 0 | 0 | 0 | 0 | 0 | 0 | 0 | 0 | 0 | 0 | 0 | 0 | 0 | 0 | 0
F1_Commercial_Retail_New_Food Preparation_Natural Gas_Oven_E7 | F1 | Commercial | Retail | New | Food Preparation | Natural Gas | Oven | E7 | CCE | 0 | 0 | 0 | 0 | 0 | 0 | 0 | 0 | 0 | 0 | 0 | 0 | 0 | 0 | 0 | 0 | 0 | 0 | 0 | 0 | 0 | 0 | 0 | 0 | 0 | 0 | 0 | 0 | 0 | 0
F1_Commercial_Retail_New_Food Preparation_Natural Gas_Oven_E8 | F1 | Commercial | Retail | New | Food Preparation | Natural Gas | Oven | E8 | CCE | 0 | 0 | 0 | 0 | 0 | 0 | 0 | 0 | 0 | 0 | 0 | 0 | 0 | 0 | 0 | 0 | 0 | 0 | 0 | 0 | 0 | 0 | 0 | 0 | 0 | 0 | 0 | 0 | 0 | 0
F1_Commercial_Retail_New_Food Preparation_Natural Gas_Oven_E9 | F1 | Commercial | Retail | New | Food Preparation | Natural Gas | Oven | E9 | CCE | 0 | 0 | 0 | 0 | 0 | 0 | 0 | 0 | 0 | 0 | 0 | 0 | 0 | 0 | 0 | 0 | 0 | 0 | 0 | 0 | 0 | 0 | 0 | 0 | 0 | 0 | 0 | 0 | 0 | 0
F1_Commercial_Retail_New_Food Preparation_Natural Gas_Oven_E10 | F1 | Commercial | Retail | New | Food Preparation | Natural Gas | Oven | E10 | CCE | 0 | 0 | 0 | 0 | 0 | 0 | 0 | 0 | 0 | 0 | 0 | 0 | 0 | 0 | 0 | 0 | 0 | 0 | 0 | 0 | 0 | 0 | 0 | 0 | 0 | 0 | 0 | 0 | 0 | 0
F2_Commercial_Retail_New_Food Preparation_Natural Gas_Oven_E1 | F2 | Commercial | Retail | New | Food Preparation | Natural Gas | Oven | E1 | TRC BC Ratio | 0.9 | 0.9 | 0.9 | 0.9 | 0.9 | 0.9 | 0.9 | 0.9 | 0.9 | 0.9 | 0.9 | 0.9 | 0.9 | 0.9 | 0.9 | 0.9 | 0.9 | 0.9 | 0.9 | 0.9 | 0.9 | 0.9 | 0 | 0 | 0 | 0 | 0 | 0 | 0 | 0
F2_Commercial_Retail_New_Food Preparation_Natural Gas_Oven_E2 | F2 | Commercial | Retail | New | Food Preparation | Natural Gas | Oven | E2 | TRC BC Ratio | 19.3861 | 19.5519 | 19.7505 | 20.079 | 20.517 | 21.0337 | 21.5085 | 21.9312 | 22.3413 | 22.739 | 23.1401 | 23.5301 | 23.8972 | 24.2648 | 24.6161 | 24.9765 | 25.3618 | 25.7498 | 26.141 | 26.5337 | 26.9222 | 27.305 | 0 | 0 | 0 | 0 | 0 | 0 | 0 | 0
F2_Commercial_Retail_New_Food Preparation_Natural Gas_Oven_E3 | F2 | Commercial | Retail | New | Food Preparation | Natural Gas | Oven | E3 | TRC BC Ratio | 0 | 0 | 0 | 0 | 0 | 0 | 0 | 0 | 0 | 0 | 0 | 0 | 0 | 0 | 0 | 0 | 0 | 0 | 0 | 0 | 0 | 0 | 0 | 0 | 0 | 0 | 0 | 0 | 0 | 0
F2_Commercial_Retail_New_Food Preparation_Natural Gas_Oven_E4 | F2 | Commercial | Retail | New | Food Preparation | Natural Gas | Oven | E4 | TRC BC Ratio | 0 | 0 | 0 | 0 | 0 | 0 | 0 | 0 | 0 | 0 | 0 | 0 | 0 | 0 | 0 | 0 | 0 | 0 | 0 | 0 | 0 | 0 | 0 | 0 | 0 | 0 | 0 | 0 | 0 | 0
F2_Commercial_Retail_New_Food Preparation_Natural Gas_Oven_E5 | F2 | Commercial | Retail | New | Food Preparation | Natural Gas | Oven | E5 | TRC BC Ratio | 0 | 0 | 0 | 0 | 0 | 0 | 0 | 0 | 0 | 0 | 0 | 0 | 0 | 0 | 0 | 0 | 0 | 0 | 0 | 0 | 0 | 0 | 0 | 0 | 0 | 0 | 0 | 0 | 0 | 0
F2_Commercial_Retail_New_Food Preparation_Natural Gas_Oven_E6 | F2 | Commercial | Retail | New | Food Preparation | Natural Gas | Oven | E6 | TRC BC Ratio | 0 | 0 | 0 | 0 | 0 | 0 | 0 | 0 | 0 | 0 | 0 | 0 | 0 | 0 | 0 | 0 | 0 | 0 | 0 | 0 | 0 | 0 | 0 | 0 | 0 | 0 | 0 | 0 | 0 | 0
F2_Commercial_Retail_New_Food Preparation_Natural Gas_Oven_E7 | F2 | Commercial | Retail | New | Food Preparation | Natural Gas | Oven | E7 | TRC BC Ratio | 0 | 0 | 0 | 0 | 0 | 0 | 0 | 0 | 0 | 0 | 0 | 0 | 0 | 0 | 0 | 0 | 0 | 0 | 0 | 0 | 0 | 0 | 0 | 0 | 0 | 0 | 0 | 0 | 0 | 0
F2_Commercial_Retail_New_Food Preparation_Natural Gas_Oven_E8 | F2 | Commercial | Retail | New | Food Preparation | Natural Gas | Oven | E8 | TRC BC Ratio | 0 | 0 | 0 | 0 | 0 | 0 | 0 | 0 | 0 | 0 | 0 | 0 | 0 | 0 | 0 | 0 | 0 | 0 | 0 | 0 | 0 | 0 | 0 | 0 | 0 | 0 | 0 | 0 | 0 | 0
F2_Commercial_Retail_New_Food Preparation_Natural Gas_Oven_E9 | F2 | Commercial | Retail | New | Food Preparation | Natural Gas | Oven | E9 | TRC BC Ratio | 0 | 0 | 0 | 0 | 0 | 0 | 0 | 0 | 0 | 0 | 0 | 0 | 0 | 0 | 0 | 0 | 0 | 0 | 0 | 0 | 0 | 0 | 0 | 0 | 0 | 0 | 0 | 0 | 0 | 0
F2_Commercial_Retail_New_Food Preparation_Natural Gas_Oven_E10 | F2 | Commercial | Retail | New | Food Preparation | Natural Gas | Oven | E10 | TRC BC Ratio | 0 | 0 | 0 | 0 | 0 | 0 | 0 | 0 | 0 | 0 | 0 | 0 | 0 | 0 | 0 | 0 | 0 | 0 | 0 | 0 | 0 | 0 | 0 | 0 | 0 | 0 | 0 | 0 | 0 | 0
F3_Commercial_Retail_New_Food Preparation_Natural Gas_Oven_E1 | F3 | Commercial | Retail | New | Food Preparation | Natural Gas | Oven | E1 | PACT BC Ratio | 0.9 | 0.9 | 0.9 | 0.9 | 0.9 | 0.9 | 0.9 | 0.9 | 0.9 | 0.9 | 0.9 | 0.9 | 0.9 | 0.9 | 0.9 | 0.9 | 0.9 | 0.9 | 0.9 | 0.9 | 0.9 | 0.9 | 0 | 0 | 0 | 0 | 0 | 0 | 0 | 0
F3_Commercial_Retail_New_Food Preparation_Natural Gas_Oven_E2 | F3 | Commercial | Retail | New | Food Preparation | Natural Gas | Oven | E2 | PACT BC Ratio | 19.3861 | 19.5519 | 19.7505 | 20.079 | 20.517 | 21.0337 | 21.5085 | 21.9312 | 22.3413 | 22.739 | 23.1401 | 23.5301 | 23.8972 | 24.2648 | 24.6161 | 24.9765 | 25.3618 | 25.7498 | 26.141 | 26.5337 | 26.9222 | 27.305 | 0 | 0 | 0 | 0 | 0 | 0 | 0 | 0
F3_Commercial_Retail_New_Food Preparation_Natural Gas_Oven_E3 | F3 | Commercial | Retail | New | Food Preparation | Natural Gas | Oven | E3 | PACT BC Ratio | 0 | 0 | 0 | 0 | 0 | 0 | 0 | 0 | 0 | 0 | 0 | 0 | 0 | 0 | 0 | 0 | 0 | 0 | 0 | 0 | 0 | 0 | 0 | 0 | 0 | 0 | 0 | 0 | 0 | 0
F3_Commercial_Retail_New_Food Preparation_Natural Gas_Oven_E4 | F3 | Commercial | Retail | New | Food Preparation | Natural Gas | Oven | E4 | PACT BC Ratio | 0 | 0 | 0 | 0 | 0 | 0 | 0 | 0 | 0 | 0 | 0 | 0 | 0 | 0 | 0 | 0 | 0 | 0 | 0 | 0 | 0 | 0 | 0 | 0 | 0 | 0 | 0 | 0 | 0 | 0
F3_Commercial_Retail_New_Food Preparation_Natural Gas_Oven_E5 | F3 | Commercial | Retail | New | Food Preparation | Natural Gas | Oven | E5 | PACT BC Ratio | 0 | 0 | 0 | 0 | 0 | 0 | 0 | 0 | 0 | 0 | 0 | 0 | 0 | 0 | 0 | 0 | 0 | 0 | 0 | 0 | 0 | 0 | 0 | 0 | 0 | 0 | 0 | 0 | 0 | 0
F3_Commercial_Retail_New_Food Preparation_Natural Gas_Oven_E6 | F3 | Commercial | Retail | New | Food Preparation | Natural Gas | Oven | E6 | PACT BC Ratio | 0 | 0 | 0 | 0 | 0 | 0 | 0 | 0 | 0 | 0 | 0 | 0 | 0 | 0 | 0 | 0 | 0 | 0 | 0 | 0 | 0 | 0 | 0 | 0 | 0 | 0 | 0 | 0 | 0 | 0
F3_Commercial_Retail_New_Food Preparation_Natural Gas_Oven_E7 | F3 | Commercial | Retail | New | Food Preparation | Natural Gas | Oven | E7 | PACT BC Ratio | 0 | 0 | 0 | 0 | 0 | 0 | 0 | 0 | 0 | 0 | 0 | 0 | 0 | 0 | 0 | 0 | 0 | 0 | 0 | 0 | 0 | 0 | 0 | 0 | 0 | 0 | 0 | 0 | 0 | 0
F3_Commercial_Retail_New_Food Preparation_Natural Gas_Oven_E8 | F3 | Commercial | Retail | New | Food Preparation | Natural Gas | Oven | E8 | PACT BC Ratio | 0 | 0 | 0 | 0 | 0 | 0 | 0 | 0 | 0 | 0 | 0 | 0 | 0 | 0 | 0 | 0 | 0 | 0 | 0 | 0 | 0 | 0 | 0 | 0 | 0 | 0 | 0 | 0 | 0 | 0
F3_Commercial_Retail_New_Food Preparation_Natural Gas_Oven_E9 | F3 | Commercial | Retail | New | Food Preparation | Natural Gas | Oven | E9 | PACT BC Ratio | 0 | 0 | 0 | 0 | 0 | 0 | 0 | 0 | 0 | 0 | 0 | 0 | 0 | 0 | 0 | 0 | 0 | 0 | 0 | 0 | 0 | 0 | 0 | 0 | 0 | 0 | 0 | 0 | 0 | 0
F3_Commercial_Retail_New_Food Preparation_Natural Gas_Oven_E10 | F3 | Commercial | Retail | New | Food Preparation | Natural Gas | Oven | E10 | PACT BC Ratio | 0 | 0 | 0 | 0 | 0 | 0 | 0 | 0 | 0 | 0 | 0 | 0 | 0 | 0 | 0 | 0 | 0 | 0 | 0 | 0 | 0 | 0 | 0 | 0 | 0 | 0 | 0 | 0 | 0 | 0
F4_Commercial_Retail_New_Food Preparation_Natural Gas_Oven_E1 | F4 | Commercial | Retail | New | Food Preparation | Natural Gas | Oven | E1 | PCT BC Ratio | 0.9 | 0.9 | 0.9 | 0.9 | 0.9 | 0.9 | 0.9 | 0.9 | 0.9 | 0.9 | 0.9 | 0.9 | 0.9 | 0.9 | 0.9 | 0.9 | 0.9 | 0.9 | 0.9 | 0.9 | 0.9 | 0.9 | 0 | 0 | 0 | 0 | 0 | 0 | 0 | 0
F4_Commercial_Retail_New_Food Preparation_Natural Gas_Oven_E2 | F4 | Commercial | Retail | New | Food Preparation | Natural Gas | Oven | E2 | PCT BC Ratio | 49.7741 | 50.1913 | 50.6909 | 51.5175 | 52.6194 | 53.9194 | 55.1139 | 56.1776 | 57.2092 | 58.2099 | 59.2191 | 60.2001 | 61.1237 | 62.0487 | 62.9326 | 63.8392 | 64.8088 | 65.7849 | 66.769 | 67.7572 | 68.7346 | 69.6977 | 0 | 0 | 0 | 0 | 0 | 0 | 0 | 0
F4_Commercial_Retail_New_Food Preparation_Natural Gas_Oven_E3 | F4 | Commercial | Retail | New | Food Preparation | Natural Gas | Oven | E3 | PCT BC Ratio | 0 | 0 | 0 | 0 | 0 | 0 | 0 | 0 | 0 | 0 | 0 | 0 | 0 | 0 | 0 | 0 | 0 | 0 | 0 | 0 | 0 | 0 | 0 | 0 | 0 | 0 | 0 | 0 | 0 | 0
F4_Commercial_Retail_New_Food Preparation_Natural Gas_Oven_E4 | F4 | Commercial | Retail | New | Food Preparation | Natural Gas | Oven | E4 | PCT BC Ratio | 0 | 0 | 0 | 0 | 0 | 0 | 0 | 0 | 0 | 0 | 0 | 0 | 0 | 0 | 0 | 0 | 0 | 0 | 0 | 0 | 0 | 0 | 0 | 0 | 0 | 0 | 0 | 0 | 0 | 0
F4_Commercial_Retail_New_Food Preparation_Natural Gas_Oven_E5 | F4 | Commercial | Retail | New | Food Preparation | Natural Gas | Oven | E5 | PCT BC Ratio | 0 | 0 | 0 | 0 | 0 | 0 | 0 | 0 | 0 | 0 | 0 | 0 | 0 | 0 | 0 | 0 | 0 | 0 | 0 | 0 | 0 | 0 | 0 | 0 | 0 | 0 | 0 | 0 | 0 | 0
F4_Commercial_Retail_New_Food Preparation_Natural Gas_Oven_E6 | F4 | Commercial | Retail | New | Food Preparation | Natural Gas | Oven | E6 | PCT BC Ratio | 0 | 0 | 0 | 0 | 0 | 0 | 0 | 0 | 0 | 0 | 0 | 0 | 0 | 0 | 0 | 0 | 0 | 0 | 0 | 0 | 0 | 0 | 0 | 0 | 0 | 0 | 0 | 0 | 0 | 0
F4_Commercial_Retail_New_Food Preparation_Natural Gas_Oven_E7 | F4 | Commercial | Retail | New | Food Preparation | Natural Gas | Oven | E7 | PCT BC Ratio | 0 | 0 | 0 | 0 | 0 | 0 | 0 | 0 | 0 | 0 | 0 | 0 | 0 | 0 | 0 | 0 | 0 | 0 | 0 | 0 | 0 | 0 | 0 | 0 | 0 | 0 | 0 | 0 | 0 | 0
F4_Commercial_Retail_New_Food Preparation_Natural Gas_Oven_E8 | F4 | Commercial | Retail | New | Food Preparation | Natural Gas | Oven | E8 | PCT BC Ratio | 0 | 0 | 0 | 0 | 0 | 0 | 0 | 0 | 0 | 0 | 0 | 0 | 0 | 0 | 0 | 0 | 0 | 0 | 0 | 0 | 0 | 0 | 0 | 0 | 0 | 0 | 0 | 0 | 0 | 0
F4_Commercial_Retail_New_Food Preparation_Natural Gas_Oven_E9 | F4 | Commercial | Retail | New | Food Preparation | Natural Gas | Oven | E9 | PCT BC Ratio | 0 | 0 | 0 | 0 | 0 | 0 | 0 | 0 | 0 | 0 | 0 | 0 | 0 | 0 | 0 | 0 | 0 | 0 | 0 | 0 | 0 | 0 | 0 | 0 | 0 | 0 | 0 | 0 | 0 | 0
F4_Commercial_Retail_New_Food Preparation_Natural Gas_Oven_E10 | F4 | Commercial | Retail | New | Food Preparation | Natural Gas | Oven | E10 | PCT BC Ratio | 0 | 0 | 0 | 0 | 0 | 0 | 0 | 0 | 0 | 0 | 0 | 0 | 0 | 0 | 0 | 0 | 0 | 0 | 0 | 0 | 0 | 0 | 0 | 0 | 0 | 0 | 0 | 0 | 0 | 0
F5_Commercial_Retail_New_Food Preparation_Natural Gas_Oven_E1 | F5 | Commercial | Retail | New | Food Preparation | Natural Gas | Oven | E1 | RIM BC Ratio | 0.9 | 0.9 | 0.9 | 0.9 | 0.9 | 0.9 | 0.9 | 0.9 | 0.9 | 0.9 | 0.9 | 0.9 | 0.9 | 0.9 | 0.9 | 0.9 | 0.9 | 0.9 | 0.9 | 0.9 | 0.9 | 0.9 | 0 | 0 | 0 | 0 | 0 | 0 | 0 | 0
F5_Commercial_Retail_New_Food Preparation_Natural Gas_Oven_E2 | F5 | Commercial | Retail | New | Food Preparation | Natural Gas | Oven | E2 | RIM BC Ratio | 0.80022 | 0.80051 | 0.80083 | 0.80137 | 0.80205 | 0.80282 | 0.8035 | 0.80408 | 0.80462 | 0.80513 | 0.80562 | 0.80608 | 0.80651 | 0.80692 | 0.80731 | 0.80769 | 0.80808 | 0.80847 | 0.80885 | 0.80922 | 0.80958 | 0.80992 | 0 | 0 | 0 | 0 | 0 | 0 | 0 | 0
F5_Commercial_Retail_New_Food Preparation_Natural Gas_Oven_E3 | F5 | Commercial | Retail | New | Food Preparation | Natural Gas | Oven | E3 | RIM BC Ratio | 0 | 0 | 0 | 0 | 0 | 0 | 0 | 0 | 0 | 0 | 0 | 0 | 0 | 0 | 0 | 0 | 0 | 0 | 0 | 0 | 0 | 0 | 0 | 0 | 0 | 0 | 0 | 0 | 0 | 0
F5_Commercial_Retail_New_Food Preparation_Natural Gas_Oven_E4 | F5 | Commercial | Retail | New | Food Preparation | Natural Gas | Oven | E4 | RIM BC Ratio | 0 | 0 | 0 | 0 | 0 | 0 | 0 | 0 | 0 | 0 | 0 | 0 | 0 | 0 | 0 | 0 | 0 | 0 | 0 | 0 | 0 | 0 | 0 | 0 | 0 | 0 | 0 | 0 | 0 | 0
F5_Commercial_Retail_New_Food Preparation_Natural Gas_Oven_E5 | F5 | Commercial | Retail | New | Food Preparation | Natural Gas | Oven | E5 | RIM BC Ratio | 0 | 0 | 0 | 0 | 0 | 0 | 0 | 0 | 0 | 0 | 0 | 0 | 0 | 0 | 0 | 0 | 0 | 0 | 0 | 0 | 0 | 0 | 0 | 0 | 0 | 0 | 0 | 0 | 0 | 0
F5_Commercial_Retail_New_Food Preparation_Natural Gas_Oven_E6 | F5 | Commercial | Retail | New | Food Preparation | Natural Gas | Oven | E6 | RIM BC Ratio | 0 | 0 | 0 | 0 | 0 | 0 | 0 | 0 | 0 | 0 | 0 | 0 | 0 | 0 | 0 | 0 | 0 | 0 | 0 | 0 | 0 | 0 | 0 | 0 | 0 | 0 | 0 | 0 | 0 | 0
F5_Commercial_Retail_New_Food Preparation_Natural Gas_Oven_E7 | F5 | Commercial | Retail | New | Food Preparation | Natural Gas | Oven | E7 | RIM BC Ratio | 0 | 0 | 0 | 0 | 0 | 0 | 0 | 0 | 0 | 0 | 0 | 0 | 0 | 0 | 0 | 0 | 0 | 0 | 0 | 0 | 0 | 0 | 0 | 0 | 0 | 0 | 0 | 0 | 0 | 0
F5_Commercial_Retail_New_Food Preparation_Natural Gas_Oven_E8 | F5 | Commercial | Retail | New | Food Preparation | Natural Gas | Oven | E8 | RIM BC Ratio | 0 | 0 | 0 | 0 | 0 | 0 | 0 | 0 | 0 | 0 | 0 | 0 | 0 | 0 | 0 | 0 | 0 | 0 | 0 | 0 | 0 | 0 | 0 | 0 | 0 | 0 | 0 | 0 | 0 | 0
F5_Commercial_Retail_New_Food Preparation_Natural Gas_Oven_E9 | F5 | Commercial | Retail | New | Food Preparation | Natural Gas | Oven | E9 | RIM BC Ratio | 0 | 0 | 0 | 0 | 0 | 0 | 0 | 0 | 0 | 0 | 0 | 0 | 0 | 0 | 0 | 0 | 0 | 0 | 0 | 0 | 0 | 0 | 0 | 0 | 0 | 0 | 0 | 0 | 0 | 0
F5_Commercial_Retail_New_Food Preparation_Natural Gas_Oven_E10 | F5 | Commercial | Retail | New | Food Preparation | Natural Gas | Oven | E10 | RIM BC Ratio | 0 | 0 | 0 | 0 | 0 | 0 | 0 | 0 | 0 | 0 | 0 | 0 | 0 | 0 | 0 | 0 | 0 | 0 | 0 | 0 | 0 | 0 | 0 | 0 | 0 | 0 | 0 | 0 | 0 | 0
F0_Commercial_Retail_New_Food Preparation_Natural Gas_Conveyor Oven_E0 | F0 | Commercial | Retail | New | Food Preparation | Natural Gas | Conveyor Oven | E0 | Economic Unit | Efficient (>44% Baking Efficiency) | Efficient (>44% Baking Efficiency) | Efficient (>44% Baking Efficiency) | Efficient (>44% Baking Efficiency) | Efficient (>44% Baking Efficiency) | Efficient (>44% Baking Efficiency) | Efficient (>44% Baking Efficiency) | Efficient (>44% Baking Efficiency) | Efficient (>44% Baking Efficiency) | Efficient (>44% Baking Efficiency) | Efficient (>44% Baking Efficiency) | Efficient (>44% Baking Efficiency) | Efficient (>44% Baking Efficiency) | Efficient (>44% Baking Efficiency) | Efficient (>44% Baking Efficiency) | Efficient (>44% Baking Efficiency) | Efficient (>44% Baking Efficiency) | Efficient (>44% Baking Efficiency) | Efficient (>44% Baking Efficiency) | Efficient (>44% Baking Efficiency) | Efficient (>44% Baking Efficiency) | Efficient (>44% Baking Efficiency) | 0 | 0 | 0 | 0 | 0 | 0 | 0 | 0
F1_Commercial_Retail_New_Food Preparation_Natural Gas_Conveyor Oven_E1 | F1 | Commercial | Retail | New | Food Preparation | Natural Gas | Conveyor Oven | E1 | CCE | 0 | 0 | 0 | 0 | 0 | 0 | 0 | 0 | 0 | 0 | 0 | 0 | 0 | 0 | 0 | 0 | 0 | 0 | 0 | 0 | 0 | 0 | 0 | 0 | 0 | 0 | 0 | 0 | 0 | 0
F1_Commercial_Retail_New_Food Preparation_Natural Gas_Conveyor Oven_E2 | F1 | Commercial | Retail | New | Food Preparation | Natural Gas | Conveyor Oven | E2 | CCE | 0.0034054 | 0.0034054 | 0.0035776 | 0.0035232 | 0.0034703 | 0.0034043 | 0.003395 | 0.0033732 | 0.0033529 | 0.0033223 | 0.0033175 | 0.0033023 | 0.0032887 | 0.0032626 | 0.0032661 | 0.0032561 | 0.0032463 | 0.0032249 | 0.0032312 | 0.0032249 | 0.0032202 | 0.0032022 | 0 | 0 | 0 | 0 | 0 | 0 | 0 | 0
F1_Commercial_Retail_New_Food Preparation_Natural Gas_Conveyor Oven_E3 | F1 | Commercial | Retail | New | Food Preparation | Natural Gas | Conveyor Oven | E3 | CCE | 0 | 0 | 0 | 0 | 0 | 0 | 0 | 0 | 0 | 0 | 0 | 0 | 0 | 0 | 0 | 0 | 0 | 0 | 0 | 0 | 0 | 0 | 0 | 0 | 0 | 0 | 0 | 0 | 0 | 0
F1_Commercial_Retail_New_Food Preparation_Natural Gas_Conveyor Oven_E4 | F1 | Commercial | Retail | New | Food Preparation | Natural Gas | Conveyor Oven | E4 | CCE | 0 | 0 | 0 | 0 | 0 | 0 | 0 | 0 | 0 | 0 | 0 | 0 | 0 | 0 | 0 | 0 | 0 | 0 | 0 | 0 | 0 | 0 | 0 | 0 | 0 | 0 | 0 | 0 | 0 | 0
F1_Commercial_Retail_New_Food Preparation_Natural Gas_Conveyor Oven_E5 | F1 | Commercial | Retail | New | Food Preparation | Natural Gas | Conveyor Oven | E5 | CCE | 0 | 0 | 0 | 0 | 0 | 0 | 0 | 0 | 0 | 0 | 0 | 0 | 0 | 0 | 0 | 0 | 0 | 0 | 0 | 0 | 0 | 0 | 0 | 0 | 0 | 0 | 0 | 0 | 0 | 0
F1_Commercial_Retail_New_Food Preparation_Natural Gas_Conveyor Oven_E6 | F1 | Commercial | Retail | New | Food Preparation | Natural Gas | Conveyor Oven | E6 | CCE | 0 | 0 | 0 | 0 | 0 | 0 | 0 | 0 | 0 | 0 | 0 | 0 | 0 | 0 | 0 | 0 | 0 | 0 | 0 | 0 | 0 | 0 | 0 | 0 | 0 | 0 | 0 | 0 | 0 | 0
F1_Commercial_Retail_New_Food Preparation_Natural Gas_Conveyor Oven_E7 | F1 | Commercial | Retail | New | Food Preparation | Natural Gas | Conveyor Oven | E7 | CCE | 0 | 0 | 0 | 0 | 0 | 0 | 0 | 0 | 0 | 0 | 0 | 0 | 0 | 0 | 0 | 0 | 0 | 0 | 0 | 0 | 0 | 0 | 0 | 0 | 0 | 0 | 0 | 0 | 0 | 0
F1_Commercial_Retail_New_Food Preparation_Natural Gas_Conveyor Oven_E8 | F1 | Commercial | Retail | New | Food Preparation | Natural Gas | Conveyor Oven | E8 | CCE | 0 | 0 | 0 | 0 | 0 | 0 | 0 | 0 | 0 | 0 | 0 | 0 | 0 | 0 | 0 | 0 | 0 | 0 | 0 | 0 | 0 | 0 | 0 | 0 | 0 | 0 | 0 | 0 | 0 | 0
F1_Commercial_Retail_New_Food Preparation_Natural Gas_Conveyor Oven_E9 | F1 | Commercial | Retail | New | Food Preparation | Natural Gas | Conveyor Oven | E9 | CCE | 0 | 0 | 0 | 0 | 0 | 0 | 0 | 0 | 0 | 0 | 0 | 0 | 0 | 0 | 0 | 0 | 0 | 0 | 0 | 0 | 0 | 0 | 0 | 0 | 0 | 0 | 0 | 0 | 0 | 0
F1_Commercial_Retail_New_Food Preparation_Natural Gas_Conveyor Oven_E10 | F1 | Commercial | Retail | New | Food Preparation | Natural Gas | Conveyor Oven | E10 | CCE | 0 | 0 | 0 | 0 | 0 | 0 | 0 | 0 | 0 | 0 | 0 | 0 | 0 | 0 | 0 | 0 | 0 | 0 | 0 | 0 | 0 | 0 | 0 | 0 | 0 | 0 | 0 | 0 | 0 | 0
F2_Commercial_Retail_New_Food Preparation_Natural Gas_Conveyor Oven_E1 | F2 | Commercial | Retail | New | Food Preparation | Natural Gas | Conveyor Oven | E1 | TRC BC Ratio | 0.9 | 0.9 | 0.9 | 0.9 | 0.9 | 0.9 | 0.9 | 0.9 | 0.9 | 0.9 | 0.9 | 0.9 | 0.9 | 0.9 | 0.9 | 0.9 | 0.9 | 0.9 | 0.9 | 0.9 | 0.9 | 0.9 | 0 | 0 | 0 | 0 | 0 | 0 | 0 | 0
F2_Commercial_Retail_New_Food Preparation_Natural Gas_Conveyor Oven_E2 | F2 | Commercial | Retail | New | Food Preparation | Natural Gas | Conveyor Oven | E2 | TRC BC Ratio | 2.7176 | 2.748 | 2.7824 | 2.8311 | 2.8898 | 2.9554 | 3.0153 | 3.0676 | 3.1163 | 3.1654 | 3.2167 | 3.269 | 3.3215 | 3.3766 | 3.4303 | 3.4854 | 3.5434 | 3.602 | 3.6613 | 3.7212 | 3.781 | 3.8406 | 0 | 0 | 0 | 0 | 0 | 0 | 0 | 0
F2_Commercial_Retail_New_Food Preparation_Natural Gas_Conveyor Oven_E3 | F2 | Commercial | Retail | New | Food Preparation | Natural Gas | Conveyor Oven | E3 | TRC BC Ratio | 0 | 0 | 0 | 0 | 0 | 0 | 0 | 0 | 0 | 0 | 0 | 0 | 0 | 0 | 0 | 0 | 0 | 0 | 0 | 0 | 0 | 0 | 0 | 0 | 0 | 0 | 0 | 0 | 0 | 0
F2_Commercial_Retail_New_Food Preparation_Natural Gas_Conveyor Oven_E4 | F2 | Commercial | Retail | New | Food Preparation | Natural Gas | Conveyor Oven | E4 | TRC BC Ratio | 0 | 0 | 0 | 0 | 0 | 0 | 0 | 0 | 0 | 0 | 0 | 0 | 0 | 0 | 0 | 0 | 0 | 0 | 0 | 0 | 0 | 0 | 0 | 0 | 0 | 0 | 0 | 0 | 0 | 0
F2_Commercial_Retail_New_Food Preparation_Natural Gas_Conveyor Oven_E5 | F2 | Commercial | Retail | New | Food Preparation | Natural Gas | Conveyor Oven | E5 | TRC BC Ratio | 0 | 0 | 0 | 0 | 0 | 0 | 0 | 0 | 0 | 0 | 0 | 0 | 0 | 0 | 0 | 0 | 0 | 0 | 0 | 0 | 0 | 0 | 0 | 0 | 0 | 0 | 0 | 0 | 0 | 0
F2_Commercial_Retail_New_Food Preparation_Natural Gas_Conveyor Oven_E6 | F2 | Commercial | Retail | New | Food Preparation | Natural Gas | Conveyor Oven | E6 | TRC BC Ratio | 0 | 0 | 0 | 0 | 0 | 0 | 0 | 0 | 0 | 0 | 0 | 0 | 0 | 0 | 0 | 0 | 0 | 0 | 0 | 0 | 0 | 0 | 0 | 0 | 0 | 0 | 0 | 0 | 0 | 0
F2_Commercial_Retail_New_Food Preparation_Natural Gas_Conveyor Oven_E7 | F2 | Commercial | Retail | New | Food Preparation | Natural Gas | Conveyor Oven | E7 | TRC BC Ratio | 0 | 0 | 0 | 0 | 0 | 0 | 0 | 0 | 0 | 0 | 0 | 0 | 0 | 0 | 0 | 0 | 0 | 0 | 0 | 0 | 0 | 0 | 0 | 0 | 0 | 0 | 0 | 0 | 0 | 0
F2_Commercial_Retail_New_Food Preparation_Natural Gas_Conveyor Oven_E8 | F2 | Commercial | Retail | New | Food Preparation | Natural Gas | Conveyor Oven | E8 | TRC BC Ratio | 0 | 0 | 0 | 0 | 0 | 0 | 0 | 0 | 0 | 0 | 0 | 0 | 0 | 0 | 0 | 0 | 0 | 0 | 0 | 0 | 0 | 0 | 0 | 0 | 0 | 0 | 0 | 0 | 0 | 0
F2_Commercial_Retail_New_Food Preparation_Natural Gas_Conveyor Oven_E9 | F2 | Commercial | Retail | New | Food Preparation | Natural Gas | Conveyor Oven | E9 | TRC BC Ratio | 0 | 0 | 0 | 0 | 0 | 0 | 0 | 0 | 0 | 0 | 0 | 0 | 0 | 0 | 0 | 0 | 0 | 0 | 0 | 0 | 0 | 0 | 0 | 0 | 0 | 0 | 0 | 0 | 0 | 0
F2_Commercial_Retail_New_Food Preparation_Natural Gas_Conveyor Oven_E10 | F2 | Commercial | Retail | New | Food Preparation | Natural Gas | Conveyor Oven | E10 | TRC BC Ratio | 0 | 0 | 0 | 0 | 0 | 0 | 0 | 0 | 0 | 0 | 0 | 0 | 0 | 0 | 0 | 0 | 0 | 0 | 0 | 0 | 0 | 0 | 0 | 0 | 0 | 0 | 0 | 0 | 0 | 0
F3_Commercial_Retail_New_Food Preparation_Natural Gas_Conveyor Oven_E1 | F3 | Commercial | Retail | New | Food Preparation | Natural Gas | Conveyor Oven | E1 | PACT BC Ratio | 0.9 | 0.9 | 0.9 | 0.9 | 0.9 | 0.9 | 0.9 | 0.9 | 0.9 | 0.9 | 0.9 | 0.9 | 0.9 | 0.9 | 0.9 | 0.9 | 0.9 | 0.9 | 0.9 | 0.9 | 0.9 | 0.9 | 0 | 0 | 0 | 0 | 0 | 0 | 0 | 0
F3_Commercial_Retail_New_Food Preparation_Natural Gas_Conveyor Oven_E2 | F3 | Commercial | Retail | New | Food Preparation | Natural Gas | Conveyor Oven | E2 | PACT BC Ratio | 6.4385 | 6.5104 | 6.5921 | 6.7074 | 6.8464 | 7.002 | 7.1438 | 7.2678 | 7.3831 | 7.4995 | 7.621 | 7.745 | 7.8692 | 7.9997 | 8.1271 | 8.2575 | 8.3949 | 8.5337 | 8.6743 | 8.8161 | 8.9578 | 9.0991 | 0 | 0 | 0 | 0 | 0 | 0 | 0 | 0
F3_Commercial_Retail_New_Food Preparation_Natural Gas_Conveyor Oven_E3 | F3 | Commercial | Retail | New | Food Preparation | Natural Gas | Conveyor Oven | E3 | PACT BC Ratio | 0 | 0 | 0 | 0 | 0 | 0 | 0 | 0 | 0 | 0 | 0 | 0 | 0 | 0 | 0 | 0 | 0 | 0 | 0 | 0 | 0 | 0 | 0 | 0 | 0 | 0 | 0 | 0 | 0 | 0
F3_Commercial_Retail_New_Food Preparation_Natural Gas_Conveyor Oven_E4 | F3 | Commercial | Retail | New | Food Preparation | Natural Gas | Conveyor Oven | E4 | PACT BC Ratio | 0 | 0 | 0 | 0 | 0 | 0 | 0 | 0 | 0 | 0 | 0 | 0 | 0 | 0 | 0 | 0 | 0 | 0 | 0 | 0 | 0 | 0 | 0 | 0 | 0 | 0 | 0 | 0 | 0 | 0
F3_Commercial_Retail_New_Food Preparation_Natural Gas_Conveyor Oven_E5 | F3 | Commercial | Retail | New | Food Preparation | Natural Gas | Conveyor Oven | E5 | PACT BC Ratio | 0 | 0 | 0 | 0 | 0 | 0 | 0 | 0 | 0 | 0 | 0 | 0 | 0 | 0 | 0 | 0 | 0 | 0 | 0 | 0 | 0 | 0 | 0 | 0 | 0 | 0 | 0 | 0 | 0 | 0
F3_Commercial_Retail_New_Food Preparation_Natural Gas_Conveyor Oven_E6 | F3 | Commercial | Retail | New | Food Preparation | Natural Gas | Conveyor Oven | E6 | PACT BC Ratio | 0 | 0 | 0 | 0 | 0 | 0 | 0 | 0 | 0 | 0 | 0 | 0 | 0 | 0 | 0 | 0 | 0 | 0 | 0 | 0 | 0 | 0 | 0 | 0 | 0 | 0 | 0 | 0 | 0 | 0
F3_Commercial_Retail_New_Food Preparation_Natural Gas_Conveyor Oven_E7 | F3 | Commercial | Retail | New | Food Preparation | Natural Gas | Conveyor Oven | E7 | PACT BC Ratio | 0 | 0 | 0 | 0 | 0 | 0 | 0 | 0 | 0 | 0 | 0 | 0 | 0 | 0 | 0 | 0 | 0 | 0 | 0 | 0 | 0 | 0 | 0 | 0 | 0 | 0 | 0 | 0 | 0 | 0
F3_Commercial_Retail_New_Food Preparation_Natural Gas_Conveyor Oven_E8 | F3 | Commercial | Retail | New | Food Preparation | Natural Gas | Conveyor Oven | E8 | PACT BC Ratio | 0 | 0 | 0 | 0 | 0 | 0 | 0 | 0 | 0 | 0 | 0 | 0 | 0 | 0 | 0 | 0 | 0 | 0 | 0 | 0 | 0 | 0 | 0 | 0 | 0 | 0 | 0 | 0 | 0 | 0
F3_Commercial_Retail_New_Food Preparation_Natural Gas_Conveyor Oven_E9 | F3 | Commercial | Retail | New | Food Preparation | Natural Gas | Conveyor Oven | E9 | PACT BC Ratio | 0 | 0 | 0 | 0 | 0 | 0 | 0 | 0 | 0 | 0 | 0 | 0 | 0 | 0 | 0 | 0 | 0 | 0 | 0 | 0 | 0 | 0 | 0 | 0 | 0 | 0 | 0 | 0 | 0 | 0
F3_Commercial_Retail_New_Food Preparation_Natural Gas_Conveyor Oven_E10 | F3 | Commercial | Retail | New | Food Preparation | Natural Gas | Conveyor Oven | E10 | PACT BC Ratio | 0 | 0 | 0 | 0 | 0 | 0 | 0 | 0 | 0 | 0 | 0 | 0 | 0 | 0 | 0 | 0 | 0 | 0 | 0 | 0 | 0 | 0 | 0 | 0 | 0 | 0 | 0 | 0 | 0 | 0
F4_Commercial_Retail_New_Food Preparation_Natural Gas_Conveyor Oven_E1 | F4 | Commercial | Retail | New | Food Preparation | Natural Gas | Conveyor Oven | E1 | PCT BC Ratio | 0.9 | 0.9 | 0.9 | 0.9 | 0.9 | 0.9 | 0.9 | 0.9 | 0.9 | 0.9 | 0.9 | 0.9 | 0.9 | 0.9 | 0.9 | 0.9 | 0.9 | 0.9 | 0.9 | 0.9 | 0.9 | 0.9 | 0 | 0 | 0 | 0 | 0 | 0 | 0 | 0
F4_Commercial_Retail_New_Food Preparation_Natural Gas_Conveyor Oven_E2 | F4 | Commercial | Retail | New | Food Preparation | Natural Gas | Conveyor Oven | E2 | PCT BC Ratio | 4.4381 | 4.4848 | 4.5378 | 4.6126 | 4.7029 | 4.8039 | 4.896 | 4.9765 | 5.0514 | 5.1269 | 5.2058 | 5.2863 | 5.3669 | 5.4517 | 5.5344 | 5.619 | 5.7082 | 5.7984 | 5.8896 | 5.9817 | 6.0737 | 6.1654 | 0 | 0 | 0 | 0 | 0 | 0 | 0 | 0
F4_Commercial_Retail_New_Food Preparation_Natural Gas_Conveyor Oven_E3 | F4 | Commercial | Retail | New | Food Preparation | Natural Gas | Conveyor Oven | E3 | PCT BC Ratio | 0 | 0 | 0 | 0 | 0 | 0 | 0 | 0 | 0 | 0 | 0 | 0 | 0 | 0 | 0 | 0 | 0 | 0 | 0 | 0 | 0 | 0 | 0 | 0 | 0 | 0 | 0 | 0 | 0 | 0
F4_Commercial_Retail_New_Food Preparation_Natural Gas_Conveyor Oven_E4 | F4 | Commercial | Retail | New | Food Preparation | Natural Gas | Conveyor Oven | E4 | PCT BC Ratio | 0 | 0 | 0 | 0 | 0 | 0 | 0 | 0 | 0 | 0 | 0 | 0 | 0 | 0 | 0 | 0 | 0 | 0 | 0 | 0 | 0 | 0 | 0 | 0 | 0 | 0 | 0 | 0 | 0 | 0
F4_Commercial_Retail_New_Food Preparation_Natural Gas_Conveyor Oven_E5 | F4 | Commercial | Retail | New | Food Preparation | Natural Gas | Conveyor Oven | E5 | PCT BC Ratio | 0 | 0 | 0 | 0 | 0 | 0 | 0 | 0 | 0 | 0 | 0 | 0 | 0 | 0 | 0 | 0 | 0 | 0 | 0 | 0 | 0 | 0 | 0 | 0 | 0 | 0 | 0 | 0 | 0 | 0
F4_Commercial_Retail_New_Food Preparation_Natural Gas_Conveyor Oven_E6 | F4 | Commercial | Retail | New | Food Preparation | Natural Gas | Conveyor Oven | E6 | PCT BC Ratio | 0 | 0 | 0 | 0 | 0 | 0 | 0 | 0 | 0 | 0 | 0 | 0 | 0 | 0 | 0 | 0 | 0 | 0 | 0 | 0 | 0 | 0 | 0 | 0 | 0 | 0 | 0 | 0 | 0 | 0
F4_Commercial_Retail_New_Food Preparation_Natural Gas_Conveyor Oven_E7 | F4 | Commercial | Retail | New | Food Preparation | Natural Gas | Conveyor Oven | E7 | PCT BC Ratio | 0 | 0 | 0 | 0 | 0 | 0 | 0 | 0 | 0 | 0 | 0 | 0 | 0 | 0 | 0 | 0 | 0 | 0 | 0 | 0 | 0 | 0 | 0 | 0 | 0 | 0 | 0 | 0 | 0 | 0
F4_Commercial_Retail_New_Food Preparation_Natural Gas_Conveyor Oven_E8 | F4 | Commercial | Retail | New | Food Preparation | Natural Gas | Conveyor Oven | E8 | PCT BC Ratio | 0 | 0 | 0 | 0 | 0 | 0 | 0 | 0 | 0 | 0 | 0 | 0 | 0 | 0 | 0 | 0 | 0 | 0 | 0 | 0 | 0 | 0 | 0 | 0 | 0 | 0 | 0 | 0 | 0 | 0
F4_Commercial_Retail_New_Food Preparation_Natural Gas_Conveyor Oven_E9 | F4 | Commercial | Retail | New | Food Preparation | Natural Gas | Conveyor Oven | E9 | PCT BC Ratio | 0 | 0 | 0 | 0 | 0 | 0 | 0 | 0 | 0 | 0 | 0 | 0 | 0 | 0 | 0 | 0 | 0 | 0 | 0 | 0 | 0 | 0 | 0 | 0 | 0 | 0 | 0 | 0 | 0 | 0
F4_Commercial_Retail_New_Food Preparation_Natural Gas_Conveyor Oven_E10 | F4 | Commercial | Retail | New | Food Preparation | Natural Gas | Conveyor Oven | E10 | PCT BC Ratio | 0 | 0 | 0 | 0 | 0 | 0 | 0 | 0 | 0 | 0 | 0 | 0 | 0 | 0 | 0 | 0 | 0 | 0 | 0 | 0 | 0 | 0 | 0 | 0 | 0 | 0 | 0 | 0 | 0 | 0
F5_Commercial_Retail_New_Food Preparation_Natural Gas_Conveyor Oven_E1 | F5 | Commercial | Retail | New | Food Preparation | Natural Gas | Conveyor Oven | E1 | RIM BC Ratio | 0.9 | 0.9 | 0.9 | 0.9 | 0.9 | 0.9 | 0.9 | 0.9 | 0.9 | 0.9 | 0.9 | 0.9 | 0.9 | 0.9 | 0.9 | 0.9 | 0.9 | 0.9 | 0.9 | 0.9 | 0.9 | 0.9 | 0 | 0 | 0 | 0 | 0 | 0 | 0 | 0
F5_Commercial_Retail_New_Food Preparation_Natural Gas_Conveyor Oven_E2 | F5 | Commercial | Retail | New | Food Preparation | Natural Gas | Conveyor Oven | E2 | RIM BC Ratio | 0.73889 | 0.73983 | 0.74087 | 0.74231 | 0.74398 | 0.74578 | 0.74736 | 0.74869 | 0.7499 | 0.75108 | 0.75229 | 0.75348 | 0.75464 | 0.75582 | 0.75694 | 0.75805 | 0.75919 | 0.76031 | 0.76141 | 0.76249 | 0.76353 | 0.76455 | 0 | 0 | 0 | 0 | 0 | 0 | 0 | 0
F5_Commercial_Retail_New_Food Preparation_Natural Gas_Conveyor Oven_E3 | F5 | Commercial | Retail | New | Food Preparation | Natural Gas | Conveyor Oven | E3 | RIM BC Ratio | 0 | 0 | 0 | 0 | 0 | 0 | 0 | 0 | 0 | 0 | 0 | 0 | 0 | 0 | 0 | 0 | 0 | 0 | 0 | 0 | 0 | 0 | 0 | 0 | 0 | 0 | 0 | 0 | 0 | 0
F5_Commercial_Retail_New_Food Preparation_Natural Gas_Conveyor Oven_E4 | F5 | Commercial | Retail | New | Food Preparation | Natural Gas | Conveyor Oven | E4 | RIM BC Ratio | 0 | 0 | 0 | 0 | 0 | 0 | 0 | 0 | 0 | 0 | 0 | 0 | 0 | 0 | 0 | 0 | 0 | 0 | 0 | 0 | 0 | 0 | 0 | 0 | 0 | 0 | 0 | 0 | 0 | 0
F5_Commercial_Retail_New_Food Preparation_Natural Gas_Conveyor Oven_E5 | F5 | Commercial | Retail | New | Food Preparation | Natural Gas | Conveyor Oven | E5 | RIM BC Ratio | 0 | 0 | 0 | 0 | 0 | 0 | 0 | 0 | 0 | 0 | 0 | 0 | 0 | 0 | 0 | 0 | 0 | 0 | 0 | 0 | 0 | 0 | 0 | 0 | 0 | 0 | 0 | 0 | 0 | 0
F5_Commercial_Retail_New_Food Preparation_Natural Gas_Conveyor Oven_E6 | F5 | Commercial | Retail | New | Food Preparation | Natural Gas | Conveyor Oven | E6 | RIM BC Ratio | 0 | 0 | 0 | 0 | 0 | 0 | 0 | 0 | 0 | 0 | 0 | 0 | 0 | 0 | 0 | 0 | 0 | 0 | 0 | 0 | 0 | 0 | 0 | 0 | 0 | 0 | 0 | 0 | 0 | 0
F5_Commercial_Retail_New_Food Preparation_Natural Gas_Conveyor Oven_E7 | F5 | Commercial | Retail | New | Food Preparation | Natural Gas | Conveyor Oven | E7 | RIM BC Ratio | 0 | 0 | 0 | 0 | 0 | 0 | 0 | 0 | 0 | 0 | 0 | 0 | 0 | 0 | 0 | 0 | 0 | 0 | 0 | 0 | 0 | 0 | 0 | 0 | 0 | 0 | 0 | 0 | 0 | 0
F5_Commercial_Retail_New_Food Preparation_Natural Gas_Conveyor Oven_E8 | F5 | Commercial | Retail | New | Food Preparation | Natural Gas | Conveyor Oven | E8 | RIM BC Ratio | 0 | 0 | 0 | 0 | 0 | 0 | 0 | 0 | 0 | 0 | 0 | 0 | 0 | 0 | 0 | 0 | 0 | 0 | 0 | 0 | 0 | 0 | 0 | 0 | 0 | 0 | 0 | 0 | 0 | 0
F5_Commercial_Retail_New_Food Preparation_Natural Gas_Conveyor Oven_E9 | F5 | Commercial | Retail | New | Food Preparation | Natural Gas | Conveyor Oven | E9 | RIM BC Ratio | 0 | 0 | 0 | 0 | 0 | 0 | 0 | 0 | 0 | 0 | 0 | 0 | 0 | 0 | 0 | 0 | 0 | 0 | 0 | 0 | 0 | 0 | 0 | 0 | 0 | 0 | 0 | 0 | 0 | 0
F5_Commercial_Retail_New_Food Preparation_Natural Gas_Conveyor Oven_E10 | F5 | Commercial | Retail | New | Food Preparation | Natural Gas | Conveyor Oven | E10 | RIM BC Ratio | 0 | 0 | 0 | 0 | 0 | 0 | 0 | 0 | 0 | 0 | 0 | 0 | 0 | 0 | 0 | 0 | 0 | 0 | 0 | 0 | 0 | 0 | 0 | 0 | 0 | 0 | 0 | 0 | 0 | 0
F0_Commercial_Retail_New_Food Preparation_Natural Gas_Double Rack Oven_E0 | F0 | Commercial | Retail | New | Food Preparation | Natural Gas | Double Rack Oven | E0 | Economic Unit | FTSC Qualified (>50% Cooking Efficiency) | FTSC Qualified (>50% Cooking Efficiency) | FTSC Qualified (>50% Cooking Efficiency) | FTSC Qualified (>50% Cooking Efficiency) | FTSC Qualified (>50% Cooking Efficiency) | FTSC Qualified (>50% Cooking Efficiency) | FTSC Qualified (>50% Cooking Efficiency) | FTSC Qualified (>50% Cooking Efficiency) | FTSC Qualified (>50% Cooking Efficiency) | FTSC Qualified (>50% Cooking Efficiency) | FTSC Qualified (>50% Cooking Efficiency) | FTSC Qualified (>50% Cooking Efficiency) | FTSC Qualified (>50% Cooking Efficiency) | FTSC Qualified (>50% Cooking Efficiency) | FTSC Qualified (>50% Cooking Efficiency) | FTSC Qualified (>50% Cooking Efficiency) | FTSC Qualified (>50% Cooking Efficiency) | FTSC Qualified (>50% Cooking Efficiency) | FTSC Qualified (>50% Cooking Efficiency) | FTSC Qualified (>50% Cooking Efficiency) | FTSC Qualified (>50% Cooking Efficiency) | FTSC Qualified (>50% Cooking Efficiency) | 0 | 0 | 0 | 0 | 0 | 0 | 0 | 0
F1_Commercial_Retail_New_Food Preparation_Natural Gas_Double Rack Oven_E1 | F1 | Commercial | Retail | New | Food Preparation | Natural Gas | Double Rack Oven | E1 | CCE | 0 | 0 | 0 | 0 | 0 | 0 | 0 | 0 | 0 | 0 | 0 | 0 | 0 | 0 | 0 | 0 | 0 | 0 | 0 | 0 | 0 | 0 | 0 | 0 | 0 | 0 | 0 | 0 | 0 | 0
F1_Commercial_Retail_New_Food Preparation_Natural Gas_Double Rack Oven_E2 | F1 | Commercial | Retail | New | Food Preparation | Natural Gas | Double Rack Oven | E2 | CCE | 0.0030138 | 0.0030138 | 0.0031663 | 0.0031181 | 0.0030713 | 0.0030129 | 0.0030047 | 0.0029854 | 0.0029674 | 0.0029403 | 0.0029361 | 0.0029226 | 0.0029105 | 0.0028875 | 0.0028906 | 0.0028817 | 0.0028731 | 0.0028541 | 0.0028597 | 0.0028541 | 0.0028499 | 0.002834 | 0 | 0 | 0 | 0 | 0 | 0 | 0 | 0
F1_Commercial_Retail_New_Food Preparation_Natural Gas_Double Rack Oven_E3 | F1 | Commercial | Retail | New | Food Preparation | Natural Gas | Double Rack Oven | E3 | CCE | 0 | 0 | 0 | 0 | 0 | 0 | 0 | 0 | 0 | 0 | 0 | 0 | 0 | 0 | 0 | 0 | 0 | 0 | 0 | 0 | 0 | 0 | 0 | 0 | 0 | 0 | 0 | 0 | 0 | 0
F1_Commercial_Retail_New_Food Preparation_Natural Gas_Double Rack Oven_E4 | F1 | Commercial | Retail | New | Food Preparation | Natural Gas | Double Rack Oven | E4 | CCE | 0 | 0 | 0 | 0 | 0 | 0 | 0 | 0 | 0 | 0 | 0 | 0 | 0 | 0 | 0 | 0 | 0 | 0 | 0 | 0 | 0 | 0 | 0 | 0 | 0 | 0 | 0 | 0 | 0 | 0
F1_Commercial_Retail_New_Food Preparation_Natural Gas_Double Rack Oven_E5 | F1 | Commercial | Retail | New | Food Preparation | Natural Gas | Double Rack Oven | E5 | CCE | 0 | 0 | 0 | 0 | 0 | 0 | 0 | 0 | 0 | 0 | 0 | 0 | 0 | 0 | 0 | 0 | 0 | 0 | 0 | 0 | 0 | 0 | 0 | 0 | 0 | 0 | 0 | 0 | 0 | 0
F1_Commercial_Retail_New_Food Preparation_Natural Gas_Double Rack Oven_E6 | F1 | Commercial | Retail | New | Food Preparation | Natural Gas | Double Rack Oven | E6 | CCE | 0 | 0 | 0 | 0 | 0 | 0 | 0 | 0 | 0 | 0 | 0 | 0 | 0 | 0 | 0 | 0 | 0 | 0 | 0 | 0 | 0 | 0 | 0 | 0 | 0 | 0 | 0 | 0 | 0 | 0
F1_Commercial_Retail_New_Food Preparation_Natural Gas_Double Rack Oven_E7 | F1 | Commercial | Retail | New | Food Preparation | Natural Gas | Double Rack Oven | E7 | CCE | 0 | 0 | 0 | 0 | 0 | 0 | 0 | 0 | 0 | 0 | 0 | 0 | 0 | 0 | 0 | 0 | 0 | 0 | 0 | 0 | 0 | 0 | 0 | 0 | 0 | 0 | 0 | 0 | 0 | 0
F1_Commercial_Retail_New_Food Preparation_Natural Gas_Double Rack Oven_E8 | F1 | Commercial | Retail | New | Food Preparation | Natural Gas | Double Rack Oven | E8 | CCE | 0 | 0 | 0 | 0 | 0 | 0 | 0 | 0 | 0 | 0 | 0 | 0 | 0 | 0 | 0 | 0 | 0 | 0 | 0 | 0 | 0 | 0 | 0 | 0 | 0 | 0 | 0 | 0 | 0 | 0
F1_Commercial_Retail_New_Food Preparation_Natural Gas_Double Rack Oven_E9 | F1 | Commercial | Retail | New | Food Preparation | Natural Gas | Double Rack Oven | E9 | CCE | 0 | 0 | 0 | 0 | 0 | 0 | 0 | 0 | 0 | 0 | 0 | 0 | 0 | 0 | 0 | 0 | 0 | 0 | 0 | 0 | 0 | 0 | 0 | 0 | 0 | 0 | 0 | 0 | 0 | 0
F1_Commercial_Retail_New_Food Preparation_Natural Gas_Double Rack Oven_E10 | F1 | Commercial | Retail | New | Food Preparation | Natural Gas | Double Rack Oven | E10 | CCE | 0 | 0 | 0 | 0 | 0 | 0 | 0 | 0 | 0 | 0 | 0 | 0 | 0 | 0 | 0 | 0 | 0 | 0 | 0 | 0 | 0 | 0 | 0 | 0 | 0 | 0 | 0 | 0 | 0 | 0
F2_Commercial_Retail_New_Food Preparation_Natural Gas_Double Rack Oven_E1 | F2 | Commercial | Retail | New | Food Preparation | Natural Gas | Double Rack Oven | E1 | TRC BC Ratio | 0.9 | 0.9 | 0.9 | 0.9 | 0.9 | 0.9 | 0.9 | 0.9 | 0.9 | 0.9 | 0.9 | 0.9 | 0.9 | 0.9 | 0.9 | 0.9 | 0.9 | 0.9 | 0.9 | 0.9 | 0.9 | 0.9 | 0 | 0 | 0 | 0 | 0 | 0 | 0 | 0
F2_Commercial_Retail_New_Food Preparation_Natural Gas_Double Rack Oven_E2 | F2 | Commercial | Retail | New | Food Preparation | Natural Gas | Double Rack Oven | E2 | TRC BC Ratio | 2.9522 | 2.9775 | 3.0077 | 3.0577 | 3.1244 | 3.2031 | 3.2754 | 3.3398 | 3.4022 | 3.4628 | 3.5239 | 3.5833 | 3.6392 | 3.6952 | 3.7487 | 3.8035 | 3.8622 | 3.9213 | 3.9809 | 4.0407 | 4.0999 | 4.1582 | 0 | 0 | 0 | 0 | 0 | 0 | 0 | 0
F2_Commercial_Retail_New_Food Preparation_Natural Gas_Double Rack Oven_E3 | F2 | Commercial | Retail | New | Food Preparation | Natural Gas | Double Rack Oven | E3 | TRC BC Ratio | 0 | 0 | 0 | 0 | 0 | 0 | 0 | 0 | 0 | 0 | 0 | 0 | 0 | 0 | 0 | 0 | 0 | 0 | 0 | 0 | 0 | 0 | 0 | 0 | 0 | 0 | 0 | 0 | 0 | 0
F2_Commercial_Retail_New_Food Preparation_Natural Gas_Double Rack Oven_E4 | F2 | Commercial | Retail | New | Food Preparation | Natural Gas | Double Rack Oven | E4 | TRC BC Ratio | 0 | 0 | 0 | 0 | 0 | 0 | 0 | 0 | 0 | 0 | 0 | 0 | 0 | 0 | 0 | 0 | 0 | 0 | 0 | 0 | 0 | 0 | 0 | 0 | 0 | 0 | 0 | 0 | 0 | 0
F2_Commercial_Retail_New_Food Preparation_Natural Gas_Double Rack Oven_E5 | F2 | Commercial | Retail | New | Food Preparation | Natural Gas | Double Rack Oven | E5 | TRC BC Ratio | 0 | 0 | 0 | 0 | 0 | 0 | 0 | 0 | 0 | 0 | 0 | 0 | 0 | 0 | 0 | 0 | 0 | 0 | 0 | 0 | 0 | 0 | 0 | 0 | 0 | 0 | 0 | 0 | 0 | 0
F2_Commercial_Retail_New_Food Preparation_Natural Gas_Double Rack Oven_E6 | F2 | Commercial | Retail | New | Food Preparation | Natural Gas | Double Rack Oven | E6 | TRC BC Ratio | 0 | 0 | 0 | 0 | 0 | 0 | 0 | 0 | 0 | 0 | 0 | 0 | 0 | 0 | 0 | 0 | 0 | 0 | 0 | 0 | 0 | 0 | 0 | 0 | 0 | 0 | 0 | 0 | 0 | 0
F2_Commercial_Retail_New_Food Preparation_Natural Gas_Double Rack Oven_E7 | F2 | Commercial | Retail | New | Food Preparation | Natural Gas | Double Rack Oven | E7 | TRC BC Ratio | 0 | 0 | 0 | 0 | 0 | 0 | 0 | 0 | 0 | 0 | 0 | 0 | 0 | 0 | 0 | 0 | 0 | 0 | 0 | 0 | 0 | 0 | 0 | 0 | 0 | 0 | 0 | 0 | 0 | 0
F2_Commercial_Retail_New_Food Preparation_Natural Gas_Double Rack Oven_E8 | F2 | Commercial | Retail | New | Food Preparation | Natural Gas | Double Rack Oven | E8 | TRC BC Ratio | 0 | 0 | 0 | 0 | 0 | 0 | 0 | 0 | 0 | 0 | 0 | 0 | 0 | 0 | 0 | 0 | 0 | 0 | 0 | 0 | 0 | 0 | 0 | 0 | 0 | 0 | 0 | 0 | 0 | 0
F2_Commercial_Retail_New_Food Preparation_Natural Gas_Double Rack Oven_E9 | F2 | Commercial | Retail | New | Food Preparation | Natural Gas | Double Rack Oven | E9 | TRC BC Ratio | 0 | 0 | 0 | 0 | 0 | 0 | 0 | 0 | 0 | 0 | 0 | 0 | 0 | 0 | 0 | 0 | 0 | 0 | 0 | 0 | 0 | 0 | 0 | 0 | 0 | 0 | 0 | 0 | 0 | 0
F2_Commercial_Retail_New_Food Preparation_Natural Gas_Double Rack Oven_E10 | F2 | Commercial | Retail | New | Food Preparation | Natural Gas | Double Rack Oven | E10 | TRC BC Ratio | 0 | 0 | 0 | 0 | 0 | 0 | 0 | 0 | 0 | 0 | 0 | 0 | 0 | 0 | 0 | 0 | 0 | 0 | 0 | 0 | 0 | 0 | 0 | 0 | 0 | 0 | 0 | 0 | 0 | 0
F3_Commercial_Retail_New_Food Preparation_Natural Gas_Double Rack Oven_E1 | F3 | Commercial | Retail | New | Food Preparation | Natural Gas | Double Rack Oven | E1 | PACT BC Ratio | 0.9 | 0.9 | 0.9 | 0.9 | 0.9 | 0.9 | 0.9 | 0.9 | 0.9 | 0.9 | 0.9 | 0.9 | 0.9 | 0.9 | 0.9 | 0.9 | 0.9 | 0.9 | 0.9 | 0.9 | 0.9 | 0.9 | 0 | 0 | 0 | 0 | 0 | 0 | 0 | 0
F3_Commercial_Retail_New_Food Preparation_Natural Gas_Double Rack Oven_E2 | F3 | Commercial | Retail | New | Food Preparation | Natural Gas | Double Rack Oven | E2 | PACT BC Ratio | 6.3603 | 6.4147 | 6.4799 | 6.5877 | 6.7314 | 6.9009 | 7.0567 | 7.1954 | 7.3299 | 7.4604 | 7.592 | 7.7199 | 7.8404 | 7.961 | 8.0763 | 8.1945 | 8.3209 | 8.4482 | 8.5765 | 8.7054 | 8.8329 | 8.9584 | 0 | 0 | 0 | 0 | 0 | 0 | 0 | 0
F3_Commercial_Retail_New_Food Preparation_Natural Gas_Double Rack Oven_E3 | F3 | Commercial | Retail | New | Food Preparation | Natural Gas | Double Rack Oven | E3 | PACT BC Ratio | 0 | 0 | 0 | 0 | 0 | 0 | 0 | 0 | 0 | 0 | 0 | 0 | 0 | 0 | 0 | 0 | 0 | 0 | 0 | 0 | 0 | 0 | 0 | 0 | 0 | 0 | 0 | 0 | 0 | 0
F3_Commercial_Retail_New_Food Preparation_Natural Gas_Double Rack Oven_E4 | F3 | Commercial | Retail | New | Food Preparation | Natural Gas | Double Rack Oven | E4 | PACT BC Ratio | 0 | 0 | 0 | 0 | 0 | 0 | 0 | 0 | 0 | 0 | 0 | 0 | 0 | 0 | 0 | 0 | 0 | 0 | 0 | 0 | 0 | 0 | 0 | 0 | 0 | 0 | 0 | 0 | 0 | 0
F3_Commercial_Retail_New_Food Preparation_Natural Gas_Double Rack Oven_E5 | F3 | Commercial | Retail | New | Food Preparation | Natural Gas | Double Rack Oven | E5 | PACT BC Ratio | 0 | 0 | 0 | 0 | 0 | 0 | 0 | 0 | 0 | 0 | 0 | 0 | 0 | 0 | 0 | 0 | 0 | 0 | 0 | 0 | 0 | 0 | 0 | 0 | 0 | 0 | 0 | 0 | 0 | 0
F3_Commercial_Retail_New_Food Preparation_Natural Gas_Double Rack Oven_E6 | F3 | Commercial | Retail | New | Food Preparation | Natural Gas | Double Rack Oven | E6 | PACT BC Ratio | 0 | 0 | 0 | 0 | 0 | 0 | 0 | 0 | 0 | 0 | 0 | 0 | 0 | 0 | 0 | 0 | 0 | 0 | 0 | 0 | 0 | 0 | 0 | 0 | 0 | 0 | 0 | 0 | 0 | 0
F3_Commercial_Retail_New_Food Preparation_Natural Gas_Double Rack Oven_E7 | F3 | Commercial | Retail | New | Food Preparation | Natural Gas | Double Rack Oven | E7 | PACT BC Ratio | 0 | 0 | 0 | 0 | 0 | 0 | 0 | 0 | 0 | 0 | 0 | 0 | 0 | 0 | 0 | 0 | 0 | 0 | 0 | 0 | 0 | 0 | 0 | 0 | 0 | 0 | 0 | 0 | 0 | 0
F3_Commercial_Retail_New_Food Preparation_Natural Gas_Double Rack Oven_E8 | F3 | Commercial | Retail | New | Food Preparation | Natural Gas | Double Rack Oven | E8 | PACT BC Ratio | 0 | 0 | 0 | 0 | 0 | 0 | 0 | 0 | 0 | 0 | 0 | 0 | 0 | 0 | 0 | 0 | 0 | 0 | 0 | 0 | 0 | 0 | 0 | 0 | 0 | 0 | 0 | 0 | 0 | 0
F3_Commercial_Retail_New_Food Preparation_Natural Gas_Double Rack Oven_E9 | F3 | Commercial | Retail | New | Food Preparation | Natural Gas | Double Rack Oven | E9 | PACT BC Ratio | 0 | 0 | 0 | 0 | 0 | 0 | 0 | 0 | 0 | 0 | 0 | 0 | 0 | 0 | 0 | 0 | 0 | 0 | 0 | 0 | 0 | 0 | 0 | 0 | 0 | 0 | 0 | 0 | 0 | 0
F3_Commercial_Retail_New_Food Preparation_Natural Gas_Double Rack Oven_E10 | F3 | Commercial | Retail | New | Food Preparation | Natural Gas | Double Rack Oven | E10 | PACT BC Ratio | 0 | 0 | 0 | 0 | 0 | 0 | 0 | 0 | 0 | 0 | 0 | 0 | 0 | 0 | 0 | 0 | 0 | 0 | 0 | 0 | 0 | 0 | 0 | 0 | 0 | 0 | 0 | 0 | 0 | 0
F4_Commercial_Retail_New_Food Preparation_Natural Gas_Double Rack Oven_E1 | F4 | Commercial | Retail | New | Food Preparation | Natural Gas | Double Rack Oven | E1 | PCT BC Ratio | 0.9 | 0.9 | 0.9 | 0.9 | 0.9 | 0.9 | 0.9 | 0.9 | 0.9 | 0.9 | 0.9 | 0.9 | 0.9 | 0.9 | 0.9 | 0.9 | 0.9 | 0.9 | 0.9 | 0.9 | 0.9 | 0.9 | 0 | 0 | 0 | 0 | 0 | 0 | 0 | 0
F4_Commercial_Retail_New_Food Preparation_Natural Gas_Double Rack Oven_E2 | F4 | Commercial | Retail | New | Food Preparation | Natural Gas | Double Rack Oven | E2 | PCT BC Ratio | 4.9652 | 5.0051 | 5.053 | 5.1322 | 5.2378 | 5.3623 | 5.4768 | 5.5787 | 5.6775 | 5.7734 | 5.8701 | 5.9641 | 6.0526 | 6.1412 | 6.2259 | 6.3128 | 6.4057 | 6.4992 | 6.5935 | 6.6882 | 6.7818 | 6.8741 | 0 | 0 | 0 | 0 | 0 | 0 | 0 | 0
F4_Commercial_Retail_New_Food Preparation_Natural Gas_Double Rack Oven_E3 | F4 | Commercial | Retail | New | Food Preparation | Natural Gas | Double Rack Oven | E3 | PCT BC Ratio | 0 | 0 | 0 | 0 | 0 | 0 | 0 | 0 | 0 | 0 | 0 | 0 | 0 | 0 | 0 | 0 | 0 | 0 | 0 | 0 | 0 | 0 | 0 | 0 | 0 | 0 | 0 | 0 | 0 | 0
F4_Commercial_Retail_New_Food Preparation_Natural Gas_Double Rack Oven_E4 | F4 | Commercial | Retail | New | Food Preparation | Natural Gas | Double Rack Oven | E4 | PCT BC Ratio | 0 | 0 | 0 | 0 | 0 | 0 | 0 | 0 | 0 | 0 | 0 | 0 | 0 | 0 | 0 | 0 | 0 | 0 | 0 | 0 | 0 | 0 | 0 | 0 | 0 | 0 | 0 | 0 | 0 | 0
F4_Commercial_Retail_New_Food Preparation_Natural Gas_Double Rack Oven_E5 | F4 | Commercial | Retail | New | Food Preparation | Natural Gas | Double Rack Oven | E5 | PCT BC Ratio | 0 | 0 | 0 | 0 | 0 | 0 | 0 | 0 | 0 | 0 | 0 | 0 | 0 | 0 | 0 | 0 | 0 | 0 | 0 | 0 | 0 | 0 | 0 | 0 | 0 | 0 | 0 | 0 | 0 | 0
F4_Commercial_Retail_New_Food Preparation_Natural Gas_Double Rack Oven_E6 | F4 | Commercial | Retail | New | Food Preparation | Natural Gas | Double Rack Oven | E6 | PCT BC Ratio | 0 | 0 | 0 | 0 | 0 | 0 | 0 | 0 | 0 | 0 | 0 | 0 | 0 | 0 | 0 | 0 | 0 | 0 | 0 | 0 | 0 | 0 | 0 | 0 | 0 | 0 | 0 | 0 | 0 | 0
F4_Commercial_Retail_New_Food Preparation_Natural Gas_Double Rack Oven_E7 | F4 | Commercial | Retail | New | Food Preparation | Natural Gas | Double Rack Oven | E7 | PCT BC Ratio | 0 | 0 | 0 | 0 | 0 | 0 | 0 | 0 | 0 | 0 | 0 | 0 | 0 | 0 | 0 | 0 | 0 | 0 | 0 | 0 | 0 | 0 | 0 | 0 | 0 | 0 | 0 | 0 | 0 | 0
F4_Commercial_Retail_New_Food Preparation_Natural Gas_Double Rack Oven_E8 | F4 | Commercial | Retail | New | Food Preparation | Natural Gas | Double Rack Oven | E8 | PCT BC Ratio | 0 | 0 | 0 | 0 | 0 | 0 | 0 | 0 | 0 | 0 | 0 | 0 | 0 | 0 | 0 | 0 | 0 | 0 | 0 | 0 | 0 | 0 | 0 | 0 | 0 | 0 | 0 | 0 | 0 | 0
F4_Commercial_Retail_New_Food Preparation_Natural Gas_Double Rack Oven_E9 | F4 | Commercial | Retail | New | Food Preparation | Natural Gas | Double Rack Oven | E9 | PCT BC Ratio | 0 | 0 | 0 | 0 | 0 | 0 | 0 | 0 | 0 | 0 | 0 | 0 | 0 | 0 | 0 | 0 | 0 | 0 | 0 | 0 | 0 | 0 | 0 | 0 | 0 | 0 | 0 | 0 | 0 | 0
F4_Commercial_Retail_New_Food Preparation_Natural Gas_Double Rack Oven_E10 | F4 | Commercial | Retail | New | Food Preparation | Natural Gas | Double Rack Oven | E10 | PCT BC Ratio | 0 | 0 | 0 | 0 | 0 | 0 | 0 | 0 | 0 | 0 | 0 | 0 | 0 | 0 | 0 | 0 | 0 | 0 | 0 | 0 | 0 | 0 | 0 | 0 | 0 | 0 | 0 | 0 | 0 | 0
F5_Commercial_Retail_New_Food Preparation_Natural Gas_Double Rack Oven_E1 | F5 | Commercial | Retail | New | Food Preparation | Natural Gas | Double Rack Oven | E1 | RIM BC Ratio | 0.9 | 0.9 | 0.9 | 0.9 | 0.9 | 0.9 | 0.9 | 0.9 | 0.9 | 0.9 | 0.9 | 0.9 | 0.9 | 0.9 | 0.9 | 0.9 | 0.9 | 0.9 | 0.9 | 0.9 | 0.9 | 0.9 | 0 | 0 | 0 | 0 | 0 | 0 | 0 | 0
F5_Commercial_Retail_New_Food Preparation_Natural Gas_Double Rack Oven_E2 | F5 | Commercial | Retail | New | Food Preparation | Natural Gas | Double Rack Oven | E2 | RIM BC Ratio | 0.73785 | 0.73858 | 0.73943 | 0.74082 | 0.7426 | 0.74462 | 0.74639 | 0.74792 | 0.74935 | 0.75069 | 0.752 | 0.75324 | 0.75437 | 0.75547 | 0.7565 | 0.75752 | 0.75858 | 0.75963 | 0.76065 | 0.76165 | 0.76261 | 0.76354 | 0 | 0 | 0 | 0 | 0 | 0 | 0 | 0
F5_Commercial_Retail_New_Food Preparation_Natural Gas_Double Rack Oven_E3 | F5 | Commercial | Retail | New | Food Preparation | Natural Gas | Double Rack Oven | E3 | RIM BC Ratio | 0 | 0 | 0 | 0 | 0 | 0 | 0 | 0 | 0 | 0 | 0 | 0 | 0 | 0 | 0 | 0 | 0 | 0 | 0 | 0 | 0 | 0 | 0 | 0 | 0 | 0 | 0 | 0 | 0 | 0
F5_Commercial_Retail_New_Food Preparation_Natural Gas_Double Rack Oven_E4 | F5 | Commercial | Retail | New | Food Preparation | Natural Gas | Double Rack Oven | E4 | RIM BC Ratio | 0 | 0 | 0 | 0 | 0 | 0 | 0 | 0 | 0 | 0 | 0 | 0 | 0 | 0 | 0 | 0 | 0 | 0 | 0 | 0 | 0 | 0 | 0 | 0 | 0 | 0 | 0 | 0 | 0 | 0
F5_Commercial_Retail_New_Food Preparation_Natural Gas_Double Rack Oven_E5 | F5 | Commercial | Retail | New | Food Preparation | Natural Gas | Double Rack Oven | E5 | RIM BC Ratio | 0 | 0 | 0 | 0 | 0 | 0 | 0 | 0 | 0 | 0 | 0 | 0 | 0 | 0 | 0 | 0 | 0 | 0 | 0 | 0 | 0 | 0 | 0 | 0 | 0 | 0 | 0 | 0 | 0 | 0
F5_Commercial_Retail_New_Food Preparation_Natural Gas_Double Rack Oven_E6 | F5 | Commercial | Retail | New | Food Preparation | Natural Gas | Double Rack Oven | E6 | RIM BC Ratio | 0 | 0 | 0 | 0 | 0 | 0 | 0 | 0 | 0 | 0 | 0 | 0 | 0 | 0 | 0 | 0 | 0 | 0 | 0 | 0 | 0 | 0 | 0 | 0 | 0 | 0 | 0 | 0 | 0 | 0
F5_Commercial_Retail_New_Food Preparation_Natural Gas_Double Rack Oven_E7 | F5 | Commercial | Retail | New | Food Preparation | Natural Gas | Double Rack Oven | E7 | RIM BC Ratio | 0 | 0 | 0 | 0 | 0 | 0 | 0 | 0 | 0 | 0 | 0 | 0 | 0 | 0 | 0 | 0 | 0 | 0 | 0 | 0 | 0 | 0 | 0 | 0 | 0 | 0 | 0 | 0 | 0 | 0
F5_Commercial_Retail_New_Food Preparation_Natural Gas_Double Rack Oven_E8 | F5 | Commercial | Retail | New | Food Preparation | Natural Gas | Double Rack Oven | E8 | RIM BC Ratio | 0 | 0 | 0 | 0 | 0 | 0 | 0 | 0 | 0 | 0 | 0 | 0 | 0 | 0 | 0 | 0 | 0 | 0 | 0 | 0 | 0 | 0 | 0 | 0 | 0 | 0 | 0 | 0 | 0 | 0
F5_Commercial_Retail_New_Food Preparation_Natural Gas_Double Rack Oven_E9 | F5 | Commercial | Retail | New | Food Preparation | Natural Gas | Double Rack Oven | E9 | RIM BC Ratio | 0 | 0 | 0 | 0 | 0 | 0 | 0 | 0 | 0 | 0 | 0 | 0 | 0 | 0 | 0 | 0 | 0 | 0 | 0 | 0 | 0 | 0 | 0 | 0 | 0 | 0 | 0 | 0 | 0 | 0
F5_Commercial_Retail_New_Food Preparation_Natural Gas_Double Rack Oven_E10 | F5 | Commercial | Retail | New | Food Preparation | Natural Gas | Double Rack Oven | E10 | RIM BC Ratio | 0 | 0 | 0 | 0 | 0 | 0 | 0 | 0 | 0 | 0 | 0 | 0 | 0 | 0 | 0 | 0 | 0 | 0 | 0 | 0 | 0 | 0 | 0 | 0 | 0 | 0 | 0 | 0 | 0 | 0
F0_Commercial_Retail_New_Food Preparation_Natural Gas_Fryer_E0 | F0 | Commercial | Retail | New | Food Preparation | Natural Gas | Fryer | E0 | Economic Unit | ENERGY STAR | ENERGY STAR | ENERGY STAR | ENERGY STAR | ENERGY STAR | ENERGY STAR | ENERGY STAR | ENERGY STAR | ENERGY STAR | ENERGY STAR | ENERGY STAR | ENERGY STAR | ENERGY STAR | ENERGY STAR | ENERGY STAR | ENERGY STAR | ENERGY STAR | ENERGY STAR | ENERGY STAR | ENERGY STAR | ENERGY STAR | ENERGY STAR | 0 | 0 | 0 | 0 | 0 | 0 | 0 | 0
F1_Commercial_Retail_New_Food Preparation_Natural Gas_Fryer_E1 | F1 | Commercial | Retail | New | Food Preparation | Natural Gas | Fryer | E1 | CCE | 0 | 0 | 0 | 0 | 0 | 0 | 0 | 0 | 0 | 0 | 0 | 0 | 0 | 0 | 0 | 0 | 0 | 0 | 0 | 0 | 0 | 0 | 0 | 0 | 0 | 0 | 0 | 0 | 0 | 0
F1_Commercial_Retail_New_Food Preparation_Natural Gas_Fryer_E2 | F1 | Commercial | Retail | New | Food Preparation | Natural Gas | Fryer | E2 | CCE | 0.0070192 | 0.0070192 | 0.0073742 | 0.0072621 | 0.0071531 | 0.0070171 | 0.0069979 | 0.0069529 | 0.006911 | 0.0068479 | 0.0068381 | 0.0068066 | 0.0067786 | 0.006725 | 0.0067321 | 0.0067115 | 0.0066913 | 0.0066471 | 0.0066602 | 0.0066472 | 0.0066374 | 0.0066003 | 0 | 0 | 0 | 0 | 0 | 0 | 0 | 0
F1_Commercial_Retail_New_Food Preparation_Natural Gas_Fryer_E3 | F1 | Commercial | Retail | New | Food Preparation | Natural Gas | Fryer | E3 | CCE | 0 | 0 | 0 | 0 | 0 | 0 | 0 | 0 | 0 | 0 | 0 | 0 | 0 | 0 | 0 | 0 | 0 | 0 | 0 | 0 | 0 | 0 | 0 | 0 | 0 | 0 | 0 | 0 | 0 | 0
F1_Commercial_Retail_New_Food Preparation_Natural Gas_Fryer_E4 | F1 | Commercial | Retail | New | Food Preparation | Natural Gas | Fryer | E4 | CCE | 0 | 0 | 0 | 0 | 0 | 0 | 0 | 0 | 0 | 0 | 0 | 0 | 0 | 0 | 0 | 0 | 0 | 0 | 0 | 0 | 0 | 0 | 0 | 0 | 0 | 0 | 0 | 0 | 0 | 0
F1_Commercial_Retail_New_Food Preparation_Natural Gas_Fryer_E5 | F1 | Commercial | Retail | New | Food Preparation | Natural Gas | Fryer | E5 | CCE | 0 | 0 | 0 | 0 | 0 | 0 | 0 | 0 | 0 | 0 | 0 | 0 | 0 | 0 | 0 | 0 | 0 | 0 | 0 | 0 | 0 | 0 | 0 | 0 | 0 | 0 | 0 | 0 | 0 | 0
F1_Commercial_Retail_New_Food Preparation_Natural Gas_Fryer_E6 | F1 | Commercial | Retail | New | Food Preparation | Natural Gas | Fryer | E6 | CCE | 0 | 0 | 0 | 0 | 0 | 0 | 0 | 0 | 0 | 0 | 0 | 0 | 0 | 0 | 0 | 0 | 0 | 0 | 0 | 0 | 0 | 0 | 0 | 0 | 0 | 0 | 0 | 0 | 0 | 0
F1_Commercial_Retail_New_Food Preparation_Natural Gas_Fryer_E7 | F1 | Commercial | Retail | New | Food Preparation | Natural Gas | Fryer | E7 | CCE | 0 | 0 | 0 | 0 | 0 | 0 | 0 | 0 | 0 | 0 | 0 | 0 | 0 | 0 | 0 | 0 | 0 | 0 | 0 | 0 | 0 | 0 | 0 | 0 | 0 | 0 | 0 | 0 | 0 | 0
F1_Commercial_Retail_New_Food Preparation_Natural Gas_Fryer_E8 | F1 | Commercial | Retail | New | Food Preparation | Natural Gas | Fryer | E8 | CCE | 0 | 0 | 0 | 0 | 0 | 0 | 0 | 0 | 0 | 0 | 0 | 0 | 0 | 0 | 0 | 0 | 0 | 0 | 0 | 0 | 0 | 0 | 0 | 0 | 0 | 0 | 0 | 0 | 0 | 0
F1_Commercial_Retail_New_Food Preparation_Natural Gas_Fryer_E9 | F1 | Commercial | Retail | New | Food Preparation | Natural Gas | Fryer | E9 | CCE | 0 | 0 | 0 | 0 | 0 | 0 | 0 | 0 | 0 | 0 | 0 | 0 | 0 | 0 | 0 | 0 | 0 | 0 | 0 | 0 | 0 | 0 | 0 | 0 | 0 | 0 | 0 | 0 | 0 | 0
F1_Commercial_Retail_New_Food Preparation_Natural Gas_Fryer_E10 | F1 | Commercial | Retail | New | Food Preparation | Natural Gas | Fryer | E10 | CCE | 0 | 0 | 0 | 0 | 0 | 0 | 0 | 0 | 0 | 0 | 0 | 0 | 0 | 0 | 0 | 0 | 0 | 0 | 0 | 0 | 0 | 0 | 0 | 0 | 0 | 0 | 0 | 0 | 0 | 0
F2_Commercial_Retail_New_Food Preparation_Natural Gas_Fryer_E1 | F2 | Commercial | Retail | New | Food Preparation | Natural Gas | Fryer | E1 | TRC BC Ratio | 0.9 | 0.9 | 0.9 | 0.9 | 0.9 | 0.9 | 0.9 | 0.9 | 0.9 | 0.9 | 0.9 | 0.9 | 0.9 | 0.9 | 0.9 | 0.9 | 0.9 | 0.9 | 0.9 | 0.9 | 0.9 | 0.9 | 0 | 0 | 0 | 0 | 0 | 0 | 0 | 0
F2_Commercial_Retail_New_Food Preparation_Natural Gas_Fryer_E2 | F2 | Commercial | Retail | New | Food Preparation | Natural Gas | Fryer | E2 | TRC BC Ratio | 1.215 | 1.2059 | 1.2046 | 1.2221 | 1.2535 | 1.2946 | 1.3292 | 1.3564 | 1.3811 | 1.4053 | 1.4318 | 1.4585 | 1.4845 | 1.5137 | 1.5415 | 1.571 | 1.6001 | 1.6254 | 1.6465 | 1.6626 | 1.6776 | 1.6911 | 0 | 0 | 0 | 0 | 0 | 0 | 0 | 0
F2_Commercial_Retail_New_Food Preparation_Natural Gas_Fryer_E3 | F2 | Commercial | Retail | New | Food Preparation | Natural Gas | Fryer | E3 | TRC BC Ratio | 0 | 0 | 0 | 0 | 0 | 0 | 0 | 0 | 0 | 0 | 0 | 0 | 0 | 0 | 0 | 0 | 0 | 0 | 0 | 0 | 0 | 0 | 0 | 0 | 0 | 0 | 0 | 0 | 0 | 0
F2_Commercial_Retail_New_Food Preparation_Natural Gas_Fryer_E4 | F2 | Commercial | Retail | New | Food Preparation | Natural Gas | Fryer | E4 | TRC BC Ratio | 0 | 0 | 0 | 0 | 0 | 0 | 0 | 0 | 0 | 0 | 0 | 0 | 0 | 0 | 0 | 0 | 0 | 0 | 0 | 0 | 0 | 0 | 0 | 0 | 0 | 0 | 0 | 0 | 0 | 0
F2_Commercial_Retail_New_Food Preparation_Natural Gas_Fryer_E5 | F2 | Commercial | Retail | New | Food Preparation | Natural Gas | Fryer | E5 | TRC BC Ratio | 0 | 0 | 0 | 0 | 0 | 0 | 0 | 0 | 0 | 0 | 0 | 0 | 0 | 0 | 0 | 0 | 0 | 0 | 0 | 0 | 0 | 0 | 0 | 0 | 0 | 0 | 0 | 0 | 0 | 0
F2_Commercial_Retail_New_Food Preparation_Natural Gas_Fryer_E6 | F2 | Commercial | Retail | New | Food Preparation | Natural Gas | Fryer | E6 | TRC BC Ratio | 0 | 0 | 0 | 0 | 0 | 0 | 0 | 0 | 0 | 0 | 0 | 0 | 0 | 0 | 0 | 0 | 0 | 0 | 0 | 0 | 0 | 0 | 0 | 0 | 0 | 0 | 0 | 0 | 0 | 0
F2_Commercial_Retail_New_Food Preparation_Natural Gas_Fryer_E7 | F2 | Commercial | Retail | New | Food Preparation | Natural Gas | Fryer | E7 | TRC BC Ratio | 0 | 0 | 0 | 0 | 0 | 0 | 0 | 0 | 0 | 0 | 0 | 0 | 0 | 0 | 0 | 0 | 0 | 0 | 0 | 0 | 0 | 0 | 0 | 0 | 0 | 0 | 0 | 0 | 0 | 0
F2_Commercial_Retail_New_Food Preparation_Natural Gas_Fryer_E8 | F2 | Commercial | Retail | New | Food Preparation | Natural Gas | Fryer | E8 | TRC BC Ratio | 0 | 0 | 0 | 0 | 0 | 0 | 0 | 0 | 0 | 0 | 0 | 0 | 0 | 0 | 0 | 0 | 0 | 0 | 0 | 0 | 0 | 0 | 0 | 0 | 0 | 0 | 0 | 0 | 0 | 0
F2_Commercial_Retail_New_Food Preparation_Natural Gas_Fryer_E9 | F2 | Commercial | Retail | New | Food Preparation | Natural Gas | Fryer | E9 | TRC BC Ratio | 0 | 0 | 0 | 0 | 0 | 0 | 0 | 0 | 0 | 0 | 0 | 0 | 0 | 0 | 0 | 0 | 0 | 0 | 0 | 0 | 0 | 0 | 0 | 0 | 0 | 0 | 0 | 0 | 0 | 0
F2_Commercial_Retail_New_Food Preparation_Natural Gas_Fryer_E10 | F2 | Commercial | Retail | New | Food Preparation | Natural Gas | Fryer | E10 | TRC BC Ratio | 0 | 0 | 0 | 0 | 0 | 0 | 0 | 0 | 0 | 0 | 0 | 0 | 0 | 0 | 0 | 0 | 0 | 0 | 0 | 0 | 0 | 0 | 0 | 0 | 0 | 0 | 0 | 0 | 0 | 0
F3_Commercial_Retail_New_Food Preparation_Natural Gas_Fryer_E1 | F3 | Commercial | Retail | New | Food Preparation | Natural Gas | Fryer | E1 | PACT BC Ratio | 0.9 | 0.9 | 0.9 | 0.9 | 0.9 | 0.9 | 0.9 | 0.9 | 0.9 | 0.9 | 0.9 | 0.9 | 0.9 | 0.9 | 0.9 | 0.9 | 0.9 | 0.9 | 0.9 | 0.9 | 0.9 | 0.9 | 0 | 0 | 0 | 0 | 0 | 0 | 0 | 0
F3_Commercial_Retail_New_Food Preparation_Natural Gas_Fryer_E2 | F3 | Commercial | Retail | New | Food Preparation | Natural Gas | Fryer | E2 | PACT BC Ratio | 1.5621 | 1.5504 | 1.5488 | 1.5712 | 1.6116 | 1.6645 | 1.709 | 1.7439 | 1.7757 | 1.8068 | 1.8409 | 1.8752 | 1.9086 | 1.9462 | 1.9819 | 2.0198 | 2.0573 | 2.0898 | 2.1169 | 2.1377 | 2.1569 | 2.1743 | 0 | 0 | 0 | 0 | 0 | 0 | 0 | 0
F3_Commercial_Retail_New_Food Preparation_Natural Gas_Fryer_E3 | F3 | Commercial | Retail | New | Food Preparation | Natural Gas | Fryer | E3 | PACT BC Ratio | 0 | 0 | 0 | 0 | 0 | 0 | 0 | 0 | 0 | 0 | 0 | 0 | 0 | 0 | 0 | 0 | 0 | 0 | 0 | 0 | 0 | 0 | 0 | 0 | 0 | 0 | 0 | 0 | 0 | 0
F3_Commercial_Retail_New_Food Preparation_Natural Gas_Fryer_E4 | F3 | Commercial | Retail | New | Food Preparation | Natural Gas | Fryer | E4 | PACT BC Ratio | 0 | 0 | 0 | 0 | 0 | 0 | 0 | 0 | 0 | 0 | 0 | 0 | 0 | 0 | 0 | 0 | 0 | 0 | 0 | 0 | 0 | 0 | 0 | 0 | 0 | 0 | 0 | 0 | 0 | 0
F3_Commercial_Retail_New_Food Preparation_Natural Gas_Fryer_E5 | F3 | Commercial | Retail | New | Food Preparation | Natural Gas | Fryer | E5 | PACT BC Ratio | 0 | 0 | 0 | 0 | 0 | 0 | 0 | 0 | 0 | 0 | 0 | 0 | 0 | 0 | 0 | 0 | 0 | 0 | 0 | 0 | 0 | 0 | 0 | 0 | 0 | 0 | 0 | 0 | 0 | 0
F3_Commercial_Retail_New_Food Preparation_Natural Gas_Fryer_E6 | F3 | Commercial | Retail | New | Food Preparation | Natural Gas | Fryer | E6 | PACT BC Ratio | 0 | 0 | 0 | 0 | 0 | 0 | 0 | 0 | 0 | 0 | 0 | 0 | 0 | 0 | 0 | 0 | 0 | 0 | 0 | 0 | 0 | 0 | 0 | 0 | 0 | 0 | 0 | 0 | 0 | 0
F3_Commercial_Retail_New_Food Preparation_Natural Gas_Fryer_E7 | F3 | Commercial | Retail | New | Food Preparation | Natural Gas | Fryer | E7 | PACT BC Ratio | 0 | 0 | 0 | 0 | 0 | 0 | 0 | 0 | 0 | 0 | 0 | 0 | 0 | 0 | 0 | 0 | 0 | 0 | 0 | 0 | 0 | 0 | 0 | 0 | 0 | 0 | 0 | 0 | 0 | 0
F3_Commercial_Retail_New_Food Preparation_Natural Gas_Fryer_E8 | F3 | Commercial | Retail | New | Food Preparation | Natural Gas | Fryer | E8 | PACT BC Ratio | 0 | 0 | 0 | 0 | 0 | 0 | 0 | 0 | 0 | 0 | 0 | 0 | 0 | 0 | 0 | 0 | 0 | 0 | 0 | 0 | 0 | 0 | 0 | 0 | 0 | 0 | 0 | 0 | 0 | 0
F3_Commercial_Retail_New_Food Preparation_Natural Gas_Fryer_E9 | F3 | Commercial | Retail | New | Food Preparation | Natural Gas | Fryer | E9 | PACT BC Ratio | 0 | 0 | 0 | 0 | 0 | 0 | 0 | 0 | 0 | 0 | 0 | 0 | 0 | 0 | 0 | 0 | 0 | 0 | 0 | 0 | 0 | 0 | 0 | 0 | 0 | 0 | 0 | 0 | 0 | 0
F3_Commercial_Retail_New_Food Preparation_Natural Gas_Fryer_E10 | F3 | Commercial | Retail | New | Food Preparation | Natural Gas | Fryer | E10 | PACT BC Ratio | 0 | 0 | 0 | 0 | 0 | 0 | 0 | 0 | 0 | 0 | 0 | 0 | 0 | 0 | 0 | 0 | 0 | 0 | 0 | 0 | 0 | 0 | 0 | 0 | 0 | 0 | 0 | 0 | 0 | 0
F4_Commercial_Retail_New_Food Preparation_Natural Gas_Fryer_E1 | F4 | Commercial | Retail | New | Food Preparation | Natural Gas | Fryer | E1 | PCT BC Ratio | 0.9 | 0.9 | 0.9 | 0.9 | 0.9 | 0.9 | 0.9 | 0.9 | 0.9 | 0.9 | 0.9 | 0.9 | 0.9 | 0.9 | 0.9 | 0.9 | 0.9 | 0.9 | 0.9 | 0.9 | 0.9 | 0.9 | 0 | 0 | 0 | 0 | 0 | 0 | 0 | 0
F4_Commercial_Retail_New_Food Preparation_Natural Gas_Fryer_E2 | F4 | Commercial | Retail | New | Food Preparation | Natural Gas | Fryer | E2 | PCT BC Ratio | 3.0813 | 3.063 | 3.0604 | 3.0957 | 3.1592 | 3.2424 | 3.3124 | 3.3673 | 3.4172 | 3.4661 | 3.5197 | 3.5737 | 3.6262 | 3.6853 | 3.7415 | 3.8011 | 3.86 | 3.9112 | 3.9537 | 3.9864 | 4.0167 | 4.044 | 0 | 0 | 0 | 0 | 0 | 0 | 0 | 0
F4_Commercial_Retail_New_Food Preparation_Natural Gas_Fryer_E3 | F4 | Commercial | Retail | New | Food Preparation | Natural Gas | Fryer | E3 | PCT BC Ratio | 0 | 0 | 0 | 0 | 0 | 0 | 0 | 0 | 0 | 0 | 0 | 0 | 0 | 0 | 0 | 0 | 0 | 0 | 0 | 0 | 0 | 0 | 0 | 0 | 0 | 0 | 0 | 0 | 0 | 0
F4_Commercial_Retail_New_Food Preparation_Natural Gas_Fryer_E4 | F4 | Commercial | Retail | New | Food Preparation | Natural Gas | Fryer | E4 | PCT BC Ratio | 0 | 0 | 0 | 0 | 0 | 0 | 0 | 0 | 0 | 0 | 0 | 0 | 0 | 0 | 0 | 0 | 0 | 0 | 0 | 0 | 0 | 0 | 0 | 0 | 0 | 0 | 0 | 0 | 0 | 0
F4_Commercial_Retail_New_Food Preparation_Natural Gas_Fryer_E5 | F4 | Commercial | Retail | New | Food Preparation | Natural Gas | Fryer | E5 | PCT BC Ratio | 0 | 0 | 0 | 0 | 0 | 0 | 0 | 0 | 0 | 0 | 0 | 0 | 0 | 0 | 0 | 0 | 0 | 0 | 0 | 0 | 0 | 0 | 0 | 0 | 0 | 0 | 0 | 0 | 0 | 0
F4_Commercial_Retail_New_Food Preparation_Natural Gas_Fryer_E6 | F4 | Commercial | Retail | New | Food Preparation | Natural Gas | Fryer | E6 | PCT BC Ratio | 0 | 0 | 0 | 0 | 0 | 0 | 0 | 0 | 0 | 0 | 0 | 0 | 0 | 0 | 0 | 0 | 0 | 0 | 0 | 0 | 0 | 0 | 0 | 0 | 0 | 0 | 0 | 0 | 0 | 0
F4_Commercial_Retail_New_Food Preparation_Natural Gas_Fryer_E7 | F4 | Commercial | Retail | New | Food Preparation | Natural Gas | Fryer | E7 | PCT BC Ratio | 0 | 0 | 0 | 0 | 0 | 0 | 0 | 0 | 0 | 0 | 0 | 0 | 0 | 0 | 0 | 0 | 0 | 0 | 0 | 0 | 0 | 0 | 0 | 0 | 0 | 0 | 0 | 0 | 0 | 0
F4_Commercial_Retail_New_Food Preparation_Natural Gas_Fryer_E8 | F4 | Commercial | Retail | New | Food Preparation | Natural Gas | Fryer | E8 | PCT BC Ratio | 0 | 0 | 0 | 0 | 0 | 0 | 0 | 0 | 0 | 0 | 0 | 0 | 0 | 0 | 0 | 0 | 0 | 0 | 0 | 0 | 0 | 0 | 0 | 0 | 0 | 0 | 0 | 0 | 0 | 0
F4_Commercial_Retail_New_Food Preparation_Natural Gas_Fryer_E9 | F4 | Commercial | Retail | New | Food Preparation | Natural Gas | Fryer | E9 | PCT BC Ratio | 0 | 0 | 0 | 0 | 0 | 0 | 0 | 0 | 0 | 0 | 0 | 0 | 0 | 0 | 0 | 0 | 0 | 0 | 0 | 0 | 0 | 0 | 0 | 0 | 0 | 0 | 0 | 0 | 0 | 0
F4_Commercial_Retail_New_Food Preparation_Natural Gas_Fryer_E10 | F4 | Commercial | Retail | New | Food Preparation | Natural Gas | Fryer | E10 | PCT BC Ratio | 0 | 0 | 0 | 0 | 0 | 0 | 0 | 0 | 0 | 0 | 0 | 0 | 0 | 0 | 0 | 0 | 0 | 0 | 0 | 0 | 0 | 0 | 0 | 0 | 0 | 0 | 0 | 0 | 0 | 0
F5_Commercial_Retail_New_Food Preparation_Natural Gas_Fryer_E1 | F5 | Commercial | Retail | New | Food Preparation | Natural Gas | Fryer | E1 | RIM BC Ratio | 0.9 | 0.9 | 0.9 | 0.9 | 0.9 | 0.9 | 0.9 | 0.9 | 0.9 | 0.9 | 0.9 | 0.9 | 0.9 | 0.9 | 0.9 | 0.9 | 0.9 | 0.9 | 0.9 | 0.9 | 0.9 | 0.9 | 0 | 0 | 0 | 0 | 0 | 0 | 0 | 0
F5_Commercial_Retail_New_Food Preparation_Natural Gas_Fryer_E2 | F5 | Commercial | Retail | New | Food Preparation | Natural Gas | Fryer | E2 | RIM BC Ratio | 0.544 | 0.54258 | 0.54238 | 0.54511 | 0.54988 | 0.55591 | 0.56079 | 0.5645 | 0.56779 | 0.57093 | 0.57429 | 0.57759 | 0.58072 | 0.58415 | 0.58733 | 0.59061 | 0.59377 | 0.59646 | 0.59864 | 0.60029 | 0.6018 | 0.60314 | 0 | 0 | 0 | 0 | 0 | 0 | 0 | 0
F5_Commercial_Retail_New_Food Preparation_Natural Gas_Fryer_E3 | F5 | Commercial | Retail | New | Food Preparation | Natural Gas | Fryer | E3 | RIM BC Ratio | 0 | 0 | 0 | 0 | 0 | 0 | 0 | 0 | 0 | 0 | 0 | 0 | 0 | 0 | 0 | 0 | 0 | 0 | 0 | 0 | 0 | 0 | 0 | 0 | 0 | 0 | 0 | 0 | 0 | 0
F5_Commercial_Retail_New_Food Preparation_Natural Gas_Fryer_E4 | F5 | Commercial | Retail | New | Food Preparation | Natural Gas | Fryer | E4 | RIM BC Ratio | 0 | 0 | 0 | 0 | 0 | 0 | 0 | 0 | 0 | 0 | 0 | 0 | 0 | 0 | 0 | 0 | 0 | 0 | 0 | 0 | 0 | 0 | 0 | 0 | 0 | 0 | 0 | 0 | 0 | 0
F5_Commercial_Retail_New_Food Preparation_Natural Gas_Fryer_E5 | F5 | Commercial | Retail | New | Food Preparation | Natural Gas | Fryer | E5 | RIM BC Ratio | 0 | 0 | 0 | 0 | 0 | 0 | 0 | 0 | 0 | 0 | 0 | 0 | 0 | 0 | 0 | 0 | 0 | 0 | 0 | 0 | 0 | 0 | 0 | 0 | 0 | 0 | 0 | 0 | 0 | 0
F5_Commercial_Retail_New_Food Preparation_Natural Gas_Fryer_E6 | F5 | Commercial | Retail | New | Food Preparation | Natural Gas | Fryer | E6 | RIM BC Ratio | 0 | 0 | 0 | 0 | 0 | 0 | 0 | 0 | 0 | 0 | 0 | 0 | 0 | 0 | 0 | 0 | 0 | 0 | 0 | 0 | 0 | 0 | 0 | 0 | 0 | 0 | 0 | 0 | 0 | 0
F5_Commercial_Retail_New_Food Preparation_Natural Gas_Fryer_E7 | F5 | Commercial | Retail | New | Food Preparation | Natural Gas | Fryer | E7 | RIM BC Ratio | 0 | 0 | 0 | 0 | 0 | 0 | 0 | 0 | 0 | 0 | 0 | 0 | 0 | 0 | 0 | 0 | 0 | 0 | 0 | 0 | 0 | 0 | 0 | 0 | 0 | 0 | 0 | 0 | 0 | 0
F5_Commercial_Retail_New_Food Preparation_Natural Gas_Fryer_E8 | F5 | Commercial | Retail | New | Food Preparation | Natural Gas | Fryer | E8 | RIM BC Ratio | 0 | 0 | 0 | 0 | 0 | 0 | 0 | 0 | 0 | 0 | 0 | 0 | 0 | 0 | 0 | 0 | 0 | 0 | 0 | 0 | 0 | 0 | 0 | 0 | 0 | 0 | 0 | 0 | 0 | 0
F5_Commercial_Retail_New_Food Preparation_Natural Gas_Fryer_E9 | F5 | Commercial | Retail | New | Food Preparation | Natural Gas | Fryer | E9 | RIM BC Ratio | 0 | 0 | 0 | 0 | 0 | 0 | 0 | 0 | 0 | 0 | 0 | 0 | 0 | 0 | 0 | 0 | 0 | 0 | 0 | 0 | 0 | 0 | 0 | 0 | 0 | 0 | 0 | 0 | 0 | 0
F5_Commercial_Retail_New_Food Preparation_Natural Gas_Fryer_E10 | F5 | Commercial | Retail | New | Food Preparation | Natural Gas | Fryer | E10 | RIM BC Ratio | 0 | 0 | 0 | 0 | 0 | 0 | 0 | 0 | 0 | 0 | 0 | 0 | 0 | 0 | 0 | 0 | 0 | 0 | 0 | 0 | 0 | 0 | 0 | 0 | 0 | 0 | 0 | 0 | 0 | 0
F0_Commercial_Retail_New_Food Preparation_Natural Gas_Broiler_E0 | F0 | Commercial | Retail | New | Food Preparation | Natural Gas | Broiler | E0 | Economic Unit | Infrared Burners | Infrared Burners | Infrared Burners | Infrared Burners | Infrared Burners | Infrared Burners | Infrared Burners | Infrared Burners | Infrared Burners | Infrared Burners | Infrared Burners | Infrared Burners | Infrared Burners | Infrared Burners | Infrared Burners | Infrared Burners | Infrared Burners | Infrared Burners | Infrared Burners | Infrared Burners | Infrared Burners | Infrared Burners | 0 | 0 | 0 | 0 | 0 | 0 | 0 | 0
F1_Commercial_Retail_New_Food Preparation_Natural Gas_Broiler_E1 | F1 | Commercial | Retail | New | Food Preparation | Natural Gas | Broiler | E1 | CCE | 0 | 0 | 0 | 0 | 0 | 0 | 0 | 0 | 0 | 0 | 0 | 0 | 0 | 0 | 0 | 0 | 0 | 0 | 0 | 0 | 0 | 0 | 0 | 0 | 0 | 0 | 0 | 0 | 0 | 0
F1_Commercial_Retail_New_Food Preparation_Natural Gas_Broiler_E2 | F1 | Commercial | Retail | New | Food Preparation | Natural Gas | Broiler | E2 | CCE | 0.0083589 | 0.0083589 | 0.0087817 | 0.0086482 | 0.0085184 | 0.0083564 | 0.0083336 | 0.00828 | 0.0082301 | 0.0081549 | 0.0081433 | 0.0081058 | 0.0080724 | 0.0080086 | 0.008017 | 0.0079925 | 0.0079685 | 0.0079158 | 0.0079314 | 0.0079159 | 0.0079043 | 0.0078601 | 0 | 0 | 0 | 0 | 0 | 0 | 0 | 0
F1_Commercial_Retail_New_Food Preparation_Natural Gas_Broiler_E3 | F1 | Commercial | Retail | New | Food Preparation | Natural Gas | Broiler | E3 | CCE | 0 | 0 | 0 | 0 | 0 | 0 | 0 | 0 | 0 | 0 | 0 | 0 | 0 | 0 | 0 | 0 | 0 | 0 | 0 | 0 | 0 | 0 | 0 | 0 | 0 | 0 | 0 | 0 | 0 | 0
F1_Commercial_Retail_New_Food Preparation_Natural Gas_Broiler_E4 | F1 | Commercial | Retail | New | Food Preparation | Natural Gas | Broiler | E4 | CCE | 0 | 0 | 0 | 0 | 0 | 0 | 0 | 0 | 0 | 0 | 0 | 0 | 0 | 0 | 0 | 0 | 0 | 0 | 0 | 0 | 0 | 0 | 0 | 0 | 0 | 0 | 0 | 0 | 0 | 0
F1_Commercial_Retail_New_Food Preparation_Natural Gas_Broiler_E5 | F1 | Commercial | Retail | New | Food Preparation | Natural Gas | Broiler | E5 | CCE | 0 | 0 | 0 | 0 | 0 | 0 | 0 | 0 | 0 | 0 | 0 | 0 | 0 | 0 | 0 | 0 | 0 | 0 | 0 | 0 | 0 | 0 | 0 | 0 | 0 | 0 | 0 | 0 | 0 | 0
F1_Commercial_Retail_New_Food Preparation_Natural Gas_Broiler_E6 | F1 | Commercial | Retail | New | Food Preparation | Natural Gas | Broiler | E6 | CCE | 0 | 0 | 0 | 0 | 0 | 0 | 0 | 0 | 0 | 0 | 0 | 0 | 0 | 0 | 0 | 0 | 0 | 0 | 0 | 0 | 0 | 0 | 0 | 0 | 0 | 0 | 0 | 0 | 0 | 0
F1_Commercial_Retail_New_Food Preparation_Natural Gas_Broiler_E7 | F1 | Commercial | Retail | New | Food Preparation | Natural Gas | Broiler | E7 | CCE | 0 | 0 | 0 | 0 | 0 | 0 | 0 | 0 | 0 | 0 | 0 | 0 | 0 | 0 | 0 | 0 | 0 | 0 | 0 | 0 | 0 | 0 | 0 | 0 | 0 | 0 | 0 | 0 | 0 | 0
F1_Commercial_Retail_New_Food Preparation_Natural Gas_Broiler_E8 | F1 | Commercial | Retail | New | Food Preparation | Natural Gas | Broiler | E8 | CCE | 0 | 0 | 0 | 0 | 0 | 0 | 0 | 0 | 0 | 0 | 0 | 0 | 0 | 0 | 0 | 0 | 0 | 0 | 0 | 0 | 0 | 0 | 0 | 0 | 0 | 0 | 0 | 0 | 0 | 0
F1_Commercial_Retail_New_Food Preparation_Natural Gas_Broiler_E9 | F1 | Commercial | Retail | New | Food Preparation | Natural Gas | Broiler | E9 | CCE | 0 | 0 | 0 | 0 | 0 | 0 | 0 | 0 | 0 | 0 | 0 | 0 | 0 | 0 | 0 | 0 | 0 | 0 | 0 | 0 | 0 | 0 | 0 | 0 | 0 | 0 | 0 | 0 | 0 | 0
F1_Commercial_Retail_New_Food Preparation_Natural Gas_Broiler_E10 | F1 | Commercial | Retail | New | Food Preparation | Natural Gas | Broiler | E10 | CCE | 0 | 0 | 0 | 0 | 0 | 0 | 0 | 0 | 0 | 0 | 0 | 0 | 0 | 0 | 0 | 0 | 0 | 0 | 0 | 0 | 0 | 0 | 0 | 0 | 0 | 0 | 0 | 0 | 0 | 0
F2_Commercial_Retail_New_Food Preparation_Natural Gas_Broiler_E1 | F2 | Commercial | Retail | New | Food Preparation | Natural Gas | Broiler | E1 | TRC BC Ratio | 0.9 | 0.9 | 0.9 | 0.9 | 0.9 | 0.9 | 0.9 | 0.9 | 0.9 | 0.9 | 0.9 | 0.9 | 0.9 | 0.9 | 0.9 | 0.9 | 0.9 | 0.9 | 0.9 | 0.9 | 0.9 | 0.9 | 0 | 0 | 0 | 0 | 0 | 0 | 0 | 0
F2_Commercial_Retail_New_Food Preparation_Natural Gas_Broiler_E2 | F2 | Commercial | Retail | New | Food Preparation | Natural Gas | Broiler | E2 | TRC BC Ratio | 1.0644 | 1.0735 | 1.0844 | 1.1025 | 1.1265 | 1.1549 | 1.181 | 1.2042 | 1.2267 | 1.2485 | 1.2706 | 1.292 | 1.3121 | 1.3323 | 1.3516 | 1.3714 | 1.3925 | 1.4138 | 1.4353 | 1.4569 | 1.4782 | 1.4992 | 0 | 0 | 0 | 0 | 0 | 0 | 0 | 0
F2_Commercial_Retail_New_Food Preparation_Natural Gas_Broiler_E3 | F2 | Commercial | Retail | New | Food Preparation | Natural Gas | Broiler | E3 | TRC BC Ratio | 0 | 0 | 0 | 0 | 0 | 0 | 0 | 0 | 0 | 0 | 0 | 0 | 0 | 0 | 0 | 0 | 0 | 0 | 0 | 0 | 0 | 0 | 0 | 0 | 0 | 0 | 0 | 0 | 0 | 0
F2_Commercial_Retail_New_Food Preparation_Natural Gas_Broiler_E4 | F2 | Commercial | Retail | New | Food Preparation | Natural Gas | Broiler | E4 | TRC BC Ratio | 0 | 0 | 0 | 0 | 0 | 0 | 0 | 0 | 0 | 0 | 0 | 0 | 0 | 0 | 0 | 0 | 0 | 0 | 0 | 0 | 0 | 0 | 0 | 0 | 0 | 0 | 0 | 0 | 0 | 0
F2_Commercial_Retail_New_Food Preparation_Natural Gas_Broiler_E5 | F2 | Commercial | Retail | New | Food Preparation | Natural Gas | Broiler | E5 | TRC BC Ratio | 0 | 0 | 0 | 0 | 0 | 0 | 0 | 0 | 0 | 0 | 0 | 0 | 0 | 0 | 0 | 0 | 0 | 0 | 0 | 0 | 0 | 0 | 0 | 0 | 0 | 0 | 0 | 0 | 0 | 0
F2_Commercial_Retail_New_Food Preparation_Natural Gas_Broiler_E6 | F2 | Commercial | Retail | New | Food Preparation | Natural Gas | Broiler | E6 | TRC BC Ratio | 0 | 0 | 0 | 0 | 0 | 0 | 0 | 0 | 0 | 0 | 0 | 0 | 0 | 0 | 0 | 0 | 0 | 0 | 0 | 0 | 0 | 0 | 0 | 0 | 0 | 0 | 0 | 0 | 0 | 0
F2_Commercial_Retail_New_Food Preparation_Natural Gas_Broiler_E7 | F2 | Commercial | Retail | New | Food Preparation | Natural Gas | Broiler | E7 | TRC BC Ratio | 0 | 0 | 0 | 0 | 0 | 0 | 0 | 0 | 0 | 0 | 0 | 0 | 0 | 0 | 0 | 0 | 0 | 0 | 0 | 0 | 0 | 0 | 0 | 0 | 0 | 0 | 0 | 0 | 0 | 0
F2_Commercial_Retail_New_Food Preparation_Natural Gas_Broiler_E8 | F2 | Commercial | Retail | New | Food Preparation | Natural Gas | Broiler | E8 | TRC BC Ratio | 0 | 0 | 0 | 0 | 0 | 0 | 0 | 0 | 0 | 0 | 0 | 0 | 0 | 0 | 0 | 0 | 0 | 0 | 0 | 0 | 0 | 0 | 0 | 0 | 0 | 0 | 0 | 0 | 0 | 0
F2_Commercial_Retail_New_Food Preparation_Natural Gas_Broiler_E9 | F2 | Commercial | Retail | New | Food Preparation | Natural Gas | Broiler | E9 | TRC BC Ratio | 0 | 0 | 0 | 0 | 0 | 0 | 0 | 0 | 0 | 0 | 0 | 0 | 0 | 0 | 0 | 0 | 0 | 0 | 0 | 0 | 0 | 0 | 0 | 0 | 0 | 0 | 0 | 0 | 0 | 0
F2_Commercial_Retail_New_Food Preparation_Natural Gas_Broiler_E10 | F2 | Commercial | Retail | New | Food Preparation | Natural Gas | Broiler | E10 | TRC BC Ratio | 0 | 0 | 0 | 0 | 0 | 0 | 0 | 0 | 0 | 0 | 0 | 0 | 0 | 0 | 0 | 0 | 0 | 0 | 0 | 0 | 0 | 0 | 0 | 0 | 0 | 0 | 0 | 0 | 0 | 0
F3_Commercial_Retail_New_Food Preparation_Natural Gas_Broiler_E1 | F3 | Commercial | Retail | New | Food Preparation | Natural Gas | Broiler | E1 | PACT BC Ratio | 0.9 | 0.9 | 0.9 | 0.9 | 0.9 | 0.9 | 0.9 | 0.9 | 0.9 | 0.9 | 0.9 | 0.9 | 0.9 | 0.9 | 0.9 | 0.9 | 0.9 | 0.9 | 0.9 | 0.9 | 0.9 | 0.9 | 0 | 0 | 0 | 0 | 0 | 0 | 0 | 0
F3_Commercial_Retail_New_Food Preparation_Natural Gas_Broiler_E2 | F3 | Commercial | Retail | New | Food Preparation | Natural Gas | Broiler | E2 | PACT BC Ratio | 1.3204 | 1.3317 | 1.3453 | 1.3676 | 1.3975 | 1.4327 | 1.465 | 1.4938 | 1.5217 | 1.5488 | 1.5761 | 1.6027 | 1.6277 | 1.6527 | 1.6767 | 1.7012 | 1.7275 | 1.7539 | 1.7805 | 1.8073 | 1.8337 | 1.8598 | 0 | 0 | 0 | 0 | 0 | 0 | 0 | 0
F3_Commercial_Retail_New_Food Preparation_Natural Gas_Broiler_E3 | F3 | Commercial | Retail | New | Food Preparation | Natural Gas | Broiler | E3 | PACT BC Ratio | 0 | 0 | 0 | 0 | 0 | 0 | 0 | 0 | 0 | 0 | 0 | 0 | 0 | 0 | 0 | 0 | 0 | 0 | 0 | 0 | 0 | 0 | 0 | 0 | 0 | 0 | 0 | 0 | 0 | 0
F3_Commercial_Retail_New_Food Preparation_Natural Gas_Broiler_E4 | F3 | Commercial | Retail | New | Food Preparation | Natural Gas | Broiler | E4 | PACT BC Ratio | 0 | 0 | 0 | 0 | 0 | 0 | 0 | 0 | 0 | 0 | 0 | 0 | 0 | 0 | 0 | 0 | 0 | 0 | 0 | 0 | 0 | 0 | 0 | 0 | 0 | 0 | 0 | 0 | 0 | 0
F3_Commercial_Retail_New_Food Preparation_Natural Gas_Broiler_E5 | F3 | Commercial | Retail | New | Food Preparation | Natural Gas | Broiler | E5 | PACT BC Ratio | 0 | 0 | 0 | 0 | 0 | 0 | 0 | 0 | 0 | 0 | 0 | 0 | 0 | 0 | 0 | 0 | 0 | 0 | 0 | 0 | 0 | 0 | 0 | 0 | 0 | 0 | 0 | 0 | 0 | 0
F3_Commercial_Retail_New_Food Preparation_Natural Gas_Broiler_E6 | F3 | Commercial | Retail | New | Food Preparation | Natural Gas | Broiler | E6 | PACT BC Ratio | 0 | 0 | 0 | 0 | 0 | 0 | 0 | 0 | 0 | 0 | 0 | 0 | 0 | 0 | 0 | 0 | 0 | 0 | 0 | 0 | 0 | 0 | 0 | 0 | 0 | 0 | 0 | 0 | 0 | 0
F3_Commercial_Retail_New_Food Preparation_Natural Gas_Broiler_E7 | F3 | Commercial | Retail | New | Food Preparation | Natural Gas | Broiler | E7 | PACT BC Ratio | 0 | 0 | 0 | 0 | 0 | 0 | 0 | 0 | 0 | 0 | 0 | 0 | 0 | 0 | 0 | 0 | 0 | 0 | 0 | 0 | 0 | 0 | 0 | 0 | 0 | 0 | 0 | 0 | 0 | 0
F3_Commercial_Retail_New_Food Preparation_Natural Gas_Broiler_E8 | F3 | Commercial | Retail | New | Food Preparation | Natural Gas | Broiler | E8 | PACT BC Ratio | 0 | 0 | 0 | 0 | 0 | 0 | 0 | 0 | 0 | 0 | 0 | 0 | 0 | 0 | 0 | 0 | 0 | 0 | 0 | 0 | 0 | 0 | 0 | 0 | 0 | 0 | 0 | 0 | 0 | 0
F3_Commercial_Retail_New_Food Preparation_Natural Gas_Broiler_E9 | F3 | Commercial | Retail | New | Food Preparation | Natural Gas | Broiler | E9 | PACT BC Ratio | 0 | 0 | 0 | 0 | 0 | 0 | 0 | 0 | 0 | 0 | 0 | 0 | 0 | 0 | 0 | 0 | 0 | 0 | 0 | 0 | 0 | 0 | 0 | 0 | 0 | 0 | 0 | 0 | 0 | 0
F3_Commercial_Retail_New_Food Preparation_Natural Gas_Broiler_E10 | F3 | Commercial | Retail | New | Food Preparation | Natural Gas | Broiler | E10 | PACT BC Ratio | 0 | 0 | 0 | 0 | 0 | 0 | 0 | 0 | 0 | 0 | 0 | 0 | 0 | 0 | 0 | 0 | 0 | 0 | 0 | 0 | 0 | 0 | 0 | 0 | 0 | 0 | 0 | 0 | 0 | 0
F4_Commercial_Retail_New_Food Preparation_Natural Gas_Broiler_E1 | F4 | Commercial | Retail | New | Food Preparation | Natural Gas | Broiler | E1 | PCT BC Ratio | 0.9 | 0.9 | 0.9 | 0.9 | 0.9 | 0.9 | 0.9 | 0.9 | 0.9 | 0.9 | 0.9 | 0.9 | 0.9 | 0.9 | 0.9 | 0.9 | 0.9 | 0.9 | 0.9 | 0.9 | 0.9 | 0.9 | 0 | 0 | 0 | 0 | 0 | 0 | 0 | 0
F4_Commercial_Retail_New_Food Preparation_Natural Gas_Broiler_E2 | F4 | Commercial | Retail | New | Food Preparation | Natural Gas | Broiler | E2 | PCT BC Ratio | 2.8717 | 2.8906 | 2.9132 | 2.9506 | 3.0005 | 3.0593 | 3.1134 | 3.1615 | 3.2082 | 3.2535 | 3.2991 | 3.3435 | 3.3853 | 3.4272 | 3.4672 | 3.5082 | 3.5521 | 3.5963 | 3.6408 | 3.6855 | 3.7298 | 3.7734 | 0 | 0 | 0 | 0 | 0 | 0 | 0 | 0
F4_Commercial_Retail_New_Food Preparation_Natural Gas_Broiler_E3 | F4 | Commercial | Retail | New | Food Preparation | Natural Gas | Broiler | E3 | PCT BC Ratio | 0 | 0 | 0 | 0 | 0 | 0 | 0 | 0 | 0 | 0 | 0 | 0 | 0 | 0 | 0 | 0 | 0 | 0 | 0 | 0 | 0 | 0 | 0 | 0 | 0 | 0 | 0 | 0 | 0 | 0
F4_Commercial_Retail_New_Food Preparation_Natural Gas_Broiler_E4 | F4 | Commercial | Retail | New | Food Preparation | Natural Gas | Broiler | E4 | PCT BC Ratio | 0 | 0 | 0 | 0 | 0 | 0 | 0 | 0 | 0 | 0 | 0 | 0 | 0 | 0 | 0 | 0 | 0 | 0 | 0 | 0 | 0 | 0 | 0 | 0 | 0 | 0 | 0 | 0 | 0 | 0
F4_Commercial_Retail_New_Food Preparation_Natural Gas_Broiler_E5 | F4 | Commercial | Retail | New | Food Preparation | Natural Gas | Broiler | E5 | PCT BC Ratio | 0 | 0 | 0 | 0 | 0 | 0 | 0 | 0 | 0 | 0 | 0 | 0 | 0 | 0 | 0 | 0 | 0 | 0 | 0 | 0 | 0 | 0 | 0 | 0 | 0 | 0 | 0 | 0 | 0 | 0
F4_Commercial_Retail_New_Food Preparation_Natural Gas_Broiler_E6 | F4 | Commercial | Retail | New | Food Preparation | Natural Gas | Broiler | E6 | PCT BC Ratio | 0 | 0 | 0 | 0 | 0 | 0 | 0 | 0 | 0 | 0 | 0 | 0 | 0 | 0 | 0 | 0 | 0 | 0 | 0 | 0 | 0 | 0 | 0 | 0 | 0 | 0 | 0 | 0 | 0 | 0
F4_Commercial_Retail_New_Food Preparation_Natural Gas_Broiler_E7 | F4 | Commercial | Retail | New | Food Preparation | Natural Gas | Broiler | E7 | PCT BC Ratio | 0 | 0 | 0 | 0 | 0 | 0 | 0 | 0 | 0 | 0 | 0 | 0 | 0 | 0 | 0 | 0 | 0 | 0 | 0 | 0 | 0 | 0 | 0 | 0 | 0 | 0 | 0 | 0 | 0 | 0
F4_Commercial_Retail_New_Food Preparation_Natural Gas_Broiler_E8 | F4 | Commercial | Retail | New | Food Preparation | Natural Gas | Broiler | E8 | PCT BC Ratio | 0 | 0 | 0 | 0 | 0 | 0 | 0 | 0 | 0 | 0 | 0 | 0 | 0 | 0 | 0 | 0 | 0 | 0 | 0 | 0 | 0 | 0 | 0 | 0 | 0 | 0 | 0 | 0 | 0 | 0
F4_Commercial_Retail_New_Food Preparation_Natural Gas_Broiler_E9 | F4 | Commercial | Retail | New | Food Preparation | Natural Gas | Broiler | E9 | PCT BC Ratio | 0 | 0 | 0 | 0 | 0 | 0 | 0 | 0 | 0 | 0 | 0 | 0 | 0 | 0 | 0 | 0 | 0 | 0 | 0 | 0 | 0 | 0 | 0 | 0 | 0 | 0 | 0 | 0 | 0 | 0
F4_Commercial_Retail_New_Food Preparation_Natural Gas_Broiler_E10 | F4 | Commercial | Retail | New | Food Preparation | Natural Gas | Broiler | E10 | PCT BC Ratio | 0 | 0 | 0 | 0 | 0 | 0 | 0 | 0 | 0 | 0 | 0 | 0 | 0 | 0 | 0 | 0 | 0 | 0 | 0 | 0 | 0 | 0 | 0 | 0 | 0 | 0 | 0 | 0 | 0 | 0
F5_Commercial_Retail_New_Food Preparation_Natural Gas_Broiler_E1 | F5 | Commercial | Retail | New | Food Preparation | Natural Gas | Broiler | E1 | RIM BC Ratio | 0.9 | 0.9 | 0.9 | 0.9 | 0.9 | 0.9 | 0.9 | 0.9 | 0.9 | 0.9 | 0.9 | 0.9 | 0.9 | 0.9 | 0.9 | 0.9 | 0.9 | 0.9 | 0.9 | 0.9 | 0.9 | 0.9 | 0 | 0 | 0 | 0 | 0 | 0 | 0 | 0
F5_Commercial_Retail_New_Food Preparation_Natural Gas_Broiler_E2 | F5 | Commercial | Retail | New | Food Preparation | Natural Gas | Broiler | E2 | RIM BC Ratio | 0.51141 | 0.51309 | 0.51509 | 0.51833 | 0.52256 | 0.52741 | 0.53173 | 0.53547 | 0.53902 | 0.54238 | 0.54569 | 0.54884 | 0.55175 | 0.55459 | 0.55726 | 0.55995 | 0.56276 | 0.56554 | 0.56828 | 0.57098 | 0.57359 | 0.57612 | 0 | 0 | 0 | 0 | 0 | 0 | 0 | 0
F5_Commercial_Retail_New_Food Preparation_Natural Gas_Broiler_E3 | F5 | Commercial | Retail | New | Food Preparation | Natural Gas | Broiler | E3 | RIM BC Ratio | 0 | 0 | 0 | 0 | 0 | 0 | 0 | 0 | 0 | 0 | 0 | 0 | 0 | 0 | 0 | 0 | 0 | 0 | 0 | 0 | 0 | 0 | 0 | 0 | 0 | 0 | 0 | 0 | 0 | 0
F5_Commercial_Retail_New_Food Preparation_Natural Gas_Broiler_E4 | F5 | Commercial | Retail | New | Food Preparation | Natural Gas | Broiler | E4 | RIM BC Ratio | 0 | 0 | 0 | 0 | 0 | 0 | 0 | 0 | 0 | 0 | 0 | 0 | 0 | 0 | 0 | 0 | 0 | 0 | 0 | 0 | 0 | 0 | 0 | 0 | 0 | 0 | 0 | 0 | 0 | 0
F5_Commercial_Retail_New_Food Preparation_Natural Gas_Broiler_E5 | F5 | Commercial | Retail | New | Food Preparation | Natural Gas | Broiler | E5 | RIM BC Ratio | 0 | 0 | 0 | 0 | 0 | 0 | 0 | 0 | 0 | 0 | 0 | 0 | 0 | 0 | 0 | 0 | 0 | 0 | 0 | 0 | 0 | 0 | 0 | 0 | 0 | 0 | 0 | 0 | 0 | 0
F5_Commercial_Retail_New_Food Preparation_Natural Gas_Broiler_E6 | F5 | Commercial | Retail | New | Food Preparation | Natural Gas | Broiler | E6 | RIM BC Ratio | 0 | 0 | 0 | 0 | 0 | 0 | 0 | 0 | 0 | 0 | 0 | 0 | 0 | 0 | 0 | 0 | 0 | 0 | 0 | 0 | 0 | 0 | 0 | 0 | 0 | 0 | 0 | 0 | 0 | 0
F5_Commercial_Retail_New_Food Preparation_Natural Gas_Broiler_E7 | F5 | Commercial | Retail | New | Food Preparation | Natural Gas | Broiler | E7 | RIM BC Ratio | 0 | 0 | 0 | 0 | 0 | 0 | 0 | 0 | 0 | 0 | 0 | 0 | 0 | 0 | 0 | 0 | 0 | 0 | 0 | 0 | 0 | 0 | 0 | 0 | 0 | 0 | 0 | 0 | 0 | 0
F5_Commercial_Retail_New_Food Preparation_Natural Gas_Broiler_E8 | F5 | Commercial | Retail | New | Food Preparation | Natural Gas | Broiler | E8 | RIM BC Ratio | 0 | 0 | 0 | 0 | 0 | 0 | 0 | 0 | 0 | 0 | 0 | 0 | 0 | 0 | 0 | 0 | 0 | 0 | 0 | 0 | 0 | 0 | 0 | 0 | 0 | 0 | 0 | 0 | 0 | 0
F5_Commercial_Retail_New_Food Preparation_Natural Gas_Broiler_E9 | F5 | Commercial | Retail | New | Food Preparation | Natural Gas | Broiler | E9 | RIM BC Ratio | 0 | 0 | 0 | 0 | 0 | 0 | 0 | 0 | 0 | 0 | 0 | 0 | 0 | 0 | 0 | 0 | 0 | 0 | 0 | 0 | 0 | 0 | 0 | 0 | 0 | 0 | 0 | 0 | 0 | 0
F5_Commercial_Retail_New_Food Preparation_Natural Gas_Broiler_E10 | F5 | Commercial | Retail | New | Food Preparation | Natural Gas | Broiler | E10 | RIM BC Ratio | 0 | 0 | 0 | 0 | 0 | 0 | 0 | 0 | 0 | 0 | 0 | 0 | 0 | 0 | 0 | 0 | 0 | 0 | 0 | 0 | 0 | 0 | 0 | 0 | 0 | 0 | 0 | 0 | 0 | 0
F0_Commercial_Retail_New_Food Preparation_Natural Gas_Griddle_E0 | F0 | Commercial | Retail | New | Food Preparation | Natural Gas | Griddle | E0 | Economic Unit | ENERGY STAR | ENERGY STAR | ENERGY STAR | ENERGY STAR | ENERGY STAR | ENERGY STAR | ENERGY STAR | ENERGY STAR | ENERGY STAR | ENERGY STAR | ENERGY STAR | ENERGY STAR | ENERGY STAR | ENERGY STAR | ENERGY STAR | ENERGY STAR | ENERGY STAR | ENERGY STAR | ENERGY STAR | ENERGY STAR | ENERGY STAR | ENERGY STAR | 0 | 0 | 0 | 0 | 0 | 0 | 0 | 0
F1_Commercial_Retail_New_Food Preparation_Natural Gas_Griddle_E1 | F1 | Commercial | Retail | New | Food Preparation | Natural Gas | Griddle | E1 | CCE | 0 | 0 | 0 | 0 | 0 | 0 | 0 | 0 | 0 | 0 | 0 | 0 | 0 | 0 | 0 | 0 | 0 | 0 | 0 | 0 | 0 | 0 | 0 | 0 | 0 | 0 | 0 | 0 | 0 | 0
F1_Commercial_Retail_New_Food Preparation_Natural Gas_Griddle_E2 | F1 | Commercial | Retail | New | Food Preparation | Natural Gas | Griddle | E2 | CCE | 0.0050309 | 0.0050309 | 0.0052853 | 0.0052049 | 0.0051268 | 0.0050293 | 0.0050156 | 0.0049833 | 0.0049533 | 0.0049081 | 0.0049011 | 0.0048785 | 0.0048584 | 0.00482 | 0.0048251 | 0.0048103 | 0.0047959 | 0.0047642 | 0.0047735 | 0.0047642 | 0.0047572 | 0.0047306 | 0 | 0 | 0 | 0 | 0 | 0 | 0 | 0
F1_Commercial_Retail_New_Food Preparation_Natural Gas_Griddle_E3 | F1 | Commercial | Retail | New | Food Preparation | Natural Gas | Griddle | E3 | CCE | 0 | 0 | 0 | 0 | 0 | 0 | 0 | 0 | 0 | 0 | 0 | 0 | 0 | 0 | 0 | 0 | 0 | 0 | 0 | 0 | 0 | 0 | 0 | 0 | 0 | 0 | 0 | 0 | 0 | 0
F1_Commercial_Retail_New_Food Preparation_Natural Gas_Griddle_E4 | F1 | Commercial | Retail | New | Food Preparation | Natural Gas | Griddle | E4 | CCE | 0 | 0 | 0 | 0 | 0 | 0 | 0 | 0 | 0 | 0 | 0 | 0 | 0 | 0 | 0 | 0 | 0 | 0 | 0 | 0 | 0 | 0 | 0 | 0 | 0 | 0 | 0 | 0 | 0 | 0
F1_Commercial_Retail_New_Food Preparation_Natural Gas_Griddle_E5 | F1 | Commercial | Retail | New | Food Preparation | Natural Gas | Griddle | E5 | CCE | 0 | 0 | 0 | 0 | 0 | 0 | 0 | 0 | 0 | 0 | 0 | 0 | 0 | 0 | 0 | 0 | 0 | 0 | 0 | 0 | 0 | 0 | 0 | 0 | 0 | 0 | 0 | 0 | 0 | 0
F1_Commercial_Retail_New_Food Preparation_Natural Gas_Griddle_E6 | F1 | Commercial | Retail | New | Food Preparation | Natural Gas | Griddle | E6 | CCE | 0 | 0 | 0 | 0 | 0 | 0 | 0 | 0 | 0 | 0 | 0 | 0 | 0 | 0 | 0 | 0 | 0 | 0 | 0 | 0 | 0 | 0 | 0 | 0 | 0 | 0 | 0 | 0 | 0 | 0
F1_Commercial_Retail_New_Food Preparation_Natural Gas_Griddle_E7 | F1 | Commercial | Retail | New | Food Preparation | Natural Gas | Griddle | E7 | CCE | 0 | 0 | 0 | 0 | 0 | 0 | 0 | 0 | 0 | 0 | 0 | 0 | 0 | 0 | 0 | 0 | 0 | 0 | 0 | 0 | 0 | 0 | 0 | 0 | 0 | 0 | 0 | 0 | 0 | 0
F1_Commercial_Retail_New_Food Preparation_Natural Gas_Griddle_E8 | F1 | Commercial | Retail | New | Food Preparation | Natural Gas | Griddle | E8 | CCE | 0 | 0 | 0 | 0 | 0 | 0 | 0 | 0 | 0 | 0 | 0 | 0 | 0 | 0 | 0 | 0 | 0 | 0 | 0 | 0 | 0 | 0 | 0 | 0 | 0 | 0 | 0 | 0 | 0 | 0
F1_Commercial_Retail_New_Food Preparation_Natural Gas_Griddle_E9 | F1 | Commercial | Retail | New | Food Preparation | Natural Gas | Griddle | E9 | CCE | 0 | 0 | 0 | 0 | 0 | 0 | 0 | 0 | 0 | 0 | 0 | 0 | 0 | 0 | 0 | 0 | 0 | 0 | 0 | 0 | 0 | 0 | 0 | 0 | 0 | 0 | 0 | 0 | 0 | 0
F1_Commercial_Retail_New_Food Preparation_Natural Gas_Griddle_E10 | F1 | Commercial | Retail | New | Food Preparation | Natural Gas | Griddle | E10 | CCE | 0 | 0 | 0 | 0 | 0 | 0 | 0 | 0 | 0 | 0 | 0 | 0 | 0 | 0 | 0 | 0 | 0 | 0 | 0 | 0 | 0 | 0 | 0 | 0 | 0 | 0 | 0 | 0 | 0 | 0
F2_Commercial_Retail_New_Food Preparation_Natural Gas_Griddle_E1 | F2 | Commercial | Retail | New | Food Preparation | Natural Gas | Griddle | E1 | TRC BC Ratio | 0.9 | 0.9 | 0.9 | 0.9 | 0.9 | 0.9 | 0.9 | 0.9 | 0.9 | 0.9 | 0.9 | 0.9 | 0.9 | 0.9 | 0.9 | 0.9 | 0.9 | 0.9 | 0.9 | 0.9 | 0.9 | 0.9 | 0 | 0 | 0 | 0 | 0 | 0 | 0 | 0
F2_Commercial_Retail_New_Food Preparation_Natural Gas_Griddle_E2 | F2 | Commercial | Retail | New | Food Preparation | Natural Gas | Griddle | E2 | TRC BC Ratio | 1.7686 | 1.7837 | 1.8018 | 1.8318 | 1.8718 | 1.9189 | 1.9622 | 2.0008 | 2.0382 | 2.0745 | 2.1111 | 2.1466 | 2.1801 | 2.2137 | 2.2457 | 2.2786 | 2.3138 | 2.3491 | 2.3848 | 2.4207 | 2.4561 | 2.491 | 0 | 0 | 0 | 0 | 0 | 0 | 0 | 0
F2_Commercial_Retail_New_Food Preparation_Natural Gas_Griddle_E3 | F2 | Commercial | Retail | New | Food Preparation | Natural Gas | Griddle | E3 | TRC BC Ratio | 0 | 0 | 0 | 0 | 0 | 0 | 0 | 0 | 0 | 0 | 0 | 0 | 0 | 0 | 0 | 0 | 0 | 0 | 0 | 0 | 0 | 0 | 0 | 0 | 0 | 0 | 0 | 0 | 0 | 0
F2_Commercial_Retail_New_Food Preparation_Natural Gas_Griddle_E4 | F2 | Commercial | Retail | New | Food Preparation | Natural Gas | Griddle | E4 | TRC BC Ratio | 0 | 0 | 0 | 0 | 0 | 0 | 0 | 0 | 0 | 0 | 0 | 0 | 0 | 0 | 0 | 0 | 0 | 0 | 0 | 0 | 0 | 0 | 0 | 0 | 0 | 0 | 0 | 0 | 0 | 0
F2_Commercial_Retail_New_Food Preparation_Natural Gas_Griddle_E5 | F2 | Commercial | Retail | New | Food Preparation | Natural Gas | Griddle | E5 | TRC BC Ratio | 0 | 0 | 0 | 0 | 0 | 0 | 0 | 0 | 0 | 0 | 0 | 0 | 0 | 0 | 0 | 0 | 0 | 0 | 0 | 0 | 0 | 0 | 0 | 0 | 0 | 0 | 0 | 0 | 0 | 0
F2_Commercial_Retail_New_Food Preparation_Natural Gas_Griddle_E6 | F2 | Commercial | Retail | New | Food Preparation | Natural Gas | Griddle | E6 | TRC BC Ratio | 0 | 0 | 0 | 0 | 0 | 0 | 0 | 0 | 0 | 0 | 0 | 0 | 0 | 0 | 0 | 0 | 0 | 0 | 0 | 0 | 0 | 0 | 0 | 0 | 0 | 0 | 0 | 0 | 0 | 0
F2_Commercial_Retail_New_Food Preparation_Natural Gas_Griddle_E7 | F2 | Commercial | Retail | New | Food Preparation | Natural Gas | Griddle | E7 | TRC BC Ratio | 0 | 0 | 0 | 0 | 0 | 0 | 0 | 0 | 0 | 0 | 0 | 0 | 0 | 0 | 0 | 0 | 0 | 0 | 0 | 0 | 0 | 0 | 0 | 0 | 0 | 0 | 0 | 0 | 0 | 0
F2_Commercial_Retail_New_Food Preparation_Natural Gas_Griddle_E8 | F2 | Commercial | Retail | New | Food Preparation | Natural Gas | Griddle | E8 | TRC BC Ratio | 0 | 0 | 0 | 0 | 0 | 0 | 0 | 0 | 0 | 0 | 0 | 0 | 0 | 0 | 0 | 0 | 0 | 0 | 0 | 0 | 0 | 0 | 0 | 0 | 0 | 0 | 0 | 0 | 0 | 0
F2_Commercial_Retail_New_Food Preparation_Natural Gas_Griddle_E9 | F2 | Commercial | Retail | New | Food Preparation | Natural Gas | Griddle | E9 | TRC BC Ratio | 0 | 0 | 0 | 0 | 0 | 0 | 0 | 0 | 0 | 0 | 0 | 0 | 0 | 0 | 0 | 0 | 0 | 0 | 0 | 0 | 0 | 0 | 0 | 0 | 0 | 0 | 0 | 0 | 0 | 0
F2_Commercial_Retail_New_Food Preparation_Natural Gas_Griddle_E10 | F2 | Commercial | Retail | New | Food Preparation | Natural Gas | Griddle | E10 | TRC BC Ratio | 0 | 0 | 0 | 0 | 0 | 0 | 0 | 0 | 0 | 0 | 0 | 0 | 0 | 0 | 0 | 0 | 0 | 0 | 0 | 0 | 0 | 0 | 0 | 0 | 0 | 0 | 0 | 0 | 0 | 0
F3_Commercial_Retail_New_Food Preparation_Natural Gas_Griddle_E1 | F3 | Commercial | Retail | New | Food Preparation | Natural Gas | Griddle | E1 | PACT BC Ratio | 0.9 | 0.9 | 0.9 | 0.9 | 0.9 | 0.9 | 0.9 | 0.9 | 0.9 | 0.9 | 0.9 | 0.9 | 0.9 | 0.9 | 0.9 | 0.9 | 0.9 | 0.9 | 0.9 | 0.9 | 0.9 | 0.9 | 0 | 0 | 0 | 0 | 0 | 0 | 0 | 0
F3_Commercial_Retail_New_Food Preparation_Natural Gas_Griddle_E2 | F3 | Commercial | Retail | New | Food Preparation | Natural Gas | Griddle | E2 | PACT BC Ratio | 1.7686 | 1.7837 | 1.8018 | 1.8318 | 1.8718 | 1.9189 | 1.9622 | 2.0008 | 2.0382 | 2.0745 | 2.1111 | 2.1466 | 2.1801 | 2.2137 | 2.2457 | 2.2786 | 2.3138 | 2.3491 | 2.3848 | 2.4207 | 2.4561 | 2.491 | 0 | 0 | 0 | 0 | 0 | 0 | 0 | 0
F3_Commercial_Retail_New_Food Preparation_Natural Gas_Griddle_E3 | F3 | Commercial | Retail | New | Food Preparation | Natural Gas | Griddle | E3 | PACT BC Ratio | 0 | 0 | 0 | 0 | 0 | 0 | 0 | 0 | 0 | 0 | 0 | 0 | 0 | 0 | 0 | 0 | 0 | 0 | 0 | 0 | 0 | 0 | 0 | 0 | 0 | 0 | 0 | 0 | 0 | 0
F3_Commercial_Retail_New_Food Preparation_Natural Gas_Griddle_E4 | F3 | Commercial | Retail | New | Food Preparation | Natural Gas | Griddle | E4 | PACT BC Ratio | 0 | 0 | 0 | 0 | 0 | 0 | 0 | 0 | 0 | 0 | 0 | 0 | 0 | 0 | 0 | 0 | 0 | 0 | 0 | 0 | 0 | 0 | 0 | 0 | 0 | 0 | 0 | 0 | 0 | 0
F3_Commercial_Retail_New_Food Preparation_Natural Gas_Griddle_E5 | F3 | Commercial | Retail | New | Food Preparation | Natural Gas | Griddle | E5 | PACT BC Ratio | 0 | 0 | 0 | 0 | 0 | 0 | 0 | 0 | 0 | 0 | 0 | 0 | 0 | 0 | 0 | 0 | 0 | 0 | 0 | 0 | 0 | 0 | 0 | 0 | 0 | 0 | 0 | 0 | 0 | 0
F3_Commercial_Retail_New_Food Preparation_Natural Gas_Griddle_E6 | F3 | Commercial | Retail | New | Food Preparation | Natural Gas | Griddle | E6 | PACT BC Ratio | 0 | 0 | 0 | 0 | 0 | 0 | 0 | 0 | 0 | 0 | 0 | 0 | 0 | 0 | 0 | 0 | 0 | 0 | 0 | 0 | 0 | 0 | 0 | 0 | 0 | 0 | 0 | 0 | 0 | 0
F3_Commercial_Retail_New_Food Preparation_Natural Gas_Griddle_E7 | F3 | Commercial | Retail | New | Food Preparation | Natural Gas | Griddle | E7 | PACT BC Ratio | 0 | 0 | 0 | 0 | 0 | 0 | 0 | 0 | 0 | 0 | 0 | 0 | 0 | 0 | 0 | 0 | 0 | 0 | 0 | 0 | 0 | 0 | 0 | 0 | 0 | 0 | 0 | 0 | 0 | 0
F3_Commercial_Retail_New_Food Preparation_Natural Gas_Griddle_E8 | F3 | Commercial | Retail | New | Food Preparation | Natural Gas | Griddle | E8 | PACT BC Ratio | 0 | 0 | 0 | 0 | 0 | 0 | 0 | 0 | 0 | 0 | 0 | 0 | 0 | 0 | 0 | 0 | 0 | 0 | 0 | 0 | 0 | 0 | 0 | 0 | 0 | 0 | 0 | 0 | 0 | 0
F3_Commercial_Retail_New_Food Preparation_Natural Gas_Griddle_E9 | F3 | Commercial | Retail | New | Food Preparation | Natural Gas | Griddle | E9 | PACT BC Ratio | 0 | 0 | 0 | 0 | 0 | 0 | 0 | 0 | 0 | 0 | 0 | 0 | 0 | 0 | 0 | 0 | 0 | 0 | 0 | 0 | 0 | 0 | 0 | 0 | 0 | 0 | 0 | 0 | 0 | 0
F3_Commercial_Retail_New_Food Preparation_Natural Gas_Griddle_E10 | F3 | Commercial | Retail | New | Food Preparation | Natural Gas | Griddle | E10 | PACT BC Ratio | 0 | 0 | 0 | 0 | 0 | 0 | 0 | 0 | 0 | 0 | 0 | 0 | 0 | 0 | 0 | 0 | 0 | 0 | 0 | 0 | 0 | 0 | 0 | 0 | 0 | 0 | 0 | 0 | 0 | 0
F4_Commercial_Retail_New_Food Preparation_Natural Gas_Griddle_E1 | F4 | Commercial | Retail | New | Food Preparation | Natural Gas | Griddle | E1 | PCT BC Ratio | 0.9 | 0.9 | 0.9 | 0.9 | 0.9 | 0.9 | 0.9 | 0.9 | 0.9 | 0.9 | 0.9 | 0.9 | 0.9 | 0.9 | 0.9 | 0.9 | 0.9 | 0.9 | 0.9 | 0.9 | 0.9 | 0.9 | 0 | 0 | 0 | 0 | 0 | 0 | 0 | 0
F4_Commercial_Retail_New_Food Preparation_Natural Gas_Griddle_E2 | F4 | Commercial | Retail | New | Food Preparation | Natural Gas | Griddle | E2 | PCT BC Ratio | 5.4497 | 5.4877 | 5.5333 | 5.6087 | 5.7092 | 5.8278 | 5.9368 | 6.0338 | 6.128 | 6.2192 | 6.3113 | 6.4008 | 6.4851 | 6.5695 | 6.6501 | 6.7328 | 6.8213 | 6.9103 | 7.0001 | 7.0902 | 7.1794 | 7.2673 | 0 | 0 | 0 | 0 | 0 | 0 | 0 | 0
F4_Commercial_Retail_New_Food Preparation_Natural Gas_Griddle_E3 | F4 | Commercial | Retail | New | Food Preparation | Natural Gas | Griddle | E3 | PCT BC Ratio | 0 | 0 | 0 | 0 | 0 | 0 | 0 | 0 | 0 | 0 | 0 | 0 | 0 | 0 | 0 | 0 | 0 | 0 | 0 | 0 | 0 | 0 | 0 | 0 | 0 | 0 | 0 | 0 | 0 | 0
F4_Commercial_Retail_New_Food Preparation_Natural Gas_Griddle_E4 | F4 | Commercial | Retail | New | Food Preparation | Natural Gas | Griddle | E4 | PCT BC Ratio | 0 | 0 | 0 | 0 | 0 | 0 | 0 | 0 | 0 | 0 | 0 | 0 | 0 | 0 | 0 | 0 | 0 | 0 | 0 | 0 | 0 | 0 | 0 | 0 | 0 | 0 | 0 | 0 | 0 | 0
F4_Commercial_Retail_New_Food Preparation_Natural Gas_Griddle_E5 | F4 | Commercial | Retail | New | Food Preparation | Natural Gas | Griddle | E5 | PCT BC Ratio | 0 | 0 | 0 | 0 | 0 | 0 | 0 | 0 | 0 | 0 | 0 | 0 | 0 | 0 | 0 | 0 | 0 | 0 | 0 | 0 | 0 | 0 | 0 | 0 | 0 | 0 | 0 | 0 | 0 | 0
F4_Commercial_Retail_New_Food Preparation_Natural Gas_Griddle_E6 | F4 | Commercial | Retail | New | Food Preparation | Natural Gas | Griddle | E6 | PCT BC Ratio | 0 | 0 | 0 | 0 | 0 | 0 | 0 | 0 | 0 | 0 | 0 | 0 | 0 | 0 | 0 | 0 | 0 | 0 | 0 | 0 | 0 | 0 | 0 | 0 | 0 | 0 | 0 | 0 | 0 | 0
F4_Commercial_Retail_New_Food Preparation_Natural Gas_Griddle_E7 | F4 | Commercial | Retail | New | Food Preparation | Natural Gas | Griddle | E7 | PCT BC Ratio | 0 | 0 | 0 | 0 | 0 | 0 | 0 | 0 | 0 | 0 | 0 | 0 | 0 | 0 | 0 | 0 | 0 | 0 | 0 | 0 | 0 | 0 | 0 | 0 | 0 | 0 | 0 | 0 | 0 | 0
F4_Commercial_Retail_New_Food Preparation_Natural Gas_Griddle_E8 | F4 | Commercial | Retail | New | Food Preparation | Natural Gas | Griddle | E8 | PCT BC Ratio | 0 | 0 | 0 | 0 | 0 | 0 | 0 | 0 | 0 | 0 | 0 | 0 | 0 | 0 | 0 | 0 | 0 | 0 | 0 | 0 | 0 | 0 | 0 | 0 | 0 | 0 | 0 | 0 | 0 | 0
F4_Commercial_Retail_New_Food Preparation_Natural Gas_Griddle_E9 | F4 | Commercial | Retail | New | Food Preparation | Natural Gas | Griddle | E9 | PCT BC Ratio | 0 | 0 | 0 | 0 | 0 | 0 | 0 | 0 | 0 | 0 | 0 | 0 | 0 | 0 | 0 | 0 | 0 | 0 | 0 | 0 | 0 | 0 | 0 | 0 | 0 | 0 | 0 | 0 | 0 | 0
F4_Commercial_Retail_New_Food Preparation_Natural Gas_Griddle_E10 | F4 | Commercial | Retail | New | Food Preparation | Natural Gas | Griddle | E10 | PCT BC Ratio | 0 | 0 | 0 | 0 | 0 | 0 | 0 | 0 | 0 | 0 | 0 | 0 | 0 | 0 | 0 | 0 | 0 | 0 | 0 | 0 | 0 | 0 | 0 | 0 | 0 | 0 | 0 | 0 | 0 | 0
F5_Commercial_Retail_New_Food Preparation_Natural Gas_Griddle_E1 | F5 | Commercial | Retail | New | Food Preparation | Natural Gas | Griddle | E1 | RIM BC Ratio | 0.9 | 0.9 | 0.9 | 0.9 | 0.9 | 0.9 | 0.9 | 0.9 | 0.9 | 0.9 | 0.9 | 0.9 | 0.9 | 0.9 | 0.9 | 0.9 | 0.9 | 0.9 | 0.9 | 0.9 | 0.9 | 0.9 | 0 | 0 | 0 | 0 | 0 | 0 | 0 | 0
F5_Commercial_Retail_New_Food Preparation_Natural Gas_Griddle_E2 | F5 | Commercial | Retail | New | Food Preparation | Natural Gas | Griddle | E2 | RIM BC Ratio | 0.56706 | 0.5686 | 0.57043 | 0.5734 | 0.57726 | 0.58167 | 0.58559 | 0.58897 | 0.59217 | 0.5952 | 0.59817 | 0.60099 | 0.60359 | 0.60613 | 0.60851 | 0.6109 | 0.6134 | 0.61586 | 0.61828 | 0.62067 | 0.62297 | 0.62519 | 0 | 0 | 0 | 0 | 0 | 0 | 0 | 0
F5_Commercial_Retail_New_Food Preparation_Natural Gas_Griddle_E3 | F5 | Commercial | Retail | New | Food Preparation | Natural Gas | Griddle | E3 | RIM BC Ratio | 0 | 0 | 0 | 0 | 0 | 0 | 0 | 0 | 0 | 0 | 0 | 0 | 0 | 0 | 0 | 0 | 0 | 0 | 0 | 0 | 0 | 0 | 0 | 0 | 0 | 0 | 0 | 0 | 0 | 0
F5_Commercial_Retail_New_Food Preparation_Natural Gas_Griddle_E4 | F5 | Commercial | Retail | New | Food Preparation | Natural Gas | Griddle | E4 | RIM BC Ratio | 0 | 0 | 0 | 0 | 0 | 0 | 0 | 0 | 0 | 0 | 0 | 0 | 0 | 0 | 0 | 0 | 0 | 0 | 0 | 0 | 0 | 0 | 0 | 0 | 0 | 0 | 0 | 0 | 0 | 0
F5_Commercial_Retail_New_Food Preparation_Natural Gas_Griddle_E5 | F5 | Commercial | Retail | New | Food Preparation | Natural Gas | Griddle | E5 | RIM BC Ratio | 0 | 0 | 0 | 0 | 0 | 0 | 0 | 0 | 0 | 0 | 0 | 0 | 0 | 0 | 0 | 0 | 0 | 0 | 0 | 0 | 0 | 0 | 0 | 0 | 0 | 0 | 0 | 0 | 0 | 0
F5_Commercial_Retail_New_Food Preparation_Natural Gas_Griddle_E6 | F5 | Commercial | Retail | New | Food Preparation | Natural Gas | Griddle | E6 | RIM BC Ratio | 0 | 0 | 0 | 0 | 0 | 0 | 0 | 0 | 0 | 0 | 0 | 0 | 0 | 0 | 0 | 0 | 0 | 0 | 0 | 0 | 0 | 0 | 0 | 0 | 0 | 0 | 0 | 0 | 0 | 0
F5_Commercial_Retail_New_Food Preparation_Natural Gas_Griddle_E7 | F5 | Commercial | Retail | New | Food Preparation | Natural Gas | Griddle | E7 | RIM BC Ratio | 0 | 0 | 0 | 0 | 0 | 0 | 0 | 0 | 0 | 0 | 0 | 0 | 0 | 0 | 0 | 0 | 0 | 0 | 0 | 0 | 0 | 0 | 0 | 0 | 0 | 0 | 0 | 0 | 0 | 0
F5_Commercial_Retail_New_Food Preparation_Natural Gas_Griddle_E8 | F5 | Commercial | Retail | New | Food Preparation | Natural Gas | Griddle | E8 | RIM BC Ratio | 0 | 0 | 0 | 0 | 0 | 0 | 0 | 0 | 0 | 0 | 0 | 0 | 0 | 0 | 0 | 0 | 0 | 0 | 0 | 0 | 0 | 0 | 0 | 0 | 0 | 0 | 0 | 0 | 0 | 0
F5_Commercial_Retail_New_Food Preparation_Natural Gas_Griddle_E9 | F5 | Commercial | Retail | New | Food Preparation | Natural Gas | Griddle | E9 | RIM BC Ratio | 0 | 0 | 0 | 0 | 0 | 0 | 0 | 0 | 0 | 0 | 0 | 0 | 0 | 0 | 0 | 0 | 0 | 0 | 0 | 0 | 0 | 0 | 0 | 0 | 0 | 0 | 0 | 0 | 0 | 0
F5_Commercial_Retail_New_Food Preparation_Natural Gas_Griddle_E10 | F5 | Commercial | Retail | New | Food Preparation | Natural Gas | Griddle | E10 | RIM BC Ratio | 0 | 0 | 0 | 0 | 0 | 0 | 0 | 0 | 0 | 0 | 0 | 0 | 0 | 0 | 0 | 0 | 0 | 0 | 0 | 0 | 0 | 0 | 0 | 0 | 0 | 0 | 0 | 0 | 0 | 0
F0_Commercial_Retail_New_Food Preparation_Natural Gas_Range_E0 | F0 | Commercial | Retail | New | Food Preparation | Natural Gas | Range | E0 | Economic Unit | High Efficiency | High Efficiency | High Efficiency | High Efficiency | High Efficiency | High Efficiency | High Efficiency | High Efficiency | High Efficiency | High Efficiency | High Efficiency | High Efficiency | High Efficiency | High Efficiency | High Efficiency | High Efficiency | High Efficiency | High Efficiency | High Efficiency | High Efficiency | High Efficiency | High Efficiency | 0 | 0 | 0 | 0 | 0 | 0 | 0 | 0
F1_Commercial_Retail_New_Food Preparation_Natural Gas_Range_E1 | F1 | Commercial | Retail | New | Food Preparation | Natural Gas | Range | E1 | CCE | 0 | 0 | 0 | 0 | 0 | 0 | 0 | 0 | 0 | 0 | 0 | 0 | 0 | 0 | 0 | 0 | 0 | 0 | 0 | 0 | 0 | 0 | 0 | 0 | 0 | 0 | 0 | 0 | 0 | 0
F1_Commercial_Retail_New_Food Preparation_Natural Gas_Range_E2 | F1 | Commercial | Retail | New | Food Preparation | Natural Gas | Range | E2 | CCE | 8.5926e-06 | 8.5926e-06 | 9.0272e-06 | 8.8899e-06 | 8.7566e-06 | 8.59e-06 | 8.5665e-06 | 8.5115e-06 | 8.4602e-06 | 8.3829e-06 | 8.3709e-06 | 8.3324e-06 | 8.2981e-06 | 8.2325e-06 | 8.2412e-06 | 8.216e-06 | 8.1913e-06 | 8.1372e-06 | 8.1531e-06 | 8.1372e-06 | 8.1253e-06 | 8.0799e-06 | 0 | 0 | 0 | 0 | 0 | 0 | 0 | 0
F1_Commercial_Retail_New_Food Preparation_Natural Gas_Range_E3 | F1 | Commercial | Retail | New | Food Preparation | Natural Gas | Range | E3 | CCE | 0 | 0 | 0 | 0 | 0 | 0 | 0 | 0 | 0 | 0 | 0 | 0 | 0 | 0 | 0 | 0 | 0 | 0 | 0 | 0 | 0 | 0 | 0 | 0 | 0 | 0 | 0 | 0 | 0 | 0
F1_Commercial_Retail_New_Food Preparation_Natural Gas_Range_E4 | F1 | Commercial | Retail | New | Food Preparation | Natural Gas | Range | E4 | CCE | 0 | 0 | 0 | 0 | 0 | 0 | 0 | 0 | 0 | 0 | 0 | 0 | 0 | 0 | 0 | 0 | 0 | 0 | 0 | 0 | 0 | 0 | 0 | 0 | 0 | 0 | 0 | 0 | 0 | 0
F1_Commercial_Retail_New_Food Preparation_Natural Gas_Range_E5 | F1 | Commercial | Retail | New | Food Preparation | Natural Gas | Range | E5 | CCE | 0 | 0 | 0 | 0 | 0 | 0 | 0 | 0 | 0 | 0 | 0 | 0 | 0 | 0 | 0 | 0 | 0 | 0 | 0 | 0 | 0 | 0 | 0 | 0 | 0 | 0 | 0 | 0 | 0 | 0
F1_Commercial_Retail_New_Food Preparation_Natural Gas_Range_E6 | F1 | Commercial | Retail | New | Food Preparation | Natural Gas | Range | E6 | CCE | 0 | 0 | 0 | 0 | 0 | 0 | 0 | 0 | 0 | 0 | 0 | 0 | 0 | 0 | 0 | 0 | 0 | 0 | 0 | 0 | 0 | 0 | 0 | 0 | 0 | 0 | 0 | 0 | 0 | 0
F1_Commercial_Retail_New_Food Preparation_Natural Gas_Range_E7 | F1 | Commercial | Retail | New | Food Preparation | Natural Gas | Range | E7 | CCE | 0 | 0 | 0 | 0 | 0 | 0 | 0 | 0 | 0 | 0 | 0 | 0 | 0 | 0 | 0 | 0 | 0 | 0 | 0 | 0 | 0 | 0 | 0 | 0 | 0 | 0 | 0 | 0 | 0 | 0
F1_Commercial_Retail_New_Food Preparation_Natural Gas_Range_E8 | F1 | Commercial | Retail | New | Food Preparation | Natural Gas | Range | E8 | CCE | 0 | 0 | 0 | 0 | 0 | 0 | 0 | 0 | 0 | 0 | 0 | 0 | 0 | 0 | 0 | 0 | 0 | 0 | 0 | 0 | 0 | 0 | 0 | 0 | 0 | 0 | 0 | 0 | 0 | 0
F1_Commercial_Retail_New_Food Preparation_Natural Gas_Range_E9 | F1 | Commercial | Retail | New | Food Preparation | Natural Gas | Range | E9 | CCE | 0 | 0 | 0 | 0 | 0 | 0 | 0 | 0 | 0 | 0 | 0 | 0 | 0 | 0 | 0 | 0 | 0 | 0 | 0 | 0 | 0 | 0 | 0 | 0 | 0 | 0 | 0 | 0 | 0 | 0
F1_Commercial_Retail_New_Food Preparation_Natural Gas_Range_E10 | F1 | Commercial | Retail | New | Food Preparation | Natural Gas | Range | E10 | CCE | 0 | 0 | 0 | 0 | 0 | 0 | 0 | 0 | 0 | 0 | 0 | 0 | 0 | 0 | 0 | 0 | 0 | 0 | 0 | 0 | 0 | 0 | 0 | 0 | 0 | 0 | 0 | 0 | 0 | 0
F2_Commercial_Retail_New_Food Preparation_Natural Gas_Range_E1 | F2 | Commercial | Retail | New | Food Preparation | Natural Gas | Range | E1 | TRC BC Ratio | 0.9 | 0.9 | 0.9 | 0.9 | 0.9 | 0.9 | 0.9 | 0.9 | 0.9 | 0.9 | 0.9 | 0.9 | 0.9 | 0.9 | 0.9 | 0.9 | 0.9 | 0.9 | 0.9 | 0.9 | 0.9 | 0.9 | 0 | 0 | 0 | 0 | 0 | 0 | 0 | 0
F2_Commercial_Retail_New_Food Preparation_Natural Gas_Range_E2 | F2 | Commercial | Retail | New | Food Preparation | Natural Gas | Range | E2 | TRC BC Ratio | 1019.1653 | 1025.957 | 1034.7565 | 1051.749 | 1075.3352 | 1103.7208 | 1129.4917 | 1151.5715 | 1172.5295 | 1193.9346 | 1216.8518 | 1239.2069 | 1260.3448 | 1281.6317 | 1300.4442 | 1318.2534 | 1337.5282 | 1356.8704 | 1376.316 | 1395.7637 | 1414.8475 | 1433.4759 | 0 | 0 | 0 | 0 | 0 | 0 | 0 | 0
F2_Commercial_Retail_New_Food Preparation_Natural Gas_Range_E3 | F2 | Commercial | Retail | New | Food Preparation | Natural Gas | Range | E3 | TRC BC Ratio | 0 | 0 | 0 | 0 | 0 | 0 | 0 | 0 | 0 | 0 | 0 | 0 | 0 | 0 | 0 | 0 | 0 | 0 | 0 | 0 | 0 | 0 | 0 | 0 | 0 | 0 | 0 | 0 | 0 | 0
F2_Commercial_Retail_New_Food Preparation_Natural Gas_Range_E4 | F2 | Commercial | Retail | New | Food Preparation | Natural Gas | Range | E4 | TRC BC Ratio | 0 | 0 | 0 | 0 | 0 | 0 | 0 | 0 | 0 | 0 | 0 | 0 | 0 | 0 | 0 | 0 | 0 | 0 | 0 | 0 | 0 | 0 | 0 | 0 | 0 | 0 | 0 | 0 | 0 | 0
F2_Commercial_Retail_New_Food Preparation_Natural Gas_Range_E5 | F2 | Commercial | Retail | New | Food Preparation | Natural Gas | Range | E5 | TRC BC Ratio | 0 | 0 | 0 | 0 | 0 | 0 | 0 | 0 | 0 | 0 | 0 | 0 | 0 | 0 | 0 | 0 | 0 | 0 | 0 | 0 | 0 | 0 | 0 | 0 | 0 | 0 | 0 | 0 | 0 | 0
F2_Commercial_Retail_New_Food Preparation_Natural Gas_Range_E6 | F2 | Commercial | Retail | New | Food Preparation | Natural Gas | Range | E6 | TRC BC Ratio | 0 | 0 | 0 | 0 | 0 | 0 | 0 | 0 | 0 | 0 | 0 | 0 | 0 | 0 | 0 | 0 | 0 | 0 | 0 | 0 | 0 | 0 | 0 | 0 | 0 | 0 | 0 | 0 | 0 | 0
F2_Commercial_Retail_New_Food Preparation_Natural Gas_Range_E7 | F2 | Commercial | Retail | New | Food Preparation | Natural Gas | Range | E7 | TRC BC Ratio | 0 | 0 | 0 | 0 | 0 | 0 | 0 | 0 | 0 | 0 | 0 | 0 | 0 | 0 | 0 | 0 | 0 | 0 | 0 | 0 | 0 | 0 | 0 | 0 | 0 | 0 | 0 | 0 | 0 | 0
F2_Commercial_Retail_New_Food Preparation_Natural Gas_Range_E8 | F2 | Commercial | Retail | New | Food Preparation | Natural Gas | Range | E8 | TRC BC Ratio | 0 | 0 | 0 | 0 | 0 | 0 | 0 | 0 | 0 | 0 | 0 | 0 | 0 | 0 | 0 | 0 | 0 | 0 | 0 | 0 | 0 | 0 | 0 | 0 | 0 | 0 | 0 | 0 | 0 | 0
F2_Commercial_Retail_New_Food Preparation_Natural Gas_Range_E9 | F2 | Commercial | Retail | New | Food Preparation | Natural Gas | Range | E9 | TRC BC Ratio | 0 | 0 | 0 | 0 | 0 | 0 | 0 | 0 | 0 | 0 | 0 | 0 | 0 | 0 | 0 | 0 | 0 | 0 | 0 | 0 | 0 | 0 | 0 | 0 | 0 | 0 | 0 | 0 | 0 | 0
F2_Commercial_Retail_New_Food Preparation_Natural Gas_Range_E10 | F2 | Commercial | Retail | New | Food Preparation | Natural Gas | Range | E10 | TRC BC Ratio | 0 | 0 | 0 | 0 | 0 | 0 | 0 | 0 | 0 | 0 | 0 | 0 | 0 | 0 | 0 | 0 | 0 | 0 | 0 | 0 | 0 | 0 | 0 | 0 | 0 | 0 | 0 | 0 | 0 | 0
F3_Commercial_Retail_New_Food Preparation_Natural Gas_Range_E1 | F3 | Commercial | Retail | New | Food Preparation | Natural Gas | Range | E1 | PACT BC Ratio | 0.9 | 0.9 | 0.9 | 0.9 | 0.9 | 0.9 | 0.9 | 0.9 | 0.9 | 0.9 | 0.9 | 0.9 | 0.9 | 0.9 | 0.9 | 0.9 | 0.9 | 0.9 | 0.9 | 0.9 | 0.9 | 0.9 | 0 | 0 | 0 | 0 | 0 | 0 | 0 | 0
F3_Commercial_Retail_New_Food Preparation_Natural Gas_Range_E2 | F3 | Commercial | Retail | New | Food Preparation | Natural Gas | Range | E2 | PACT BC Ratio | 1019.1653 | 1025.957 | 1034.7565 | 1051.749 | 1075.3352 | 1103.7208 | 1129.4917 | 1151.5715 | 1172.5295 | 1193.9346 | 1216.8518 | 1239.2069 | 1260.3448 | 1281.6317 | 1300.4442 | 1318.2534 | 1337.5282 | 1356.8704 | 1376.316 | 1395.7637 | 1414.8475 | 1433.4759 | 0 | 0 | 0 | 0 | 0 | 0 | 0 | 0
F3_Commercial_Retail_New_Food Preparation_Natural Gas_Range_E3 | F3 | Commercial | Retail | New | Food Preparation | Natural Gas | Range | E3 | PACT BC Ratio | 0 | 0 | 0 | 0 | 0 | 0 | 0 | 0 | 0 | 0 | 0 | 0 | 0 | 0 | 0 | 0 | 0 | 0 | 0 | 0 | 0 | 0 | 0 | 0 | 0 | 0 | 0 | 0 | 0 | 0
F3_Commercial_Retail_New_Food Preparation_Natural Gas_Range_E4 | F3 | Commercial | Retail | New | Food Preparation | Natural Gas | Range | E4 | PACT BC Ratio | 0 | 0 | 0 | 0 | 0 | 0 | 0 | 0 | 0 | 0 | 0 | 0 | 0 | 0 | 0 | 0 | 0 | 0 | 0 | 0 | 0 | 0 | 0 | 0 | 0 | 0 | 0 | 0 | 0 | 0
F3_Commercial_Retail_New_Food Preparation_Natural Gas_Range_E5 | F3 | Commercial | Retail | New | Food Preparation | Natural Gas | Range | E5 | PACT BC Ratio | 0 | 0 | 0 | 0 | 0 | 0 | 0 | 0 | 0 | 0 | 0 | 0 | 0 | 0 | 0 | 0 | 0 | 0 | 0 | 0 | 0 | 0 | 0 | 0 | 0 | 0 | 0 | 0 | 0 | 0
F3_Commercial_Retail_New_Food Preparation_Natural Gas_Range_E6 | F3 | Commercial | Retail | New | Food Preparation | Natural Gas | Range | E6 | PACT BC Ratio | 0 | 0 | 0 | 0 | 0 | 0 | 0 | 0 | 0 | 0 | 0 | 0 | 0 | 0 | 0 | 0 | 0 | 0 | 0 | 0 | 0 | 0 | 0 | 0 | 0 | 0 | 0 | 0 | 0 | 0
F3_Commercial_Retail_New_Food Preparation_Natural Gas_Range_E7 | F3 | Commercial | Retail | New | Food Preparation | Natural Gas | Range | E7 | PACT BC Ratio | 0 | 0 | 0 | 0 | 0 | 0 | 0 | 0 | 0 | 0 | 0 | 0 | 0 | 0 | 0 | 0 | 0 | 0 | 0 | 0 | 0 | 0 | 0 | 0 | 0 | 0 | 0 | 0 | 0 | 0
F3_Commercial_Retail_New_Food Preparation_Natural Gas_Range_E8 | F3 | Commercial | Retail | New | Food Preparation | Natural Gas | Range | E8 | PACT BC Ratio | 0 | 0 | 0 | 0 | 0 | 0 | 0 | 0 | 0 | 0 | 0 | 0 | 0 | 0 | 0 | 0 | 0 | 0 | 0 | 0 | 0 | 0 | 0 | 0 | 0 | 0 | 0 | 0 | 0 | 0
F3_Commercial_Retail_New_Food Preparation_Natural Gas_Range_E9 | F3 | Commercial | Retail | New | Food Preparation | Natural Gas | Range | E9 | PACT BC Ratio | 0 | 0 | 0 | 0 | 0 | 0 | 0 | 0 | 0 | 0 | 0 | 0 | 0 | 0 | 0 | 0 | 0 | 0 | 0 | 0 | 0 | 0 | 0 | 0 | 0 | 0 | 0 | 0 | 0 | 0
F3_Commercial_Retail_New_Food Preparation_Natural Gas_Range_E10 | F3 | Commercial | Retail | New | Food Preparation | Natural Gas | Range | E10 | PACT BC Ratio | 0 | 0 | 0 | 0 | 0 | 0 | 0 | 0 | 0 | 0 | 0 | 0 | 0 | 0 | 0 | 0 | 0 | 0 | 0 | 0 | 0 | 0 | 0 | 0 | 0 | 0 | 0 | 0 | 0 | 0
F4_Commercial_Retail_New_Food Preparation_Natural Gas_Range_E1 | F4 | Commercial | Retail | New | Food Preparation | Natural Gas | Range | E1 | PCT BC Ratio | 0.9 | 0.9 | 0.9 | 0.9 | 0.9 | 0.9 | 0.9 | 0.9 | 0.9 | 0.9 | 0.9 | 0.9 | 0.9 | 0.9 | 0.9 | 0.9 | 0.9 | 0.9 | 0.9 | 0.9 | 0.9 | 0.9 | 0 | 0 | 0 | 0 | 0 | 0 | 0 | 0
F4_Commercial_Retail_New_Food Preparation_Natural Gas_Range_E2 | F4 | Commercial | Retail | New | Food Preparation | Natural Gas | Range | E2 | PCT BC Ratio | 2565.1554 | 2582.2429 | 2604.3819 | 2647.1341 | 2706.4754 | 2777.8917 | 2842.7298 | 2898.2811 | 2951.01 | 3004.864 | 3062.5221 | 3118.7661 | 3171.9478 | 3225.5042 | 3272.8355 | 3317.6421 | 3366.1364 | 3414.8 | 3463.724 | 3512.6533 | 3560.6668 | 3607.5346 | 0 | 0 | 0 | 0 | 0 | 0 | 0 | 0
F4_Commercial_Retail_New_Food Preparation_Natural Gas_Range_E3 | F4 | Commercial | Retail | New | Food Preparation | Natural Gas | Range | E3 | PCT BC Ratio | 0 | 0 | 0 | 0 | 0 | 0 | 0 | 0 | 0 | 0 | 0 | 0 | 0 | 0 | 0 | 0 | 0 | 0 | 0 | 0 | 0 | 0 | 0 | 0 | 0 | 0 | 0 | 0 | 0 | 0
F4_Commercial_Retail_New_Food Preparation_Natural Gas_Range_E4 | F4 | Commercial | Retail | New | Food Preparation | Natural Gas | Range | E4 | PCT BC Ratio | 0 | 0 | 0 | 0 | 0 | 0 | 0 | 0 | 0 | 0 | 0 | 0 | 0 | 0 | 0 | 0 | 0 | 0 | 0 | 0 | 0 | 0 | 0 | 0 | 0 | 0 | 0 | 0 | 0 | 0
F4_Commercial_Retail_New_Food Preparation_Natural Gas_Range_E5 | F4 | Commercial | Retail | New | Food Preparation | Natural Gas | Range | E5 | PCT BC Ratio | 0 | 0 | 0 | 0 | 0 | 0 | 0 | 0 | 0 | 0 | 0 | 0 | 0 | 0 | 0 | 0 | 0 | 0 | 0 | 0 | 0 | 0 | 0 | 0 | 0 | 0 | 0 | 0 | 0 | 0
F4_Commercial_Retail_New_Food Preparation_Natural Gas_Range_E6 | F4 | Commercial | Retail | New | Food Preparation | Natural Gas | Range | E6 | PCT BC Ratio | 0 | 0 | 0 | 0 | 0 | 0 | 0 | 0 | 0 | 0 | 0 | 0 | 0 | 0 | 0 | 0 | 0 | 0 | 0 | 0 | 0 | 0 | 0 | 0 | 0 | 0 | 0 | 0 | 0 | 0
F4_Commercial_Retail_New_Food Preparation_Natural Gas_Range_E7 | F4 | Commercial | Retail | New | Food Preparation | Natural Gas | Range | E7 | PCT BC Ratio | 0 | 0 | 0 | 0 | 0 | 0 | 0 | 0 | 0 | 0 | 0 | 0 | 0 | 0 | 0 | 0 | 0 | 0 | 0 | 0 | 0 | 0 | 0 | 0 | 0 | 0 | 0 | 0 | 0 | 0
F4_Commercial_Retail_New_Food Preparation_Natural Gas_Range_E8 | F4 | Commercial | Retail | New | Food Preparation | Natural Gas | Range | E8 | PCT BC Ratio | 0 | 0 | 0 | 0 | 0 | 0 | 0 | 0 | 0 | 0 | 0 | 0 | 0 | 0 | 0 | 0 | 0 | 0 | 0 | 0 | 0 | 0 | 0 | 0 | 0 | 0 | 0 | 0 | 0 | 0
F4_Commercial_Retail_New_Food Preparation_Natural Gas_Range_E9 | F4 | Commercial | Retail | New | Food Preparation | Natural Gas | Range | E9 | PCT BC Ratio | 0 | 0 | 0 | 0 | 0 | 0 | 0 | 0 | 0 | 0 | 0 | 0 | 0 | 0 | 0 | 0 | 0 | 0 | 0 | 0 | 0 | 0 | 0 | 0 | 0 | 0 | 0 | 0 | 0 | 0
F4_Commercial_Retail_New_Food Preparation_Natural Gas_Range_E10 | F4 | Commercial | Retail | New | Food Preparation | Natural Gas | Range | E10 | PCT BC Ratio | 0 | 0 | 0 | 0 | 0 | 0 | 0 | 0 | 0 | 0 | 0 | 0 | 0 | 0 | 0 | 0 | 0 | 0 | 0 | 0 | 0 | 0 | 0 | 0 | 0 | 0 | 0 | 0 | 0 | 0
F5_Commercial_Retail_New_Food Preparation_Natural Gas_Range_E1 | F5 | Commercial | Retail | New | Food Preparation | Natural Gas | Range | E1 | RIM BC Ratio | 0.9 | 0.9 | 0.9 | 0.9 | 0.9 | 0.9 | 0.9 | 0.9 | 0.9 | 0.9 | 0.9 | 0.9 | 0.9 | 0.9 | 0.9 | 0.9 | 0.9 | 0.9 | 0.9 | 0.9 | 0.9 | 0.9 | 0 | 0 | 0 | 0 | 0 | 0 | 0 | 0
F5_Commercial_Retail_New_Food Preparation_Natural Gas_Range_E2 | F5 | Commercial | Retail | New | Food Preparation | Natural Gas | Range | E2 | RIM BC Ratio | 0.834 | 0.834 | 0.83401 | 0.83402 | 0.83403 | 0.83405 | 0.83406 | 0.83407 | 0.83409 | 0.8341 | 0.83411 | 0.83412 | 0.83413 | 0.83414 | 0.83414 | 0.83415 | 0.83416 | 0.83417 | 0.83417 | 0.83418 | 0.83419 | 0.83419 | 0 | 0 | 0 | 0 | 0 | 0 | 0 | 0
F5_Commercial_Retail_New_Food Preparation_Natural Gas_Range_E3 | F5 | Commercial | Retail | New | Food Preparation | Natural Gas | Range | E3 | RIM BC Ratio | 0 | 0 | 0 | 0 | 0 | 0 | 0 | 0 | 0 | 0 | 0 | 0 | 0 | 0 | 0 | 0 | 0 | 0 | 0 | 0 | 0 | 0 | 0 | 0 | 0 | 0 | 0 | 0 | 0 | 0
F5_Commercial_Retail_New_Food Preparation_Natural Gas_Range_E4 | F5 | Commercial | Retail | New | Food Preparation | Natural Gas | Range | E4 | RIM BC Ratio | 0 | 0 | 0 | 0 | 0 | 0 | 0 | 0 | 0 | 0 | 0 | 0 | 0 | 0 | 0 | 0 | 0 | 0 | 0 | 0 | 0 | 0 | 0 | 0 | 0 | 0 | 0 | 0 | 0 | 0
F5_Commercial_Retail_New_Food Preparation_Natural Gas_Range_E5 | F5 | Commercial | Retail | New | Food Preparation | Natural Gas | Range | E5 | RIM BC Ratio | 0 | 0 | 0 | 0 | 0 | 0 | 0 | 0 | 0 | 0 | 0 | 0 | 0 | 0 | 0 | 0 | 0 | 0 | 0 | 0 | 0 | 0 | 0 | 0 | 0 | 0 | 0 | 0 | 0 | 0
F5_Commercial_Retail_New_Food Preparation_Natural Gas_Range_E6 | F5 | Commercial | Retail | New | Food Preparation | Natural Gas | Range | E6 | RIM BC Ratio | 0 | 0 | 0 | 0 | 0 | 0 | 0 | 0 | 0 | 0 | 0 | 0 | 0 | 0 | 0 | 0 | 0 | 0 | 0 | 0 | 0 | 0 | 0 | 0 | 0 | 0 | 0 | 0 | 0 | 0
F5_Commercial_Retail_New_Food Preparation_Natural Gas_Range_E7 | F5 | Commercial | Retail | New | Food Preparation | Natural Gas | Range | E7 | RIM BC Ratio | 0 | 0 | 0 | 0 | 0 | 0 | 0 | 0 | 0 | 0 | 0 | 0 | 0 | 0 | 0 | 0 | 0 | 0 | 0 | 0 | 0 | 0 | 0 | 0 | 0 | 0 | 0 | 0 | 0 | 0
F5_Commercial_Retail_New_Food Preparation_Natural Gas_Range_E8 | F5 | Commercial | Retail | New | Food Preparation | Natural Gas | Range | E8 | RIM BC Ratio | 0 | 0 | 0 | 0 | 0 | 0 | 0 | 0 | 0 | 0 | 0 | 0 | 0 | 0 | 0 | 0 | 0 | 0 | 0 | 0 | 0 | 0 | 0 | 0 | 0 | 0 | 0 | 0 | 0 | 0
F5_Commercial_Retail_New_Food Preparation_Natural Gas_Range_E9 | F5 | Commercial | Retail | New | Food Preparation | Natural Gas | Range | E9 | RIM BC Ratio | 0 | 0 | 0 | 0 | 0 | 0 | 0 | 0 | 0 | 0 | 0 | 0 | 0 | 0 | 0 | 0 | 0 | 0 | 0 | 0 | 0 | 0 | 0 | 0 | 0 | 0 | 0 | 0 | 0 | 0
F5_Commercial_Retail_New_Food Preparation_Natural Gas_Range_E10 | F5 | Commercial | Retail | New | Food Preparation | Natural Gas | Range | E10 | RIM BC Ratio | 0 | 0 | 0 | 0 | 0 | 0 | 0 | 0 | 0 | 0 | 0 | 0 | 0 | 0 | 0 | 0 | 0 | 0 | 0 | 0 | 0 | 0 | 0 | 0 | 0 | 0 | 0 | 0 | 0 | 0
F0_Commercial_Retail_New_Food Preparation_Natural Gas_Steamer_E0 | F0 | Commercial | Retail | New | Food Preparation | Natural Gas | Steamer | E0 | Economic Unit | ENERGY STAR | ENERGY STAR | ENERGY STAR | ENERGY STAR | ENERGY STAR | ENERGY STAR | ENERGY STAR | ENERGY STAR | ENERGY STAR | ENERGY STAR | ENERGY STAR | ENERGY STAR | ENERGY STAR | ENERGY STAR | ENERGY STAR | ENERGY STAR | ENERGY STAR | ENERGY STAR | ENERGY STAR | ENERGY STAR | ENERGY STAR | ENERGY STAR | 0 | 0 | 0 | 0 | 0 | 0 | 0 | 0
F1_Commercial_Retail_New_Food Preparation_Natural Gas_Steamer_E1 | F1 | Commercial | Retail | New | Food Preparation | Natural Gas | Steamer | E1 | CCE | 0 | 0 | 0 | 0 | 0 | 0 | 0 | 0 | 0 | 0 | 0 | 0 | 0 | 0 | 0 | 0 | 0 | 0 | 0 | 0 | 0 | 0 | 0 | 0 | 0 | 0 | 0 | 0 | 0 | 0
F1_Commercial_Retail_New_Food Preparation_Natural Gas_Steamer_E2 | F1 | Commercial | Retail | New | Food Preparation | Natural Gas | Steamer | E2 | CCE | 0.0017749 | 0.0017749 | 0.0018646 | 0.0018363 | 0.0018088 | 0.0017743 | 0.0017695 | 0.0017581 | 0.0017475 | 0.0017316 | 0.0017291 | 0.0017211 | 0.0017141 | 0.0017005 | 0.0017023 | 0.0016971 | 0.001692 | 0.0016808 | 0.0016841 | 0.0016808 | 0.0016784 | 0.001669 | 0 | 0 | 0 | 0 | 0 | 0 | 0 | 0
F1_Commercial_Retail_New_Food Preparation_Natural Gas_Steamer_E3 | F1 | Commercial | Retail | New | Food Preparation | Natural Gas | Steamer | E3 | CCE | 0 | 0 | 0 | 0 | 0 | 0 | 0 | 0 | 0 | 0 | 0 | 0 | 0 | 0 | 0 | 0 | 0 | 0 | 0 | 0 | 0 | 0 | 0 | 0 | 0 | 0 | 0 | 0 | 0 | 0
F1_Commercial_Retail_New_Food Preparation_Natural Gas_Steamer_E4 | F1 | Commercial | Retail | New | Food Preparation | Natural Gas | Steamer | E4 | CCE | 0 | 0 | 0 | 0 | 0 | 0 | 0 | 0 | 0 | 0 | 0 | 0 | 0 | 0 | 0 | 0 | 0 | 0 | 0 | 0 | 0 | 0 | 0 | 0 | 0 | 0 | 0 | 0 | 0 | 0
F1_Commercial_Retail_New_Food Preparation_Natural Gas_Steamer_E5 | F1 | Commercial | Retail | New | Food Preparation | Natural Gas | Steamer | E5 | CCE | 0 | 0 | 0 | 0 | 0 | 0 | 0 | 0 | 0 | 0 | 0 | 0 | 0 | 0 | 0 | 0 | 0 | 0 | 0 | 0 | 0 | 0 | 0 | 0 | 0 | 0 | 0 | 0 | 0 | 0
F1_Commercial_Retail_New_Food Preparation_Natural Gas_Steamer_E6 | F1 | Commercial | Retail | New | Food Preparation | Natural Gas | Steamer | E6 | CCE | 0 | 0 | 0 | 0 | 0 | 0 | 0 | 0 | 0 | 0 | 0 | 0 | 0 | 0 | 0 | 0 | 0 | 0 | 0 | 0 | 0 | 0 | 0 | 0 | 0 | 0 | 0 | 0 | 0 | 0
F1_Commercial_Retail_New_Food Preparation_Natural Gas_Steamer_E7 | F1 | Commercial | Retail | New | Food Preparation | Natural Gas | Steamer | E7 | CCE | 0 | 0 | 0 | 0 | 0 | 0 | 0 | 0 | 0 | 0 | 0 | 0 | 0 | 0 | 0 | 0 | 0 | 0 | 0 | 0 | 0 | 0 | 0 | 0 | 0 | 0 | 0 | 0 | 0 | 0
F1_Commercial_Retail_New_Food Preparation_Natural Gas_Steamer_E8 | F1 | Commercial | Retail | New | Food Preparation | Natural Gas | Steamer | E8 | CCE | 0 | 0 | 0 | 0 | 0 | 0 | 0 | 0 | 0 | 0 | 0 | 0 | 0 | 0 | 0 | 0 | 0 | 0 | 0 | 0 | 0 | 0 | 0 | 0 | 0 | 0 | 0 | 0 | 0 | 0
F1_Commercial_Retail_New_Food Preparation_Natural Gas_Steamer_E9 | F1 | Commercial | Retail | New | Food Preparation | Natural Gas | Steamer | E9 | CCE | 0 | 0 | 0 | 0 | 0 | 0 | 0 | 0 | 0 | 0 | 0 | 0 | 0 | 0 | 0 | 0 | 0 | 0 | 0 | 0 | 0 | 0 | 0 | 0 | 0 | 0 | 0 | 0 | 0 | 0
F1_Commercial_Retail_New_Food Preparation_Natural Gas_Steamer_E10 | F1 | Commercial | Retail | New | Food Preparation | Natural Gas | Steamer | E10 | CCE | 0 | 0 | 0 | 0 | 0 | 0 | 0 | 0 | 0 | 0 | 0 | 0 | 0 | 0 | 0 | 0 | 0 | 0 | 0 | 0 | 0 | 0 | 0 | 0 | 0 | 0 | 0 | 0 | 0 | 0
F2_Commercial_Retail_New_Food Preparation_Natural Gas_Steamer_E1 | F2 | Commercial | Retail | New | Food Preparation | Natural Gas | Steamer | E1 | TRC BC Ratio | 0.9 | 0.9 | 0.9 | 0.9 | 0.9 | 0.9 | 0.9 | 0.9 | 0.9 | 0.9 | 0.9 | 0.9 | 0.9 | 0.9 | 0.9 | 0.9 | 0.9 | 0.9 | 0.9 | 0.9 | 0.9 | 0.9 | 0 | 0 | 0 | 0 | 0 | 0 | 0 | 0
F2_Commercial_Retail_New_Food Preparation_Natural Gas_Steamer_E2 | F2 | Commercial | Retail | New | Food Preparation | Natural Gas | Steamer | E2 | TRC BC Ratio | 4.9998 | 5.0422 | 5.093 | 5.1779 | 5.291 | 5.4252 | 5.5491 | 5.656 | 5.7559 | 5.8544 | 5.9559 | 6.057 | 6.1552 | 6.2565 | 6.3505 | 6.4434 | 6.5427 | 6.6427 | 6.7436 | 6.8448 | 6.9449 | 7.0436 | 0 | 0 | 0 | 0 | 0 | 0 | 0 | 0
F2_Commercial_Retail_New_Food Preparation_Natural Gas_Steamer_E3 | F2 | Commercial | Retail | New | Food Preparation | Natural Gas | Steamer | E3 | TRC BC Ratio | 0 | 0 | 0 | 0 | 0 | 0 | 0 | 0 | 0 | 0 | 0 | 0 | 0 | 0 | 0 | 0 | 0 | 0 | 0 | 0 | 0 | 0 | 0 | 0 | 0 | 0 | 0 | 0 | 0 | 0
F2_Commercial_Retail_New_Food Preparation_Natural Gas_Steamer_E4 | F2 | Commercial | Retail | New | Food Preparation | Natural Gas | Steamer | E4 | TRC BC Ratio | 0 | 0 | 0 | 0 | 0 | 0 | 0 | 0 | 0 | 0 | 0 | 0 | 0 | 0 | 0 | 0 | 0 | 0 | 0 | 0 | 0 | 0 | 0 | 0 | 0 | 0 | 0 | 0 | 0 | 0
F2_Commercial_Retail_New_Food Preparation_Natural Gas_Steamer_E5 | F2 | Commercial | Retail | New | Food Preparation | Natural Gas | Steamer | E5 | TRC BC Ratio | 0 | 0 | 0 | 0 | 0 | 0 | 0 | 0 | 0 | 0 | 0 | 0 | 0 | 0 | 0 | 0 | 0 | 0 | 0 | 0 | 0 | 0 | 0 | 0 | 0 | 0 | 0 | 0 | 0 | 0
F2_Commercial_Retail_New_Food Preparation_Natural Gas_Steamer_E6 | F2 | Commercial | Retail | New | Food Preparation | Natural Gas | Steamer | E6 | TRC BC Ratio | 0 | 0 | 0 | 0 | 0 | 0 | 0 | 0 | 0 | 0 | 0 | 0 | 0 | 0 | 0 | 0 | 0 | 0 | 0 | 0 | 0 | 0 | 0 | 0 | 0 | 0 | 0 | 0 | 0 | 0
F2_Commercial_Retail_New_Food Preparation_Natural Gas_Steamer_E7 | F2 | Commercial | Retail | New | Food Preparation | Natural Gas | Steamer | E7 | TRC BC Ratio | 0 | 0 | 0 | 0 | 0 | 0 | 0 | 0 | 0 | 0 | 0 | 0 | 0 | 0 | 0 | 0 | 0 | 0 | 0 | 0 | 0 | 0 | 0 | 0 | 0 | 0 | 0 | 0 | 0 | 0
F2_Commercial_Retail_New_Food Preparation_Natural Gas_Steamer_E8 | F2 | Commercial | Retail | New | Food Preparation | Natural Gas | Steamer | E8 | TRC BC Ratio | 0 | 0 | 0 | 0 | 0 | 0 | 0 | 0 | 0 | 0 | 0 | 0 | 0 | 0 | 0 | 0 | 0 | 0 | 0 | 0 | 0 | 0 | 0 | 0 | 0 | 0 | 0 | 0 | 0 | 0
F2_Commercial_Retail_New_Food Preparation_Natural Gas_Steamer_E9 | F2 | Commercial | Retail | New | Food Preparation | Natural Gas | Steamer | E9 | TRC BC Ratio | 0 | 0 | 0 | 0 | 0 | 0 | 0 | 0 | 0 | 0 | 0 | 0 | 0 | 0 | 0 | 0 | 0 | 0 | 0 | 0 | 0 | 0 | 0 | 0 | 0 | 0 | 0 | 0 | 0 | 0
F2_Commercial_Retail_New_Food Preparation_Natural Gas_Steamer_E10 | F2 | Commercial | Retail | New | Food Preparation | Natural Gas | Steamer | E10 | TRC BC Ratio | 0 | 0 | 0 | 0 | 0 | 0 | 0 | 0 | 0 | 0 | 0 | 0 | 0 | 0 | 0 | 0 | 0 | 0 | 0 | 0 | 0 | 0 | 0 | 0 | 0 | 0 | 0 | 0 | 0 | 0
F3_Commercial_Retail_New_Food Preparation_Natural Gas_Steamer_E1 | F3 | Commercial | Retail | New | Food Preparation | Natural Gas | Steamer | E1 | PACT BC Ratio | 0.9 | 0.9 | 0.9 | 0.9 | 0.9 | 0.9 | 0.9 | 0.9 | 0.9 | 0.9 | 0.9 | 0.9 | 0.9 | 0.9 | 0.9 | 0.9 | 0.9 | 0.9 | 0.9 | 0.9 | 0.9 | 0.9 | 0 | 0 | 0 | 0 | 0 | 0 | 0 | 0
F3_Commercial_Retail_New_Food Preparation_Natural Gas_Steamer_E2 | F3 | Commercial | Retail | New | Food Preparation | Natural Gas | Steamer | E2 | PACT BC Ratio | 5.4144 | 5.4603 | 5.5153 | 5.6072 | 5.7297 | 5.875 | 6.0092 | 6.1249 | 6.2331 | 6.3398 | 6.4497 | 6.5592 | 6.6655 | 6.7753 | 6.877 | 6.9776 | 7.0852 | 7.1935 | 7.3027 | 7.4123 | 7.5208 | 7.6276 | 0 | 0 | 0 | 0 | 0 | 0 | 0 | 0
F3_Commercial_Retail_New_Food Preparation_Natural Gas_Steamer_E3 | F3 | Commercial | Retail | New | Food Preparation | Natural Gas | Steamer | E3 | PACT BC Ratio | 0 | 0 | 0 | 0 | 0 | 0 | 0 | 0 | 0 | 0 | 0 | 0 | 0 | 0 | 0 | 0 | 0 | 0 | 0 | 0 | 0 | 0 | 0 | 0 | 0 | 0 | 0 | 0 | 0 | 0
F3_Commercial_Retail_New_Food Preparation_Natural Gas_Steamer_E4 | F3 | Commercial | Retail | New | Food Preparation | Natural Gas | Steamer | E4 | PACT BC Ratio | 0 | 0 | 0 | 0 | 0 | 0 | 0 | 0 | 0 | 0 | 0 | 0 | 0 | 0 | 0 | 0 | 0 | 0 | 0 | 0 | 0 | 0 | 0 | 0 | 0 | 0 | 0 | 0 | 0 | 0
F3_Commercial_Retail_New_Food Preparation_Natural Gas_Steamer_E5 | F3 | Commercial | Retail | New | Food Preparation | Natural Gas | Steamer | E5 | PACT BC Ratio | 0 | 0 | 0 | 0 | 0 | 0 | 0 | 0 | 0 | 0 | 0 | 0 | 0 | 0 | 0 | 0 | 0 | 0 | 0 | 0 | 0 | 0 | 0 | 0 | 0 | 0 | 0 | 0 | 0 | 0
F3_Commercial_Retail_New_Food Preparation_Natural Gas_Steamer_E6 | F3 | Commercial | Retail | New | Food Preparation | Natural Gas | Steamer | E6 | PACT BC Ratio | 0 | 0 | 0 | 0 | 0 | 0 | 0 | 0 | 0 | 0 | 0 | 0 | 0 | 0 | 0 | 0 | 0 | 0 | 0 | 0 | 0 | 0 | 0 | 0 | 0 | 0 | 0 | 0 | 0 | 0
F3_Commercial_Retail_New_Food Preparation_Natural Gas_Steamer_E7 | F3 | Commercial | Retail | New | Food Preparation | Natural Gas | Steamer | E7 | PACT BC Ratio | 0 | 0 | 0 | 0 | 0 | 0 | 0 | 0 | 0 | 0 | 0 | 0 | 0 | 0 | 0 | 0 | 0 | 0 | 0 | 0 | 0 | 0 | 0 | 0 | 0 | 0 | 0 | 0 | 0 | 0
F3_Commercial_Retail_New_Food Preparation_Natural Gas_Steamer_E8 | F3 | Commercial | Retail | New | Food Preparation | Natural Gas | Steamer | E8 | PACT BC Ratio | 0 | 0 | 0 | 0 | 0 | 0 | 0 | 0 | 0 | 0 | 0 | 0 | 0 | 0 | 0 | 0 | 0 | 0 | 0 | 0 | 0 | 0 | 0 | 0 | 0 | 0 | 0 | 0 | 0 | 0
F3_Commercial_Retail_New_Food Preparation_Natural Gas_Steamer_E9 | F3 | Commercial | Retail | New | Food Preparation | Natural Gas | Steamer | E9 | PACT BC Ratio | 0 | 0 | 0 | 0 | 0 | 0 | 0 | 0 | 0 | 0 | 0 | 0 | 0 | 0 | 0 | 0 | 0 | 0 | 0 | 0 | 0 | 0 | 0 | 0 | 0 | 0 | 0 | 0 | 0 | 0
F3_Commercial_Retail_New_Food Preparation_Natural Gas_Steamer_E10 | F3 | Commercial | Retail | New | Food Preparation | Natural Gas | Steamer | E10 | PACT BC Ratio | 0 | 0 | 0 | 0 | 0 | 0 | 0 | 0 | 0 | 0 | 0 | 0 | 0 | 0 | 0 | 0 | 0 | 0 | 0 | 0 | 0 | 0 | 0 | 0 | 0 | 0 | 0 | 0 | 0 | 0
F4_Commercial_Retail_New_Food Preparation_Natural Gas_Steamer_E1 | F4 | Commercial | Retail | New | Food Preparation | Natural Gas | Steamer | E1 | PCT BC Ratio | 0.9 | 0.9 | 0.9 | 0.9 | 0.9 | 0.9 | 0.9 | 0.9 | 0.9 | 0.9 | 0.9 | 0.9 | 0.9 | 0.9 | 0.9 | 0.9 | 0.9 | 0.9 | 0.9 | 0.9 | 0.9 | 0.9 | 0 | 0 | 0 | 0 | 0 | 0 | 0 | 0
F4_Commercial_Retail_New_Food Preparation_Natural Gas_Steamer_E2 | F4 | Commercial | Retail | New | Food Preparation | Natural Gas | Steamer | E2 | PCT BC Ratio | 12.4539 | 12.5522 | 12.6701 | 12.8671 | 13.1296 | 13.4409 | 13.7285 | 13.9764 | 14.2082 | 14.4369 | 14.6723 | 14.9069 | 15.1348 | 15.37 | 15.588 | 15.8035 | 16.0341 | 16.2662 | 16.5002 | 16.7351 | 16.9674 | 17.1964 | 0 | 0 | 0 | 0 | 0 | 0 | 0 | 0
F4_Commercial_Retail_New_Food Preparation_Natural Gas_Steamer_E3 | F4 | Commercial | Retail | New | Food Preparation | Natural Gas | Steamer | E3 | PCT BC Ratio | 0 | 0 | 0 | 0 | 0 | 0 | 0 | 0 | 0 | 0 | 0 | 0 | 0 | 0 | 0 | 0 | 0 | 0 | 0 | 0 | 0 | 0 | 0 | 0 | 0 | 0 | 0 | 0 | 0 | 0
F4_Commercial_Retail_New_Food Preparation_Natural Gas_Steamer_E4 | F4 | Commercial | Retail | New | Food Preparation | Natural Gas | Steamer | E4 | PCT BC Ratio | 0 | 0 | 0 | 0 | 0 | 0 | 0 | 0 | 0 | 0 | 0 | 0 | 0 | 0 | 0 | 0 | 0 | 0 | 0 | 0 | 0 | 0 | 0 | 0 | 0 | 0 | 0 | 0 | 0 | 0
F4_Commercial_Retail_New_Food Preparation_Natural Gas_Steamer_E5 | F4 | Commercial | Retail | New | Food Preparation | Natural Gas | Steamer | E5 | PCT BC Ratio | 0 | 0 | 0 | 0 | 0 | 0 | 0 | 0 | 0 | 0 | 0 | 0 | 0 | 0 | 0 | 0 | 0 | 0 | 0 | 0 | 0 | 0 | 0 | 0 | 0 | 0 | 0 | 0 | 0 | 0
F4_Commercial_Retail_New_Food Preparation_Natural Gas_Steamer_E6 | F4 | Commercial | Retail | New | Food Preparation | Natural Gas | Steamer | E6 | PCT BC Ratio | 0 | 0 | 0 | 0 | 0 | 0 | 0 | 0 | 0 | 0 | 0 | 0 | 0 | 0 | 0 | 0 | 0 | 0 | 0 | 0 | 0 | 0 | 0 | 0 | 0 | 0 | 0 | 0 | 0 | 0
F4_Commercial_Retail_New_Food Preparation_Natural Gas_Steamer_E7 | F4 | Commercial | Retail | New | Food Preparation | Natural Gas | Steamer | E7 | PCT BC Ratio | 0 | 0 | 0 | 0 | 0 | 0 | 0 | 0 | 0 | 0 | 0 | 0 | 0 | 0 | 0 | 0 | 0 | 0 | 0 | 0 | 0 | 0 | 0 | 0 | 0 | 0 | 0 | 0 | 0 | 0
F4_Commercial_Retail_New_Food Preparation_Natural Gas_Steamer_E8 | F4 | Commercial | Retail | New | Food Preparation | Natural Gas | Steamer | E8 | PCT BC Ratio | 0 | 0 | 0 | 0 | 0 | 0 | 0 | 0 | 0 | 0 | 0 | 0 | 0 | 0 | 0 | 0 | 0 | 0 | 0 | 0 | 0 | 0 | 0 | 0 | 0 | 0 | 0 | 0 | 0 | 0
F4_Commercial_Retail_New_Food Preparation_Natural Gas_Steamer_E9 | F4 | Commercial | Retail | New | Food Preparation | Natural Gas | Steamer | E9 | PCT BC Ratio | 0 | 0 | 0 | 0 | 0 | 0 | 0 | 0 | 0 | 0 | 0 | 0 | 0 | 0 | 0 | 0 | 0 | 0 | 0 | 0 | 0 | 0 | 0 | 0 | 0 | 0 | 0 | 0 | 0 | 0
F4_Commercial_Retail_New_Food Preparation_Natural Gas_Steamer_E10 | F4 | Commercial | Retail | New | Food Preparation | Natural Gas | Steamer | E10 | PCT BC Ratio | 0 | 0 | 0 | 0 | 0 | 0 | 0 | 0 | 0 | 0 | 0 | 0 | 0 | 0 | 0 | 0 | 0 | 0 | 0 | 0 | 0 | 0 | 0 | 0 | 0 | 0 | 0 | 0 | 0 | 0
F5_Commercial_Retail_New_Food Preparation_Natural Gas_Steamer_E1 | F5 | Commercial | Retail | New | Food Preparation | Natural Gas | Steamer | E1 | RIM BC Ratio | 0.9 | 0.9 | 0.9 | 0.9 | 0.9 | 0.9 | 0.9 | 0.9 | 0.9 | 0.9 | 0.9 | 0.9 | 0.9 | 0.9 | 0.9 | 0.9 | 0.9 | 0.9 | 0.9 | 0.9 | 0.9 | 0.9 | 0 | 0 | 0 | 0 | 0 | 0 | 0 | 0
F5_Commercial_Retail_New_Food Preparation_Natural Gas_Steamer_E2 | F5 | Commercial | Retail | New | Food Preparation | Natural Gas | Steamer | E2 | RIM BC Ratio | 0.72319 | 0.72401 | 0.72496 | 0.72653 | 0.72855 | 0.73085 | 0.73288 | 0.73457 | 0.73611 | 0.73757 | 0.73904 | 0.74045 | 0.74179 | 0.74313 | 0.74434 | 0.7455 | 0.74671 | 0.7479 | 0.74906 | 0.7502 | 0.7513 | 0.75235 | 0 | 0 | 0 | 0 | 0 | 0 | 0 | 0
F5_Commercial_Retail_New_Food Preparation_Natural Gas_Steamer_E3 | F5 | Commercial | Retail | New | Food Preparation | Natural Gas | Steamer | E3 | RIM BC Ratio | 0 | 0 | 0 | 0 | 0 | 0 | 0 | 0 | 0 | 0 | 0 | 0 | 0 | 0 | 0 | 0 | 0 | 0 | 0 | 0 | 0 | 0 | 0 | 0 | 0 | 0 | 0 | 0 | 0 | 0
F5_Commercial_Retail_New_Food Preparation_Natural Gas_Steamer_E4 | F5 | Commercial | Retail | New | Food Preparation | Natural Gas | Steamer | E4 | RIM BC Ratio | 0 | 0 | 0 | 0 | 0 | 0 | 0 | 0 | 0 | 0 | 0 | 0 | 0 | 0 | 0 | 0 | 0 | 0 | 0 | 0 | 0 | 0 | 0 | 0 | 0 | 0 | 0 | 0 | 0 | 0
F5_Commercial_Retail_New_Food Preparation_Natural Gas_Steamer_E5 | F5 | Commercial | Retail | New | Food Preparation | Natural Gas | Steamer | E5 | RIM BC Ratio | 0 | 0 | 0 | 0 | 0 | 0 | 0 | 0 | 0 | 0 | 0 | 0 | 0 | 0 | 0 | 0 | 0 | 0 | 0 | 0 | 0 | 0 | 0 | 0 | 0 | 0 | 0 | 0 | 0 | 0
F5_Commercial_Retail_New_Food Preparation_Natural Gas_Steamer_E6 | F5 | Commercial | Retail | New | Food Preparation | Natural Gas | Steamer | E6 | RIM BC Ratio | 0 | 0 | 0 | 0 | 0 | 0 | 0 | 0 | 0 | 0 | 0 | 0 | 0 | 0 | 0 | 0 | 0 | 0 | 0 | 0 | 0 | 0 | 0 | 0 | 0 | 0 | 0 | 0 | 0 | 0
F5_Commercial_Retail_New_Food Preparation_Natural Gas_Steamer_E7 | F5 | Commercial | Retail | New | Food Preparation | Natural Gas | Steamer | E7 | RIM BC Ratio | 0 | 0 | 0 | 0 | 0 | 0 | 0 | 0 | 0 | 0 | 0 | 0 | 0 | 0 | 0 | 0 | 0 | 0 | 0 | 0 | 0 | 0 | 0 | 0 | 0 | 0 | 0 | 0 | 0 | 0
F5_Commercial_Retail_New_Food Preparation_Natural Gas_Steamer_E8 | F5 | Commercial | Retail | New | Food Preparation | Natural Gas | Steamer | E8 | RIM BC Ratio | 0 | 0 | 0 | 0 | 0 | 0 | 0 | 0 | 0 | 0 | 0 | 0 | 0 | 0 | 0 | 0 | 0 | 0 | 0 | 0 | 0 | 0 | 0 | 0 | 0 | 0 | 0 | 0 | 0 | 0
F5_Commercial_Retail_New_Food Preparation_Natural Gas_Steamer_E9 | F5 | Commercial | Retail | New | Food Preparation | Natural Gas | Steamer | E9 | RIM BC Ratio | 0 | 0 | 0 | 0 | 0 | 0 | 0 | 0 | 0 | 0 | 0 | 0 | 0 | 0 | 0 | 0 | 0 | 0 | 0 | 0 | 0 | 0 | 0 | 0 | 0 | 0 | 0 | 0 | 0 | 0
F5_Commercial_Retail_New_Food Preparation_Natural Gas_Steamer_E10 | F5 | Commercial | Retail | New | Food Preparation | Natural Gas | Steamer | E10 | RIM BC Ratio | 0 | 0 | 0 | 0 | 0 | 0 | 0 | 0 | 0 | 0 | 0 | 0 | 0 | 0 | 0 | 0 | 0 | 0 | 0 | 0 | 0 | 0 | 0 | 0 | 0 | 0 | 0 | 0 | 0 | 0
F0_Commercial_Retail_New_Food Preparation_Natural Gas_Food Prep Other_E0 | F0 | Commercial | Retail | New | Food Preparation | Natural Gas | Food Prep Other | E0 | Economic Unit | ENERGY STAR | ENERGY STAR | ENERGY STAR | ENERGY STAR | ENERGY STAR | ENERGY STAR | ENERGY STAR | ENERGY STAR | ENERGY STAR | ENERGY STAR | ENERGY STAR | ENERGY STAR | ENERGY STAR | ENERGY STAR | ENERGY STAR | ENERGY STAR | ENERGY STAR | ENERGY STAR | ENERGY STAR | ENERGY STAR | ENERGY STAR | ENERGY STAR | 0 | 0 | 0 | 0 | 0 | 0 | 0 | 0
F1_Commercial_Retail_New_Food Preparation_Natural Gas_Food Prep Other_E1 | F1 | Commercial | Retail | New | Food Preparation | Natural Gas | Food Prep Other | E1 | CCE | 0 | 0 | 0 | 0 | 0 | 0 | 0 | 0 | 0 | 0 | 0 | 0 | 0 | 0 | 0 | 0 | 0 | 0 | 0 | 0 | 0 | 0 | 0 | 0 | 0 | 0 | 0 | 0 | 0 | 0
F1_Commercial_Retail_New_Food Preparation_Natural Gas_Food Prep Other_E2 | F1 | Commercial | Retail | New | Food Preparation | Natural Gas | Food Prep Other | E2 | CCE | 0.14135 | 0.14135 | 0.1485 | 0.14624 | 0.14404 | 0.1413 | 0.14092 | 0.14001 | 0.13917 | 0.1379 | 0.1377 | 0.13707 | 0.1365 | 0.13542 | 0.13557 | 0.13515 | 0.13475 | 0.13386 | 0.13412 | 0.13386 | 0.13366 | 0.13291 | 0 | 0 | 0 | 0 | 0 | 0 | 0 | 0
F1_Commercial_Retail_New_Food Preparation_Natural Gas_Food Prep Other_E3 | F1 | Commercial | Retail | New | Food Preparation | Natural Gas | Food Prep Other | E3 | CCE | 0 | 0 | 0 | 0 | 0 | 0 | 0 | 0 | 0 | 0 | 0 | 0 | 0 | 0 | 0 | 0 | 0 | 0 | 0 | 0 | 0 | 0 | 0 | 0 | 0 | 0 | 0 | 0 | 0 | 0
F1_Commercial_Retail_New_Food Preparation_Natural Gas_Food Prep Other_E4 | F1 | Commercial | Retail | New | Food Preparation | Natural Gas | Food Prep Other | E4 | CCE | 0 | 0 | 0 | 0 | 0 | 0 | 0 | 0 | 0 | 0 | 0 | 0 | 0 | 0 | 0 | 0 | 0 | 0 | 0 | 0 | 0 | 0 | 0 | 0 | 0 | 0 | 0 | 0 | 0 | 0
F1_Commercial_Retail_New_Food Preparation_Natural Gas_Food Prep Other_E5 | F1 | Commercial | Retail | New | Food Preparation | Natural Gas | Food Prep Other | E5 | CCE | 0 | 0 | 0 | 0 | 0 | 0 | 0 | 0 | 0 | 0 | 0 | 0 | 0 | 0 | 0 | 0 | 0 | 0 | 0 | 0 | 0 | 0 | 0 | 0 | 0 | 0 | 0 | 0 | 0 | 0
F1_Commercial_Retail_New_Food Preparation_Natural Gas_Food Prep Other_E6 | F1 | Commercial | Retail | New | Food Preparation | Natural Gas | Food Prep Other | E6 | CCE | 0 | 0 | 0 | 0 | 0 | 0 | 0 | 0 | 0 | 0 | 0 | 0 | 0 | 0 | 0 | 0 | 0 | 0 | 0 | 0 | 0 | 0 | 0 | 0 | 0 | 0 | 0 | 0 | 0 | 0
F1_Commercial_Retail_New_Food Preparation_Natural Gas_Food Prep Other_E7 | F1 | Commercial | Retail | New | Food Preparation | Natural Gas | Food Prep Other | E7 | CCE | 0 | 0 | 0 | 0 | 0 | 0 | 0 | 0 | 0 | 0 | 0 | 0 | 0 | 0 | 0 | 0 | 0 | 0 | 0 | 0 | 0 | 0 | 0 | 0 | 0 | 0 | 0 | 0 | 0 | 0
F1_Commercial_Retail_New_Food Preparation_Natural Gas_Food Prep Other_E8 | F1 | Commercial | Retail | New | Food Preparation | Natural Gas | Food Prep Other | E8 | CCE | 0 | 0 | 0 | 0 | 0 | 0 | 0 | 0 | 0 | 0 | 0 | 0 | 0 | 0 | 0 | 0 | 0 | 0 | 0 | 0 | 0 | 0 | 0 | 0 | 0 | 0 | 0 | 0 | 0 | 0
F1_Commercial_Retail_New_Food Preparation_Natural Gas_Food Prep Other_E9 | F1 | Commercial | Retail | New | Food Preparation | Natural Gas | Food Prep Other | E9 | CCE | 0 | 0 | 0 | 0 | 0 | 0 | 0 | 0 | 0 | 0 | 0 | 0 | 0 | 0 | 0 | 0 | 0 | 0 | 0 | 0 | 0 | 0 | 0 | 0 | 0 | 0 | 0 | 0 | 0 | 0
F1_Commercial_Retail_New_Food Preparation_Natural Gas_Food Prep Other_E10 | F1 | Commercial | Retail | New | Food Preparation | Natural Gas | Food Prep Other | E10 | CCE | 0 | 0 | 0 | 0 | 0 | 0 | 0 | 0 | 0 | 0 | 0 | 0 | 0 | 0 | 0 | 0 | 0 | 0 | 0 | 0 | 0 | 0 | 0 | 0 | 0 | 0 | 0 | 0 | 0 | 0
F2_Commercial_Retail_New_Food Preparation_Natural Gas_Food Prep Other_E1 | F2 | Commercial | Retail | New | Food Preparation | Natural Gas | Food Prep Other | E1 | TRC BC Ratio | 0.9 | 0.9 | 0.9 | 0.9 | 0.9 | 0.9 | 0.9 | 0.9 | 0.9 | 0.9 | 0.9 | 0.9 | 0.9 | 0.9 | 0.9 | 0.9 | 0.9 | 0.9 | 0.9 | 0.9 | 0.9 | 0.9 | 0 | 0 | 0 | 0 | 0 | 0 | 0 | 0
F2_Commercial_Retail_New_Food Preparation_Natural Gas_Food Prep Other_E2 | F2 | Commercial | Retail | New | Food Preparation | Natural Gas | Food Prep Other | E2 | TRC BC Ratio | 0.061956 | 0.062369 | 0.062904 | 0.063937 | 0.06537 | 0.067096 | 0.068663 | 0.070005 | 0.071279 | 0.07258 | 0.073973 | 0.075332 | 0.076617 | 0.077911 | 0.079055 | 0.080138 | 0.081309 | 0.082485 | 0.083667 | 0.084849 | 0.08601 | 0.087142 | 0 | 0 | 0 | 0 | 0 | 0 | 0 | 0
F2_Commercial_Retail_New_Food Preparation_Natural Gas_Food Prep Other_E3 | F2 | Commercial | Retail | New | Food Preparation | Natural Gas | Food Prep Other | E3 | TRC BC Ratio | 0 | 0 | 0 | 0 | 0 | 0 | 0 | 0 | 0 | 0 | 0 | 0 | 0 | 0 | 0 | 0 | 0 | 0 | 0 | 0 | 0 | 0 | 0 | 0 | 0 | 0 | 0 | 0 | 0 | 0
F2_Commercial_Retail_New_Food Preparation_Natural Gas_Food Prep Other_E4 | F2 | Commercial | Retail | New | Food Preparation | Natural Gas | Food Prep Other | E4 | TRC BC Ratio | 0 | 0 | 0 | 0 | 0 | 0 | 0 | 0 | 0 | 0 | 0 | 0 | 0 | 0 | 0 | 0 | 0 | 0 | 0 | 0 | 0 | 0 | 0 | 0 | 0 | 0 | 0 | 0 | 0 | 0
F2_Commercial_Retail_New_Food Preparation_Natural Gas_Food Prep Other_E5 | F2 | Commercial | Retail | New | Food Preparation | Natural Gas | Food Prep Other | E5 | TRC BC Ratio | 0 | 0 | 0 | 0 | 0 | 0 | 0 | 0 | 0 | 0 | 0 | 0 | 0 | 0 | 0 | 0 | 0 | 0 | 0 | 0 | 0 | 0 | 0 | 0 | 0 | 0 | 0 | 0 | 0 | 0
F2_Commercial_Retail_New_Food Preparation_Natural Gas_Food Prep Other_E6 | F2 | Commercial | Retail | New | Food Preparation | Natural Gas | Food Prep Other | E6 | TRC BC Ratio | 0 | 0 | 0 | 0 | 0 | 0 | 0 | 0 | 0 | 0 | 0 | 0 | 0 | 0 | 0 | 0 | 0 | 0 | 0 | 0 | 0 | 0 | 0 | 0 | 0 | 0 | 0 | 0 | 0 | 0
F2_Commercial_Retail_New_Food Preparation_Natural Gas_Food Prep Other_E7 | F2 | Commercial | Retail | New | Food Preparation | Natural Gas | Food Prep Other | E7 | TRC BC Ratio | 0 | 0 | 0 | 0 | 0 | 0 | 0 | 0 | 0 | 0 | 0 | 0 | 0 | 0 | 0 | 0 | 0 | 0 | 0 | 0 | 0 | 0 | 0 | 0 | 0 | 0 | 0 | 0 | 0 | 0
F2_Commercial_Retail_New_Food Preparation_Natural Gas_Food Prep Other_E8 | F2 | Commercial | Retail | New | Food Preparation | Natural Gas | Food Prep Other | E8 | TRC BC Ratio | 0 | 0 | 0 | 0 | 0 | 0 | 0 | 0 | 0 | 0 | 0 | 0 | 0 | 0 | 0 | 0 | 0 | 0 | 0 | 0 | 0 | 0 | 0 | 0 | 0 | 0 | 0 | 0 | 0 | 0
F2_Commercial_Retail_New_Food Preparation_Natural Gas_Food Prep Other_E9 | F2 | Commercial | Retail | New | Food Preparation | Natural Gas | Food Prep Other | E9 | TRC BC Ratio | 0 | 0 | 0 | 0 | 0 | 0 | 0 | 0 | 0 | 0 | 0 | 0 | 0 | 0 | 0 | 0 | 0 | 0 | 0 | 0 | 0 | 0 | 0 | 0 | 0 | 0 | 0 | 0 | 0 | 0
F2_Commercial_Retail_New_Food Preparation_Natural Gas_Food Prep Other_E10 | F2 | Commercial | Retail | New | Food Preparation | Natural Gas | Food Prep Other | E10 | TRC BC Ratio | 0 | 0 | 0 | 0 | 0 | 0 | 0 | 0 | 0 | 0 | 0 | 0 | 0 | 0 | 0 | 0 | 0 | 0 | 0 | 0 | 0 | 0 | 0 | 0 | 0 | 0 | 0 | 0 | 0 | 0
F3_Commercial_Retail_New_Food Preparation_Natural Gas_Food Prep Other_E1 | F3 | Commercial | Retail | New | Food Preparation | Natural Gas | Food Prep Other | E1 | PACT BC Ratio | 0.9 | 0.9 | 0.9 | 0.9 | 0.9 | 0.9 | 0.9 | 0.9 | 0.9 | 0.9 | 0.9 | 0.9 | 0.9 | 0.9 | 0.9 | 0.9 | 0.9 | 0.9 | 0.9 | 0.9 | 0.9 | 0.9 | 0 | 0 | 0 | 0 | 0 | 0 | 0 | 0
F3_Commercial_Retail_New_Food Preparation_Natural Gas_Food Prep Other_E2 | F3 | Commercial | Retail | New | Food Preparation | Natural Gas | Food Prep Other | E2 | PACT BC Ratio | 1.0937 | 1.101 | 1.1104 | 1.1287 | 1.154 | 1.1844 | 1.2121 | 1.2358 | 1.2583 | 1.2813 | 1.3058 | 1.3298 | 1.3525 | 1.3754 | 1.3956 | 1.4147 | 1.4353 | 1.4561 | 1.477 | 1.4978 | 1.5183 | 1.5383 | 0 | 0 | 0 | 0 | 0 | 0 | 0 | 0
F3_Commercial_Retail_New_Food Preparation_Natural Gas_Food Prep Other_E3 | F3 | Commercial | Retail | New | Food Preparation | Natural Gas | Food Prep Other | E3 | PACT BC Ratio | 0 | 0 | 0 | 0 | 0 | 0 | 0 | 0 | 0 | 0 | 0 | 0 | 0 | 0 | 0 | 0 | 0 | 0 | 0 | 0 | 0 | 0 | 0 | 0 | 0 | 0 | 0 | 0 | 0 | 0
F3_Commercial_Retail_New_Food Preparation_Natural Gas_Food Prep Other_E4 | F3 | Commercial | Retail | New | Food Preparation | Natural Gas | Food Prep Other | E4 | PACT BC Ratio | 0 | 0 | 0 | 0 | 0 | 0 | 0 | 0 | 0 | 0 | 0 | 0 | 0 | 0 | 0 | 0 | 0 | 0 | 0 | 0 | 0 | 0 | 0 | 0 | 0 | 0 | 0 | 0 | 0 | 0
F3_Commercial_Retail_New_Food Preparation_Natural Gas_Food Prep Other_E5 | F3 | Commercial | Retail | New | Food Preparation | Natural Gas | Food Prep Other | E5 | PACT BC Ratio | 0 | 0 | 0 | 0 | 0 | 0 | 0 | 0 | 0 | 0 | 0 | 0 | 0 | 0 | 0 | 0 | 0 | 0 | 0 | 0 | 0 | 0 | 0 | 0 | 0 | 0 | 0 | 0 | 0 | 0
F3_Commercial_Retail_New_Food Preparation_Natural Gas_Food Prep Other_E6 | F3 | Commercial | Retail | New | Food Preparation | Natural Gas | Food Prep Other | E6 | PACT BC Ratio | 0 | 0 | 0 | 0 | 0 | 0 | 0 | 0 | 0 | 0 | 0 | 0 | 0 | 0 | 0 | 0 | 0 | 0 | 0 | 0 | 0 | 0 | 0 | 0 | 0 | 0 | 0 | 0 | 0 | 0
F3_Commercial_Retail_New_Food Preparation_Natural Gas_Food Prep Other_E7 | F3 | Commercial | Retail | New | Food Preparation | Natural Gas | Food Prep Other | E7 | PACT BC Ratio | 0 | 0 | 0 | 0 | 0 | 0 | 0 | 0 | 0 | 0 | 0 | 0 | 0 | 0 | 0 | 0 | 0 | 0 | 0 | 0 | 0 | 0 | 0 | 0 | 0 | 0 | 0 | 0 | 0 | 0
F3_Commercial_Retail_New_Food Preparation_Natural Gas_Food Prep Other_E8 | F3 | Commercial | Retail | New | Food Preparation | Natural Gas | Food Prep Other | E8 | PACT BC Ratio | 0 | 0 | 0 | 0 | 0 | 0 | 0 | 0 | 0 | 0 | 0 | 0 | 0 | 0 | 0 | 0 | 0 | 0 | 0 | 0 | 0 | 0 | 0 | 0 | 0 | 0 | 0 | 0 | 0 | 0
F3_Commercial_Retail_New_Food Preparation_Natural Gas_Food Prep Other_E9 | F3 | Commercial | Retail | New | Food Preparation | Natural Gas | Food Prep Other | E9 | PACT BC Ratio | 0 | 0 | 0 | 0 | 0 | 0 | 0 | 0 | 0 | 0 | 0 | 0 | 0 | 0 | 0 | 0 | 0 | 0 | 0 | 0 | 0 | 0 | 0 | 0 | 0 | 0 | 0 | 0 | 0 | 0
F3_Commercial_Retail_New_Food Preparation_Natural Gas_Food Prep Other_E10 | F3 | Commercial | Retail | New | Food Preparation | Natural Gas | Food Prep Other | E10 | PACT BC Ratio | 0 | 0 | 0 | 0 | 0 | 0 | 0 | 0 | 0 | 0 | 0 | 0 | 0 | 0 | 0 | 0 | 0 | 0 | 0 | 0 | 0 | 0 | 0 | 0 | 0 | 0 | 0 | 0 | 0 | 0
F4_Commercial_Retail_New_Food Preparation_Natural Gas_Food Prep Other_E1 | F4 | Commercial | Retail | New | Food Preparation | Natural Gas | Food Prep Other | E1 | PCT BC Ratio | 0.9 | 0.9 | 0.9 | 0.9 | 0.9 | 0.9 | 0.9 | 0.9 | 0.9 | 0.9 | 0.9 | 0.9 | 0.9 | 0.9 | 0.9 | 0.9 | 0.9 | 0.9 | 0.9 | 0.9 | 0.9 | 0.9 | 0 | 0 | 0 | 0 | 0 | 0 | 0 | 0
F4_Commercial_Retail_New_Food Preparation_Natural Gas_Food Prep Other_E2 | F4 | Commercial | Retail | New | Food Preparation | Natural Gas | Food Prep Other | E2 | PCT BC Ratio | 0.1043 | 0.10481 | 0.10547 | 0.10674 | 0.10851 | 0.11064 | 0.11258 | 0.11424 | 0.11581 | 0.11741 | 0.11913 | 0.12081 | 0.1224 | 0.124 | 0.12541 | 0.12675 | 0.12819 | 0.12964 | 0.1311 | 0.13256 | 0.134 | 0.13539 | 0 | 0 | 0 | 0 | 0 | 0 | 0 | 0
F4_Commercial_Retail_New_Food Preparation_Natural Gas_Food Prep Other_E3 | F4 | Commercial | Retail | New | Food Preparation | Natural Gas | Food Prep Other | E3 | PCT BC Ratio | 0 | 0 | 0 | 0 | 0 | 0 | 0 | 0 | 0 | 0 | 0 | 0 | 0 | 0 | 0 | 0 | 0 | 0 | 0 | 0 | 0 | 0 | 0 | 0 | 0 | 0 | 0 | 0 | 0 | 0
F4_Commercial_Retail_New_Food Preparation_Natural Gas_Food Prep Other_E4 | F4 | Commercial | Retail | New | Food Preparation | Natural Gas | Food Prep Other | E4 | PCT BC Ratio | 0 | 0 | 0 | 0 | 0 | 0 | 0 | 0 | 0 | 0 | 0 | 0 | 0 | 0 | 0 | 0 | 0 | 0 | 0 | 0 | 0 | 0 | 0 | 0 | 0 | 0 | 0 | 0 | 0 | 0
F4_Commercial_Retail_New_Food Preparation_Natural Gas_Food Prep Other_E5 | F4 | Commercial | Retail | New | Food Preparation | Natural Gas | Food Prep Other | E5 | PCT BC Ratio | 0 | 0 | 0 | 0 | 0 | 0 | 0 | 0 | 0 | 0 | 0 | 0 | 0 | 0 | 0 | 0 | 0 | 0 | 0 | 0 | 0 | 0 | 0 | 0 | 0 | 0 | 0 | 0 | 0 | 0
F4_Commercial_Retail_New_Food Preparation_Natural Gas_Food Prep Other_E6 | F4 | Commercial | Retail | New | Food Preparation | Natural Gas | Food Prep Other | E6 | PCT BC Ratio | 0 | 0 | 0 | 0 | 0 | 0 | 0 | 0 | 0 | 0 | 0 | 0 | 0 | 0 | 0 | 0 | 0 | 0 | 0 | 0 | 0 | 0 | 0 | 0 | 0 | 0 | 0 | 0 | 0 | 0
F4_Commercial_Retail_New_Food Preparation_Natural Gas_Food Prep Other_E7 | F4 | Commercial | Retail | New | Food Preparation | Natural Gas | Food Prep Other | E7 | PCT BC Ratio | 0 | 0 | 0 | 0 | 0 | 0 | 0 | 0 | 0 | 0 | 0 | 0 | 0 | 0 | 0 | 0 | 0 | 0 | 0 | 0 | 0 | 0 | 0 | 0 | 0 | 0 | 0 | 0 | 0 | 0
F4_Commercial_Retail_New_Food Preparation_Natural Gas_Food Prep Other_E8 | F4 | Commercial | Retail | New | Food Preparation | Natural Gas | Food Prep Other | E8 | PCT BC Ratio | 0 | 0 | 0 | 0 | 0 | 0 | 0 | 0 | 0 | 0 | 0 | 0 | 0 | 0 | 0 | 0 | 0 | 0 | 0 | 0 | 0 | 0 | 0 | 0 | 0 | 0 | 0 | 0 | 0 | 0
F4_Commercial_Retail_New_Food Preparation_Natural Gas_Food Prep Other_E9 | F4 | Commercial | Retail | New | Food Preparation | Natural Gas | Food Prep Other | E9 | PCT BC Ratio | 0 | 0 | 0 | 0 | 0 | 0 | 0 | 0 | 0 | 0 | 0 | 0 | 0 | 0 | 0 | 0 | 0 | 0 | 0 | 0 | 0 | 0 | 0 | 0 | 0 | 0 | 0 | 0 | 0 | 0
F4_Commercial_Retail_New_Food Preparation_Natural Gas_Food Prep Other_E10 | F4 | Commercial | Retail | New | Food Preparation | Natural Gas | Food Prep Other | E10 | PCT BC Ratio | 0 | 0 | 0 | 0 | 0 | 0 | 0 | 0 | 0 | 0 | 0 | 0 | 0 | 0 | 0 | 0 | 0 | 0 | 0 | 0 | 0 | 0 | 0 | 0 | 0 | 0 | 0 | 0 | 0 | 0
F5_Commercial_Retail_New_Food Preparation_Natural Gas_Food Prep Other_E1 | F5 | Commercial | Retail | New | Food Preparation | Natural Gas | Food Prep Other | E1 | RIM BC Ratio | 0.9 | 0.9 | 0.9 | 0.9 | 0.9 | 0.9 | 0.9 | 0.9 | 0.9 | 0.9 | 0.9 | 0.9 | 0.9 | 0.9 | 0.9 | 0.9 | 0.9 | 0.9 | 0.9 | 0.9 | 0.9 | 0.9 | 0 | 0 | 0 | 0 | 0 | 0 | 0 | 0
F5_Commercial_Retail_New_Food Preparation_Natural Gas_Food Prep Other_E2 | F5 | Commercial | Retail | New | Food Preparation | Natural Gas | Food Prep Other | E2 | RIM BC Ratio | 0.4734 | 0.47476 | 0.47651 | 0.47983 | 0.48435 | 0.48963 | 0.4943 | 0.49819 | 0.50181 | 0.50542 | 0.5092 | 0.51281 | 0.51615 | 0.51944 | 0.5223 | 0.52495 | 0.52777 | 0.53055 | 0.5333 | 0.53599 | 0.53859 | 0.54109 | 0 | 0 | 0 | 0 | 0 | 0 | 0 | 0
F5_Commercial_Retail_New_Food Preparation_Natural Gas_Food Prep Other_E3 | F5 | Commercial | Retail | New | Food Preparation | Natural Gas | Food Prep Other | E3 | RIM BC Ratio | 0 | 0 | 0 | 0 | 0 | 0 | 0 | 0 | 0 | 0 | 0 | 0 | 0 | 0 | 0 | 0 | 0 | 0 | 0 | 0 | 0 | 0 | 0 | 0 | 0 | 0 | 0 | 0 | 0 | 0
F5_Commercial_Retail_New_Food Preparation_Natural Gas_Food Prep Other_E4 | F5 | Commercial | Retail | New | Food Preparation | Natural Gas | Food Prep Other | E4 | RIM BC Ratio | 0 | 0 | 0 | 0 | 0 | 0 | 0 | 0 | 0 | 0 | 0 | 0 | 0 | 0 | 0 | 0 | 0 | 0 | 0 | 0 | 0 | 0 | 0 | 0 | 0 | 0 | 0 | 0 | 0 | 0
F5_Commercial_Retail_New_Food Preparation_Natural Gas_Food Prep Other_E5 | F5 | Commercial | Retail | New | Food Preparation | Natural Gas | Food Prep Other | E5 | RIM BC Ratio | 0 | 0 | 0 | 0 | 0 | 0 | 0 | 0 | 0 | 0 | 0 | 0 | 0 | 0 | 0 | 0 | 0 | 0 | 0 | 0 | 0 | 0 | 0 | 0 | 0 | 0 | 0 | 0 | 0 | 0
F5_Commercial_Retail_New_Food Preparation_Natural Gas_Food Prep Other_E6 | F5 | Commercial | Retail | New | Food Preparation | Natural Gas | Food Prep Other | E6 | RIM BC Ratio | 0 | 0 | 0 | 0 | 0 | 0 | 0 | 0 | 0 | 0 | 0 | 0 | 0 | 0 | 0 | 0 | 0 | 0 | 0 | 0 | 0 | 0 | 0 | 0 | 0 | 0 | 0 | 0 | 0 | 0
F5_Commercial_Retail_New_Food Preparation_Natural Gas_Food Prep Other_E7 | F5 | Commercial | Retail | New | Food Preparation | Natural Gas | Food Prep Other | E7 | RIM BC Ratio | 0 | 0 | 0 | 0 | 0 | 0 | 0 | 0 | 0 | 0 | 0 | 0 | 0 | 0 | 0 | 0 | 0 | 0 | 0 | 0 | 0 | 0 | 0 | 0 | 0 | 0 | 0 | 0 | 0 | 0
F5_Commercial_Retail_New_Food Preparation_Natural Gas_Food Prep Other_E8 | F5 | Commercial | Retail | New | Food Preparation | Natural Gas | Food Prep Other | E8 | RIM BC Ratio | 0 | 0 | 0 | 0 | 0 | 0 | 0 | 0 | 0 | 0 | 0 | 0 | 0 | 0 | 0 | 0 | 0 | 0 | 0 | 0 | 0 | 0 | 0 | 0 | 0 | 0 | 0 | 0 | 0 | 0
F5_Commercial_Retail_New_Food Preparation_Natural Gas_Food Prep Other_E9 | F5 | Commercial | Retail | New | Food Preparation | Natural Gas | Food Prep Other | E9 | RIM BC Ratio | 0 | 0 | 0 | 0 | 0 | 0 | 0 | 0 | 0 | 0 | 0 | 0 | 0 | 0 | 0 | 0 | 0 | 0 | 0 | 0 | 0 | 0 | 0 | 0 | 0 | 0 | 0 | 0 | 0 | 0
F5_Commercial_Retail_New_Food Preparation_Natural Gas_Food Prep Other_E10 | F5 | Commercial | Retail | New | Food Preparation | Natural Gas | Food Prep Other | E10 | RIM BC Ratio | 0 | 0 | 0 | 0 | 0 | 0 | 0 | 0 | 0 | 0 | 0 | 0 | 0 | 0 | 0 | 0 | 0 | 0 | 0 | 0 | 0 | 0 | 0 | 0 | 0 | 0 | 0 | 0 | 0 | 0
F0_Commercial_Retail_New_Miscellaneous_Natural Gas_Pool Heater_E0 | F0 | Commercial | Retail | New | Miscellaneous | Natural Gas | Pool Heater | E0 | Economic Unit | Standard (EF .78) | Standard (EF .78) | Standard (EF .78) | Standard (EF .78) | Standard (EF .78) | Standard (EF .78) | Standard (EF .78) | Standard (EF .78) | Standard (EF .78) | Standard (EF .78) | Standard (EF .78) | Standard (EF .78) | Condensing (EF .90) | Condensing (EF .90) | Condensing (EF .90) | Condensing (EF .90) | Condensing (EF .90) | Condensing (EF .90) | Condensing (EF .90) | Condensing (EF .90) | Condensing (EF .90) | Condensing (EF .90) | 0 | 0 | 0 | 0 | 0 | 0 | 0 | 0
F1_Commercial_Retail_New_Miscellaneous_Natural Gas_Pool Heater_E1 | F1 | Commercial | Retail | New | Miscellaneous | Natural Gas | Pool Heater | E1 | CCE | 0 | 0 | 0 | 0 | 0 | 0 | 0 | 0 | 0 | 0 | 0 | 0 | 0 | 0 | 0 | 0 | 0 | 0 | 0 | 0 | 0 | 0 | 0 | 0 | 0 | 0 | 0 | 0 | 0 | 0
F1_Commercial_Retail_New_Miscellaneous_Natural Gas_Pool Heater_E2 | F1 | Commercial | Retail | New | Miscellaneous | Natural Gas | Pool Heater | E2 | CCE | 0.016289 | 0.016289 | 0.017113 | 0.016853 | 0.0166 | 0.016284 | 0.016239 | 0.016135 | 0.016038 | 0.015891 | 0.015869 | 0.015796 | 0.015731 | 0.015606 | 0.015623 | 0.015575 | 0.015528 | 0.015425 | 0.015456 | 0.015426 | 0.015403 | 0.015317 | 0 | 0 | 0 | 0 | 0 | 0 | 0 | 0
F1_Commercial_Retail_New_Miscellaneous_Natural Gas_Pool Heater_E3 | F1 | Commercial | Retail | New | Miscellaneous | Natural Gas | Pool Heater | E3 | CCE | 0 | 0 | 0 | 0 | 0 | 0 | 0 | 0 | 0 | 0 | 0 | 0 | 0 | 0 | 0 | 0 | 0 | 0 | 0 | 0 | 0 | 0 | 0 | 0 | 0 | 0 | 0 | 0 | 0 | 0
F1_Commercial_Retail_New_Miscellaneous_Natural Gas_Pool Heater_E4 | F1 | Commercial | Retail | New | Miscellaneous | Natural Gas | Pool Heater | E4 | CCE | 0 | 0 | 0 | 0 | 0 | 0 | 0 | 0 | 0 | 0 | 0 | 0 | 0 | 0 | 0 | 0 | 0 | 0 | 0 | 0 | 0 | 0 | 0 | 0 | 0 | 0 | 0 | 0 | 0 | 0
F1_Commercial_Retail_New_Miscellaneous_Natural Gas_Pool Heater_E5 | F1 | Commercial | Retail | New | Miscellaneous | Natural Gas | Pool Heater | E5 | CCE | 0 | 0 | 0 | 0 | 0 | 0 | 0 | 0 | 0 | 0 | 0 | 0 | 0 | 0 | 0 | 0 | 0 | 0 | 0 | 0 | 0 | 0 | 0 | 0 | 0 | 0 | 0 | 0 | 0 | 0
F1_Commercial_Retail_New_Miscellaneous_Natural Gas_Pool Heater_E6 | F1 | Commercial | Retail | New | Miscellaneous | Natural Gas | Pool Heater | E6 | CCE | 0 | 0 | 0 | 0 | 0 | 0 | 0 | 0 | 0 | 0 | 0 | 0 | 0 | 0 | 0 | 0 | 0 | 0 | 0 | 0 | 0 | 0 | 0 | 0 | 0 | 0 | 0 | 0 | 0 | 0
F1_Commercial_Retail_New_Miscellaneous_Natural Gas_Pool Heater_E7 | F1 | Commercial | Retail | New | Miscellaneous | Natural Gas | Pool Heater | E7 | CCE | 0 | 0 | 0 | 0 | 0 | 0 | 0 | 0 | 0 | 0 | 0 | 0 | 0 | 0 | 0 | 0 | 0 | 0 | 0 | 0 | 0 | 0 | 0 | 0 | 0 | 0 | 0 | 0 | 0 | 0
F1_Commercial_Retail_New_Miscellaneous_Natural Gas_Pool Heater_E8 | F1 | Commercial | Retail | New | Miscellaneous | Natural Gas | Pool Heater | E8 | CCE | 0 | 0 | 0 | 0 | 0 | 0 | 0 | 0 | 0 | 0 | 0 | 0 | 0 | 0 | 0 | 0 | 0 | 0 | 0 | 0 | 0 | 0 | 0 | 0 | 0 | 0 | 0 | 0 | 0 | 0
F1_Commercial_Retail_New_Miscellaneous_Natural Gas_Pool Heater_E9 | F1 | Commercial | Retail | New | Miscellaneous | Natural Gas | Pool Heater | E9 | CCE | 0 | 0 | 0 | 0 | 0 | 0 | 0 | 0 | 0 | 0 | 0 | 0 | 0 | 0 | 0 | 0 | 0 | 0 | 0 | 0 | 0 | 0 | 0 | 0 | 0 | 0 | 0 | 0 | 0 | 0
F1_Commercial_Retail_New_Miscellaneous_Natural Gas_Pool Heater_E10 | F1 | Commercial | Retail | New | Miscellaneous | Natural Gas | Pool Heater | E10 | CCE | 0 | 0 | 0 | 0 | 0 | 0 | 0 | 0 | 0 | 0 | 0 | 0 | 0 | 0 | 0 | 0 | 0 | 0 | 0 | 0 | 0 | 0 | 0 | 0 | 0 | 0 | 0 | 0 | 0 | 0
F2_Commercial_Retail_New_Miscellaneous_Natural Gas_Pool Heater_E1 | F2 | Commercial | Retail | New | Miscellaneous | Natural Gas | Pool Heater | E1 | TRC BC Ratio | 0.9 | 0.9 | 0.9 | 0.9 | 0.9 | 0.9 | 0.9 | 0.9 | 0.9 | 0.9 | 0.9 | 0.9 | 0.9 | 0.9 | 0.9 | 0.9 | 0.9 | 0.9 | 0.9 | 0.9 | 0.9 | 0.9 | 0 | 0 | 0 | 0 | 0 | 0 | 0 | 0
F2_Commercial_Retail_New_Miscellaneous_Natural Gas_Pool Heater_E2 | F2 | Commercial | Retail | New | Miscellaneous | Natural Gas | Pool Heater | E2 | TRC BC Ratio | 0.5239 | 0.52164 | 0.52208 | 0.52981 | 0.54312 | 0.56021 | 0.57494 | 0.58666 | 0.59726 | 0.60773 | 0.61914 | 0.63073 | 0.64215 | 0.65494 | 0.66711 | 0.67867 | 0.69034 | 0.7008 | 0.70989 | 0.71743 | 0.72449 | 0.73101 | 0 | 0 | 0 | 0 | 0 | 0 | 0 | 0
F2_Commercial_Retail_New_Miscellaneous_Natural Gas_Pool Heater_E3 | F2 | Commercial | Retail | New | Miscellaneous | Natural Gas | Pool Heater | E3 | TRC BC Ratio | 0 | 0 | 0 | 0 | 0 | 0 | 0 | 0 | 0 | 0 | 0 | 0 | 0 | 0 | 0 | 0 | 0 | 0 | 0 | 0 | 0 | 0 | 0 | 0 | 0 | 0 | 0 | 0 | 0 | 0
F2_Commercial_Retail_New_Miscellaneous_Natural Gas_Pool Heater_E4 | F2 | Commercial | Retail | New | Miscellaneous | Natural Gas | Pool Heater | E4 | TRC BC Ratio | 0 | 0 | 0 | 0 | 0 | 0 | 0 | 0 | 0 | 0 | 0 | 0 | 0 | 0 | 0 | 0 | 0 | 0 | 0 | 0 | 0 | 0 | 0 | 0 | 0 | 0 | 0 | 0 | 0 | 0
F2_Commercial_Retail_New_Miscellaneous_Natural Gas_Pool Heater_E5 | F2 | Commercial | Retail | New | Miscellaneous | Natural Gas | Pool Heater | E5 | TRC BC Ratio | 0 | 0 | 0 | 0 | 0 | 0 | 0 | 0 | 0 | 0 | 0 | 0 | 0 | 0 | 0 | 0 | 0 | 0 | 0 | 0 | 0 | 0 | 0 | 0 | 0 | 0 | 0 | 0 | 0 | 0
F2_Commercial_Retail_New_Miscellaneous_Natural Gas_Pool Heater_E6 | F2 | Commercial | Retail | New | Miscellaneous | Natural Gas | Pool Heater | E6 | TRC BC Ratio | 0 | 0 | 0 | 0 | 0 | 0 | 0 | 0 | 0 | 0 | 0 | 0 | 0 | 0 | 0 | 0 | 0 | 0 | 0 | 0 | 0 | 0 | 0 | 0 | 0 | 0 | 0 | 0 | 0 | 0
F2_Commercial_Retail_New_Miscellaneous_Natural Gas_Pool Heater_E7 | F2 | Commercial | Retail | New | Miscellaneous | Natural Gas | Pool Heater | E7 | TRC BC Ratio | 0 | 0 | 0 | 0 | 0 | 0 | 0 | 0 | 0 | 0 | 0 | 0 | 0 | 0 | 0 | 0 | 0 | 0 | 0 | 0 | 0 | 0 | 0 | 0 | 0 | 0 | 0 | 0 | 0 | 0
F2_Commercial_Retail_New_Miscellaneous_Natural Gas_Pool Heater_E8 | F2 | Commercial | Retail | New | Miscellaneous | Natural Gas | Pool Heater | E8 | TRC BC Ratio | 0 | 0 | 0 | 0 | 0 | 0 | 0 | 0 | 0 | 0 | 0 | 0 | 0 | 0 | 0 | 0 | 0 | 0 | 0 | 0 | 0 | 0 | 0 | 0 | 0 | 0 | 0 | 0 | 0 | 0
F2_Commercial_Retail_New_Miscellaneous_Natural Gas_Pool Heater_E9 | F2 | Commercial | Retail | New | Miscellaneous | Natural Gas | Pool Heater | E9 | TRC BC Ratio | 0 | 0 | 0 | 0 | 0 | 0 | 0 | 0 | 0 | 0 | 0 | 0 | 0 | 0 | 0 | 0 | 0 | 0 | 0 | 0 | 0 | 0 | 0 | 0 | 0 | 0 | 0 | 0 | 0 | 0
F2_Commercial_Retail_New_Miscellaneous_Natural Gas_Pool Heater_E10 | F2 | Commercial | Retail | New | Miscellaneous | Natural Gas | Pool Heater | E10 | TRC BC Ratio | 0 | 0 | 0 | 0 | 0 | 0 | 0 | 0 | 0 | 0 | 0 | 0 | 0 | 0 | 0 | 0 | 0 | 0 | 0 | 0 | 0 | 0 | 0 | 0 | 0 | 0 | 0 | 0 | 0 | 0
F3_Commercial_Retail_New_Miscellaneous_Natural Gas_Pool Heater_E1 | F3 | Commercial | Retail | New | Miscellaneous | Natural Gas | Pool Heater | E1 | PACT BC Ratio | 0.9 | 0.9 | 0.9 | 0.9 | 0.9 | 0.9 | 0.9 | 0.9 | 0.9 | 0.9 | 0.9 | 0.9 | 0.9 | 0.9 | 0.9 | 0.9 | 0.9 | 0.9 | 0.9 | 0.9 | 0.9 | 0.9 | 0 | 0 | 0 | 0 | 0 | 0 | 0 | 0
F3_Commercial_Retail_New_Miscellaneous_Natural Gas_Pool Heater_E2 | F3 | Commercial | Retail | New | Miscellaneous | Natural Gas | Pool Heater | E2 | PACT BC Ratio | 0.73673 | 0.73355 | 0.73416 | 0.74503 | 0.76375 | 0.78778 | 0.8085 | 0.82498 | 0.83988 | 0.8546 | 0.87065 | 0.88694 | 0.903 | 0.921 | 0.93811 | 0.95437 | 0.97078 | 0.98549 | 0.99827 | 1.0089 | 1.0188 | 1.028 | 0 | 0 | 0 | 0 | 0 | 0 | 0 | 0
F3_Commercial_Retail_New_Miscellaneous_Natural Gas_Pool Heater_E3 | F3 | Commercial | Retail | New | Miscellaneous | Natural Gas | Pool Heater | E3 | PACT BC Ratio | 0 | 0 | 0 | 0 | 0 | 0 | 0 | 0 | 0 | 0 | 0 | 0 | 0 | 0 | 0 | 0 | 0 | 0 | 0 | 0 | 0 | 0 | 0 | 0 | 0 | 0 | 0 | 0 | 0 | 0
F3_Commercial_Retail_New_Miscellaneous_Natural Gas_Pool Heater_E4 | F3 | Commercial | Retail | New | Miscellaneous | Natural Gas | Pool Heater | E4 | PACT BC Ratio | 0 | 0 | 0 | 0 | 0 | 0 | 0 | 0 | 0 | 0 | 0 | 0 | 0 | 0 | 0 | 0 | 0 | 0 | 0 | 0 | 0 | 0 | 0 | 0 | 0 | 0 | 0 | 0 | 0 | 0
F3_Commercial_Retail_New_Miscellaneous_Natural Gas_Pool Heater_E5 | F3 | Commercial | Retail | New | Miscellaneous | Natural Gas | Pool Heater | E5 | PACT BC Ratio | 0 | 0 | 0 | 0 | 0 | 0 | 0 | 0 | 0 | 0 | 0 | 0 | 0 | 0 | 0 | 0 | 0 | 0 | 0 | 0 | 0 | 0 | 0 | 0 | 0 | 0 | 0 | 0 | 0 | 0
F3_Commercial_Retail_New_Miscellaneous_Natural Gas_Pool Heater_E6 | F3 | Commercial | Retail | New | Miscellaneous | Natural Gas | Pool Heater | E6 | PACT BC Ratio | 0 | 0 | 0 | 0 | 0 | 0 | 0 | 0 | 0 | 0 | 0 | 0 | 0 | 0 | 0 | 0 | 0 | 0 | 0 | 0 | 0 | 0 | 0 | 0 | 0 | 0 | 0 | 0 | 0 | 0
F3_Commercial_Retail_New_Miscellaneous_Natural Gas_Pool Heater_E7 | F3 | Commercial | Retail | New | Miscellaneous | Natural Gas | Pool Heater | E7 | PACT BC Ratio | 0 | 0 | 0 | 0 | 0 | 0 | 0 | 0 | 0 | 0 | 0 | 0 | 0 | 0 | 0 | 0 | 0 | 0 | 0 | 0 | 0 | 0 | 0 | 0 | 0 | 0 | 0 | 0 | 0 | 0
F3_Commercial_Retail_New_Miscellaneous_Natural Gas_Pool Heater_E8 | F3 | Commercial | Retail | New | Miscellaneous | Natural Gas | Pool Heater | E8 | PACT BC Ratio | 0 | 0 | 0 | 0 | 0 | 0 | 0 | 0 | 0 | 0 | 0 | 0 | 0 | 0 | 0 | 0 | 0 | 0 | 0 | 0 | 0 | 0 | 0 | 0 | 0 | 0 | 0 | 0 | 0 | 0
F3_Commercial_Retail_New_Miscellaneous_Natural Gas_Pool Heater_E9 | F3 | Commercial | Retail | New | Miscellaneous | Natural Gas | Pool Heater | E9 | PACT BC Ratio | 0 | 0 | 0 | 0 | 0 | 0 | 0 | 0 | 0 | 0 | 0 | 0 | 0 | 0 | 0 | 0 | 0 | 0 | 0 | 0 | 0 | 0 | 0 | 0 | 0 | 0 | 0 | 0 | 0 | 0
F3_Commercial_Retail_New_Miscellaneous_Natural Gas_Pool Heater_E10 | F3 | Commercial | Retail | New | Miscellaneous | Natural Gas | Pool Heater | E10 | PACT BC Ratio | 0 | 0 | 0 | 0 | 0 | 0 | 0 | 0 | 0 | 0 | 0 | 0 | 0 | 0 | 0 | 0 | 0 | 0 | 0 | 0 | 0 | 0 | 0 | 0 | 0 | 0 | 0 | 0 | 0 | 0
F4_Commercial_Retail_New_Miscellaneous_Natural Gas_Pool Heater_E1 | F4 | Commercial | Retail | New | Miscellaneous | Natural Gas | Pool Heater | E1 | PCT BC Ratio | 0.9 | 0.9 | 0.9 | 0.9 | 0.9 | 0.9 | 0.9 | 0.9 | 0.9 | 0.9 | 0.9 | 0.9 | 0.9 | 0.9 | 0.9 | 0.9 | 0.9 | 0.9 | 0.9 | 0.9 | 0.9 | 0.9 | 0 | 0 | 0 | 0 | 0 | 0 | 0 | 0
F4_Commercial_Retail_New_Miscellaneous_Natural Gas_Pool Heater_E2 | F4 | Commercial | Retail | New | Miscellaneous | Natural Gas | Pool Heater | E2 | PCT BC Ratio | 1.5399 | 1.5356 | 1.5364 | 1.5512 | 1.5766 | 1.6092 | 1.6373 | 1.6597 | 1.6799 | 1.6999 | 1.7217 | 1.7439 | 1.7657 | 1.7901 | 1.8133 | 1.8354 | 1.8577 | 1.8776 | 1.895 | 1.9094 | 1.9229 | 1.9353 | 0 | 0 | 0 | 0 | 0 | 0 | 0 | 0
F4_Commercial_Retail_New_Miscellaneous_Natural Gas_Pool Heater_E3 | F4 | Commercial | Retail | New | Miscellaneous | Natural Gas | Pool Heater | E3 | PCT BC Ratio | 0 | 0 | 0 | 0 | 0 | 0 | 0 | 0 | 0 | 0 | 0 | 0 | 0 | 0 | 0 | 0 | 0 | 0 | 0 | 0 | 0 | 0 | 0 | 0 | 0 | 0 | 0 | 0 | 0 | 0
F4_Commercial_Retail_New_Miscellaneous_Natural Gas_Pool Heater_E4 | F4 | Commercial | Retail | New | Miscellaneous | Natural Gas | Pool Heater | E4 | PCT BC Ratio | 0 | 0 | 0 | 0 | 0 | 0 | 0 | 0 | 0 | 0 | 0 | 0 | 0 | 0 | 0 | 0 | 0 | 0 | 0 | 0 | 0 | 0 | 0 | 0 | 0 | 0 | 0 | 0 | 0 | 0
F4_Commercial_Retail_New_Miscellaneous_Natural Gas_Pool Heater_E5 | F4 | Commercial | Retail | New | Miscellaneous | Natural Gas | Pool Heater | E5 | PCT BC Ratio | 0 | 0 | 0 | 0 | 0 | 0 | 0 | 0 | 0 | 0 | 0 | 0 | 0 | 0 | 0 | 0 | 0 | 0 | 0 | 0 | 0 | 0 | 0 | 0 | 0 | 0 | 0 | 0 | 0 | 0
F4_Commercial_Retail_New_Miscellaneous_Natural Gas_Pool Heater_E6 | F4 | Commercial | Retail | New | Miscellaneous | Natural Gas | Pool Heater | E6 | PCT BC Ratio | 0 | 0 | 0 | 0 | 0 | 0 | 0 | 0 | 0 | 0 | 0 | 0 | 0 | 0 | 0 | 0 | 0 | 0 | 0 | 0 | 0 | 0 | 0 | 0 | 0 | 0 | 0 | 0 | 0 | 0
F4_Commercial_Retail_New_Miscellaneous_Natural Gas_Pool Heater_E7 | F4 | Commercial | Retail | New | Miscellaneous | Natural Gas | Pool Heater | E7 | PCT BC Ratio | 0 | 0 | 0 | 0 | 0 | 0 | 0 | 0 | 0 | 0 | 0 | 0 | 0 | 0 | 0 | 0 | 0 | 0 | 0 | 0 | 0 | 0 | 0 | 0 | 0 | 0 | 0 | 0 | 0 | 0
F4_Commercial_Retail_New_Miscellaneous_Natural Gas_Pool Heater_E8 | F4 | Commercial | Retail | New | Miscellaneous | Natural Gas | Pool Heater | E8 | PCT BC Ratio | 0 | 0 | 0 | 0 | 0 | 0 | 0 | 0 | 0 | 0 | 0 | 0 | 0 | 0 | 0 | 0 | 0 | 0 | 0 | 0 | 0 | 0 | 0 | 0 | 0 | 0 | 0 | 0 | 0 | 0
F4_Commercial_Retail_New_Miscellaneous_Natural Gas_Pool Heater_E9 | F4 | Commercial | Retail | New | Miscellaneous | Natural Gas | Pool Heater | E9 | PCT BC Ratio | 0 | 0 | 0 | 0 | 0 | 0 | 0 | 0 | 0 | 0 | 0 | 0 | 0 | 0 | 0 | 0 | 0 | 0 | 0 | 0 | 0 | 0 | 0 | 0 | 0 | 0 | 0 | 0 | 0 | 0
F4_Commercial_Retail_New_Miscellaneous_Natural Gas_Pool Heater_E10 | F4 | Commercial | Retail | New | Miscellaneous | Natural Gas | Pool Heater | E10 | PCT BC Ratio | 0 | 0 | 0 | 0 | 0 | 0 | 0 | 0 | 0 | 0 | 0 | 0 | 0 | 0 | 0 | 0 | 0 | 0 | 0 | 0 | 0 | 0 | 0 | 0 | 0 | 0 | 0 | 0 | 0 | 0
F5_Commercial_Retail_New_Miscellaneous_Natural Gas_Pool Heater_E1 | F5 | Commercial | Retail | New | Miscellaneous | Natural Gas | Pool Heater | E1 | RIM BC Ratio | 0.9 | 0.9 | 0.9 | 0.9 | 0.9 | 0.9 | 0.9 | 0.9 | 0.9 | 0.9 | 0.9 | 0.9 | 0.9 | 0.9 | 0.9 | 0.9 | 0.9 | 0.9 | 0.9 | 0.9 | 0.9 | 0.9 | 0 | 0 | 0 | 0 | 0 | 0 | 0 | 0
F5_Commercial_Retail_New_Miscellaneous_Natural Gas_Pool Heater_E2 | F5 | Commercial | Retail | New | Miscellaneous | Natural Gas | Pool Heater | E2 | RIM BC Ratio | 0.39133 | 0.39043 | 0.3906 | 0.39366 | 0.39882 | 0.40528 | 0.41069 | 0.4149 | 0.41863 | 0.42226 | 0.42614 | 0.43001 | 0.43375 | 0.43786 | 0.44169 | 0.44526 | 0.4488 | 0.45192 | 0.45459 | 0.45677 | 0.4588 | 0.46065 | 0 | 0 | 0 | 0 | 0 | 0 | 0 | 0
F5_Commercial_Retail_New_Miscellaneous_Natural Gas_Pool Heater_E3 | F5 | Commercial | Retail | New | Miscellaneous | Natural Gas | Pool Heater | E3 | RIM BC Ratio | 0 | 0 | 0 | 0 | 0 | 0 | 0 | 0 | 0 | 0 | 0 | 0 | 0 | 0 | 0 | 0 | 0 | 0 | 0 | 0 | 0 | 0 | 0 | 0 | 0 | 0 | 0 | 0 | 0 | 0
F5_Commercial_Retail_New_Miscellaneous_Natural Gas_Pool Heater_E4 | F5 | Commercial | Retail | New | Miscellaneous | Natural Gas | Pool Heater | E4 | RIM BC Ratio | 0 | 0 | 0 | 0 | 0 | 0 | 0 | 0 | 0 | 0 | 0 | 0 | 0 | 0 | 0 | 0 | 0 | 0 | 0 | 0 | 0 | 0 | 0 | 0 | 0 | 0 | 0 | 0 | 0 | 0
F5_Commercial_Retail_New_Miscellaneous_Natural Gas_Pool Heater_E5 | F5 | Commercial | Retail | New | Miscellaneous | Natural Gas | Pool Heater | E5 | RIM BC Ratio | 0 | 0 | 0 | 0 | 0 | 0 | 0 | 0 | 0 | 0 | 0 | 0 | 0 | 0 | 0 | 0 | 0 | 0 | 0 | 0 | 0 | 0 | 0 | 0 | 0 | 0 | 0 | 0 | 0 | 0
F5_Commercial_Retail_New_Miscellaneous_Natural Gas_Pool Heater_E6 | F5 | Commercial | Retail | New | Miscellaneous | Natural Gas | Pool Heater | E6 | RIM BC Ratio | 0 | 0 | 0 | 0 | 0 | 0 | 0 | 0 | 0 | 0 | 0 | 0 | 0 | 0 | 0 | 0 | 0 | 0 | 0 | 0 | 0 | 0 | 0 | 0 | 0 | 0 | 0 | 0 | 0 | 0
F5_Commercial_Retail_New_Miscellaneous_Natural Gas_Pool Heater_E7 | F5 | Commercial | Retail | New | Miscellaneous | Natural Gas | Pool Heater | E7 | RIM BC Ratio | 0 | 0 | 0 | 0 | 0 | 0 | 0 | 0 | 0 | 0 | 0 | 0 | 0 | 0 | 0 | 0 | 0 | 0 | 0 | 0 | 0 | 0 | 0 | 0 | 0 | 0 | 0 | 0 | 0 | 0
F5_Commercial_Retail_New_Miscellaneous_Natural Gas_Pool Heater_E8 | F5 | Commercial | Retail | New | Miscellaneous | Natural Gas | Pool Heater | E8 | RIM BC Ratio | 0 | 0 | 0 | 0 | 0 | 0 | 0 | 0 | 0 | 0 | 0 | 0 | 0 | 0 | 0 | 0 | 0 | 0 | 0 | 0 | 0 | 0 | 0 | 0 | 0 | 0 | 0 | 0 | 0 | 0
F5_Commercial_Retail_New_Miscellaneous_Natural Gas_Pool Heater_E9 | F5 | Commercial | Retail | New | Miscellaneous | Natural Gas | Pool Heater | E9 | RIM BC Ratio | 0 | 0 | 0 | 0 | 0 | 0 | 0 | 0 | 0 | 0 | 0 | 0 | 0 | 0 | 0 | 0 | 0 | 0 | 0 | 0 | 0 | 0 | 0 | 0 | 0 | 0 | 0 | 0 | 0 | 0
F5_Commercial_Retail_New_Miscellaneous_Natural Gas_Pool Heater_E10 | F5 | Commercial | Retail | New | Miscellaneous | Natural Gas | Pool Heater | E10 | RIM BC Ratio | 0 | 0 | 0 | 0 | 0 | 0 | 0 | 0 | 0 | 0 | 0 | 0 | 0 | 0 | 0 | 0 | 0 | 0 | 0 | 0 | 0 | 0 | 0 | 0 | 0 | 0 | 0 | 0 | 0 | 0
F0_Commercial_Retail_New_Miscellaneous_Natural Gas_Miscellaneous_E0 | F0 | Commercial | Retail | New | Miscellaneous | Natural Gas | Miscellaneous | E0 | Economic Unit | Miscellaneous | Miscellaneous | Miscellaneous | Miscellaneous | Miscellaneous | Miscellaneous | Miscellaneous | Miscellaneous | Miscellaneous | Miscellaneous | Miscellaneous | Miscellaneous | Miscellaneous | Miscellaneous | Miscellaneous | Miscellaneous | Miscellaneous | Miscellaneous | Miscellaneous | Miscellaneous | Miscellaneous | Miscellaneous | 0 | 0 | 0 | 0 | 0 | 0 | 0 | 0
F1_Commercial_Retail_New_Miscellaneous_Natural Gas_Miscellaneous_E1 | F1 | Commercial | Retail | New | Miscellaneous | Natural Gas | Miscellaneous | E1 | CCE | 0 | 0 | 0 | 0 | 0 | 0 | 0 | 0 | 0 | 0 | 0 | 0 | 0 | 0 | 0 | 0 | 0 | 0 | 0 | 0 | 0 | 0 | 0 | 0 | 0 | 0 | 0 | 0 | 0 | 0
F1_Commercial_Retail_New_Miscellaneous_Natural Gas_Miscellaneous_E2 | F1 | Commercial | Retail | New | Miscellaneous | Natural Gas | Miscellaneous | E2 | CCE | 0 | 0 | 0 | 0 | 0 | 0 | 0 | 0 | 0 | 0 | 0 | 0 | 0 | 0 | 0 | 0 | 0 | 0 | 0 | 0 | 0 | 0 | 0 | 0 | 0 | 0 | 0 | 0 | 0 | 0
F1_Commercial_Retail_New_Miscellaneous_Natural Gas_Miscellaneous_E3 | F1 | Commercial | Retail | New | Miscellaneous | Natural Gas | Miscellaneous | E3 | CCE | 0 | 0 | 0 | 0 | 0 | 0 | 0 | 0 | 0 | 0 | 0 | 0 | 0 | 0 | 0 | 0 | 0 | 0 | 0 | 0 | 0 | 0 | 0 | 0 | 0 | 0 | 0 | 0 | 0 | 0
F1_Commercial_Retail_New_Miscellaneous_Natural Gas_Miscellaneous_E4 | F1 | Commercial | Retail | New | Miscellaneous | Natural Gas | Miscellaneous | E4 | CCE | 0 | 0 | 0 | 0 | 0 | 0 | 0 | 0 | 0 | 0 | 0 | 0 | 0 | 0 | 0 | 0 | 0 | 0 | 0 | 0 | 0 | 0 | 0 | 0 | 0 | 0 | 0 | 0 | 0 | 0
F1_Commercial_Retail_New_Miscellaneous_Natural Gas_Miscellaneous_E5 | F1 | Commercial | Retail | New | Miscellaneous | Natural Gas | Miscellaneous | E5 | CCE | 0 | 0 | 0 | 0 | 0 | 0 | 0 | 0 | 0 | 0 | 0 | 0 | 0 | 0 | 0 | 0 | 0 | 0 | 0 | 0 | 0 | 0 | 0 | 0 | 0 | 0 | 0 | 0 | 0 | 0
F1_Commercial_Retail_New_Miscellaneous_Natural Gas_Miscellaneous_E6 | F1 | Commercial | Retail | New | Miscellaneous | Natural Gas | Miscellaneous | E6 | CCE | 0 | 0 | 0 | 0 | 0 | 0 | 0 | 0 | 0 | 0 | 0 | 0 | 0 | 0 | 0 | 0 | 0 | 0 | 0 | 0 | 0 | 0 | 0 | 0 | 0 | 0 | 0 | 0 | 0 | 0
F1_Commercial_Retail_New_Miscellaneous_Natural Gas_Miscellaneous_E7 | F1 | Commercial | Retail | New | Miscellaneous | Natural Gas | Miscellaneous | E7 | CCE | 0 | 0 | 0 | 0 | 0 | 0 | 0 | 0 | 0 | 0 | 0 | 0 | 0 | 0 | 0 | 0 | 0 | 0 | 0 | 0 | 0 | 0 | 0 | 0 | 0 | 0 | 0 | 0 | 0 | 0
F1_Commercial_Retail_New_Miscellaneous_Natural Gas_Miscellaneous_E8 | F1 | Commercial | Retail | New | Miscellaneous | Natural Gas | Miscellaneous | E8 | CCE | 0 | 0 | 0 | 0 | 0 | 0 | 0 | 0 | 0 | 0 | 0 | 0 | 0 | 0 | 0 | 0 | 0 | 0 | 0 | 0 | 0 | 0 | 0 | 0 | 0 | 0 | 0 | 0 | 0 | 0
F1_Commercial_Retail_New_Miscellaneous_Natural Gas_Miscellaneous_E9 | F1 | Commercial | Retail | New | Miscellaneous | Natural Gas | Miscellaneous | E9 | CCE | 0 | 0 | 0 | 0 | 0 | 0 | 0 | 0 | 0 | 0 | 0 | 0 | 0 | 0 | 0 | 0 | 0 | 0 | 0 | 0 | 0 | 0 | 0 | 0 | 0 | 0 | 0 | 0 | 0 | 0
F1_Commercial_Retail_New_Miscellaneous_Natural Gas_Miscellaneous_E10 | F1 | Commercial | Retail | New | Miscellaneous | Natural Gas | Miscellaneous | E10 | CCE | 0 | 0 | 0 | 0 | 0 | 0 | 0 | 0 | 0 | 0 | 0 | 0 | 0 | 0 | 0 | 0 | 0 | 0 | 0 | 0 | 0 | 0 | 0 | 0 | 0 | 0 | 0 | 0 | 0 | 0
F2_Commercial_Retail_New_Miscellaneous_Natural Gas_Miscellaneous_E1 | F2 | Commercial | Retail | New | Miscellaneous | Natural Gas | Miscellaneous | E1 | TRC BC Ratio | 0.9 | 0.9 | 0.9 | 0.9 | 0.9 | 0.9 | 0.9 | 0.9 | 0.9 | 0.9 | 0.9 | 0.9 | 0.9 | 0.9 | 0.9 | 0.9 | 0.9 | 0.9 | 0.9 | 0.9 | 0.9 | 0.9 | 0 | 0 | 0 | 0 | 0 | 0 | 0 | 0
F2_Commercial_Retail_New_Miscellaneous_Natural Gas_Miscellaneous_E2 | F2 | Commercial | Retail | New | Miscellaneous | Natural Gas | Miscellaneous | E2 | TRC BC Ratio | 0 | 0 | 0 | 0 | 0 | 0 | 0 | 0 | 0 | 0 | 0 | 0 | 0 | 0 | 0 | 0 | 0 | 0 | 0 | 0 | 0 | 0 | 0 | 0 | 0 | 0 | 0 | 0 | 0 | 0
F2_Commercial_Retail_New_Miscellaneous_Natural Gas_Miscellaneous_E3 | F2 | Commercial | Retail | New | Miscellaneous | Natural Gas | Miscellaneous | E3 | TRC BC Ratio | 0 | 0 | 0 | 0 | 0 | 0 | 0 | 0 | 0 | 0 | 0 | 0 | 0 | 0 | 0 | 0 | 0 | 0 | 0 | 0 | 0 | 0 | 0 | 0 | 0 | 0 | 0 | 0 | 0 | 0
F2_Commercial_Retail_New_Miscellaneous_Natural Gas_Miscellaneous_E4 | F2 | Commercial | Retail | New | Miscellaneous | Natural Gas | Miscellaneous | E4 | TRC BC Ratio | 0 | 0 | 0 | 0 | 0 | 0 | 0 | 0 | 0 | 0 | 0 | 0 | 0 | 0 | 0 | 0 | 0 | 0 | 0 | 0 | 0 | 0 | 0 | 0 | 0 | 0 | 0 | 0 | 0 | 0
F2_Commercial_Retail_New_Miscellaneous_Natural Gas_Miscellaneous_E5 | F2 | Commercial | Retail | New | Miscellaneous | Natural Gas | Miscellaneous | E5 | TRC BC Ratio | 0 | 0 | 0 | 0 | 0 | 0 | 0 | 0 | 0 | 0 | 0 | 0 | 0 | 0 | 0 | 0 | 0 | 0 | 0 | 0 | 0 | 0 | 0 | 0 | 0 | 0 | 0 | 0 | 0 | 0
F2_Commercial_Retail_New_Miscellaneous_Natural Gas_Miscellaneous_E6 | F2 | Commercial | Retail | New | Miscellaneous | Natural Gas | Miscellaneous | E6 | TRC BC Ratio | 0 | 0 | 0 | 0 | 0 | 0 | 0 | 0 | 0 | 0 | 0 | 0 | 0 | 0 | 0 | 0 | 0 | 0 | 0 | 0 | 0 | 0 | 0 | 0 | 0 | 0 | 0 | 0 | 0 | 0
F2_Commercial_Retail_New_Miscellaneous_Natural Gas_Miscellaneous_E7 | F2 | Commercial | Retail | New | Miscellaneous | Natural Gas | Miscellaneous | E7 | TRC BC Ratio | 0 | 0 | 0 | 0 | 0 | 0 | 0 | 0 | 0 | 0 | 0 | 0 | 0 | 0 | 0 | 0 | 0 | 0 | 0 | 0 | 0 | 0 | 0 | 0 | 0 | 0 | 0 | 0 | 0 | 0
F2_Commercial_Retail_New_Miscellaneous_Natural Gas_Miscellaneous_E8 | F2 | Commercial | Retail | New | Miscellaneous | Natural Gas | Miscellaneous | E8 | TRC BC Ratio | 0 | 0 | 0 | 0 | 0 | 0 | 0 | 0 | 0 | 0 | 0 | 0 | 0 | 0 | 0 | 0 | 0 | 0 | 0 | 0 | 0 | 0 | 0 | 0 | 0 | 0 | 0 | 0 | 0 | 0
F2_Commercial_Retail_New_Miscellaneous_Natural Gas_Miscellaneous_E9 | F2 | Commercial | Retail | New | Miscellaneous | Natural Gas | Miscellaneous | E9 | TRC BC Ratio | 0 | 0 | 0 | 0 | 0 | 0 | 0 | 0 | 0 | 0 | 0 | 0 | 0 | 0 | 0 | 0 | 0 | 0 | 0 | 0 | 0 | 0 | 0 | 0 | 0 | 0 | 0 | 0 | 0 | 0
F2_Commercial_Retail_New_Miscellaneous_Natural Gas_Miscellaneous_E10 | F2 | Commercial | Retail | New | Miscellaneous | Natural Gas | Miscellaneous | E10 | TRC BC Ratio | 0 | 0 | 0 | 0 | 0 | 0 | 0 | 0 | 0 | 0 | 0 | 0 | 0 | 0 | 0 | 0 | 0 | 0 | 0 | 0 | 0 | 0 | 0 | 0 | 0 | 0 | 0 | 0 | 0 | 0
F3_Commercial_Retail_New_Miscellaneous_Natural Gas_Miscellaneous_E1 | F3 | Commercial | Retail | New | Miscellaneous | Natural Gas | Miscellaneous | E1 | PACT BC Ratio | 0.9 | 0.9 | 0.9 | 0.9 | 0.9 | 0.9 | 0.9 | 0.9 | 0.9 | 0.9 | 0.9 | 0.9 | 0.9 | 0.9 | 0.9 | 0.9 | 0.9 | 0.9 | 0.9 | 0.9 | 0.9 | 0.9 | 0 | 0 | 0 | 0 | 0 | 0 | 0 | 0
F3_Commercial_Retail_New_Miscellaneous_Natural Gas_Miscellaneous_E2 | F3 | Commercial | Retail | New | Miscellaneous | Natural Gas | Miscellaneous | E2 | PACT BC Ratio | 0 | 0 | 0 | 0 | 0 | 0 | 0 | 0 | 0 | 0 | 0 | 0 | 0 | 0 | 0 | 0 | 0 | 0 | 0 | 0 | 0 | 0 | 0 | 0 | 0 | 0 | 0 | 0 | 0 | 0
F3_Commercial_Retail_New_Miscellaneous_Natural Gas_Miscellaneous_E3 | F3 | Commercial | Retail | New | Miscellaneous | Natural Gas | Miscellaneous | E3 | PACT BC Ratio | 0 | 0 | 0 | 0 | 0 | 0 | 0 | 0 | 0 | 0 | 0 | 0 | 0 | 0 | 0 | 0 | 0 | 0 | 0 | 0 | 0 | 0 | 0 | 0 | 0 | 0 | 0 | 0 | 0 | 0
F3_Commercial_Retail_New_Miscellaneous_Natural Gas_Miscellaneous_E4 | F3 | Commercial | Retail | New | Miscellaneous | Natural Gas | Miscellaneous | E4 | PACT BC Ratio | 0 | 0 | 0 | 0 | 0 | 0 | 0 | 0 | 0 | 0 | 0 | 0 | 0 | 0 | 0 | 0 | 0 | 0 | 0 | 0 | 0 | 0 | 0 | 0 | 0 | 0 | 0 | 0 | 0 | 0
F3_Commercial_Retail_New_Miscellaneous_Natural Gas_Miscellaneous_E5 | F3 | Commercial | Retail | New | Miscellaneous | Natural Gas | Miscellaneous | E5 | PACT BC Ratio | 0 | 0 | 0 | 0 | 0 | 0 | 0 | 0 | 0 | 0 | 0 | 0 | 0 | 0 | 0 | 0 | 0 | 0 | 0 | 0 | 0 | 0 | 0 | 0 | 0 | 0 | 0 | 0 | 0 | 0
F3_Commercial_Retail_New_Miscellaneous_Natural Gas_Miscellaneous_E6 | F3 | Commercial | Retail | New | Miscellaneous | Natural Gas | Miscellaneous | E6 | PACT BC Ratio | 0 | 0 | 0 | 0 | 0 | 0 | 0 | 0 | 0 | 0 | 0 | 0 | 0 | 0 | 0 | 0 | 0 | 0 | 0 | 0 | 0 | 0 | 0 | 0 | 0 | 0 | 0 | 0 | 0 | 0
F3_Commercial_Retail_New_Miscellaneous_Natural Gas_Miscellaneous_E7 | F3 | Commercial | Retail | New | Miscellaneous | Natural Gas | Miscellaneous | E7 | PACT BC Ratio | 0 | 0 | 0 | 0 | 0 | 0 | 0 | 0 | 0 | 0 | 0 | 0 | 0 | 0 | 0 | 0 | 0 | 0 | 0 | 0 | 0 | 0 | 0 | 0 | 0 | 0 | 0 | 0 | 0 | 0
F3_Commercial_Retail_New_Miscellaneous_Natural Gas_Miscellaneous_E8 | F3 | Commercial | Retail | New | Miscellaneous | Natural Gas | Miscellaneous | E8 | PACT BC Ratio | 0 | 0 | 0 | 0 | 0 | 0 | 0 | 0 | 0 | 0 | 0 | 0 | 0 | 0 | 0 | 0 | 0 | 0 | 0 | 0 | 0 | 0 | 0 | 0 | 0 | 0 | 0 | 0 | 0 | 0
F3_Commercial_Retail_New_Miscellaneous_Natural Gas_Miscellaneous_E9 | F3 | Commercial | Retail | New | Miscellaneous | Natural Gas | Miscellaneous | E9 | PACT BC Ratio | 0 | 0 | 0 | 0 | 0 | 0 | 0 | 0 | 0 | 0 | 0 | 0 | 0 | 0 | 0 | 0 | 0 | 0 | 0 | 0 | 0 | 0 | 0 | 0 | 0 | 0 | 0 | 0 | 0 | 0
F3_Commercial_Retail_New_Miscellaneous_Natural Gas_Miscellaneous_E10 | F3 | Commercial | Retail | New | Miscellaneous | Natural Gas | Miscellaneous | E10 | PACT BC Ratio | 0 | 0 | 0 | 0 | 0 | 0 | 0 | 0 | 0 | 0 | 0 | 0 | 0 | 0 | 0 | 0 | 0 | 0 | 0 | 0 | 0 | 0 | 0 | 0 | 0 | 0 | 0 | 0 | 0 | 0
F4_Commercial_Retail_New_Miscellaneous_Natural Gas_Miscellaneous_E1 | F4 | Commercial | Retail | New | Miscellaneous | Natural Gas | Miscellaneous | E1 | PCT BC Ratio | 0.9 | 0.9 | 0.9 | 0.9 | 0.9 | 0.9 | 0.9 | 0.9 | 0.9 | 0.9 | 0.9 | 0.9 | 0.9 | 0.9 | 0.9 | 0.9 | 0.9 | 0.9 | 0.9 | 0.9 | 0.9 | 0.9 | 0 | 0 | 0 | 0 | 0 | 0 | 0 | 0
F4_Commercial_Retail_New_Miscellaneous_Natural Gas_Miscellaneous_E2 | F4 | Commercial | Retail | New | Miscellaneous | Natural Gas | Miscellaneous | E2 | PCT BC Ratio | 0 | 0 | 0 | 0 | 0 | 0 | 0 | 0 | 0 | 0 | 0 | 0 | 0 | 0 | 0 | 0 | 0 | 0 | 0 | 0 | 0 | 0 | 0 | 0 | 0 | 0 | 0 | 0 | 0 | 0
F4_Commercial_Retail_New_Miscellaneous_Natural Gas_Miscellaneous_E3 | F4 | Commercial | Retail | New | Miscellaneous | Natural Gas | Miscellaneous | E3 | PCT BC Ratio | 0 | 0 | 0 | 0 | 0 | 0 | 0 | 0 | 0 | 0 | 0 | 0 | 0 | 0 | 0 | 0 | 0 | 0 | 0 | 0 | 0 | 0 | 0 | 0 | 0 | 0 | 0 | 0 | 0 | 0
F4_Commercial_Retail_New_Miscellaneous_Natural Gas_Miscellaneous_E4 | F4 | Commercial | Retail | New | Miscellaneous | Natural Gas | Miscellaneous | E4 | PCT BC Ratio | 0 | 0 | 0 | 0 | 0 | 0 | 0 | 0 | 0 | 0 | 0 | 0 | 0 | 0 | 0 | 0 | 0 | 0 | 0 | 0 | 0 | 0 | 0 | 0 | 0 | 0 | 0 | 0 | 0 | 0
F4_Commercial_Retail_New_Miscellaneous_Natural Gas_Miscellaneous_E5 | F4 | Commercial | Retail | New | Miscellaneous | Natural Gas | Miscellaneous | E5 | PCT BC Ratio | 0 | 0 | 0 | 0 | 0 | 0 | 0 | 0 | 0 | 0 | 0 | 0 | 0 | 0 | 0 | 0 | 0 | 0 | 0 | 0 | 0 | 0 | 0 | 0 | 0 | 0 | 0 | 0 | 0 | 0
F4_Commercial_Retail_New_Miscellaneous_Natural Gas_Miscellaneous_E6 | F4 | Commercial | Retail | New | Miscellaneous | Natural Gas | Miscellaneous | E6 | PCT BC Ratio | 0 | 0 | 0 | 0 | 0 | 0 | 0 | 0 | 0 | 0 | 0 | 0 | 0 | 0 | 0 | 0 | 0 | 0 | 0 | 0 | 0 | 0 | 0 | 0 | 0 | 0 | 0 | 0 | 0 | 0
F4_Commercial_Retail_New_Miscellaneous_Natural Gas_Miscellaneous_E7 | F4 | Commercial | Retail | New | Miscellaneous | Natural Gas | Miscellaneous | E7 | PCT BC Ratio | 0 | 0 | 0 | 0 | 0 | 0 | 0 | 0 | 0 | 0 | 0 | 0 | 0 | 0 | 0 | 0 | 0 | 0 | 0 | 0 | 0 | 0 | 0 | 0 | 0 | 0 | 0 | 0 | 0 | 0
F4_Commercial_Retail_New_Miscellaneous_Natural Gas_Miscellaneous_E8 | F4 | Commercial | Retail | New | Miscellaneous | Natural Gas | Miscellaneous | E8 | PCT BC Ratio | 0 | 0 | 0 | 0 | 0 | 0 | 0 | 0 | 0 | 0 | 0 | 0 | 0 | 0 | 0 | 0 | 0 | 0 | 0 | 0 | 0 | 0 | 0 | 0 | 0 | 0 | 0 | 0 | 0 | 0
F4_Commercial_Retail_New_Miscellaneous_Natural Gas_Miscellaneous_E9 | F4 | Commercial | Retail | New | Miscellaneous | Natural Gas | Miscellaneous | E9 | PCT BC Ratio | 0 | 0 | 0 | 0 | 0 | 0 | 0 | 0 | 0 | 0 | 0 | 0 | 0 | 0 | 0 | 0 | 0 | 0 | 0 | 0 | 0 | 0 | 0 | 0 | 0 | 0 | 0 | 0 | 0 | 0
F4_Commercial_Retail_New_Miscellaneous_Natural Gas_Miscellaneous_E10 | F4 | Commercial | Retail | New | Miscellaneous | Natural Gas | Miscellaneous | E10 | PCT BC Ratio | 0 | 0 | 0 | 0 | 0 | 0 | 0 | 0 | 0 | 0 | 0 | 0 | 0 | 0 | 0 | 0 | 0 | 0 | 0 | 0 | 0 | 0 | 0 | 0 | 0 | 0 | 0 | 0 | 0 | 0
F5_Commercial_Retail_New_Miscellaneous_Natural Gas_Miscellaneous_E1 | F5 | Commercial | Retail | New | Miscellaneous | Natural Gas | Miscellaneous | E1 | RIM BC Ratio | 0.9 | 0.9 | 0.9 | 0.9 | 0.9 | 0.9 | 0.9 | 0.9 | 0.9 | 0.9 | 0.9 | 0.9 | 0.9 | 0.9 | 0.9 | 0.9 | 0.9 | 0.9 | 0.9 | 0.9 | 0.9 | 0.9 | 0 | 0 | 0 | 0 | 0 | 0 | 0 | 0
F5_Commercial_Retail_New_Miscellaneous_Natural Gas_Miscellaneous_E2 | F5 | Commercial | Retail | New | Miscellaneous | Natural Gas | Miscellaneous | E2 | RIM BC Ratio | 0 | 0 | 0 | 0 | 0 | 0 | 0 | 0 | 0 | 0 | 0 | 0 | 0 | 0 | 0 | 0 | 0 | 0 | 0 | 0 | 0 | 0 | 0 | 0 | 0 | 0 | 0 | 0 | 0 | 0
F5_Commercial_Retail_New_Miscellaneous_Natural Gas_Miscellaneous_E3 | F5 | Commercial | Retail | New | Miscellaneous | Natural Gas | Miscellaneous | E3 | RIM BC Ratio | 0 | 0 | 0 | 0 | 0 | 0 | 0 | 0 | 0 | 0 | 0 | 0 | 0 | 0 | 0 | 0 | 0 | 0 | 0 | 0 | 0 | 0 | 0 | 0 | 0 | 0 | 0 | 0 | 0 | 0
F5_Commercial_Retail_New_Miscellaneous_Natural Gas_Miscellaneous_E4 | F5 | Commercial | Retail | New | Miscellaneous | Natural Gas | Miscellaneous | E4 | RIM BC Ratio | 0 | 0 | 0 | 0 | 0 | 0 | 0 | 0 | 0 | 0 | 0 | 0 | 0 | 0 | 0 | 0 | 0 | 0 | 0 | 0 | 0 | 0 | 0 | 0 | 0 | 0 | 0 | 0 | 0 | 0
F5_Commercial_Retail_New_Miscellaneous_Natural Gas_Miscellaneous_E5 | F5 | Commercial | Retail | New | Miscellaneous | Natural Gas | Miscellaneous | E5 | RIM BC Ratio | 0 | 0 | 0 | 0 | 0 | 0 | 0 | 0 | 0 | 0 | 0 | 0 | 0 | 0 | 0 | 0 | 0 | 0 | 0 | 0 | 0 | 0 | 0 | 0 | 0 | 0 | 0 | 0 | 0 | 0
F5_Commercial_Retail_New_Miscellaneous_Natural Gas_Miscellaneous_E6 | F5 | Commercial | Retail | New | Miscellaneous | Natural Gas | Miscellaneous | E6 | RIM BC Ratio | 0 | 0 | 0 | 0 | 0 | 0 | 0 | 0 | 0 | 0 | 0 | 0 | 0 | 0 | 0 | 0 | 0 | 0 | 0 | 0 | 0 | 0 | 0 | 0 | 0 | 0 | 0 | 0 | 0 | 0
F5_Commercial_Retail_New_Miscellaneous_Natural Gas_Miscellaneous_E7 | F5 | Commercial | Retail | New | Miscellaneous | Natural Gas | Miscellaneous | E7 | RIM BC Ratio | 0 | 0 | 0 | 0 | 0 | 0 | 0 | 0 | 0 | 0 | 0 | 0 | 0 | 0 | 0 | 0 | 0 | 0 | 0 | 0 | 0 | 0 | 0 | 0 | 0 | 0 | 0 | 0 | 0 | 0
F5_Commercial_Retail_New_Miscellaneous_Natural Gas_Miscellaneous_E8 | F5 | Commercial | Retail | New | Miscellaneous | Natural Gas | Miscellaneous | E8 | RIM BC Ratio | 0 | 0 | 0 | 0 | 0 | 0 | 0 | 0 | 0 | 0 | 0 | 0 | 0 | 0 | 0 | 0 | 0 | 0 | 0 | 0 | 0 | 0 | 0 | 0 | 0 | 0 | 0 | 0 | 0 | 0
F5_Commercial_Retail_New_Miscellaneous_Natural Gas_Miscellaneous_E9 | F5 | Commercial | Retail | New | Miscellaneous | Natural Gas | Miscellaneous | E9 | RIM BC Ratio | 0 | 0 | 0 | 0 | 0 | 0 | 0 | 0 | 0 | 0 | 0 | 0 | 0 | 0 | 0 | 0 | 0 | 0 | 0 | 0 | 0 | 0 | 0 | 0 | 0 | 0 | 0 | 0 | 0 | 0
F5_Commercial_Retail_New_Miscellaneous_Natural Gas_Miscellaneous_E10 | F5 | Commercial | Retail | New | Miscellaneous | Natural Gas | Miscellaneous | E10 | RIM BC Ratio | 0 | 0 | 0 | 0 | 0 | 0 | 0 | 0 | 0 | 0 | 0 | 0 | 0 | 0 | 0 | 0 | 0 | 0 | 0 | 0 | 0 | 0 | 0 | 0 | 0 | 0 | 0 | 0 | 0 | 0
F0_Commercial_Restaurant_Existing_Space Heating_Natural Gas_Furnace_E0 | F0 | Commercial | Restaurant | Existing | Space Heating | Natural Gas | Furnace | E0 | Economic Unit | AFUE 96% | AFUE 96% | AFUE 96% | AFUE 96% | AFUE 96% | AFUE 96% | AFUE 96% | AFUE 96% | AFUE 96% | AFUE 96% | AFUE 96% | AFUE 96% | AFUE 96% | AFUE 96% | AFUE 96% | AFUE 96% | AFUE 96% | AFUE 96% | AFUE 96% | AFUE 96% | AFUE 96% | AFUE 96% | 0 | 0 | 0 | 0 | 0 | 0 | 0 | 0
F1_Commercial_Restaurant_Existing_Space Heating_Natural Gas_Furnace_E1 | F1 | Commercial | Restaurant | Existing | Space Heating | Natural Gas | Furnace | E1 | CCE | 0 | 0 | 0 | 0 | 0 | 0 | 0 | 0 | 0 | 0 | 0 | 0 | 0 | 0 | 0 | 0 | 0 | 0 | 0 | 0 | 0 | 0 | 0 | 0 | 0 | 0 | 0 | 0 | 0 | 0
F1_Commercial_Restaurant_Existing_Space Heating_Natural Gas_Furnace_E2 | F1 | Commercial | Restaurant | Existing | Space Heating | Natural Gas | Furnace | E2 | CCE | 0.003245 | 0.003245 | 0.0034091 | 0.0033573 | 0.0033069 | 0.003244 | 0.0032352 | 0.0032144 | 0.003195 | 0.0031658 | 0.0031613 | 0.0031468 | 0.0031338 | 0.003109 | 0.0031123 | 0.0031028 | 0.0030935 | 0.003073 | 0.003079 | 0.003073 | 0.0030685 | 0.0030514 | 0 | 0 | 0 | 0 | 0 | 0 | 0 | 0
F1_Commercial_Restaurant_Existing_Space Heating_Natural Gas_Furnace_E3 | F1 | Commercial | Restaurant | Existing | Space Heating | Natural Gas | Furnace | E3 | CCE | 0.004575 | 0.004575 | 0.0048064 | 0.0047333 | 0.0046623 | 0.0045736 | 0.0045611 | 0.0045318 | 0.0045045 | 0.0044634 | 0.004457 | 0.0044365 | 0.0044182 | 0.0043833 | 0.0043879 | 0.0043745 | 0.0043613 | 0.0043325 | 0.004341 | 0.0043325 | 0.0043262 | 0.004302 | 0 | 0 | 0 | 0 | 0 | 0 | 0 | 0
F1_Commercial_Restaurant_Existing_Space Heating_Natural Gas_Furnace_E4 | F1 | Commercial | Restaurant | Existing | Space Heating | Natural Gas | Furnace | E4 | CCE | 0 | 0 | 0 | 0 | 0 | 0 | 0 | 0 | 0 | 0 | 0 | 0 | 0 | 0 | 0 | 0 | 0 | 0 | 0 | 0 | 0 | 0 | 0 | 0 | 0 | 0 | 0 | 0 | 0 | 0
F1_Commercial_Restaurant_Existing_Space Heating_Natural Gas_Furnace_E5 | F1 | Commercial | Restaurant | Existing | Space Heating | Natural Gas | Furnace | E5 | CCE | 0 | 0 | 0 | 0 | 0 | 0 | 0 | 0 | 0 | 0 | 0 | 0 | 0 | 0 | 0 | 0 | 0 | 0 | 0 | 0 | 0 | 0 | 0 | 0 | 0 | 0 | 0 | 0 | 0 | 0
F1_Commercial_Restaurant_Existing_Space Heating_Natural Gas_Furnace_E6 | F1 | Commercial | Restaurant | Existing | Space Heating | Natural Gas | Furnace | E6 | CCE | 0 | 0 | 0 | 0 | 0 | 0 | 0 | 0 | 0 | 0 | 0 | 0 | 0 | 0 | 0 | 0 | 0 | 0 | 0 | 0 | 0 | 0 | 0 | 0 | 0 | 0 | 0 | 0 | 0 | 0
F1_Commercial_Restaurant_Existing_Space Heating_Natural Gas_Furnace_E7 | F1 | Commercial | Restaurant | Existing | Space Heating | Natural Gas | Furnace | E7 | CCE | 0 | 0 | 0 | 0 | 0 | 0 | 0 | 0 | 0 | 0 | 0 | 0 | 0 | 0 | 0 | 0 | 0 | 0 | 0 | 0 | 0 | 0 | 0 | 0 | 0 | 0 | 0 | 0 | 0 | 0
F1_Commercial_Restaurant_Existing_Space Heating_Natural Gas_Furnace_E8 | F1 | Commercial | Restaurant | Existing | Space Heating | Natural Gas | Furnace | E8 | CCE | 0 | 0 | 0 | 0 | 0 | 0 | 0 | 0 | 0 | 0 | 0 | 0 | 0 | 0 | 0 | 0 | 0 | 0 | 0 | 0 | 0 | 0 | 0 | 0 | 0 | 0 | 0 | 0 | 0 | 0
F1_Commercial_Restaurant_Existing_Space Heating_Natural Gas_Furnace_E9 | F1 | Commercial | Restaurant | Existing | Space Heating | Natural Gas | Furnace | E9 | CCE | 0 | 0 | 0 | 0 | 0 | 0 | 0 | 0 | 0 | 0 | 0 | 0 | 0 | 0 | 0 | 0 | 0 | 0 | 0 | 0 | 0 | 0 | 0 | 0 | 0 | 0 | 0 | 0 | 0 | 0
F1_Commercial_Restaurant_Existing_Space Heating_Natural Gas_Furnace_E10 | F1 | Commercial | Restaurant | Existing | Space Heating | Natural Gas | Furnace | E10 | CCE | 0 | 0 | 0 | 0 | 0 | 0 | 0 | 0 | 0 | 0 | 0 | 0 | 0 | 0 | 0 | 0 | 0 | 0 | 0 | 0 | 0 | 0 | 0 | 0 | 0 | 0 | 0 | 0 | 0 | 0
F2_Commercial_Restaurant_Existing_Space Heating_Natural Gas_Furnace_E1 | F2 | Commercial | Restaurant | Existing | Space Heating | Natural Gas | Furnace | E1 | TRC BC Ratio | 0.9 | 0.9 | 0.9 | 0.9 | 0.9 | 0.9 | 0.9 | 0.9 | 0.9 | 0.9 | 0.9 | 0.9 | 0.9 | 0.9 | 0.9 | 0.9 | 0.9 | 0.9 | 0.9 | 0.9 | 0.9 | 0.9 | 0 | 0 | 0 | 0 | 0 | 0 | 0 | 0
F2_Commercial_Restaurant_Existing_Space Heating_Natural Gas_Furnace_E2 | F2 | Commercial | Restaurant | Existing | Space Heating | Natural Gas | Furnace | E2 | TRC BC Ratio | 2.9665 | 3.0017 | 3.0399 | 3.0895 | 3.1483 | 3.2139 | 3.2756 | 3.3327 | 3.3886 | 3.4451 | 3.5039 | 3.5637 | 3.624 | 3.6869 | 3.749 | 3.8124 | 3.8788 | 3.9459 | 4.0141 | 4.083 | 4.1521 | 4.2209 | 0 | 0 | 0 | 0 | 0 | 0 | 0 | 0
F2_Commercial_Restaurant_Existing_Space Heating_Natural Gas_Furnace_E3 | F2 | Commercial | Restaurant | Existing | Space Heating | Natural Gas | Furnace | E3 | TRC BC Ratio | 2.1041 | 2.1291 | 2.1562 | 2.1913 | 2.2331 | 2.2796 | 2.3234 | 2.3638 | 2.4035 | 2.4436 | 2.4853 | 2.5277 | 2.5705 | 2.6151 | 2.6591 | 2.7041 | 2.7512 | 2.7988 | 2.8471 | 2.8961 | 2.945 | 2.9939 | 0 | 0 | 0 | 0 | 0 | 0 | 0 | 0
F2_Commercial_Restaurant_Existing_Space Heating_Natural Gas_Furnace_E4 | F2 | Commercial | Restaurant | Existing | Space Heating | Natural Gas | Furnace | E4 | TRC BC Ratio | 0 | 0 | 0 | 0 | 0 | 0 | 0 | 0 | 0 | 0 | 0 | 0 | 0 | 0 | 0 | 0 | 0 | 0 | 0 | 0 | 0 | 0 | 0 | 0 | 0 | 0 | 0 | 0 | 0 | 0
F2_Commercial_Restaurant_Existing_Space Heating_Natural Gas_Furnace_E5 | F2 | Commercial | Restaurant | Existing | Space Heating | Natural Gas | Furnace | E5 | TRC BC Ratio | 0 | 0 | 0 | 0 | 0 | 0 | 0 | 0 | 0 | 0 | 0 | 0 | 0 | 0 | 0 | 0 | 0 | 0 | 0 | 0 | 0 | 0 | 0 | 0 | 0 | 0 | 0 | 0 | 0 | 0
F2_Commercial_Restaurant_Existing_Space Heating_Natural Gas_Furnace_E6 | F2 | Commercial | Restaurant | Existing | Space Heating | Natural Gas | Furnace | E6 | TRC BC Ratio | 0 | 0 | 0 | 0 | 0 | 0 | 0 | 0 | 0 | 0 | 0 | 0 | 0 | 0 | 0 | 0 | 0 | 0 | 0 | 0 | 0 | 0 | 0 | 0 | 0 | 0 | 0 | 0 | 0 | 0
F2_Commercial_Restaurant_Existing_Space Heating_Natural Gas_Furnace_E7 | F2 | Commercial | Restaurant | Existing | Space Heating | Natural Gas | Furnace | E7 | TRC BC Ratio | 0 | 0 | 0 | 0 | 0 | 0 | 0 | 0 | 0 | 0 | 0 | 0 | 0 | 0 | 0 | 0 | 0 | 0 | 0 | 0 | 0 | 0 | 0 | 0 | 0 | 0 | 0 | 0 | 0 | 0
F2_Commercial_Restaurant_Existing_Space Heating_Natural Gas_Furnace_E8 | F2 | Commercial | Restaurant | Existing | Space Heating | Natural Gas | Furnace | E8 | TRC BC Ratio | 0 | 0 | 0 | 0 | 0 | 0 | 0 | 0 | 0 | 0 | 0 | 0 | 0 | 0 | 0 | 0 | 0 | 0 | 0 | 0 | 0 | 0 | 0 | 0 | 0 | 0 | 0 | 0 | 0 | 0
F2_Commercial_Restaurant_Existing_Space Heating_Natural Gas_Furnace_E9 | F2 | Commercial | Restaurant | Existing | Space Heating | Natural Gas | Furnace | E9 | TRC BC Ratio | 0 | 0 | 0 | 0 | 0 | 0 | 0 | 0 | 0 | 0 | 0 | 0 | 0 | 0 | 0 | 0 | 0 | 0 | 0 | 0 | 0 | 0 | 0 | 0 | 0 | 0 | 0 | 0 | 0 | 0
F2_Commercial_Restaurant_Existing_Space Heating_Natural Gas_Furnace_E10 | F2 | Commercial | Restaurant | Existing | Space Heating | Natural Gas | Furnace | E10 | TRC BC Ratio | 0 | 0 | 0 | 0 | 0 | 0 | 0 | 0 | 0 | 0 | 0 | 0 | 0 | 0 | 0 | 0 | 0 | 0 | 0 | 0 | 0 | 0 | 0 | 0 | 0 | 0 | 0 | 0 | 0 | 0
F3_Commercial_Restaurant_Existing_Space Heating_Natural Gas_Furnace_E1 | F3 | Commercial | Restaurant | Existing | Space Heating | Natural Gas | Furnace | E1 | PACT BC Ratio | 0.9 | 0.9 | 0.9 | 0.9 | 0.9 | 0.9 | 0.9 | 0.9 | 0.9 | 0.9 | 0.9 | 0.9 | 0.9 | 0.9 | 0.9 | 0.9 | 0.9 | 0.9 | 0.9 | 0.9 | 0.9 | 0.9 | 0 | 0 | 0 | 0 | 0 | 0 | 0 | 0
F3_Commercial_Restaurant_Existing_Space Heating_Natural Gas_Furnace_E2 | F3 | Commercial | Restaurant | Existing | Space Heating | Natural Gas | Furnace | E2 | PACT BC Ratio | 8.5603 | 8.6622 | 8.7723 | 8.9154 | 9.0852 | 9.2745 | 9.4524 | 9.6171 | 9.7784 | 9.9417 | 10.1111 | 10.2839 | 10.4579 | 10.6393 | 10.8185 | 11.0016 | 11.193 | 11.3868 | 11.5835 | 11.7824 | 11.9817 | 12.1803 | 0 | 0 | 0 | 0 | 0 | 0 | 0 | 0
F3_Commercial_Restaurant_Existing_Space Heating_Natural Gas_Furnace_E3 | F3 | Commercial | Restaurant | Existing | Space Heating | Natural Gas | Furnace | E3 | PACT BC Ratio | 6.0718 | 6.144 | 6.2222 | 6.3236 | 6.444 | 6.5783 | 6.7045 | 6.8213 | 6.9358 | 7.0515 | 7.1718 | 7.2943 | 7.4177 | 7.5464 | 7.6735 | 7.8034 | 7.9391 | 8.0766 | 8.2161 | 8.3572 | 8.4985 | 8.6394 | 0 | 0 | 0 | 0 | 0 | 0 | 0 | 0
F3_Commercial_Restaurant_Existing_Space Heating_Natural Gas_Furnace_E4 | F3 | Commercial | Restaurant | Existing | Space Heating | Natural Gas | Furnace | E4 | PACT BC Ratio | 0 | 0 | 0 | 0 | 0 | 0 | 0 | 0 | 0 | 0 | 0 | 0 | 0 | 0 | 0 | 0 | 0 | 0 | 0 | 0 | 0 | 0 | 0 | 0 | 0 | 0 | 0 | 0 | 0 | 0
F3_Commercial_Restaurant_Existing_Space Heating_Natural Gas_Furnace_E5 | F3 | Commercial | Restaurant | Existing | Space Heating | Natural Gas | Furnace | E5 | PACT BC Ratio | 0 | 0 | 0 | 0 | 0 | 0 | 0 | 0 | 0 | 0 | 0 | 0 | 0 | 0 | 0 | 0 | 0 | 0 | 0 | 0 | 0 | 0 | 0 | 0 | 0 | 0 | 0 | 0 | 0 | 0
F3_Commercial_Restaurant_Existing_Space Heating_Natural Gas_Furnace_E6 | F3 | Commercial | Restaurant | Existing | Space Heating | Natural Gas | Furnace | E6 | PACT BC Ratio | 0 | 0 | 0 | 0 | 0 | 0 | 0 | 0 | 0 | 0 | 0 | 0 | 0 | 0 | 0 | 0 | 0 | 0 | 0 | 0 | 0 | 0 | 0 | 0 | 0 | 0 | 0 | 0 | 0 | 0
F3_Commercial_Restaurant_Existing_Space Heating_Natural Gas_Furnace_E7 | F3 | Commercial | Restaurant | Existing | Space Heating | Natural Gas | Furnace | E7 | PACT BC Ratio | 0 | 0 | 0 | 0 | 0 | 0 | 0 | 0 | 0 | 0 | 0 | 0 | 0 | 0 | 0 | 0 | 0 | 0 | 0 | 0 | 0 | 0 | 0 | 0 | 0 | 0 | 0 | 0 | 0 | 0
F3_Commercial_Restaurant_Existing_Space Heating_Natural Gas_Furnace_E8 | F3 | Commercial | Restaurant | Existing | Space Heating | Natural Gas | Furnace | E8 | PACT BC Ratio | 0 | 0 | 0 | 0 | 0 | 0 | 0 | 0 | 0 | 0 | 0 | 0 | 0 | 0 | 0 | 0 | 0 | 0 | 0 | 0 | 0 | 0 | 0 | 0 | 0 | 0 | 0 | 0 | 0 | 0
F3_Commercial_Restaurant_Existing_Space Heating_Natural Gas_Furnace_E9 | F3 | Commercial | Restaurant | Existing | Space Heating | Natural Gas | Furnace | E9 | PACT BC Ratio | 0 | 0 | 0 | 0 | 0 | 0 | 0 | 0 | 0 | 0 | 0 | 0 | 0 | 0 | 0 | 0 | 0 | 0 | 0 | 0 | 0 | 0 | 0 | 0 | 0 | 0 | 0 | 0 | 0 | 0
F3_Commercial_Restaurant_Existing_Space Heating_Natural Gas_Furnace_E10 | F3 | Commercial | Restaurant | Existing | Space Heating | Natural Gas | Furnace | E10 | PACT BC Ratio | 0 | 0 | 0 | 0 | 0 | 0 | 0 | 0 | 0 | 0 | 0 | 0 | 0 | 0 | 0 | 0 | 0 | 0 | 0 | 0 | 0 | 0 | 0 | 0 | 0 | 0 | 0 | 0 | 0 | 0
F4_Commercial_Restaurant_Existing_Space Heating_Natural Gas_Furnace_E1 | F4 | Commercial | Restaurant | Existing | Space Heating | Natural Gas | Furnace | E1 | PCT BC Ratio | 0.9 | 0.9 | 0.9 | 0.9 | 0.9 | 0.9 | 0.9 | 0.9 | 0.9 | 0.9 | 0.9 | 0.9 | 0.9 | 0.9 | 0.9 | 0.9 | 0.9 | 0.9 | 0.9 | 0.9 | 0.9 | 0.9 | 0 | 0 | 0 | 0 | 0 | 0 | 0 | 0
F4_Commercial_Restaurant_Existing_Space Heating_Natural Gas_Furnace_E2 | F4 | Commercial | Restaurant | Existing | Space Heating | Natural Gas | Furnace | E2 | PCT BC Ratio | 4.5438 | 4.5955 | 4.6513 | 4.7239 | 4.81 | 4.906 | 4.9963 | 5.0798 | 5.1617 | 5.2445 | 5.3304 | 5.4181 | 5.5063 | 5.5984 | 5.6892 | 5.7821 | 5.8792 | 5.9775 | 6.0773 | 6.1782 | 6.2793 | 6.38 | 0 | 0 | 0 | 0 | 0 | 0 | 0 | 0
F4_Commercial_Restaurant_Existing_Space Heating_Natural Gas_Furnace_E3 | F4 | Commercial | Restaurant | Existing | Space Heating | Natural Gas | Furnace | E3 | PCT BC Ratio | 3.2815 | 3.3181 | 3.3578 | 3.4092 | 3.4703 | 3.5384 | 3.6025 | 3.6617 | 3.7198 | 3.7785 | 3.8395 | 3.9016 | 3.9642 | 4.0295 | 4.0939 | 4.1598 | 4.2287 | 4.2984 | 4.3692 | 4.4408 | 4.5125 | 4.5839 | 0 | 0 | 0 | 0 | 0 | 0 | 0 | 0
F4_Commercial_Restaurant_Existing_Space Heating_Natural Gas_Furnace_E4 | F4 | Commercial | Restaurant | Existing | Space Heating | Natural Gas | Furnace | E4 | PCT BC Ratio | 0 | 0 | 0 | 0 | 0 | 0 | 0 | 0 | 0 | 0 | 0 | 0 | 0 | 0 | 0 | 0 | 0 | 0 | 0 | 0 | 0 | 0 | 0 | 0 | 0 | 0 | 0 | 0 | 0 | 0
F4_Commercial_Restaurant_Existing_Space Heating_Natural Gas_Furnace_E5 | F4 | Commercial | Restaurant | Existing | Space Heating | Natural Gas | Furnace | E5 | PCT BC Ratio | 0 | 0 | 0 | 0 | 0 | 0 | 0 | 0 | 0 | 0 | 0 | 0 | 0 | 0 | 0 | 0 | 0 | 0 | 0 | 0 | 0 | 0 | 0 | 0 | 0 | 0 | 0 | 0 | 0 | 0
F4_Commercial_Restaurant_Existing_Space Heating_Natural Gas_Furnace_E6 | F4 | Commercial | Restaurant | Existing | Space Heating | Natural Gas | Furnace | E6 | PCT BC Ratio | 0 | 0 | 0 | 0 | 0 | 0 | 0 | 0 | 0 | 0 | 0 | 0 | 0 | 0 | 0 | 0 | 0 | 0 | 0 | 0 | 0 | 0 | 0 | 0 | 0 | 0 | 0 | 0 | 0 | 0
F4_Commercial_Restaurant_Existing_Space Heating_Natural Gas_Furnace_E7 | F4 | Commercial | Restaurant | Existing | Space Heating | Natural Gas | Furnace | E7 | PCT BC Ratio | 0 | 0 | 0 | 0 | 0 | 0 | 0 | 0 | 0 | 0 | 0 | 0 | 0 | 0 | 0 | 0 | 0 | 0 | 0 | 0 | 0 | 0 | 0 | 0 | 0 | 0 | 0 | 0 | 0 | 0
F4_Commercial_Restaurant_Existing_Space Heating_Natural Gas_Furnace_E8 | F4 | Commercial | Restaurant | Existing | Space Heating | Natural Gas | Furnace | E8 | PCT BC Ratio | 0 | 0 | 0 | 0 | 0 | 0 | 0 | 0 | 0 | 0 | 0 | 0 | 0 | 0 | 0 | 0 | 0 | 0 | 0 | 0 | 0 | 0 | 0 | 0 | 0 | 0 | 0 | 0 | 0 | 0
F4_Commercial_Restaurant_Existing_Space Heating_Natural Gas_Furnace_E9 | F4 | Commercial | Restaurant | Existing | Space Heating | Natural Gas | Furnace | E9 | PCT BC Ratio | 0 | 0 | 0 | 0 | 0 | 0 | 0 | 0 | 0 | 0 | 0 | 0 | 0 | 0 | 0 | 0 | 0 | 0 | 0 | 0 | 0 | 0 | 0 | 0 | 0 | 0 | 0 | 0 | 0 | 0
F4_Commercial_Restaurant_Existing_Space Heating_Natural Gas_Furnace_E10 | F4 | Commercial | Restaurant | Existing | Space Heating | Natural Gas | Furnace | E10 | PCT BC Ratio | 0 | 0 | 0 | 0 | 0 | 0 | 0 | 0 | 0 | 0 | 0 | 0 | 0 | 0 | 0 | 0 | 0 | 0 | 0 | 0 | 0 | 0 | 0 | 0 | 0 | 0 | 0 | 0 | 0 | 0
F5_Commercial_Restaurant_Existing_Space Heating_Natural Gas_Furnace_E1 | F5 | Commercial | Restaurant | Existing | Space Heating | Natural Gas | Furnace | E1 | RIM BC Ratio | 0.9 | 0.9 | 0.9 | 0.9 | 0.9 | 0.9 | 0.9 | 0.9 | 0.9 | 0.9 | 0.9 | 0.9 | 0.9 | 0.9 | 0.9 | 0.9 | 0.9 | 0.9 | 0.9 | 0.9 | 0.9 | 0.9 | 0 | 0 | 0 | 0 | 0 | 0 | 0 | 0
F5_Commercial_Restaurant_Existing_Space Heating_Natural Gas_Furnace_E2 | F5 | Commercial | Restaurant | Existing | Space Heating | Natural Gas | Furnace | E2 | RIM BC Ratio | 0.76052 | 0.76132 | 0.76216 | 0.76322 | 0.76445 | 0.76576 | 0.76695 | 0.76802 | 0.76903 | 0.77003 | 0.77103 | 0.77202 | 0.77298 | 0.77396 | 0.77489 | 0.77582 | 0.77676 | 0.77767 | 0.77858 | 0.77946 | 0.78032 | 0.78115 | 0 | 0 | 0 | 0 | 0 | 0 | 0 | 0
F5_Commercial_Restaurant_Existing_Space Heating_Natural Gas_Furnace_E3 | F5 | Commercial | Restaurant | Existing | Space Heating | Natural Gas | Furnace | E3 | RIM BC Ratio | 0.7338 | 0.73485 | 0.73595 | 0.73735 | 0.73896 | 0.7407 | 0.74227 | 0.74368 | 0.74502 | 0.74634 | 0.74766 | 0.74898 | 0.75026 | 0.75155 | 0.75279 | 0.75403 | 0.75527 | 0.7565 | 0.7577 | 0.75889 | 0.76003 | 0.76114 | 0 | 0 | 0 | 0 | 0 | 0 | 0 | 0
F5_Commercial_Restaurant_Existing_Space Heating_Natural Gas_Furnace_E4 | F5 | Commercial | Restaurant | Existing | Space Heating | Natural Gas | Furnace | E4 | RIM BC Ratio | 0 | 0 | 0 | 0 | 0 | 0 | 0 | 0 | 0 | 0 | 0 | 0 | 0 | 0 | 0 | 0 | 0 | 0 | 0 | 0 | 0 | 0 | 0 | 0 | 0 | 0 | 0 | 0 | 0 | 0
F5_Commercial_Restaurant_Existing_Space Heating_Natural Gas_Furnace_E5 | F5 | Commercial | Restaurant | Existing | Space Heating | Natural Gas | Furnace | E5 | RIM BC Ratio | 0 | 0 | 0 | 0 | 0 | 0 | 0 | 0 | 0 | 0 | 0 | 0 | 0 | 0 | 0 | 0 | 0 | 0 | 0 | 0 | 0 | 0 | 0 | 0 | 0 | 0 | 0 | 0 | 0 | 0
F5_Commercial_Restaurant_Existing_Space Heating_Natural Gas_Furnace_E6 | F5 | Commercial | Restaurant | Existing | Space Heating | Natural Gas | Furnace | E6 | RIM BC Ratio | 0 | 0 | 0 | 0 | 0 | 0 | 0 | 0 | 0 | 0 | 0 | 0 | 0 | 0 | 0 | 0 | 0 | 0 | 0 | 0 | 0 | 0 | 0 | 0 | 0 | 0 | 0 | 0 | 0 | 0
F5_Commercial_Restaurant_Existing_Space Heating_Natural Gas_Furnace_E7 | F5 | Commercial | Restaurant | Existing | Space Heating | Natural Gas | Furnace | E7 | RIM BC Ratio | 0 | 0 | 0 | 0 | 0 | 0 | 0 | 0 | 0 | 0 | 0 | 0 | 0 | 0 | 0 | 0 | 0 | 0 | 0 | 0 | 0 | 0 | 0 | 0 | 0 | 0 | 0 | 0 | 0 | 0
F5_Commercial_Restaurant_Existing_Space Heating_Natural Gas_Furnace_E8 | F5 | Commercial | Restaurant | Existing | Space Heating | Natural Gas | Furnace | E8 | RIM BC Ratio | 0 | 0 | 0 | 0 | 0 | 0 | 0 | 0 | 0 | 0 | 0 | 0 | 0 | 0 | 0 | 0 | 0 | 0 | 0 | 0 | 0 | 0 | 0 | 0 | 0 | 0 | 0 | 0 | 0 | 0
F5_Commercial_Restaurant_Existing_Space Heating_Natural Gas_Furnace_E9 | F5 | Commercial | Restaurant | Existing | Space Heating | Natural Gas | Furnace | E9 | RIM BC Ratio | 0 | 0 | 0 | 0 | 0 | 0 | 0 | 0 | 0 | 0 | 0 | 0 | 0 | 0 | 0 | 0 | 0 | 0 | 0 | 0 | 0 | 0 | 0 | 0 | 0 | 0 | 0 | 0 | 0 | 0
F5_Commercial_Restaurant_Existing_Space Heating_Natural Gas_Furnace_E10 | F5 | Commercial | Restaurant | Existing | Space Heating | Natural Gas | Furnace | E10 | RIM BC Ratio | 0 | 0 | 0 | 0 | 0 | 0 | 0 | 0 | 0 | 0 | 0 | 0 | 0 | 0 | 0 | 0 | 0 | 0 | 0 | 0 | 0 | 0 | 0 | 0 | 0 | 0 | 0 | 0 | 0 | 0
F0_Commercial_Restaurant_Existing_Space Heating_Natural Gas_Boiler_E0 | F0 | Commercial | Restaurant | Existing | Space Heating | Natural Gas | Boiler | E0 | Economic Unit | AFUE 97% | AFUE 97% | AFUE 97% | AFUE 97% | AFUE 97% | AFUE 97% | AFUE 97% | AFUE 97% | AFUE 97% | AFUE 97% | AFUE 97% | AFUE 97% | AFUE 97% | AFUE 97% | AFUE 97% | AFUE 97% | AFUE 97% | AFUE 97% | AFUE 97% | AFUE 97% | AFUE 97% | AFUE 97% | 0 | 0 | 0 | 0 | 0 | 0 | 0 | 0
F1_Commercial_Restaurant_Existing_Space Heating_Natural Gas_Boiler_E1 | F1 | Commercial | Restaurant | Existing | Space Heating | Natural Gas | Boiler | E1 | CCE | 0 | 0 | 0 | 0 | 0 | 0 | 0 | 0 | 0 | 0 | 0 | 0 | 0 | 0 | 0 | 0 | 0 | 0 | 0 | 0 | 0 | 0 | 0 | 0 | 0 | 0 | 0 | 0 | 0 | 0
F1_Commercial_Restaurant_Existing_Space Heating_Natural Gas_Boiler_E2 | F1 | Commercial | Restaurant | Existing | Space Heating | Natural Gas | Boiler | E2 | CCE | 0.0067623 | 0.0067623 | 0.0071042 | 0.0069962 | 0.0068913 | 0.0067602 | 0.0067417 | 0.0066984 | 0.006658 | 0.0065972 | 0.0065878 | 0.0065575 | 0.0065305 | 0.0064788 | 0.0064857 | 0.0064658 | 0.0064464 | 0.0064038 | 0.0064164 | 0.0064039 | 0.0063945 | 0.0063587 | 0 | 0 | 0 | 0 | 0 | 0 | 0 | 0
F1_Commercial_Restaurant_Existing_Space Heating_Natural Gas_Boiler_E3 | F1 | Commercial | Restaurant | Existing | Space Heating | Natural Gas | Boiler | E3 | CCE | 0.006828 | 0.006828 | 0.0071733 | 0.0070643 | 0.0069583 | 0.0068259 | 0.0068073 | 0.0067635 | 0.0067228 | 0.0066614 | 0.0066519 | 0.0066212 | 0.006594 | 0.0065418 | 0.0065487 | 0.0065287 | 0.0065091 | 0.0064661 | 0.0064788 | 0.0064661 | 0.0064566 | 0.0064206 | 0 | 0 | 0 | 0 | 0 | 0 | 0 | 0
F1_Commercial_Restaurant_Existing_Space Heating_Natural Gas_Boiler_E4 | F1 | Commercial | Restaurant | Existing | Space Heating | Natural Gas | Boiler | E4 | CCE | 0.046728 | 0.046728 | 0.049091 | 0.048345 | 0.04762 | 0.046714 | 0.046586 | 0.046287 | 0.046008 | 0.045588 | 0.045523 | 0.045313 | 0.045127 | 0.04477 | 0.044817 | 0.04468 | 0.044546 | 0.044251 | 0.044338 | 0.044252 | 0.044187 | 0.04394 | 0 | 0 | 0 | 0 | 0 | 0 | 0 | 0
F1_Commercial_Restaurant_Existing_Space Heating_Natural Gas_Boiler_E5 | F1 | Commercial | Restaurant | Existing | Space Heating | Natural Gas | Boiler | E5 | CCE | 0 | 0 | 0 | 0 | 0 | 0 | 0 | 0 | 0 | 0 | 0 | 0 | 0 | 0 | 0 | 0 | 0 | 0 | 0 | 0 | 0 | 0 | 0 | 0 | 0 | 0 | 0 | 0 | 0 | 0
F1_Commercial_Restaurant_Existing_Space Heating_Natural Gas_Boiler_E6 | F1 | Commercial | Restaurant | Existing | Space Heating | Natural Gas | Boiler | E6 | CCE | 0 | 0 | 0 | 0 | 0 | 0 | 0 | 0 | 0 | 0 | 0 | 0 | 0 | 0 | 0 | 0 | 0 | 0 | 0 | 0 | 0 | 0 | 0 | 0 | 0 | 0 | 0 | 0 | 0 | 0
F1_Commercial_Restaurant_Existing_Space Heating_Natural Gas_Boiler_E7 | F1 | Commercial | Restaurant | Existing | Space Heating | Natural Gas | Boiler | E7 | CCE | 0 | 0 | 0 | 0 | 0 | 0 | 0 | 0 | 0 | 0 | 0 | 0 | 0 | 0 | 0 | 0 | 0 | 0 | 0 | 0 | 0 | 0 | 0 | 0 | 0 | 0 | 0 | 0 | 0 | 0
F1_Commercial_Restaurant_Existing_Space Heating_Natural Gas_Boiler_E8 | F1 | Commercial | Restaurant | Existing | Space Heating | Natural Gas | Boiler | E8 | CCE | 0 | 0 | 0 | 0 | 0 | 0 | 0 | 0 | 0 | 0 | 0 | 0 | 0 | 0 | 0 | 0 | 0 | 0 | 0 | 0 | 0 | 0 | 0 | 0 | 0 | 0 | 0 | 0 | 0 | 0
F1_Commercial_Restaurant_Existing_Space Heating_Natural Gas_Boiler_E9 | F1 | Commercial | Restaurant | Existing | Space Heating | Natural Gas | Boiler | E9 | CCE | 0 | 0 | 0 | 0 | 0 | 0 | 0 | 0 | 0 | 0 | 0 | 0 | 0 | 0 | 0 | 0 | 0 | 0 | 0 | 0 | 0 | 0 | 0 | 0 | 0 | 0 | 0 | 0 | 0 | 0
F1_Commercial_Restaurant_Existing_Space Heating_Natural Gas_Boiler_E10 | F1 | Commercial | Restaurant | Existing | Space Heating | Natural Gas | Boiler | E10 | CCE | 0 | 0 | 0 | 0 | 0 | 0 | 0 | 0 | 0 | 0 | 0 | 0 | 0 | 0 | 0 | 0 | 0 | 0 | 0 | 0 | 0 | 0 | 0 | 0 | 0 | 0 | 0 | 0 | 0 | 0
F2_Commercial_Restaurant_Existing_Space Heating_Natural Gas_Boiler_E1 | F2 | Commercial | Restaurant | Existing | Space Heating | Natural Gas | Boiler | E1 | TRC BC Ratio | 0.9 | 0.9 | 0.9 | 0.9 | 0.9 | 0.9 | 0.9 | 0.9 | 0.9 | 0.9 | 0.9 | 0.9 | 0.9 | 0.9 | 0.9 | 0.9 | 0.9 | 0.9 | 0.9 | 0.9 | 0.9 | 0.9 | 0 | 0 | 0 | 0 | 0 | 0 | 0 | 0
F2_Commercial_Restaurant_Existing_Space Heating_Natural Gas_Boiler_E2 | F2 | Commercial | Restaurant | Existing | Space Heating | Natural Gas | Boiler | E2 | TRC BC Ratio | 1.4447 | 1.4621 | 1.4807 | 1.5045 | 1.5327 | 1.5643 | 1.5944 | 1.6224 | 1.65 | 1.6779 | 1.7068 | 1.7363 | 1.7661 | 1.797 | 1.8277 | 1.859 | 1.8917 | 1.9248 | 1.9584 | 1.9923 | 2.0261 | 2.0598 | 0 | 0 | 0 | 0 | 0 | 0 | 0 | 0
F2_Commercial_Restaurant_Existing_Space Heating_Natural Gas_Boiler_E3 | F2 | Commercial | Restaurant | Existing | Space Heating | Natural Gas | Boiler | E3 | TRC BC Ratio | 1.4308 | 1.448 | 1.4665 | 1.49 | 1.5179 | 1.5492 | 1.579 | 1.6068 | 1.6341 | 1.6617 | 1.6904 | 1.7196 | 1.7491 | 1.7797 | 1.8101 | 1.8411 | 1.8734 | 1.9062 | 1.9395 | 1.9731 | 2.0066 | 2.04 | 0 | 0 | 0 | 0 | 0 | 0 | 0 | 0
F2_Commercial_Restaurant_Existing_Space Heating_Natural Gas_Boiler_E4 | F2 | Commercial | Restaurant | Existing | Space Heating | Natural Gas | Boiler | E4 | TRC BC Ratio | 0.22878 | 0.23197 | 0.23517 | 0.23871 | 0.24262 | 0.24685 | 0.25111 | 0.25536 | 0.2597 | 0.26419 | 0.26887 | 0.27375 | 0.27881 | 0.28412 | 0.28949 | 0.29496 | 0.30058 | 0.30631 | 0.31214 | 0.31803 | 0.32394 | 0.32981 | 0 | 0 | 0 | 0 | 0 | 0 | 0 | 0
F2_Commercial_Restaurant_Existing_Space Heating_Natural Gas_Boiler_E5 | F2 | Commercial | Restaurant | Existing | Space Heating | Natural Gas | Boiler | E5 | TRC BC Ratio | 0 | 0 | 0 | 0 | 0 | 0 | 0 | 0 | 0 | 0 | 0 | 0 | 0 | 0 | 0 | 0 | 0 | 0 | 0 | 0 | 0 | 0 | 0 | 0 | 0 | 0 | 0 | 0 | 0 | 0
F2_Commercial_Restaurant_Existing_Space Heating_Natural Gas_Boiler_E6 | F2 | Commercial | Restaurant | Existing | Space Heating | Natural Gas | Boiler | E6 | TRC BC Ratio | 0 | 0 | 0 | 0 | 0 | 0 | 0 | 0 | 0 | 0 | 0 | 0 | 0 | 0 | 0 | 0 | 0 | 0 | 0 | 0 | 0 | 0 | 0 | 0 | 0 | 0 | 0 | 0 | 0 | 0
F2_Commercial_Restaurant_Existing_Space Heating_Natural Gas_Boiler_E7 | F2 | Commercial | Restaurant | Existing | Space Heating | Natural Gas | Boiler | E7 | TRC BC Ratio | 0 | 0 | 0 | 0 | 0 | 0 | 0 | 0 | 0 | 0 | 0 | 0 | 0 | 0 | 0 | 0 | 0 | 0 | 0 | 0 | 0 | 0 | 0 | 0 | 0 | 0 | 0 | 0 | 0 | 0
F2_Commercial_Restaurant_Existing_Space Heating_Natural Gas_Boiler_E8 | F2 | Commercial | Restaurant | Existing | Space Heating | Natural Gas | Boiler | E8 | TRC BC Ratio | 0 | 0 | 0 | 0 | 0 | 0 | 0 | 0 | 0 | 0 | 0 | 0 | 0 | 0 | 0 | 0 | 0 | 0 | 0 | 0 | 0 | 0 | 0 | 0 | 0 | 0 | 0 | 0 | 0 | 0
F2_Commercial_Restaurant_Existing_Space Heating_Natural Gas_Boiler_E9 | F2 | Commercial | Restaurant | Existing | Space Heating | Natural Gas | Boiler | E9 | TRC BC Ratio | 0 | 0 | 0 | 0 | 0 | 0 | 0 | 0 | 0 | 0 | 0 | 0 | 0 | 0 | 0 | 0 | 0 | 0 | 0 | 0 | 0 | 0 | 0 | 0 | 0 | 0 | 0 | 0 | 0 | 0
F2_Commercial_Restaurant_Existing_Space Heating_Natural Gas_Boiler_E10 | F2 | Commercial | Restaurant | Existing | Space Heating | Natural Gas | Boiler | E10 | TRC BC Ratio | 0 | 0 | 0 | 0 | 0 | 0 | 0 | 0 | 0 | 0 | 0 | 0 | 0 | 0 | 0 | 0 | 0 | 0 | 0 | 0 | 0 | 0 | 0 | 0 | 0 | 0 | 0 | 0 | 0 | 0
F3_Commercial_Restaurant_Existing_Space Heating_Natural Gas_Boiler_E1 | F3 | Commercial | Restaurant | Existing | Space Heating | Natural Gas | Boiler | E1 | PACT BC Ratio | 0.9 | 0.9 | 0.9 | 0.9 | 0.9 | 0.9 | 0.9 | 0.9 | 0.9 | 0.9 | 0.9 | 0.9 | 0.9 | 0.9 | 0.9 | 0.9 | 0.9 | 0.9 | 0.9 | 0.9 | 0.9 | 0.9 | 0 | 0 | 0 | 0 | 0 | 0 | 0 | 0
F3_Commercial_Restaurant_Existing_Space Heating_Natural Gas_Boiler_E2 | F3 | Commercial | Restaurant | Existing | Space Heating | Natural Gas | Boiler | E2 | PACT BC Ratio | 1.4877 | 1.5056 | 1.5248 | 1.5493 | 1.5783 | 1.6108 | 1.6418 | 1.6707 | 1.6991 | 1.7278 | 1.7576 | 1.788 | 1.8186 | 1.8505 | 1.8821 | 1.9143 | 1.948 | 1.982 | 2.0166 | 2.0516 | 2.0864 | 2.1211 | 0 | 0 | 0 | 0 | 0 | 0 | 0 | 0
F3_Commercial_Restaurant_Existing_Space Heating_Natural Gas_Boiler_E3 | F3 | Commercial | Restaurant | Existing | Space Heating | Natural Gas | Boiler | E3 | PACT BC Ratio | 1.4734 | 1.4911 | 1.5101 | 1.5343 | 1.5631 | 1.5953 | 1.626 | 1.6546 | 1.6827 | 1.7112 | 1.7407 | 1.7708 | 1.8011 | 1.8327 | 1.8639 | 1.8959 | 1.9292 | 1.963 | 1.9972 | 2.0318 | 2.0663 | 2.1007 | 0 | 0 | 0 | 0 | 0 | 0 | 0 | 0
F3_Commercial_Restaurant_Existing_Space Heating_Natural Gas_Boiler_E4 | F3 | Commercial | Restaurant | Existing | Space Heating | Natural Gas | Boiler | E4 | PACT BC Ratio | 0.23558 | 0.23887 | 0.24217 | 0.24582 | 0.24984 | 0.2542 | 0.25858 | 0.26296 | 0.26743 | 0.27205 | 0.27688 | 0.2819 | 0.28711 | 0.29258 | 0.2981 | 0.30374 | 0.30953 | 0.31543 | 0.32143 | 0.3275 | 0.33358 | 0.33962 | 0 | 0 | 0 | 0 | 0 | 0 | 0 | 0
F3_Commercial_Restaurant_Existing_Space Heating_Natural Gas_Boiler_E5 | F3 | Commercial | Restaurant | Existing | Space Heating | Natural Gas | Boiler | E5 | PACT BC Ratio | 0 | 0 | 0 | 0 | 0 | 0 | 0 | 0 | 0 | 0 | 0 | 0 | 0 | 0 | 0 | 0 | 0 | 0 | 0 | 0 | 0 | 0 | 0 | 0 | 0 | 0 | 0 | 0 | 0 | 0
F3_Commercial_Restaurant_Existing_Space Heating_Natural Gas_Boiler_E6 | F3 | Commercial | Restaurant | Existing | Space Heating | Natural Gas | Boiler | E6 | PACT BC Ratio | 0 | 0 | 0 | 0 | 0 | 0 | 0 | 0 | 0 | 0 | 0 | 0 | 0 | 0 | 0 | 0 | 0 | 0 | 0 | 0 | 0 | 0 | 0 | 0 | 0 | 0 | 0 | 0 | 0 | 0
F3_Commercial_Restaurant_Existing_Space Heating_Natural Gas_Boiler_E7 | F3 | Commercial | Restaurant | Existing | Space Heating | Natural Gas | Boiler | E7 | PACT BC Ratio | 0 | 0 | 0 | 0 | 0 | 0 | 0 | 0 | 0 | 0 | 0 | 0 | 0 | 0 | 0 | 0 | 0 | 0 | 0 | 0 | 0 | 0 | 0 | 0 | 0 | 0 | 0 | 0 | 0 | 0
F3_Commercial_Restaurant_Existing_Space Heating_Natural Gas_Boiler_E8 | F3 | Commercial | Restaurant | Existing | Space Heating | Natural Gas | Boiler | E8 | PACT BC Ratio | 0 | 0 | 0 | 0 | 0 | 0 | 0 | 0 | 0 | 0 | 0 | 0 | 0 | 0 | 0 | 0 | 0 | 0 | 0 | 0 | 0 | 0 | 0 | 0 | 0 | 0 | 0 | 0 | 0 | 0
F3_Commercial_Restaurant_Existing_Space Heating_Natural Gas_Boiler_E9 | F3 | Commercial | Restaurant | Existing | Space Heating | Natural Gas | Boiler | E9 | PACT BC Ratio | 0 | 0 | 0 | 0 | 0 | 0 | 0 | 0 | 0 | 0 | 0 | 0 | 0 | 0 | 0 | 0 | 0 | 0 | 0 | 0 | 0 | 0 | 0 | 0 | 0 | 0 | 0 | 0 | 0 | 0
F3_Commercial_Restaurant_Existing_Space Heating_Natural Gas_Boiler_E10 | F3 | Commercial | Restaurant | Existing | Space Heating | Natural Gas | Boiler | E10 | PACT BC Ratio | 0 | 0 | 0 | 0 | 0 | 0 | 0 | 0 | 0 | 0 | 0 | 0 | 0 | 0 | 0 | 0 | 0 | 0 | 0 | 0 | 0 | 0 | 0 | 0 | 0 | 0 | 0 | 0 | 0 | 0
F4_Commercial_Restaurant_Existing_Space Heating_Natural Gas_Boiler_E1 | F4 | Commercial | Restaurant | Existing | Space Heating | Natural Gas | Boiler | E1 | PCT BC Ratio | 0.9 | 0.9 | 0.9 | 0.9 | 0.9 | 0.9 | 0.9 | 0.9 | 0.9 | 0.9 | 0.9 | 0.9 | 0.9 | 0.9 | 0.9 | 0.9 | 0.9 | 0.9 | 0.9 | 0.9 | 0.9 | 0.9 | 0 | 0 | 0 | 0 | 0 | 0 | 0 | 0
F4_Commercial_Restaurant_Existing_Space Heating_Natural Gas_Boiler_E2 | F4 | Commercial | Restaurant | Existing | Space Heating | Natural Gas | Boiler | E2 | PCT BC Ratio | 4.464 | 4.5064 | 4.5518 | 4.6097 | 4.6785 | 4.7555 | 4.8289 | 4.8973 | 4.9645 | 5.0326 | 5.1032 | 5.1751 | 5.2476 | 5.3231 | 5.3978 | 5.4742 | 5.5538 | 5.6345 | 5.7165 | 5.7991 | 5.8817 | 5.9638 | 0 | 0 | 0 | 0 | 0 | 0 | 0 | 0
F4_Commercial_Restaurant_Existing_Space Heating_Natural Gas_Boiler_E3 | F4 | Commercial | Restaurant | Existing | Space Heating | Natural Gas | Boiler | E3 | PCT BC Ratio | 4.43 | 4.472 | 4.5171 | 4.5744 | 4.6425 | 4.7188 | 4.7915 | 4.8592 | 4.9258 | 4.9932 | 5.0631 | 5.1343 | 5.2061 | 5.2809 | 5.3549 | 5.4305 | 5.5094 | 5.5893 | 5.6705 | 5.7523 | 5.8341 | 5.9154 | 0 | 0 | 0 | 0 | 0 | 0 | 0 | 0
F4_Commercial_Restaurant_Existing_Space Heating_Natural Gas_Boiler_E4 | F4 | Commercial | Restaurant | Existing | Space Heating | Natural Gas | Boiler | E4 | PCT BC Ratio | 1.499 | 1.5068 | 1.5146 | 1.5233 | 1.5328 | 1.5431 | 1.5535 | 1.5638 | 1.5744 | 1.5854 | 1.5968 | 1.6087 | 1.621 | 1.634 | 1.6471 | 1.6604 | 1.6741 | 1.6881 | 1.7023 | 1.7167 | 1.7311 | 1.7454 | 0 | 0 | 0 | 0 | 0 | 0 | 0 | 0
F4_Commercial_Restaurant_Existing_Space Heating_Natural Gas_Boiler_E5 | F4 | Commercial | Restaurant | Existing | Space Heating | Natural Gas | Boiler | E5 | PCT BC Ratio | 0 | 0 | 0 | 0 | 0 | 0 | 0 | 0 | 0 | 0 | 0 | 0 | 0 | 0 | 0 | 0 | 0 | 0 | 0 | 0 | 0 | 0 | 0 | 0 | 0 | 0 | 0 | 0 | 0 | 0
F4_Commercial_Restaurant_Existing_Space Heating_Natural Gas_Boiler_E6 | F4 | Commercial | Restaurant | Existing | Space Heating | Natural Gas | Boiler | E6 | PCT BC Ratio | 0 | 0 | 0 | 0 | 0 | 0 | 0 | 0 | 0 | 0 | 0 | 0 | 0 | 0 | 0 | 0 | 0 | 0 | 0 | 0 | 0 | 0 | 0 | 0 | 0 | 0 | 0 | 0 | 0 | 0
F4_Commercial_Restaurant_Existing_Space Heating_Natural Gas_Boiler_E7 | F4 | Commercial | Restaurant | Existing | Space Heating | Natural Gas | Boiler | E7 | PCT BC Ratio | 0 | 0 | 0 | 0 | 0 | 0 | 0 | 0 | 0 | 0 | 0 | 0 | 0 | 0 | 0 | 0 | 0 | 0 | 0 | 0 | 0 | 0 | 0 | 0 | 0 | 0 | 0 | 0 | 0 | 0
F4_Commercial_Restaurant_Existing_Space Heating_Natural Gas_Boiler_E8 | F4 | Commercial | Restaurant | Existing | Space Heating | Natural Gas | Boiler | E8 | PCT BC Ratio | 0 | 0 | 0 | 0 | 0 | 0 | 0 | 0 | 0 | 0 | 0 | 0 | 0 | 0 | 0 | 0 | 0 | 0 | 0 | 0 | 0 | 0 | 0 | 0 | 0 | 0 | 0 | 0 | 0 | 0
F4_Commercial_Restaurant_Existing_Space Heating_Natural Gas_Boiler_E9 | F4 | Commercial | Restaurant | Existing | Space Heating | Natural Gas | Boiler | E9 | PCT BC Ratio | 0 | 0 | 0 | 0 | 0 | 0 | 0 | 0 | 0 | 0 | 0 | 0 | 0 | 0 | 0 | 0 | 0 | 0 | 0 | 0 | 0 | 0 | 0 | 0 | 0 | 0 | 0 | 0 | 0 | 0
F4_Commercial_Restaurant_Existing_Space Heating_Natural Gas_Boiler_E10 | F4 | Commercial | Restaurant | Existing | Space Heating | Natural Gas | Boiler | E10 | PCT BC Ratio | 0 | 0 | 0 | 0 | 0 | 0 | 0 | 0 | 0 | 0 | 0 | 0 | 0 | 0 | 0 | 0 | 0 | 0 | 0 | 0 | 0 | 0 | 0 | 0 | 0 | 0 | 0 | 0 | 0 | 0
F5_Commercial_Restaurant_Existing_Space Heating_Natural Gas_Boiler_E1 | F5 | Commercial | Restaurant | Existing | Space Heating | Natural Gas | Boiler | E1 | RIM BC Ratio | 0.9 | 0.9 | 0.9 | 0.9 | 0.9 | 0.9 | 0.9 | 0.9 | 0.9 | 0.9 | 0.9 | 0.9 | 0.9 | 0.9 | 0.9 | 0.9 | 0.9 | 0.9 | 0.9 | 0.9 | 0.9 | 0.9 | 0 | 0 | 0 | 0 | 0 | 0 | 0 | 0
F5_Commercial_Restaurant_Existing_Space Heating_Natural Gas_Boiler_E2 | F5 | Commercial | Restaurant | Existing | Space Heating | Natural Gas | Boiler | E2 | RIM BC Ratio | 0.53469 | 0.53699 | 0.53941 | 0.54244 | 0.54596 | 0.54979 | 0.55336 | 0.5566 | 0.55972 | 0.5628 | 0.56593 | 0.56904 | 0.57211 | 0.57522 | 0.57824 | 0.58125 | 0.58431 | 0.58734 | 0.59034 | 0.5933 | 0.59618 | 0.59897 | 0 | 0 | 0 | 0 | 0 | 0 | 0 | 0
F5_Commercial_Restaurant_Existing_Space Heating_Natural Gas_Boiler_E3 | F5 | Commercial | Restaurant | Existing | Space Heating | Natural Gas | Boiler | E3 | RIM BC Ratio | 0.53283 | 0.53513 | 0.53756 | 0.5406 | 0.54413 | 0.54798 | 0.55155 | 0.55481 | 0.55793 | 0.56103 | 0.56416 | 0.56728 | 0.57036 | 0.57349 | 0.57651 | 0.57953 | 0.58261 | 0.58565 | 0.58866 | 0.59163 | 0.59453 | 0.59733 | 0 | 0 | 0 | 0 | 0 | 0 | 0 | 0
F5_Commercial_Restaurant_Existing_Space Heating_Natural Gas_Boiler_E4 | F5 | Commercial | Restaurant | Existing | Space Heating | Natural Gas | Boiler | E4 | RIM BC Ratio | 0.18373 | 0.18572 | 0.18771 | 0.18989 | 0.19229 | 0.19485 | 0.19742 | 0.19996 | 0.20253 | 0.20518 | 0.20791 | 0.21073 | 0.21363 | 0.21664 | 0.21965 | 0.2227 | 0.2258 | 0.22892 | 0.23206 | 0.23521 | 0.23833 | 0.2414 | 0 | 0 | 0 | 0 | 0 | 0 | 0 | 0
F5_Commercial_Restaurant_Existing_Space Heating_Natural Gas_Boiler_E5 | F5 | Commercial | Restaurant | Existing | Space Heating | Natural Gas | Boiler | E5 | RIM BC Ratio | 0 | 0 | 0 | 0 | 0 | 0 | 0 | 0 | 0 | 0 | 0 | 0 | 0 | 0 | 0 | 0 | 0 | 0 | 0 | 0 | 0 | 0 | 0 | 0 | 0 | 0 | 0 | 0 | 0 | 0
F5_Commercial_Restaurant_Existing_Space Heating_Natural Gas_Boiler_E6 | F5 | Commercial | Restaurant | Existing | Space Heating | Natural Gas | Boiler | E6 | RIM BC Ratio | 0 | 0 | 0 | 0 | 0 | 0 | 0 | 0 | 0 | 0 | 0 | 0 | 0 | 0 | 0 | 0 | 0 | 0 | 0 | 0 | 0 | 0 | 0 | 0 | 0 | 0 | 0 | 0 | 0 | 0
F5_Commercial_Restaurant_Existing_Space Heating_Natural Gas_Boiler_E7 | F5 | Commercial | Restaurant | Existing | Space Heating | Natural Gas | Boiler | E7 | RIM BC Ratio | 0 | 0 | 0 | 0 | 0 | 0 | 0 | 0 | 0 | 0 | 0 | 0 | 0 | 0 | 0 | 0 | 0 | 0 | 0 | 0 | 0 | 0 | 0 | 0 | 0 | 0 | 0 | 0 | 0 | 0
F5_Commercial_Restaurant_Existing_Space Heating_Natural Gas_Boiler_E8 | F5 | Commercial | Restaurant | Existing | Space Heating | Natural Gas | Boiler | E8 | RIM BC Ratio | 0 | 0 | 0 | 0 | 0 | 0 | 0 | 0 | 0 | 0 | 0 | 0 | 0 | 0 | 0 | 0 | 0 | 0 | 0 | 0 | 0 | 0 | 0 | 0 | 0 | 0 | 0 | 0 | 0 | 0
F5_Commercial_Restaurant_Existing_Space Heating_Natural Gas_Boiler_E9 | F5 | Commercial | Restaurant | Existing | Space Heating | Natural Gas | Boiler | E9 | RIM BC Ratio | 0 | 0 | 0 | 0 | 0 | 0 | 0 | 0 | 0 | 0 | 0 | 0 | 0 | 0 | 0 | 0 | 0 | 0 | 0 | 0 | 0 | 0 | 0 | 0 | 0 | 0 | 0 | 0 | 0 | 0
F5_Commercial_Restaurant_Existing_Space Heating_Natural Gas_Boiler_E10 | F5 | Commercial | Restaurant | Existing | Space Heating | Natural Gas | Boiler | E10 | RIM BC Ratio | 0 | 0 | 0 | 0 | 0 | 0 | 0 | 0 | 0 | 0 | 0 | 0 | 0 | 0 | 0 | 0 | 0 | 0 | 0 | 0 | 0 | 0 | 0 | 0 | 0 | 0 | 0 | 0 | 0 | 0
F0_Commercial_Restaurant_Existing_Space Heating_Natural Gas_Unit Heater_E0 | F0 | Commercial | Restaurant | Existing | Space Heating | Natural Gas | Unit Heater | E0 | Economic Unit | Infrared Radiant | Infrared Radiant | Infrared Radiant | Infrared Radiant | Infrared Radiant | Infrared Radiant | Infrared Radiant | Infrared Radiant | Infrared Radiant | Infrared Radiant | Infrared Radiant | Infrared Radiant | Infrared Radiant | Infrared Radiant | Infrared Radiant | Infrared Radiant | Infrared Radiant | Infrared Radiant | Infrared Radiant | Infrared Radiant | Infrared Radiant | Infrared Radiant | 0 | 0 | 0 | 0 | 0 | 0 | 0 | 0
F1_Commercial_Restaurant_Existing_Space Heating_Natural Gas_Unit Heater_E1 | F1 | Commercial | Restaurant | Existing | Space Heating | Natural Gas | Unit Heater | E1 | CCE | 0 | 0 | 0 | 0 | 0 | 0 | 0 | 0 | 0 | 0 | 0 | 0 | 0 | 0 | 0 | 0 | 0 | 0 | 0 | 0 | 0 | 0 | 0 | 0 | 0 | 0 | 0 | 0 | 0 | 0
F1_Commercial_Restaurant_Existing_Space Heating_Natural Gas_Unit Heater_E2 | F1 | Commercial | Restaurant | Existing | Space Heating | Natural Gas | Unit Heater | E2 | CCE | 0.025298 | 0.025298 | 0.026577 | 0.026173 | 0.025781 | 0.02529 | 0.025221 | 0.025059 | 0.024908 | 0.024681 | 0.024645 | 0.024532 | 0.024431 | 0.024238 | 0.024263 | 0.024189 | 0.024116 | 0.023957 | 0.024004 | 0.023957 | 0.023922 | 0.023788 | 0 | 0 | 0 | 0 | 0 | 0 | 0 | 0
F1_Commercial_Restaurant_Existing_Space Heating_Natural Gas_Unit Heater_E3 | F1 | Commercial | Restaurant | Existing | Space Heating | Natural Gas | Unit Heater | E3 | CCE | 0.0011378 | 0.0011378 | 0.0011954 | 0.0011772 | 0.0011596 | 0.0011375 | 0.0011344 | 0.0011271 | 0.0011203 | 0.0011101 | 0.0011085 | 0.0011034 | 0.0010988 | 0.0010902 | 0.0010913 | 0.001088 | 0.0010847 | 0.0010775 | 0.0010796 | 0.0010775 | 0.001076 | 0.0010699 | 0 | 0 | 0 | 0 | 0 | 0 | 0 | 0
F1_Commercial_Restaurant_Existing_Space Heating_Natural Gas_Unit Heater_E4 | F1 | Commercial | Restaurant | Existing | Space Heating | Natural Gas | Unit Heater | E4 | CCE | 0 | 0 | 0 | 0 | 0 | 0 | 0 | 0 | 0 | 0 | 0 | 0 | 0 | 0 | 0 | 0 | 0 | 0 | 0 | 0 | 0 | 0 | 0 | 0 | 0 | 0 | 0 | 0 | 0 | 0
F1_Commercial_Restaurant_Existing_Space Heating_Natural Gas_Unit Heater_E5 | F1 | Commercial | Restaurant | Existing | Space Heating | Natural Gas | Unit Heater | E5 | CCE | 0 | 0 | 0 | 0 | 0 | 0 | 0 | 0 | 0 | 0 | 0 | 0 | 0 | 0 | 0 | 0 | 0 | 0 | 0 | 0 | 0 | 0 | 0 | 0 | 0 | 0 | 0 | 0 | 0 | 0
F1_Commercial_Restaurant_Existing_Space Heating_Natural Gas_Unit Heater_E6 | F1 | Commercial | Restaurant | Existing | Space Heating | Natural Gas | Unit Heater | E6 | CCE | 0 | 0 | 0 | 0 | 0 | 0 | 0 | 0 | 0 | 0 | 0 | 0 | 0 | 0 | 0 | 0 | 0 | 0 | 0 | 0 | 0 | 0 | 0 | 0 | 0 | 0 | 0 | 0 | 0 | 0
F1_Commercial_Restaurant_Existing_Space Heating_Natural Gas_Unit Heater_E7 | F1 | Commercial | Restaurant | Existing | Space Heating | Natural Gas | Unit Heater | E7 | CCE | 0 | 0 | 0 | 0 | 0 | 0 | 0 | 0 | 0 | 0 | 0 | 0 | 0 | 0 | 0 | 0 | 0 | 0 | 0 | 0 | 0 | 0 | 0 | 0 | 0 | 0 | 0 | 0 | 0 | 0
F1_Commercial_Restaurant_Existing_Space Heating_Natural Gas_Unit Heater_E8 | F1 | Commercial | Restaurant | Existing | Space Heating | Natural Gas | Unit Heater | E8 | CCE | 0 | 0 | 0 | 0 | 0 | 0 | 0 | 0 | 0 | 0 | 0 | 0 | 0 | 0 | 0 | 0 | 0 | 0 | 0 | 0 | 0 | 0 | 0 | 0 | 0 | 0 | 0 | 0 | 0 | 0
F1_Commercial_Restaurant_Existing_Space Heating_Natural Gas_Unit Heater_E9 | F1 | Commercial | Restaurant | Existing | Space Heating | Natural Gas | Unit Heater | E9 | CCE | 0 | 0 | 0 | 0 | 0 | 0 | 0 | 0 | 0 | 0 | 0 | 0 | 0 | 0 | 0 | 0 | 0 | 0 | 0 | 0 | 0 | 0 | 0 | 0 | 0 | 0 | 0 | 0 | 0 | 0
F1_Commercial_Restaurant_Existing_Space Heating_Natural Gas_Unit Heater_E10 | F1 | Commercial | Restaurant | Existing | Space Heating | Natural Gas | Unit Heater | E10 | CCE | 0 | 0 | 0 | 0 | 0 | 0 | 0 | 0 | 0 | 0 | 0 | 0 | 0 | 0 | 0 | 0 | 0 | 0 | 0 | 0 | 0 | 0 | 0 | 0 | 0 | 0 | 0 | 0 | 0 | 0
F2_Commercial_Restaurant_Existing_Space Heating_Natural Gas_Unit Heater_E1 | F2 | Commercial | Restaurant | Existing | Space Heating | Natural Gas | Unit Heater | E1 | TRC BC Ratio | 0.9 | 0.9 | 0.9 | 0.9 | 0.9 | 0.9 | 0.9 | 0.9 | 0.9 | 0.9 | 0.9 | 0.9 | 0.9 | 0.9 | 0.9 | 0.9 | 0.9 | 0.9 | 0.9 | 0.9 | 0.9 | 0.9 | 0 | 0 | 0 | 0 | 0 | 0 | 0 | 0
F2_Commercial_Restaurant_Existing_Space Heating_Natural Gas_Unit Heater_E2 | F2 | Commercial | Restaurant | Existing | Space Heating | Natural Gas | Unit Heater | E2 | TRC BC Ratio | 0.35171 | 0.35472 | 0.35832 | 0.36428 | 0.37222 | 0.3816 | 0.39021 | 0.39788 | 0.40532 | 0.41254 | 0.41981 | 0.42689 | 0.43355 | 0.44022 | 0.44659 | 0.45313 | 0.46012 | 0.46716 | 0.47426 | 0.48138 | 0.48843 | 0.49538 | 0 | 0 | 0 | 0 | 0 | 0 | 0 | 0
F2_Commercial_Restaurant_Existing_Space Heating_Natural Gas_Unit Heater_E3 | F2 | Commercial | Restaurant | Existing | Space Heating | Natural Gas | Unit Heater | E3 | TRC BC Ratio | 6.8506 | 6.8286 | 6.8252 | 6.9114 | 7.0978 | 7.356 | 7.5942 | 7.8144 | 8.0481 | 8.2587 | 8.4576 | 8.6317 | 8.7675 | 8.8576 | 8.9311 | 9.0076 | 9.0994 | 9.1891 | 9.2771 | 9.362 | 9.4392 | 9.5076 | 0 | 0 | 0 | 0 | 0 | 0 | 0 | 0
F2_Commercial_Restaurant_Existing_Space Heating_Natural Gas_Unit Heater_E4 | F2 | Commercial | Restaurant | Existing | Space Heating | Natural Gas | Unit Heater | E4 | TRC BC Ratio | 0 | 0 | 0 | 0 | 0 | 0 | 0 | 0 | 0 | 0 | 0 | 0 | 0 | 0 | 0 | 0 | 0 | 0 | 0 | 0 | 0 | 0 | 0 | 0 | 0 | 0 | 0 | 0 | 0 | 0
F2_Commercial_Restaurant_Existing_Space Heating_Natural Gas_Unit Heater_E5 | F2 | Commercial | Restaurant | Existing | Space Heating | Natural Gas | Unit Heater | E5 | TRC BC Ratio | 0 | 0 | 0 | 0 | 0 | 0 | 0 | 0 | 0 | 0 | 0 | 0 | 0 | 0 | 0 | 0 | 0 | 0 | 0 | 0 | 0 | 0 | 0 | 0 | 0 | 0 | 0 | 0 | 0 | 0
F2_Commercial_Restaurant_Existing_Space Heating_Natural Gas_Unit Heater_E6 | F2 | Commercial | Restaurant | Existing | Space Heating | Natural Gas | Unit Heater | E6 | TRC BC Ratio | 0 | 0 | 0 | 0 | 0 | 0 | 0 | 0 | 0 | 0 | 0 | 0 | 0 | 0 | 0 | 0 | 0 | 0 | 0 | 0 | 0 | 0 | 0 | 0 | 0 | 0 | 0 | 0 | 0 | 0
F2_Commercial_Restaurant_Existing_Space Heating_Natural Gas_Unit Heater_E7 | F2 | Commercial | Restaurant | Existing | Space Heating | Natural Gas | Unit Heater | E7 | TRC BC Ratio | 0 | 0 | 0 | 0 | 0 | 0 | 0 | 0 | 0 | 0 | 0 | 0 | 0 | 0 | 0 | 0 | 0 | 0 | 0 | 0 | 0 | 0 | 0 | 0 | 0 | 0 | 0 | 0 | 0 | 0
F2_Commercial_Restaurant_Existing_Space Heating_Natural Gas_Unit Heater_E8 | F2 | Commercial | Restaurant | Existing | Space Heating | Natural Gas | Unit Heater | E8 | TRC BC Ratio | 0 | 0 | 0 | 0 | 0 | 0 | 0 | 0 | 0 | 0 | 0 | 0 | 0 | 0 | 0 | 0 | 0 | 0 | 0 | 0 | 0 | 0 | 0 | 0 | 0 | 0 | 0 | 0 | 0 | 0
F2_Commercial_Restaurant_Existing_Space Heating_Natural Gas_Unit Heater_E9 | F2 | Commercial | Restaurant | Existing | Space Heating | Natural Gas | Unit Heater | E9 | TRC BC Ratio | 0 | 0 | 0 | 0 | 0 | 0 | 0 | 0 | 0 | 0 | 0 | 0 | 0 | 0 | 0 | 0 | 0 | 0 | 0 | 0 | 0 | 0 | 0 | 0 | 0 | 0 | 0 | 0 | 0 | 0
F2_Commercial_Restaurant_Existing_Space Heating_Natural Gas_Unit Heater_E10 | F2 | Commercial | Restaurant | Existing | Space Heating | Natural Gas | Unit Heater | E10 | TRC BC Ratio | 0 | 0 | 0 | 0 | 0 | 0 | 0 | 0 | 0 | 0 | 0 | 0 | 0 | 0 | 0 | 0 | 0 | 0 | 0 | 0 | 0 | 0 | 0 | 0 | 0 | 0 | 0 | 0 | 0 | 0
F3_Commercial_Restaurant_Existing_Space Heating_Natural Gas_Unit Heater_E1 | F3 | Commercial | Restaurant | Existing | Space Heating | Natural Gas | Unit Heater | E1 | PACT BC Ratio | 0.9 | 0.9 | 0.9 | 0.9 | 0.9 | 0.9 | 0.9 | 0.9 | 0.9 | 0.9 | 0.9 | 0.9 | 0.9 | 0.9 | 0.9 | 0.9 | 0.9 | 0.9 | 0.9 | 0.9 | 0.9 | 0.9 | 0 | 0 | 0 | 0 | 0 | 0 | 0 | 0
F3_Commercial_Restaurant_Existing_Space Heating_Natural Gas_Unit Heater_E2 | F3 | Commercial | Restaurant | Existing | Space Heating | Natural Gas | Unit Heater | E2 | PACT BC Ratio | 0.74493 | 0.75131 | 0.75894 | 0.77156 | 0.78839 | 0.80825 | 0.82649 | 0.84273 | 0.85849 | 0.87378 | 0.88919 | 0.90417 | 0.91828 | 0.93241 | 0.94591 | 0.95975 | 0.97456 | 0.98947 | 1.0045 | 1.0196 | 1.0345 | 1.0492 | 0 | 0 | 0 | 0 | 0 | 0 | 0 | 0
F3_Commercial_Restaurant_Existing_Space Heating_Natural Gas_Unit Heater_E3 | F3 | Commercial | Restaurant | Existing | Space Heating | Natural Gas | Unit Heater | E3 | PACT BC Ratio | 14.5099 | 14.4632 | 14.4561 | 14.6387 | 15.0334 | 15.5804 | 16.085 | 16.5514 | 17.0463 | 17.4923 | 17.9137 | 18.2824 | 18.5701 | 18.7607 | 18.9164 | 19.0784 | 19.273 | 19.463 | 19.6493 | 19.8292 | 19.9928 | 20.1376 | 0 | 0 | 0 | 0 | 0 | 0 | 0 | 0
F3_Commercial_Restaurant_Existing_Space Heating_Natural Gas_Unit Heater_E4 | F3 | Commercial | Restaurant | Existing | Space Heating | Natural Gas | Unit Heater | E4 | PACT BC Ratio | 0 | 0 | 0 | 0 | 0 | 0 | 0 | 0 | 0 | 0 | 0 | 0 | 0 | 0 | 0 | 0 | 0 | 0 | 0 | 0 | 0 | 0 | 0 | 0 | 0 | 0 | 0 | 0 | 0 | 0
F3_Commercial_Restaurant_Existing_Space Heating_Natural Gas_Unit Heater_E5 | F3 | Commercial | Restaurant | Existing | Space Heating | Natural Gas | Unit Heater | E5 | PACT BC Ratio | 0 | 0 | 0 | 0 | 0 | 0 | 0 | 0 | 0 | 0 | 0 | 0 | 0 | 0 | 0 | 0 | 0 | 0 | 0 | 0 | 0 | 0 | 0 | 0 | 0 | 0 | 0 | 0 | 0 | 0
F3_Commercial_Restaurant_Existing_Space Heating_Natural Gas_Unit Heater_E6 | F3 | Commercial | Restaurant | Existing | Space Heating | Natural Gas | Unit Heater | E6 | PACT BC Ratio | 0 | 0 | 0 | 0 | 0 | 0 | 0 | 0 | 0 | 0 | 0 | 0 | 0 | 0 | 0 | 0 | 0 | 0 | 0 | 0 | 0 | 0 | 0 | 0 | 0 | 0 | 0 | 0 | 0 | 0
F3_Commercial_Restaurant_Existing_Space Heating_Natural Gas_Unit Heater_E7 | F3 | Commercial | Restaurant | Existing | Space Heating | Natural Gas | Unit Heater | E7 | PACT BC Ratio | 0 | 0 | 0 | 0 | 0 | 0 | 0 | 0 | 0 | 0 | 0 | 0 | 0 | 0 | 0 | 0 | 0 | 0 | 0 | 0 | 0 | 0 | 0 | 0 | 0 | 0 | 0 | 0 | 0 | 0
F3_Commercial_Restaurant_Existing_Space Heating_Natural Gas_Unit Heater_E8 | F3 | Commercial | Restaurant | Existing | Space Heating | Natural Gas | Unit Heater | E8 | PACT BC Ratio | 0 | 0 | 0 | 0 | 0 | 0 | 0 | 0 | 0 | 0 | 0 | 0 | 0 | 0 | 0 | 0 | 0 | 0 | 0 | 0 | 0 | 0 | 0 | 0 | 0 | 0 | 0 | 0 | 0 | 0
F3_Commercial_Restaurant_Existing_Space Heating_Natural Gas_Unit Heater_E9 | F3 | Commercial | Restaurant | Existing | Space Heating | Natural Gas | Unit Heater | E9 | PACT BC Ratio | 0 | 0 | 0 | 0 | 0 | 0 | 0 | 0 | 0 | 0 | 0 | 0 | 0 | 0 | 0 | 0 | 0 | 0 | 0 | 0 | 0 | 0 | 0 | 0 | 0 | 0 | 0 | 0 | 0 | 0
F3_Commercial_Restaurant_Existing_Space Heating_Natural Gas_Unit Heater_E10 | F3 | Commercial | Restaurant | Existing | Space Heating | Natural Gas | Unit Heater | E10 | PACT BC Ratio | 0 | 0 | 0 | 0 | 0 | 0 | 0 | 0 | 0 | 0 | 0 | 0 | 0 | 0 | 0 | 0 | 0 | 0 | 0 | 0 | 0 | 0 | 0 | 0 | 0 | 0 | 0 | 0 | 0 | 0
F4_Commercial_Restaurant_Existing_Space Heating_Natural Gas_Unit Heater_E1 | F4 | Commercial | Restaurant | Existing | Space Heating | Natural Gas | Unit Heater | E1 | PCT BC Ratio | 0.9 | 0.9 | 0.9 | 0.9 | 0.9 | 0.9 | 0.9 | 0.9 | 0.9 | 0.9 | 0.9 | 0.9 | 0.9 | 0.9 | 0.9 | 0.9 | 0.9 | 0.9 | 0.9 | 0.9 | 0.9 | 0.9 | 0 | 0 | 0 | 0 | 0 | 0 | 0 | 0
F4_Commercial_Restaurant_Existing_Space Heating_Natural Gas_Unit Heater_E2 | F4 | Commercial | Restaurant | Existing | Space Heating | Natural Gas | Unit Heater | E2 | PCT BC Ratio | 0.85851 | 0.8633 | 0.86903 | 0.87852 | 0.89117 | 0.90609 | 0.9198 | 0.93201 | 0.94385 | 0.95533 | 0.96692 | 0.97818 | 0.98878 | 0.99939 | 1.0095 | 1.0199 | 1.0311 | 1.0423 | 1.0536 | 1.0649 | 1.0761 | 1.0872 | 0 | 0 | 0 | 0 | 0 | 0 | 0 | 0
F4_Commercial_Restaurant_Existing_Space Heating_Natural Gas_Unit Heater_E3 | F4 | Commercial | Restaurant | Existing | Space Heating | Natural Gas | Unit Heater | E3 | PCT BC Ratio | 11.2028 | 11.1678 | 11.1624 | 11.2996 | 11.5963 | 12.0073 | 12.3865 | 12.737 | 13.1089 | 13.4441 | 13.7607 | 14.0378 | 14.254 | 14.3973 | 14.5143 | 14.6361 | 14.7822 | 14.925 | 15.0651 | 15.2002 | 15.3232 | 15.432 | 0 | 0 | 0 | 0 | 0 | 0 | 0 | 0
F4_Commercial_Restaurant_Existing_Space Heating_Natural Gas_Unit Heater_E4 | F4 | Commercial | Restaurant | Existing | Space Heating | Natural Gas | Unit Heater | E4 | PCT BC Ratio | 0 | 0 | 0 | 0 | 0 | 0 | 0 | 0 | 0 | 0 | 0 | 0 | 0 | 0 | 0 | 0 | 0 | 0 | 0 | 0 | 0 | 0 | 0 | 0 | 0 | 0 | 0 | 0 | 0 | 0
F4_Commercial_Restaurant_Existing_Space Heating_Natural Gas_Unit Heater_E5 | F4 | Commercial | Restaurant | Existing | Space Heating | Natural Gas | Unit Heater | E5 | PCT BC Ratio | 0 | 0 | 0 | 0 | 0 | 0 | 0 | 0 | 0 | 0 | 0 | 0 | 0 | 0 | 0 | 0 | 0 | 0 | 0 | 0 | 0 | 0 | 0 | 0 | 0 | 0 | 0 | 0 | 0 | 0
F4_Commercial_Restaurant_Existing_Space Heating_Natural Gas_Unit Heater_E6 | F4 | Commercial | Restaurant | Existing | Space Heating | Natural Gas | Unit Heater | E6 | PCT BC Ratio | 0 | 0 | 0 | 0 | 0 | 0 | 0 | 0 | 0 | 0 | 0 | 0 | 0 | 0 | 0 | 0 | 0 | 0 | 0 | 0 | 0 | 0 | 0 | 0 | 0 | 0 | 0 | 0 | 0 | 0
F4_Commercial_Restaurant_Existing_Space Heating_Natural Gas_Unit Heater_E7 | F4 | Commercial | Restaurant | Existing | Space Heating | Natural Gas | Unit Heater | E7 | PCT BC Ratio | 0 | 0 | 0 | 0 | 0 | 0 | 0 | 0 | 0 | 0 | 0 | 0 | 0 | 0 | 0 | 0 | 0 | 0 | 0 | 0 | 0 | 0 | 0 | 0 | 0 | 0 | 0 | 0 | 0 | 0
F4_Commercial_Restaurant_Existing_Space Heating_Natural Gas_Unit Heater_E8 | F4 | Commercial | Restaurant | Existing | Space Heating | Natural Gas | Unit Heater | E8 | PCT BC Ratio | 0 | 0 | 0 | 0 | 0 | 0 | 0 | 0 | 0 | 0 | 0 | 0 | 0 | 0 | 0 | 0 | 0 | 0 | 0 | 0 | 0 | 0 | 0 | 0 | 0 | 0 | 0 | 0 | 0 | 0
F4_Commercial_Restaurant_Existing_Space Heating_Natural Gas_Unit Heater_E9 | F4 | Commercial | Restaurant | Existing | Space Heating | Natural Gas | Unit Heater | E9 | PCT BC Ratio | 0 | 0 | 0 | 0 | 0 | 0 | 0 | 0 | 0 | 0 | 0 | 0 | 0 | 0 | 0 | 0 | 0 | 0 | 0 | 0 | 0 | 0 | 0 | 0 | 0 | 0 | 0 | 0 | 0 | 0
F4_Commercial_Restaurant_Existing_Space Heating_Natural Gas_Unit Heater_E10 | F4 | Commercial | Restaurant | Existing | Space Heating | Natural Gas | Unit Heater | E10 | PCT BC Ratio | 0 | 0 | 0 | 0 | 0 | 0 | 0 | 0 | 0 | 0 | 0 | 0 | 0 | 0 | 0 | 0 | 0 | 0 | 0 | 0 | 0 | 0 | 0 | 0 | 0 | 0 | 0 | 0 | 0 | 0
F5_Commercial_Restaurant_Existing_Space Heating_Natural Gas_Unit Heater_E1 | F5 | Commercial | Restaurant | Existing | Space Heating | Natural Gas | Unit Heater | E1 | RIM BC Ratio | 0.9 | 0.9 | 0.9 | 0.9 | 0.9 | 0.9 | 0.9 | 0.9 | 0.9 | 0.9 | 0.9 | 0.9 | 0.9 | 0.9 | 0.9 | 0.9 | 0.9 | 0.9 | 0.9 | 0.9 | 0.9 | 0.9 | 0 | 0 | 0 | 0 | 0 | 0 | 0 | 0
F5_Commercial_Restaurant_Existing_Space Heating_Natural Gas_Unit Heater_E2 | F5 | Commercial | Restaurant | Existing | Space Heating | Natural Gas | Unit Heater | E2 | RIM BC Ratio | 0.39363 | 0.3954 | 0.3975 | 0.40094 | 0.40544 | 0.41062 | 0.41528 | 0.41934 | 0.42321 | 0.42689 | 0.43054 | 0.43402 | 0.43724 | 0.44042 | 0.44341 | 0.44643 | 0.44961 | 0.45275 | 0.45587 | 0.45896 | 0.46196 | 0.46487 | 0 | 0 | 0 | 0 | 0 | 0 | 0 | 0
F5_Commercial_Restaurant_Existing_Space Heating_Natural Gas_Unit Heater_E3 | F5 | Commercial | Restaurant | Existing | Space Heating | Natural Gas | Unit Heater | E3 | RIM BC Ratio | 0.78928 | 0.78914 | 0.78912 | 0.78965 | 0.79077 | 0.79224 | 0.7935 | 0.79461 | 0.79572 | 0.79666 | 0.79752 | 0.79824 | 0.79878 | 0.79913 | 0.79941 | 0.79969 | 0.80003 | 0.80036 | 0.80067 | 0.80096 | 0.80123 | 0.80146 | 0 | 0 | 0 | 0 | 0 | 0 | 0 | 0
F5_Commercial_Restaurant_Existing_Space Heating_Natural Gas_Unit Heater_E4 | F5 | Commercial | Restaurant | Existing | Space Heating | Natural Gas | Unit Heater | E4 | RIM BC Ratio | 0 | 0 | 0 | 0 | 0 | 0 | 0 | 0 | 0 | 0 | 0 | 0 | 0 | 0 | 0 | 0 | 0 | 0 | 0 | 0 | 0 | 0 | 0 | 0 | 0 | 0 | 0 | 0 | 0 | 0
F5_Commercial_Restaurant_Existing_Space Heating_Natural Gas_Unit Heater_E5 | F5 | Commercial | Restaurant | Existing | Space Heating | Natural Gas | Unit Heater | E5 | RIM BC Ratio | 0 | 0 | 0 | 0 | 0 | 0 | 0 | 0 | 0 | 0 | 0 | 0 | 0 | 0 | 0 | 0 | 0 | 0 | 0 | 0 | 0 | 0 | 0 | 0 | 0 | 0 | 0 | 0 | 0 | 0
F5_Commercial_Restaurant_Existing_Space Heating_Natural Gas_Unit Heater_E6 | F5 | Commercial | Restaurant | Existing | Space Heating | Natural Gas | Unit Heater | E6 | RIM BC Ratio | 0 | 0 | 0 | 0 | 0 | 0 | 0 | 0 | 0 | 0 | 0 | 0 | 0 | 0 | 0 | 0 | 0 | 0 | 0 | 0 | 0 | 0 | 0 | 0 | 0 | 0 | 0 | 0 | 0 | 0
F5_Commercial_Restaurant_Existing_Space Heating_Natural Gas_Unit Heater_E7 | F5 | Commercial | Restaurant | Existing | Space Heating | Natural Gas | Unit Heater | E7 | RIM BC Ratio | 0 | 0 | 0 | 0 | 0 | 0 | 0 | 0 | 0 | 0 | 0 | 0 | 0 | 0 | 0 | 0 | 0 | 0 | 0 | 0 | 0 | 0 | 0 | 0 | 0 | 0 | 0 | 0 | 0 | 0
F5_Commercial_Restaurant_Existing_Space Heating_Natural Gas_Unit Heater_E8 | F5 | Commercial | Restaurant | Existing | Space Heating | Natural Gas | Unit Heater | E8 | RIM BC Ratio | 0 | 0 | 0 | 0 | 0 | 0 | 0 | 0 | 0 | 0 | 0 | 0 | 0 | 0 | 0 | 0 | 0 | 0 | 0 | 0 | 0 | 0 | 0 | 0 | 0 | 0 | 0 | 0 | 0 | 0
F5_Commercial_Restaurant_Existing_Space Heating_Natural Gas_Unit Heater_E9 | F5 | Commercial | Restaurant | Existing | Space Heating | Natural Gas | Unit Heater | E9 | RIM BC Ratio | 0 | 0 | 0 | 0 | 0 | 0 | 0 | 0 | 0 | 0 | 0 | 0 | 0 | 0 | 0 | 0 | 0 | 0 | 0 | 0 | 0 | 0 | 0 | 0 | 0 | 0 | 0 | 0 | 0 | 0
F5_Commercial_Restaurant_Existing_Space Heating_Natural Gas_Unit Heater_E10 | F5 | Commercial | Restaurant | Existing | Space Heating | Natural Gas | Unit Heater | E10 | RIM BC Ratio | 0 | 0 | 0 | 0 | 0 | 0 | 0 | 0 | 0 | 0 | 0 | 0 | 0 | 0 | 0 | 0 | 0 | 0 | 0 | 0 | 0 | 0 | 0 | 0 | 0 | 0 | 0 | 0 | 0 | 0
F0_Commercial_Restaurant_Existing_Water Heating_Natural Gas_Water Heater_E0 | F0 | Commercial | Restaurant | Existing | Water Heating | Natural Gas | Water Heater | E0 | Economic Unit | Gas-Fired Absorption HPWH | Gas-Fired Absorption HPWH | Gas-Fired Absorption HPWH | Gas-Fired Absorption HPWH | Gas-Fired Absorption HPWH | Gas-Fired Absorption HPWH | Gas-Fired Absorption HPWH | Gas-Fired Absorption HPWH | Gas-Fired Absorption HPWH | Gas-Fired Absorption HPWH | Gas-Fired Absorption HPWH | Gas-Fired Absorption HPWH | Gas-Fired Absorption HPWH | Gas-Fired Absorption HPWH | Gas-Fired Absorption HPWH | Gas-Fired Absorption HPWH | Gas-Fired Absorption HPWH | Gas-Fired Absorption HPWH | Gas-Fired Absorption HPWH | Gas-Fired Absorption HPWH | Gas-Fired Absorption HPWH | Gas-Fired Absorption HPWH | 0 | 0 | 0 | 0 | 0 | 0 | 0 | 0
F1_Commercial_Restaurant_Existing_Water Heating_Natural Gas_Water Heater_E1 | F1 | Commercial | Restaurant | Existing | Water Heating | Natural Gas | Water Heater | E1 | CCE | 0 | 0 | 0 | 0 | 0 | 0 | 0 | 0 | 0 | 0 | 0 | 0 | 0 | 0 | 0 | 0 | 0 | 0 | 0 | 0 | 0 | 0 | 0 | 0 | 0 | 0 | 0 | 0 | 0 | 0
F1_Commercial_Restaurant_Existing_Water Heating_Natural Gas_Water Heater_E2 | F1 | Commercial | Restaurant | Existing | Water Heating | Natural Gas | Water Heater | E2 | CCE | -0.00023557 | -0.00023557 | -0.00024748 | -0.00024372 | -0.00024006 | -0.00023549 | -0.00023485 | -0.00023334 | -0.00023194 | -0.00022982 | -0.00022949 | -0.00022843 | -0.00022749 | -0.00022569 | -0.00022593 | -0.00022524 | -0.00022456 | -0.00022308 | -0.00022352 | -0.00022308 | -0.00022275 | -0.00022151 | 0 | 0 | 0 | 0 | 0 | 0 | 0 | 0
F1_Commercial_Restaurant_Existing_Water Heating_Natural Gas_Water Heater_E3 | F1 | Commercial | Restaurant | Existing | Water Heating | Natural Gas | Water Heater | E3 | CCE | 0.00021937 | 0.00021937 | 0.00023047 | 0.00022696 | 0.00022356 | 0.0002193 | 0.00021871 | 0.0002173 | 0.00021599 | 0.00021402 | 0.00021371 | 0.00021273 | 0.00021185 | 0.00021018 | 0.0002104 | 0.00020976 | 0.00020913 | 0.00020774 | 0.00020815 | 0.00020775 | 0.00020744 | 0.00020628 | 0 | 0 | 0 | 0 | 0 | 0 | 0 | 0
F1_Commercial_Restaurant_Existing_Water Heating_Natural Gas_Water Heater_E4 | F1 | Commercial | Restaurant | Existing | Water Heating | Natural Gas | Water Heater | E4 | CCE | -0.00095034 | -0.00095034 | -0.0009984 | -0.00098323 | -0.00096847 | -0.00095005 | -0.00094746 | -0.00094137 | -0.0009357 | -0.00092715 | -0.00092583 | -0.00092156 | -0.00091777 | -0.00091051 | -0.00091147 | -0.00090868 | -0.00090595 | -0.00089997 | -0.00090173 | -0.00089997 | -0.00089865 | -0.00089363 | 0 | 0 | 0 | 0 | 0 | 0 | 0 | 0
F1_Commercial_Restaurant_Existing_Water Heating_Natural Gas_Water Heater_E5 | F1 | Commercial | Restaurant | Existing | Water Heating | Natural Gas | Water Heater | E5 | CCE | 0 | 0 | 0 | 0 | 0 | 0 | 0 | 0 | 0 | 0 | 0 | 0 | 0 | 0 | 0 | 0 | 0 | 0 | 0 | 0 | 0 | 0 | 0 | 0 | 0 | 0 | 0 | 0 | 0 | 0
F1_Commercial_Restaurant_Existing_Water Heating_Natural Gas_Water Heater_E6 | F1 | Commercial | Restaurant | Existing | Water Heating | Natural Gas | Water Heater | E6 | CCE | 0 | 0 | 0 | 0 | 0 | 0 | 0 | 0 | 0 | 0 | 0 | 0 | 0 | 0 | 0 | 0 | 0 | 0 | 0 | 0 | 0 | 0 | 0 | 0 | 0 | 0 | 0 | 0 | 0 | 0
F1_Commercial_Restaurant_Existing_Water Heating_Natural Gas_Water Heater_E7 | F1 | Commercial | Restaurant | Existing | Water Heating | Natural Gas | Water Heater | E7 | CCE | 0 | 0 | 0 | 0 | 0 | 0 | 0 | 0 | 0 | 0 | 0 | 0 | 0 | 0 | 0 | 0 | 0 | 0 | 0 | 0 | 0 | 0 | 0 | 0 | 0 | 0 | 0 | 0 | 0 | 0
F1_Commercial_Restaurant_Existing_Water Heating_Natural Gas_Water Heater_E8 | F1 | Commercial | Restaurant | Existing | Water Heating | Natural Gas | Water Heater | E8 | CCE | 0 | 0 | 0 | 0 | 0 | 0 | 0 | 0 | 0 | 0 | 0 | 0 | 0 | 0 | 0 | 0 | 0 | 0 | 0 | 0 | 0 | 0 | 0 | 0 | 0 | 0 | 0 | 0 | 0 | 0
F1_Commercial_Restaurant_Existing_Water Heating_Natural Gas_Water Heater_E9 | F1 | Commercial | Restaurant | Existing | Water Heating | Natural Gas | Water Heater | E9 | CCE | 0 | 0 | 0 | 0 | 0 | 0 | 0 | 0 | 0 | 0 | 0 | 0 | 0 | 0 | 0 | 0 | 0 | 0 | 0 | 0 | 0 | 0 | 0 | 0 | 0 | 0 | 0 | 0 | 0 | 0
F1_Commercial_Restaurant_Existing_Water Heating_Natural Gas_Water Heater_E10 | F1 | Commercial | Restaurant | Existing | Water Heating | Natural Gas | Water Heater | E10 | CCE | 0 | 0 | 0 | 0 | 0 | 0 | 0 | 0 | 0 | 0 | 0 | 0 | 0 | 0 | 0 | 0 | 0 | 0 | 0 | 0 | 0 | 0 | 0 | 0 | 0 | 0 | 0 | 0 | 0 | 0
F2_Commercial_Restaurant_Existing_Water Heating_Natural Gas_Water Heater_E1 | F2 | Commercial | Restaurant | Existing | Water Heating | Natural Gas | Water Heater | E1 | TRC BC Ratio | 0.9 | 0.9 | 0.9 | 0.9 | 0.9 | 0.9 | 0.9 | 0.9 | 0.9 | 0.9 | 0.9 | 0.9 | 0.9 | 0.9 | 0.9 | 0.9 | 0.9 | 0.9 | 0.9 | 0.9 | 0.9 | 0.9 | 0 | 0 | 0 | 0 | 0 | 0 | 0 | 0
F2_Commercial_Restaurant_Existing_Water Heating_Natural Gas_Water Heater_E2 | F2 | Commercial | Restaurant | Existing | Water Heating | Natural Gas | Water Heater | E2 | TRC BC Ratio | 0.9 | 0.9 | 0.9 | 0.9 | 0.9 | 0.9 | 0.9 | 0.9 | 0.9 | 0.9 | 0.9 | 0.9 | 0.9 | 0.9 | 0.9 | 0.9 | 0.9 | 0.9 | 0.9 | 0.9 | 0.9 | 0.9 | 0 | 0 | 0 | 0 | 0 | 0 | 0 | 0
F2_Commercial_Restaurant_Existing_Water Heating_Natural Gas_Water Heater_E3 | F2 | Commercial | Restaurant | Existing | Water Heating | Natural Gas | Water Heater | E3 | TRC BC Ratio | 39.9199 | 40.1859 | 40.5306 | 41.1961 | 42.12 | 43.2318 | 44.2413 | 45.1061 | 45.927 | 46.7654 | 47.6631 | 48.5387 | 49.3667 | 50.2005 | 50.9373 | 51.6349 | 52.3899 | 53.1475 | 53.9092 | 54.6709 | 55.4184 | 56.1481 | 0 | 0 | 0 | 0 | 0 | 0 | 0 | 0
F2_Commercial_Restaurant_Existing_Water Heating_Natural Gas_Water Heater_E4 | F2 | Commercial | Restaurant | Existing | Water Heating | Natural Gas | Water Heater | E4 | TRC BC Ratio | 0.9 | 0.9 | 0.9 | 0.9 | 0.9 | 0.9 | 0.9 | 0.9 | 0.9 | 0.9 | 0.9 | 0.9 | 0.9 | 0.9 | 0.9 | 0.9 | 0.9 | 0.9 | 0.9 | 0.9 | 0.9 | 0.9 | 0 | 0 | 0 | 0 | 0 | 0 | 0 | 0
F2_Commercial_Restaurant_Existing_Water Heating_Natural Gas_Water Heater_E5 | F2 | Commercial | Restaurant | Existing | Water Heating | Natural Gas | Water Heater | E5 | TRC BC Ratio | 0 | 0 | 0 | 0 | 0 | 0 | 0 | 0 | 0 | 0 | 0 | 0 | 0 | 0 | 0 | 0 | 0 | 0 | 0 | 0 | 0 | 0 | 0 | 0 | 0 | 0 | 0 | 0 | 0 | 0
F2_Commercial_Restaurant_Existing_Water Heating_Natural Gas_Water Heater_E6 | F2 | Commercial | Restaurant | Existing | Water Heating | Natural Gas | Water Heater | E6 | TRC BC Ratio | 0 | 0 | 0 | 0 | 0 | 0 | 0 | 0 | 0 | 0 | 0 | 0 | 0 | 0 | 0 | 0 | 0 | 0 | 0 | 0 | 0 | 0 | 0 | 0 | 0 | 0 | 0 | 0 | 0 | 0
F2_Commercial_Restaurant_Existing_Water Heating_Natural Gas_Water Heater_E7 | F2 | Commercial | Restaurant | Existing | Water Heating | Natural Gas | Water Heater | E7 | TRC BC Ratio | 0 | 0 | 0 | 0 | 0 | 0 | 0 | 0 | 0 | 0 | 0 | 0 | 0 | 0 | 0 | 0 | 0 | 0 | 0 | 0 | 0 | 0 | 0 | 0 | 0 | 0 | 0 | 0 | 0 | 0
F2_Commercial_Restaurant_Existing_Water Heating_Natural Gas_Water Heater_E8 | F2 | Commercial | Restaurant | Existing | Water Heating | Natural Gas | Water Heater | E8 | TRC BC Ratio | 0 | 0 | 0 | 0 | 0 | 0 | 0 | 0 | 0 | 0 | 0 | 0 | 0 | 0 | 0 | 0 | 0 | 0 | 0 | 0 | 0 | 0 | 0 | 0 | 0 | 0 | 0 | 0 | 0 | 0
F2_Commercial_Restaurant_Existing_Water Heating_Natural Gas_Water Heater_E9 | F2 | Commercial | Restaurant | Existing | Water Heating | Natural Gas | Water Heater | E9 | TRC BC Ratio | 0 | 0 | 0 | 0 | 0 | 0 | 0 | 0 | 0 | 0 | 0 | 0 | 0 | 0 | 0 | 0 | 0 | 0 | 0 | 0 | 0 | 0 | 0 | 0 | 0 | 0 | 0 | 0 | 0 | 0
F2_Commercial_Restaurant_Existing_Water Heating_Natural Gas_Water Heater_E10 | F2 | Commercial | Restaurant | Existing | Water Heating | Natural Gas | Water Heater | E10 | TRC BC Ratio | 0 | 0 | 0 | 0 | 0 | 0 | 0 | 0 | 0 | 0 | 0 | 0 | 0 | 0 | 0 | 0 | 0 | 0 | 0 | 0 | 0 | 0 | 0 | 0 | 0 | 0 | 0 | 0 | 0 | 0
F3_Commercial_Restaurant_Existing_Water Heating_Natural Gas_Water Heater_E1 | F3 | Commercial | Restaurant | Existing | Water Heating | Natural Gas | Water Heater | E1 | PACT BC Ratio | 0.9 | 0.9 | 0.9 | 0.9 | 0.9 | 0.9 | 0.9 | 0.9 | 0.9 | 0.9 | 0.9 | 0.9 | 0.9 | 0.9 | 0.9 | 0.9 | 0.9 | 0.9 | 0.9 | 0.9 | 0.9 | 0.9 | 0 | 0 | 0 | 0 | 0 | 0 | 0 | 0
F3_Commercial_Restaurant_Existing_Water Heating_Natural Gas_Water Heater_E2 | F3 | Commercial | Restaurant | Existing | Water Heating | Natural Gas | Water Heater | E2 | PACT BC Ratio | 0.9 | 0.9 | 0.9 | 0.9 | 0.9 | 0.9 | 0.9 | 0.9 | 0.9 | 0.9 | 0.9 | 0.9 | 0.9 | 0.9 | 0.9 | 0.9 | 0.9 | 0.9 | 0.9 | 0.9 | 0.9 | 0.9 | 0 | 0 | 0 | 0 | 0 | 0 | 0 | 0
F3_Commercial_Restaurant_Existing_Water Heating_Natural Gas_Water Heater_E3 | F3 | Commercial | Restaurant | Existing | Water Heating | Natural Gas | Water Heater | E3 | PACT BC Ratio | 65.2792 | 65.7143 | 66.2779 | 67.3663 | 68.877 | 70.6952 | 72.3458 | 73.7601 | 75.1025 | 76.4735 | 77.9414 | 79.3733 | 80.7272 | 82.0906 | 83.2956 | 84.4363 | 85.6709 | 86.9098 | 88.1553 | 89.401 | 90.6233 | 91.8165 | 0 | 0 | 0 | 0 | 0 | 0 | 0 | 0
F3_Commercial_Restaurant_Existing_Water Heating_Natural Gas_Water Heater_E4 | F3 | Commercial | Restaurant | Existing | Water Heating | Natural Gas | Water Heater | E4 | PACT BC Ratio | 0.9 | 0.9 | 0.9 | 0.9 | 0.9 | 0.9 | 0.9 | 0.9 | 0.9 | 0.9 | 0.9 | 0.9 | 0.9 | 0.9 | 0.9 | 0.9 | 0.9 | 0.9 | 0.9 | 0.9 | 0.9 | 0.9 | 0 | 0 | 0 | 0 | 0 | 0 | 0 | 0
F3_Commercial_Restaurant_Existing_Water Heating_Natural Gas_Water Heater_E5 | F3 | Commercial | Restaurant | Existing | Water Heating | Natural Gas | Water Heater | E5 | PACT BC Ratio | 0 | 0 | 0 | 0 | 0 | 0 | 0 | 0 | 0 | 0 | 0 | 0 | 0 | 0 | 0 | 0 | 0 | 0 | 0 | 0 | 0 | 0 | 0 | 0 | 0 | 0 | 0 | 0 | 0 | 0
F3_Commercial_Restaurant_Existing_Water Heating_Natural Gas_Water Heater_E6 | F3 | Commercial | Restaurant | Existing | Water Heating | Natural Gas | Water Heater | E6 | PACT BC Ratio | 0 | 0 | 0 | 0 | 0 | 0 | 0 | 0 | 0 | 0 | 0 | 0 | 0 | 0 | 0 | 0 | 0 | 0 | 0 | 0 | 0 | 0 | 0 | 0 | 0 | 0 | 0 | 0 | 0 | 0
F3_Commercial_Restaurant_Existing_Water Heating_Natural Gas_Water Heater_E7 | F3 | Commercial | Restaurant | Existing | Water Heating | Natural Gas | Water Heater | E7 | PACT BC Ratio | 0 | 0 | 0 | 0 | 0 | 0 | 0 | 0 | 0 | 0 | 0 | 0 | 0 | 0 | 0 | 0 | 0 | 0 | 0 | 0 | 0 | 0 | 0 | 0 | 0 | 0 | 0 | 0 | 0 | 0
F3_Commercial_Restaurant_Existing_Water Heating_Natural Gas_Water Heater_E8 | F3 | Commercial | Restaurant | Existing | Water Heating | Natural Gas | Water Heater | E8 | PACT BC Ratio | 0 | 0 | 0 | 0 | 0 | 0 | 0 | 0 | 0 | 0 | 0 | 0 | 0 | 0 | 0 | 0 | 0 | 0 | 0 | 0 | 0 | 0 | 0 | 0 | 0 | 0 | 0 | 0 | 0 | 0
F3_Commercial_Restaurant_Existing_Water Heating_Natural Gas_Water Heater_E9 | F3 | Commercial | Restaurant | Existing | Water Heating | Natural Gas | Water Heater | E9 | PACT BC Ratio | 0 | 0 | 0 | 0 | 0 | 0 | 0 | 0 | 0 | 0 | 0 | 0 | 0 | 0 | 0 | 0 | 0 | 0 | 0 | 0 | 0 | 0 | 0 | 0 | 0 | 0 | 0 | 0 | 0 | 0
F3_Commercial_Restaurant_Existing_Water Heating_Natural Gas_Water Heater_E10 | F3 | Commercial | Restaurant | Existing | Water Heating | Natural Gas | Water Heater | E10 | PACT BC Ratio | 0 | 0 | 0 | 0 | 0 | 0 | 0 | 0 | 0 | 0 | 0 | 0 | 0 | 0 | 0 | 0 | 0 | 0 | 0 | 0 | 0 | 0 | 0 | 0 | 0 | 0 | 0 | 0 | 0 | 0
F4_Commercial_Restaurant_Existing_Water Heating_Natural Gas_Water Heater_E1 | F4 | Commercial | Restaurant | Existing | Water Heating | Natural Gas | Water Heater | E1 | PCT BC Ratio | 0.9 | 0.9 | 0.9 | 0.9 | 0.9 | 0.9 | 0.9 | 0.9 | 0.9 | 0.9 | 0.9 | 0.9 | 0.9 | 0.9 | 0.9 | 0.9 | 0.9 | 0.9 | 0.9 | 0.9 | 0.9 | 0.9 | 0 | 0 | 0 | 0 | 0 | 0 | 0 | 0
F4_Commercial_Restaurant_Existing_Water Heating_Natural Gas_Water Heater_E2 | F4 | Commercial | Restaurant | Existing | Water Heating | Natural Gas | Water Heater | E2 | PCT BC Ratio | 0.9 | 0.9 | 0.9 | 0.9 | 0.9 | 0.9 | 0.9 | 0.9 | 0.9 | 0.9 | 0.9 | 0.9 | 0.9 | 0.9 | 0.9 | 0.9 | 0.9 | 0.9 | 0.9 | 0.9 | 0.9 | 0.9 | 0 | 0 | 0 | 0 | 0 | 0 | 0 | 0
F4_Commercial_Restaurant_Existing_Water Heating_Natural Gas_Water Heater_E3 | F4 | Commercial | Restaurant | Existing | Water Heating | Natural Gas | Water Heater | E3 | PCT BC Ratio | 70.7951 | 71.264 | 71.8715 | 73.0447 | 74.6732 | 76.633 | 78.4124 | 79.9368 | 81.3838 | 82.8617 | 84.444 | 85.9875 | 87.4469 | 88.9166 | 90.2155 | 91.4451 | 92.7759 | 94.1113 | 95.4539 | 96.7967 | 98.1143 | 99.4004 | 0 | 0 | 0 | 0 | 0 | 0 | 0 | 0
F4_Commercial_Restaurant_Existing_Water Heating_Natural Gas_Water Heater_E4 | F4 | Commercial | Restaurant | Existing | Water Heating | Natural Gas | Water Heater | E4 | PCT BC Ratio | 0.9 | 0.9 | 0.9 | 0.9 | 0.9 | 0.9 | 0.9 | 0.9 | 0.9 | 0.9 | 0.9 | 0.9 | 0.9 | 0.9 | 0.9 | 0.9 | 0.9 | 0.9 | 0.9 | 0.9 | 0.9 | 0.9 | 0 | 0 | 0 | 0 | 0 | 0 | 0 | 0
F4_Commercial_Restaurant_Existing_Water Heating_Natural Gas_Water Heater_E5 | F4 | Commercial | Restaurant | Existing | Water Heating | Natural Gas | Water Heater | E5 | PCT BC Ratio | 0 | 0 | 0 | 0 | 0 | 0 | 0 | 0 | 0 | 0 | 0 | 0 | 0 | 0 | 0 | 0 | 0 | 0 | 0 | 0 | 0 | 0 | 0 | 0 | 0 | 0 | 0 | 0 | 0 | 0
F4_Commercial_Restaurant_Existing_Water Heating_Natural Gas_Water Heater_E6 | F4 | Commercial | Restaurant | Existing | Water Heating | Natural Gas | Water Heater | E6 | PCT BC Ratio | 0 | 0 | 0 | 0 | 0 | 0 | 0 | 0 | 0 | 0 | 0 | 0 | 0 | 0 | 0 | 0 | 0 | 0 | 0 | 0 | 0 | 0 | 0 | 0 | 0 | 0 | 0 | 0 | 0 | 0
F4_Commercial_Restaurant_Existing_Water Heating_Natural Gas_Water Heater_E7 | F4 | Commercial | Restaurant | Existing | Water Heating | Natural Gas | Water Heater | E7 | PCT BC Ratio | 0 | 0 | 0 | 0 | 0 | 0 | 0 | 0 | 0 | 0 | 0 | 0 | 0 | 0 | 0 | 0 | 0 | 0 | 0 | 0 | 0 | 0 | 0 | 0 | 0 | 0 | 0 | 0 | 0 | 0
F4_Commercial_Restaurant_Existing_Water Heating_Natural Gas_Water Heater_E8 | F4 | Commercial | Restaurant | Existing | Water Heating | Natural Gas | Water Heater | E8 | PCT BC Ratio | 0 | 0 | 0 | 0 | 0 | 0 | 0 | 0 | 0 | 0 | 0 | 0 | 0 | 0 | 0 | 0 | 0 | 0 | 0 | 0 | 0 | 0 | 0 | 0 | 0 | 0 | 0 | 0 | 0 | 0
F4_Commercial_Restaurant_Existing_Water Heating_Natural Gas_Water Heater_E9 | F4 | Commercial | Restaurant | Existing | Water Heating | Natural Gas | Water Heater | E9 | PCT BC Ratio | 0 | 0 | 0 | 0 | 0 | 0 | 0 | 0 | 0 | 0 | 0 | 0 | 0 | 0 | 0 | 0 | 0 | 0 | 0 | 0 | 0 | 0 | 0 | 0 | 0 | 0 | 0 | 0 | 0 | 0
F4_Commercial_Restaurant_Existing_Water Heating_Natural Gas_Water Heater_E10 | F4 | Commercial | Restaurant | Existing | Water Heating | Natural Gas | Water Heater | E10 | PCT BC Ratio | 0 | 0 | 0 | 0 | 0 | 0 | 0 | 0 | 0 | 0 | 0 | 0 | 0 | 0 | 0 | 0 | 0 | 0 | 0 | 0 | 0 | 0 | 0 | 0 | 0 | 0 | 0 | 0 | 0 | 0
F5_Commercial_Restaurant_Existing_Water Heating_Natural Gas_Water Heater_E1 | F5 | Commercial | Restaurant | Existing | Water Heating | Natural Gas | Water Heater | E1 | RIM BC Ratio | 0.9 | 0.9 | 0.9 | 0.9 | 0.9 | 0.9 | 0.9 | 0.9 | 0.9 | 0.9 | 0.9 | 0.9 | 0.9 | 0.9 | 0.9 | 0.9 | 0.9 | 0.9 | 0.9 | 0.9 | 0.9 | 0.9 | 0 | 0 | 0 | 0 | 0 | 0 | 0 | 0
F5_Commercial_Restaurant_Existing_Water Heating_Natural Gas_Water Heater_E2 | F5 | Commercial | Restaurant | Existing | Water Heating | Natural Gas | Water Heater | E2 | RIM BC Ratio | 0.9 | 0.9 | 0.9 | 0.9 | 0.9 | 0.9 | 0.9 | 0.9 | 0.9 | 0.9 | 0.9 | 0.9 | 0.9 | 0.9 | 0.9 | 0.9 | 0.9 | 0.9 | 0.9 | 0.9 | 0.9 | 0.9 | 0 | 0 | 0 | 0 | 0 | 0 | 0 | 0
F5_Commercial_Restaurant_Existing_Water Heating_Natural Gas_Water Heater_E3 | F5 | Commercial | Restaurant | Existing | Water Heating | Natural Gas | Water Heater | E3 | RIM BC Ratio | 0.82414 | 0.82421 | 0.8243 | 0.82446 | 0.82469 | 0.82494 | 0.82516 | 0.82534 | 0.8255 | 0.82567 | 0.82584 | 0.82599 | 0.82614 | 0.82628 | 0.8264 | 0.82651 | 0.82663 | 0.82674 | 0.82685 | 0.82696 | 0.82706 | 0.82716 | 0 | 0 | 0 | 0 | 0 | 0 | 0 | 0
F5_Commercial_Restaurant_Existing_Water Heating_Natural Gas_Water Heater_E4 | F5 | Commercial | Restaurant | Existing | Water Heating | Natural Gas | Water Heater | E4 | RIM BC Ratio | 0.9 | 0.9 | 0.9 | 0.9 | 0.9 | 0.9 | 0.9 | 0.9 | 0.9 | 0.9 | 0.9 | 0.9 | 0.9 | 0.9 | 0.9 | 0.9 | 0.9 | 0.9 | 0.9 | 0.9 | 0.9 | 0.9 | 0 | 0 | 0 | 0 | 0 | 0 | 0 | 0
F5_Commercial_Restaurant_Existing_Water Heating_Natural Gas_Water Heater_E5 | F5 | Commercial | Restaurant | Existing | Water Heating | Natural Gas | Water Heater | E5 | RIM BC Ratio | 0 | 0 | 0 | 0 | 0 | 0 | 0 | 0 | 0 | 0 | 0 | 0 | 0 | 0 | 0 | 0 | 0 | 0 | 0 | 0 | 0 | 0 | 0 | 0 | 0 | 0 | 0 | 0 | 0 | 0
F5_Commercial_Restaurant_Existing_Water Heating_Natural Gas_Water Heater_E6 | F5 | Commercial | Restaurant | Existing | Water Heating | Natural Gas | Water Heater | E6 | RIM BC Ratio | 0 | 0 | 0 | 0 | 0 | 0 | 0 | 0 | 0 | 0 | 0 | 0 | 0 | 0 | 0 | 0 | 0 | 0 | 0 | 0 | 0 | 0 | 0 | 0 | 0 | 0 | 0 | 0 | 0 | 0
F5_Commercial_Restaurant_Existing_Water Heating_Natural Gas_Water Heater_E7 | F5 | Commercial | Restaurant | Existing | Water Heating | Natural Gas | Water Heater | E7 | RIM BC Ratio | 0 | 0 | 0 | 0 | 0 | 0 | 0 | 0 | 0 | 0 | 0 | 0 | 0 | 0 | 0 | 0 | 0 | 0 | 0 | 0 | 0 | 0 | 0 | 0 | 0 | 0 | 0 | 0 | 0 | 0
F5_Commercial_Restaurant_Existing_Water Heating_Natural Gas_Water Heater_E8 | F5 | Commercial | Restaurant | Existing | Water Heating | Natural Gas | Water Heater | E8 | RIM BC Ratio | 0 | 0 | 0 | 0 | 0 | 0 | 0 | 0 | 0 | 0 | 0 | 0 | 0 | 0 | 0 | 0 | 0 | 0 | 0 | 0 | 0 | 0 | 0 | 0 | 0 | 0 | 0 | 0 | 0 | 0
F5_Commercial_Restaurant_Existing_Water Heating_Natural Gas_Water Heater_E9 | F5 | Commercial | Restaurant | Existing | Water Heating | Natural Gas | Water Heater | E9 | RIM BC Ratio | 0 | 0 | 0 | 0 | 0 | 0 | 0 | 0 | 0 | 0 | 0 | 0 | 0 | 0 | 0 | 0 | 0 | 0 | 0 | 0 | 0 | 0 | 0 | 0 | 0 | 0 | 0 | 0 | 0 | 0
F5_Commercial_Restaurant_Existing_Water Heating_Natural Gas_Water Heater_E10 | F5 | Commercial | Restaurant | Existing | Water Heating | Natural Gas | Water Heater | E10 | RIM BC Ratio | 0 | 0 | 0 | 0 | 0 | 0 | 0 | 0 | 0 | 0 | 0 | 0 | 0 | 0 | 0 | 0 | 0 | 0 | 0 | 0 | 0 | 0 | 0 | 0 | 0 | 0 | 0 | 0 | 0 | 0
F0_Commercial_Restaurant_Existing_Food Preparation_Natural Gas_Oven_E0 | F0 | Commercial | Restaurant | Existing | Food Preparation | Natural Gas | Oven | E0 | Economic Unit | ENERGY STAR (>44% Baking Efficiency) | ENERGY STAR (>44% Baking Efficiency) | ENERGY STAR (>44% Baking Efficiency) | ENERGY STAR (>44% Baking Efficiency) | ENERGY STAR (>44% Baking Efficiency) | ENERGY STAR (>44% Baking Efficiency) | ENERGY STAR (>44% Baking Efficiency) | ENERGY STAR (>44% Baking Efficiency) | ENERGY STAR (>44% Baking Efficiency) | ENERGY STAR (>44% Baking Efficiency) | ENERGY STAR (>44% Baking Efficiency) | ENERGY STAR (>44% Baking Efficiency) | ENERGY STAR (>44% Baking Efficiency) | ENERGY STAR (>44% Baking Efficiency) | ENERGY STAR (>44% Baking Efficiency) | ENERGY STAR (>44% Baking Efficiency) | ENERGY STAR (>44% Baking Efficiency) | ENERGY STAR (>44% Baking Efficiency) | ENERGY STAR (>44% Baking Efficiency) | ENERGY STAR (>44% Baking Efficiency) | ENERGY STAR (>44% Baking Efficiency) | ENERGY STAR (>44% Baking Efficiency) | 0 | 0 | 0 | 0 | 0 | 0 | 0 | 0
F1_Commercial_Restaurant_Existing_Food Preparation_Natural Gas_Oven_E1 | F1 | Commercial | Restaurant | Existing | Food Preparation | Natural Gas | Oven | E1 | CCE | 0 | 0 | 0 | 0 | 0 | 0 | 0 | 0 | 0 | 0 | 0 | 0 | 0 | 0 | 0 | 0 | 0 | 0 | 0 | 0 | 0 | 0 | 0 | 0 | 0 | 0 | 0 | 0 | 0 | 0
F1_Commercial_Restaurant_Existing_Food Preparation_Natural Gas_Oven_E2 | F1 | Commercial | Restaurant | Existing | Food Preparation | Natural Gas | Oven | E2 | CCE | 0.00045896 | 0.00045896 | 0.00048217 | 0.00047484 | 0.00046772 | 0.00045882 | 0.00045757 | 0.00045463 | 0.00045189 | 0.00044776 | 0.00044712 | 0.00044507 | 0.00044323 | 0.00043973 | 0.00044019 | 0.00043885 | 0.00043753 | 0.00043464 | 0.00043549 | 0.00043464 | 0.000434 | 0.00043158 | 0 | 0 | 0 | 0 | 0 | 0 | 0 | 0
F1_Commercial_Restaurant_Existing_Food Preparation_Natural Gas_Oven_E3 | F1 | Commercial | Restaurant | Existing | Food Preparation | Natural Gas | Oven | E3 | CCE | 0 | 0 | 0 | 0 | 0 | 0 | 0 | 0 | 0 | 0 | 0 | 0 | 0 | 0 | 0 | 0 | 0 | 0 | 0 | 0 | 0 | 0 | 0 | 0 | 0 | 0 | 0 | 0 | 0 | 0
F1_Commercial_Restaurant_Existing_Food Preparation_Natural Gas_Oven_E4 | F1 | Commercial | Restaurant | Existing | Food Preparation | Natural Gas | Oven | E4 | CCE | 0 | 0 | 0 | 0 | 0 | 0 | 0 | 0 | 0 | 0 | 0 | 0 | 0 | 0 | 0 | 0 | 0 | 0 | 0 | 0 | 0 | 0 | 0 | 0 | 0 | 0 | 0 | 0 | 0 | 0
F1_Commercial_Restaurant_Existing_Food Preparation_Natural Gas_Oven_E5 | F1 | Commercial | Restaurant | Existing | Food Preparation | Natural Gas | Oven | E5 | CCE | 0 | 0 | 0 | 0 | 0 | 0 | 0 | 0 | 0 | 0 | 0 | 0 | 0 | 0 | 0 | 0 | 0 | 0 | 0 | 0 | 0 | 0 | 0 | 0 | 0 | 0 | 0 | 0 | 0 | 0
F1_Commercial_Restaurant_Existing_Food Preparation_Natural Gas_Oven_E6 | F1 | Commercial | Restaurant | Existing | Food Preparation | Natural Gas | Oven | E6 | CCE | 0 | 0 | 0 | 0 | 0 | 0 | 0 | 0 | 0 | 0 | 0 | 0 | 0 | 0 | 0 | 0 | 0 | 0 | 0 | 0 | 0 | 0 | 0 | 0 | 0 | 0 | 0 | 0 | 0 | 0
F1_Commercial_Restaurant_Existing_Food Preparation_Natural Gas_Oven_E7 | F1 | Commercial | Restaurant | Existing | Food Preparation | Natural Gas | Oven | E7 | CCE | 0 | 0 | 0 | 0 | 0 | 0 | 0 | 0 | 0 | 0 | 0 | 0 | 0 | 0 | 0 | 0 | 0 | 0 | 0 | 0 | 0 | 0 | 0 | 0 | 0 | 0 | 0 | 0 | 0 | 0
F1_Commercial_Restaurant_Existing_Food Preparation_Natural Gas_Oven_E8 | F1 | Commercial | Restaurant | Existing | Food Preparation | Natural Gas | Oven | E8 | CCE | 0 | 0 | 0 | 0 | 0 | 0 | 0 | 0 | 0 | 0 | 0 | 0 | 0 | 0 | 0 | 0 | 0 | 0 | 0 | 0 | 0 | 0 | 0 | 0 | 0 | 0 | 0 | 0 | 0 | 0
F1_Commercial_Restaurant_Existing_Food Preparation_Natural Gas_Oven_E9 | F1 | Commercial | Restaurant | Existing | Food Preparation | Natural Gas | Oven | E9 | CCE | 0 | 0 | 0 | 0 | 0 | 0 | 0 | 0 | 0 | 0 | 0 | 0 | 0 | 0 | 0 | 0 | 0 | 0 | 0 | 0 | 0 | 0 | 0 | 0 | 0 | 0 | 0 | 0 | 0 | 0
F1_Commercial_Restaurant_Existing_Food Preparation_Natural Gas_Oven_E10 | F1 | Commercial | Restaurant | Existing | Food Preparation | Natural Gas | Oven | E10 | CCE | 0 | 0 | 0 | 0 | 0 | 0 | 0 | 0 | 0 | 0 | 0 | 0 | 0 | 0 | 0 | 0 | 0 | 0 | 0 | 0 | 0 | 0 | 0 | 0 | 0 | 0 | 0 | 0 | 0 | 0
F2_Commercial_Restaurant_Existing_Food Preparation_Natural Gas_Oven_E1 | F2 | Commercial | Restaurant | Existing | Food Preparation | Natural Gas | Oven | E1 | TRC BC Ratio | 0.9 | 0.9 | 0.9 | 0.9 | 0.9 | 0.9 | 0.9 | 0.9 | 0.9 | 0.9 | 0.9 | 0.9 | 0.9 | 0.9 | 0.9 | 0.9 | 0.9 | 0.9 | 0.9 | 0.9 | 0.9 | 0.9 | 0 | 0 | 0 | 0 | 0 | 0 | 0 | 0
F2_Commercial_Restaurant_Existing_Food Preparation_Natural Gas_Oven_E2 | F2 | Commercial | Restaurant | Existing | Food Preparation | Natural Gas | Oven | E2 | TRC BC Ratio | 19.3861 | 19.5519 | 19.7505 | 20.079 | 20.517 | 21.0337 | 21.5085 | 21.9312 | 22.3413 | 22.739 | 23.1401 | 23.5301 | 23.8972 | 24.2648 | 24.6161 | 24.9765 | 25.3618 | 25.7498 | 26.141 | 26.5337 | 26.9222 | 27.305 | 0 | 0 | 0 | 0 | 0 | 0 | 0 | 0
F2_Commercial_Restaurant_Existing_Food Preparation_Natural Gas_Oven_E3 | F2 | Commercial | Restaurant | Existing | Food Preparation | Natural Gas | Oven | E3 | TRC BC Ratio | 0 | 0 | 0 | 0 | 0 | 0 | 0 | 0 | 0 | 0 | 0 | 0 | 0 | 0 | 0 | 0 | 0 | 0 | 0 | 0 | 0 | 0 | 0 | 0 | 0 | 0 | 0 | 0 | 0 | 0
F2_Commercial_Restaurant_Existing_Food Preparation_Natural Gas_Oven_E4 | F2 | Commercial | Restaurant | Existing | Food Preparation | Natural Gas | Oven | E4 | TRC BC Ratio | 0 | 0 | 0 | 0 | 0 | 0 | 0 | 0 | 0 | 0 | 0 | 0 | 0 | 0 | 0 | 0 | 0 | 0 | 0 | 0 | 0 | 0 | 0 | 0 | 0 | 0 | 0 | 0 | 0 | 0
F2_Commercial_Restaurant_Existing_Food Preparation_Natural Gas_Oven_E5 | F2 | Commercial | Restaurant | Existing | Food Preparation | Natural Gas | Oven | E5 | TRC BC Ratio | 0 | 0 | 0 | 0 | 0 | 0 | 0 | 0 | 0 | 0 | 0 | 0 | 0 | 0 | 0 | 0 | 0 | 0 | 0 | 0 | 0 | 0 | 0 | 0 | 0 | 0 | 0 | 0 | 0 | 0
F2_Commercial_Restaurant_Existing_Food Preparation_Natural Gas_Oven_E6 | F2 | Commercial | Restaurant | Existing | Food Preparation | Natural Gas | Oven | E6 | TRC BC Ratio | 0 | 0 | 0 | 0 | 0 | 0 | 0 | 0 | 0 | 0 | 0 | 0 | 0 | 0 | 0 | 0 | 0 | 0 | 0 | 0 | 0 | 0 | 0 | 0 | 0 | 0 | 0 | 0 | 0 | 0
F2_Commercial_Restaurant_Existing_Food Preparation_Natural Gas_Oven_E7 | F2 | Commercial | Restaurant | Existing | Food Preparation | Natural Gas | Oven | E7 | TRC BC Ratio | 0 | 0 | 0 | 0 | 0 | 0 | 0 | 0 | 0 | 0 | 0 | 0 | 0 | 0 | 0 | 0 | 0 | 0 | 0 | 0 | 0 | 0 | 0 | 0 | 0 | 0 | 0 | 0 | 0 | 0
F2_Commercial_Restaurant_Existing_Food Preparation_Natural Gas_Oven_E8 | F2 | Commercial | Restaurant | Existing | Food Preparation | Natural Gas | Oven | E8 | TRC BC Ratio | 0 | 0 | 0 | 0 | 0 | 0 | 0 | 0 | 0 | 0 | 0 | 0 | 0 | 0 | 0 | 0 | 0 | 0 | 0 | 0 | 0 | 0 | 0 | 0 | 0 | 0 | 0 | 0 | 0 | 0
F2_Commercial_Restaurant_Existing_Food Preparation_Natural Gas_Oven_E9 | F2 | Commercial | Restaurant | Existing | Food Preparation | Natural Gas | Oven | E9 | TRC BC Ratio | 0 | 0 | 0 | 0 | 0 | 0 | 0 | 0 | 0 | 0 | 0 | 0 | 0 | 0 | 0 | 0 | 0 | 0 | 0 | 0 | 0 | 0 | 0 | 0 | 0 | 0 | 0 | 0 | 0 | 0
F2_Commercial_Restaurant_Existing_Food Preparation_Natural Gas_Oven_E10 | F2 | Commercial | Restaurant | Existing | Food Preparation | Natural Gas | Oven | E10 | TRC BC Ratio | 0 | 0 | 0 | 0 | 0 | 0 | 0 | 0 | 0 | 0 | 0 | 0 | 0 | 0 | 0 | 0 | 0 | 0 | 0 | 0 | 0 | 0 | 0 | 0 | 0 | 0 | 0 | 0 | 0 | 0
F3_Commercial_Restaurant_Existing_Food Preparation_Natural Gas_Oven_E1 | F3 | Commercial | Restaurant | Existing | Food Preparation | Natural Gas | Oven | E1 | PACT BC Ratio | 0.9 | 0.9 | 0.9 | 0.9 | 0.9 | 0.9 | 0.9 | 0.9 | 0.9 | 0.9 | 0.9 | 0.9 | 0.9 | 0.9 | 0.9 | 0.9 | 0.9 | 0.9 | 0.9 | 0.9 | 0.9 | 0.9 | 0 | 0 | 0 | 0 | 0 | 0 | 0 | 0
F3_Commercial_Restaurant_Existing_Food Preparation_Natural Gas_Oven_E2 | F3 | Commercial | Restaurant | Existing | Food Preparation | Natural Gas | Oven | E2 | PACT BC Ratio | 19.3861 | 19.5519 | 19.7505 | 20.079 | 20.517 | 21.0337 | 21.5085 | 21.9312 | 22.3413 | 22.739 | 23.1401 | 23.5301 | 23.8972 | 24.2648 | 24.6161 | 24.9765 | 25.3618 | 25.7498 | 26.141 | 26.5337 | 26.9222 | 27.305 | 0 | 0 | 0 | 0 | 0 | 0 | 0 | 0
F3_Commercial_Restaurant_Existing_Food Preparation_Natural Gas_Oven_E3 | F3 | Commercial | Restaurant | Existing | Food Preparation | Natural Gas | Oven | E3 | PACT BC Ratio | 0 | 0 | 0 | 0 | 0 | 0 | 0 | 0 | 0 | 0 | 0 | 0 | 0 | 0 | 0 | 0 | 0 | 0 | 0 | 0 | 0 | 0 | 0 | 0 | 0 | 0 | 0 | 0 | 0 | 0
F3_Commercial_Restaurant_Existing_Food Preparation_Natural Gas_Oven_E4 | F3 | Commercial | Restaurant | Existing | Food Preparation | Natural Gas | Oven | E4 | PACT BC Ratio | 0 | 0 | 0 | 0 | 0 | 0 | 0 | 0 | 0 | 0 | 0 | 0 | 0 | 0 | 0 | 0 | 0 | 0 | 0 | 0 | 0 | 0 | 0 | 0 | 0 | 0 | 0 | 0 | 0 | 0
F3_Commercial_Restaurant_Existing_Food Preparation_Natural Gas_Oven_E5 | F3 | Commercial | Restaurant | Existing | Food Preparation | Natural Gas | Oven | E5 | PACT BC Ratio | 0 | 0 | 0 | 0 | 0 | 0 | 0 | 0 | 0 | 0 | 0 | 0 | 0 | 0 | 0 | 0 | 0 | 0 | 0 | 0 | 0 | 0 | 0 | 0 | 0 | 0 | 0 | 0 | 0 | 0
F3_Commercial_Restaurant_Existing_Food Preparation_Natural Gas_Oven_E6 | F3 | Commercial | Restaurant | Existing | Food Preparation | Natural Gas | Oven | E6 | PACT BC Ratio | 0 | 0 | 0 | 0 | 0 | 0 | 0 | 0 | 0 | 0 | 0 | 0 | 0 | 0 | 0 | 0 | 0 | 0 | 0 | 0 | 0 | 0 | 0 | 0 | 0 | 0 | 0 | 0 | 0 | 0
F3_Commercial_Restaurant_Existing_Food Preparation_Natural Gas_Oven_E7 | F3 | Commercial | Restaurant | Existing | Food Preparation | Natural Gas | Oven | E7 | PACT BC Ratio | 0 | 0 | 0 | 0 | 0 | 0 | 0 | 0 | 0 | 0 | 0 | 0 | 0 | 0 | 0 | 0 | 0 | 0 | 0 | 0 | 0 | 0 | 0 | 0 | 0 | 0 | 0 | 0 | 0 | 0
F3_Commercial_Restaurant_Existing_Food Preparation_Natural Gas_Oven_E8 | F3 | Commercial | Restaurant | Existing | Food Preparation | Natural Gas | Oven | E8 | PACT BC Ratio | 0 | 0 | 0 | 0 | 0 | 0 | 0 | 0 | 0 | 0 | 0 | 0 | 0 | 0 | 0 | 0 | 0 | 0 | 0 | 0 | 0 | 0 | 0 | 0 | 0 | 0 | 0 | 0 | 0 | 0
F3_Commercial_Restaurant_Existing_Food Preparation_Natural Gas_Oven_E9 | F3 | Commercial | Restaurant | Existing | Food Preparation | Natural Gas | Oven | E9 | PACT BC Ratio | 0 | 0 | 0 | 0 | 0 | 0 | 0 | 0 | 0 | 0 | 0 | 0 | 0 | 0 | 0 | 0 | 0 | 0 | 0 | 0 | 0 | 0 | 0 | 0 | 0 | 0 | 0 | 0 | 0 | 0
F3_Commercial_Restaurant_Existing_Food Preparation_Natural Gas_Oven_E10 | F3 | Commercial | Restaurant | Existing | Food Preparation | Natural Gas | Oven | E10 | PACT BC Ratio | 0 | 0 | 0 | 0 | 0 | 0 | 0 | 0 | 0 | 0 | 0 | 0 | 0 | 0 | 0 | 0 | 0 | 0 | 0 | 0 | 0 | 0 | 0 | 0 | 0 | 0 | 0 | 0 | 0 | 0
F4_Commercial_Restaurant_Existing_Food Preparation_Natural Gas_Oven_E1 | F4 | Commercial | Restaurant | Existing | Food Preparation | Natural Gas | Oven | E1 | PCT BC Ratio | 0.9 | 0.9 | 0.9 | 0.9 | 0.9 | 0.9 | 0.9 | 0.9 | 0.9 | 0.9 | 0.9 | 0.9 | 0.9 | 0.9 | 0.9 | 0.9 | 0.9 | 0.9 | 0.9 | 0.9 | 0.9 | 0.9 | 0 | 0 | 0 | 0 | 0 | 0 | 0 | 0
F4_Commercial_Restaurant_Existing_Food Preparation_Natural Gas_Oven_E2 | F4 | Commercial | Restaurant | Existing | Food Preparation | Natural Gas | Oven | E2 | PCT BC Ratio | 49.7741 | 50.1913 | 50.6909 | 51.5175 | 52.6194 | 53.9194 | 55.1139 | 56.1776 | 57.2092 | 58.2099 | 59.2191 | 60.2001 | 61.1237 | 62.0487 | 62.9326 | 63.8392 | 64.8088 | 65.7849 | 66.769 | 67.7572 | 68.7346 | 69.6977 | 0 | 0 | 0 | 0 | 0 | 0 | 0 | 0
F4_Commercial_Restaurant_Existing_Food Preparation_Natural Gas_Oven_E3 | F4 | Commercial | Restaurant | Existing | Food Preparation | Natural Gas | Oven | E3 | PCT BC Ratio | 0 | 0 | 0 | 0 | 0 | 0 | 0 | 0 | 0 | 0 | 0 | 0 | 0 | 0 | 0 | 0 | 0 | 0 | 0 | 0 | 0 | 0 | 0 | 0 | 0 | 0 | 0 | 0 | 0 | 0
F4_Commercial_Restaurant_Existing_Food Preparation_Natural Gas_Oven_E4 | F4 | Commercial | Restaurant | Existing | Food Preparation | Natural Gas | Oven | E4 | PCT BC Ratio | 0 | 0 | 0 | 0 | 0 | 0 | 0 | 0 | 0 | 0 | 0 | 0 | 0 | 0 | 0 | 0 | 0 | 0 | 0 | 0 | 0 | 0 | 0 | 0 | 0 | 0 | 0 | 0 | 0 | 0
F4_Commercial_Restaurant_Existing_Food Preparation_Natural Gas_Oven_E5 | F4 | Commercial | Restaurant | Existing | Food Preparation | Natural Gas | Oven | E5 | PCT BC Ratio | 0 | 0 | 0 | 0 | 0 | 0 | 0 | 0 | 0 | 0 | 0 | 0 | 0 | 0 | 0 | 0 | 0 | 0 | 0 | 0 | 0 | 0 | 0 | 0 | 0 | 0 | 0 | 0 | 0 | 0
F4_Commercial_Restaurant_Existing_Food Preparation_Natural Gas_Oven_E6 | F4 | Commercial | Restaurant | Existing | Food Preparation | Natural Gas | Oven | E6 | PCT BC Ratio | 0 | 0 | 0 | 0 | 0 | 0 | 0 | 0 | 0 | 0 | 0 | 0 | 0 | 0 | 0 | 0 | 0 | 0 | 0 | 0 | 0 | 0 | 0 | 0 | 0 | 0 | 0 | 0 | 0 | 0
F4_Commercial_Restaurant_Existing_Food Preparation_Natural Gas_Oven_E7 | F4 | Commercial | Restaurant | Existing | Food Preparation | Natural Gas | Oven | E7 | PCT BC Ratio | 0 | 0 | 0 | 0 | 0 | 0 | 0 | 0 | 0 | 0 | 0 | 0 | 0 | 0 | 0 | 0 | 0 | 0 | 0 | 0 | 0 | 0 | 0 | 0 | 0 | 0 | 0 | 0 | 0 | 0
F4_Commercial_Restaurant_Existing_Food Preparation_Natural Gas_Oven_E8 | F4 | Commercial | Restaurant | Existing | Food Preparation | Natural Gas | Oven | E8 | PCT BC Ratio | 0 | 0 | 0 | 0 | 0 | 0 | 0 | 0 | 0 | 0 | 0 | 0 | 0 | 0 | 0 | 0 | 0 | 0 | 0 | 0 | 0 | 0 | 0 | 0 | 0 | 0 | 0 | 0 | 0 | 0
F4_Commercial_Restaurant_Existing_Food Preparation_Natural Gas_Oven_E9 | F4 | Commercial | Restaurant | Existing | Food Preparation | Natural Gas | Oven | E9 | PCT BC Ratio | 0 | 0 | 0 | 0 | 0 | 0 | 0 | 0 | 0 | 0 | 0 | 0 | 0 | 0 | 0 | 0 | 0 | 0 | 0 | 0 | 0 | 0 | 0 | 0 | 0 | 0 | 0 | 0 | 0 | 0
F4_Commercial_Restaurant_Existing_Food Preparation_Natural Gas_Oven_E10 | F4 | Commercial | Restaurant | Existing | Food Preparation | Natural Gas | Oven | E10 | PCT BC Ratio | 0 | 0 | 0 | 0 | 0 | 0 | 0 | 0 | 0 | 0 | 0 | 0 | 0 | 0 | 0 | 0 | 0 | 0 | 0 | 0 | 0 | 0 | 0 | 0 | 0 | 0 | 0 | 0 | 0 | 0
F5_Commercial_Restaurant_Existing_Food Preparation_Natural Gas_Oven_E1 | F5 | Commercial | Restaurant | Existing | Food Preparation | Natural Gas | Oven | E1 | RIM BC Ratio | 0.9 | 0.9 | 0.9 | 0.9 | 0.9 | 0.9 | 0.9 | 0.9 | 0.9 | 0.9 | 0.9 | 0.9 | 0.9 | 0.9 | 0.9 | 0.9 | 0.9 | 0.9 | 0.9 | 0.9 | 0.9 | 0.9 | 0 | 0 | 0 | 0 | 0 | 0 | 0 | 0
F5_Commercial_Restaurant_Existing_Food Preparation_Natural Gas_Oven_E2 | F5 | Commercial | Restaurant | Existing | Food Preparation | Natural Gas | Oven | E2 | RIM BC Ratio | 0.80022 | 0.80051 | 0.80083 | 0.80137 | 0.80205 | 0.80282 | 0.8035 | 0.80408 | 0.80462 | 0.80513 | 0.80562 | 0.80608 | 0.80651 | 0.80692 | 0.80731 | 0.80769 | 0.80808 | 0.80847 | 0.80885 | 0.80922 | 0.80958 | 0.80992 | 0 | 0 | 0 | 0 | 0 | 0 | 0 | 0
F5_Commercial_Restaurant_Existing_Food Preparation_Natural Gas_Oven_E3 | F5 | Commercial | Restaurant | Existing | Food Preparation | Natural Gas | Oven | E3 | RIM BC Ratio | 0 | 0 | 0 | 0 | 0 | 0 | 0 | 0 | 0 | 0 | 0 | 0 | 0 | 0 | 0 | 0 | 0 | 0 | 0 | 0 | 0 | 0 | 0 | 0 | 0 | 0 | 0 | 0 | 0 | 0
F5_Commercial_Restaurant_Existing_Food Preparation_Natural Gas_Oven_E4 | F5 | Commercial | Restaurant | Existing | Food Preparation | Natural Gas | Oven | E4 | RIM BC Ratio | 0 | 0 | 0 | 0 | 0 | 0 | 0 | 0 | 0 | 0 | 0 | 0 | 0 | 0 | 0 | 0 | 0 | 0 | 0 | 0 | 0 | 0 | 0 | 0 | 0 | 0 | 0 | 0 | 0 | 0
F5_Commercial_Restaurant_Existing_Food Preparation_Natural Gas_Oven_E5 | F5 | Commercial | Restaurant | Existing | Food Preparation | Natural Gas | Oven | E5 | RIM BC Ratio | 0 | 0 | 0 | 0 | 0 | 0 | 0 | 0 | 0 | 0 | 0 | 0 | 0 | 0 | 0 | 0 | 0 | 0 | 0 | 0 | 0 | 0 | 0 | 0 | 0 | 0 | 0 | 0 | 0 | 0
F5_Commercial_Restaurant_Existing_Food Preparation_Natural Gas_Oven_E6 | F5 | Commercial | Restaurant | Existing | Food Preparation | Natural Gas | Oven | E6 | RIM BC Ratio | 0 | 0 | 0 | 0 | 0 | 0 | 0 | 0 | 0 | 0 | 0 | 0 | 0 | 0 | 0 | 0 | 0 | 0 | 0 | 0 | 0 | 0 | 0 | 0 | 0 | 0 | 0 | 0 | 0 | 0
F5_Commercial_Restaurant_Existing_Food Preparation_Natural Gas_Oven_E7 | F5 | Commercial | Restaurant | Existing | Food Preparation | Natural Gas | Oven | E7 | RIM BC Ratio | 0 | 0 | 0 | 0 | 0 | 0 | 0 | 0 | 0 | 0 | 0 | 0 | 0 | 0 | 0 | 0 | 0 | 0 | 0 | 0 | 0 | 0 | 0 | 0 | 0 | 0 | 0 | 0 | 0 | 0
F5_Commercial_Restaurant_Existing_Food Preparation_Natural Gas_Oven_E8 | F5 | Commercial | Restaurant | Existing | Food Preparation | Natural Gas | Oven | E8 | RIM BC Ratio | 0 | 0 | 0 | 0 | 0 | 0 | 0 | 0 | 0 | 0 | 0 | 0 | 0 | 0 | 0 | 0 | 0 | 0 | 0 | 0 | 0 | 0 | 0 | 0 | 0 | 0 | 0 | 0 | 0 | 0
F5_Commercial_Restaurant_Existing_Food Preparation_Natural Gas_Oven_E9 | F5 | Commercial | Restaurant | Existing | Food Preparation | Natural Gas | Oven | E9 | RIM BC Ratio | 0 | 0 | 0 | 0 | 0 | 0 | 0 | 0 | 0 | 0 | 0 | 0 | 0 | 0 | 0 | 0 | 0 | 0 | 0 | 0 | 0 | 0 | 0 | 0 | 0 | 0 | 0 | 0 | 0 | 0
F5_Commercial_Restaurant_Existing_Food Preparation_Natural Gas_Oven_E10 | F5 | Commercial | Restaurant | Existing | Food Preparation | Natural Gas | Oven | E10 | RIM BC Ratio | 0 | 0 | 0 | 0 | 0 | 0 | 0 | 0 | 0 | 0 | 0 | 0 | 0 | 0 | 0 | 0 | 0 | 0 | 0 | 0 | 0 | 0 | 0 | 0 | 0 | 0 | 0 | 0 | 0 | 0
F0_Commercial_Restaurant_Existing_Food Preparation_Natural Gas_Conveyor Oven_E0 | F0 | Commercial | Restaurant | Existing | Food Preparation | Natural Gas | Conveyor Oven | E0 | Economic Unit | Efficient (>44% Baking Efficiency) | Efficient (>44% Baking Efficiency) | Efficient (>44% Baking Efficiency) | Efficient (>44% Baking Efficiency) | Efficient (>44% Baking Efficiency) | Efficient (>44% Baking Efficiency) | Efficient (>44% Baking Efficiency) | Efficient (>44% Baking Efficiency) | Efficient (>44% Baking Efficiency) | Efficient (>44% Baking Efficiency) | Efficient (>44% Baking Efficiency) | Efficient (>44% Baking Efficiency) | Efficient (>44% Baking Efficiency) | Efficient (>44% Baking Efficiency) | Efficient (>44% Baking Efficiency) | Efficient (>44% Baking Efficiency) | Efficient (>44% Baking Efficiency) | Efficient (>44% Baking Efficiency) | Efficient (>44% Baking Efficiency) | Efficient (>44% Baking Efficiency) | Efficient (>44% Baking Efficiency) | Efficient (>44% Baking Efficiency) | 0 | 0 | 0 | 0 | 0 | 0 | 0 | 0
F1_Commercial_Restaurant_Existing_Food Preparation_Natural Gas_Conveyor Oven_E1 | F1 | Commercial | Restaurant | Existing | Food Preparation | Natural Gas | Conveyor Oven | E1 | CCE | 0 | 0 | 0 | 0 | 0 | 0 | 0 | 0 | 0 | 0 | 0 | 0 | 0 | 0 | 0 | 0 | 0 | 0 | 0 | 0 | 0 | 0 | 0 | 0 | 0 | 0 | 0 | 0 | 0 | 0
F1_Commercial_Restaurant_Existing_Food Preparation_Natural Gas_Conveyor Oven_E2 | F1 | Commercial | Restaurant | Existing | Food Preparation | Natural Gas | Conveyor Oven | E2 | CCE | 0.0034054 | 0.0034054 | 0.0035776 | 0.0035232 | 0.0034703 | 0.0034043 | 0.003395 | 0.0033732 | 0.0033529 | 0.0033223 | 0.0033175 | 0.0033023 | 0.0032887 | 0.0032626 | 0.0032661 | 0.0032561 | 0.0032463 | 0.0032249 | 0.0032312 | 0.0032249 | 0.0032202 | 0.0032022 | 0 | 0 | 0 | 0 | 0 | 0 | 0 | 0
F1_Commercial_Restaurant_Existing_Food Preparation_Natural Gas_Conveyor Oven_E3 | F1 | Commercial | Restaurant | Existing | Food Preparation | Natural Gas | Conveyor Oven | E3 | CCE | 0 | 0 | 0 | 0 | 0 | 0 | 0 | 0 | 0 | 0 | 0 | 0 | 0 | 0 | 0 | 0 | 0 | 0 | 0 | 0 | 0 | 0 | 0 | 0 | 0 | 0 | 0 | 0 | 0 | 0
F1_Commercial_Restaurant_Existing_Food Preparation_Natural Gas_Conveyor Oven_E4 | F1 | Commercial | Restaurant | Existing | Food Preparation | Natural Gas | Conveyor Oven | E4 | CCE | 0 | 0 | 0 | 0 | 0 | 0 | 0 | 0 | 0 | 0 | 0 | 0 | 0 | 0 | 0 | 0 | 0 | 0 | 0 | 0 | 0 | 0 | 0 | 0 | 0 | 0 | 0 | 0 | 0 | 0
F1_Commercial_Restaurant_Existing_Food Preparation_Natural Gas_Conveyor Oven_E5 | F1 | Commercial | Restaurant | Existing | Food Preparation | Natural Gas | Conveyor Oven | E5 | CCE | 0 | 0 | 0 | 0 | 0 | 0 | 0 | 0 | 0 | 0 | 0 | 0 | 0 | 0 | 0 | 0 | 0 | 0 | 0 | 0 | 0 | 0 | 0 | 0 | 0 | 0 | 0 | 0 | 0 | 0
F1_Commercial_Restaurant_Existing_Food Preparation_Natural Gas_Conveyor Oven_E6 | F1 | Commercial | Restaurant | Existing | Food Preparation | Natural Gas | Conveyor Oven | E6 | CCE | 0 | 0 | 0 | 0 | 0 | 0 | 0 | 0 | 0 | 0 | 0 | 0 | 0 | 0 | 0 | 0 | 0 | 0 | 0 | 0 | 0 | 0 | 0 | 0 | 0 | 0 | 0 | 0 | 0 | 0
F1_Commercial_Restaurant_Existing_Food Preparation_Natural Gas_Conveyor Oven_E7 | F1 | Commercial | Restaurant | Existing | Food Preparation | Natural Gas | Conveyor Oven | E7 | CCE | 0 | 0 | 0 | 0 | 0 | 0 | 0 | 0 | 0 | 0 | 0 | 0 | 0 | 0 | 0 | 0 | 0 | 0 | 0 | 0 | 0 | 0 | 0 | 0 | 0 | 0 | 0 | 0 | 0 | 0
F1_Commercial_Restaurant_Existing_Food Preparation_Natural Gas_Conveyor Oven_E8 | F1 | Commercial | Restaurant | Existing | Food Preparation | Natural Gas | Conveyor Oven | E8 | CCE | 0 | 0 | 0 | 0 | 0 | 0 | 0 | 0 | 0 | 0 | 0 | 0 | 0 | 0 | 0 | 0 | 0 | 0 | 0 | 0 | 0 | 0 | 0 | 0 | 0 | 0 | 0 | 0 | 0 | 0
F1_Commercial_Restaurant_Existing_Food Preparation_Natural Gas_Conveyor Oven_E9 | F1 | Commercial | Restaurant | Existing | Food Preparation | Natural Gas | Conveyor Oven | E9 | CCE | 0 | 0 | 0 | 0 | 0 | 0 | 0 | 0 | 0 | 0 | 0 | 0 | 0 | 0 | 0 | 0 | 0 | 0 | 0 | 0 | 0 | 0 | 0 | 0 | 0 | 0 | 0 | 0 | 0 | 0
F1_Commercial_Restaurant_Existing_Food Preparation_Natural Gas_Conveyor Oven_E10 | F1 | Commercial | Restaurant | Existing | Food Preparation | Natural Gas | Conveyor Oven | E10 | CCE | 0 | 0 | 0 | 0 | 0 | 0 | 0 | 0 | 0 | 0 | 0 | 0 | 0 | 0 | 0 | 0 | 0 | 0 | 0 | 0 | 0 | 0 | 0 | 0 | 0 | 0 | 0 | 0 | 0 | 0
F2_Commercial_Restaurant_Existing_Food Preparation_Natural Gas_Conveyor Oven_E1 | F2 | Commercial | Restaurant | Existing | Food Preparation | Natural Gas | Conveyor Oven | E1 | TRC BC Ratio | 0.9 | 0.9 | 0.9 | 0.9 | 0.9 | 0.9 | 0.9 | 0.9 | 0.9 | 0.9 | 0.9 | 0.9 | 0.9 | 0.9 | 0.9 | 0.9 | 0.9 | 0.9 | 0.9 | 0.9 | 0.9 | 0.9 | 0 | 0 | 0 | 0 | 0 | 0 | 0 | 0
F2_Commercial_Restaurant_Existing_Food Preparation_Natural Gas_Conveyor Oven_E2 | F2 | Commercial | Restaurant | Existing | Food Preparation | Natural Gas | Conveyor Oven | E2 | TRC BC Ratio | 2.7176 | 2.748 | 2.7824 | 2.8311 | 2.8898 | 2.9554 | 3.0153 | 3.0676 | 3.1163 | 3.1654 | 3.2167 | 3.269 | 3.3215 | 3.3766 | 3.4303 | 3.4854 | 3.5434 | 3.602 | 3.6613 | 3.7212 | 3.781 | 3.8406 | 0 | 0 | 0 | 0 | 0 | 0 | 0 | 0
F2_Commercial_Restaurant_Existing_Food Preparation_Natural Gas_Conveyor Oven_E3 | F2 | Commercial | Restaurant | Existing | Food Preparation | Natural Gas | Conveyor Oven | E3 | TRC BC Ratio | 0 | 0 | 0 | 0 | 0 | 0 | 0 | 0 | 0 | 0 | 0 | 0 | 0 | 0 | 0 | 0 | 0 | 0 | 0 | 0 | 0 | 0 | 0 | 0 | 0 | 0 | 0 | 0 | 0 | 0
F2_Commercial_Restaurant_Existing_Food Preparation_Natural Gas_Conveyor Oven_E4 | F2 | Commercial | Restaurant | Existing | Food Preparation | Natural Gas | Conveyor Oven | E4 | TRC BC Ratio | 0 | 0 | 0 | 0 | 0 | 0 | 0 | 0 | 0 | 0 | 0 | 0 | 0 | 0 | 0 | 0 | 0 | 0 | 0 | 0 | 0 | 0 | 0 | 0 | 0 | 0 | 0 | 0 | 0 | 0
F2_Commercial_Restaurant_Existing_Food Preparation_Natural Gas_Conveyor Oven_E5 | F2 | Commercial | Restaurant | Existing | Food Preparation | Natural Gas | Conveyor Oven | E5 | TRC BC Ratio | 0 | 0 | 0 | 0 | 0 | 0 | 0 | 0 | 0 | 0 | 0 | 0 | 0 | 0 | 0 | 0 | 0 | 0 | 0 | 0 | 0 | 0 | 0 | 0 | 0 | 0 | 0 | 0 | 0 | 0
F2_Commercial_Restaurant_Existing_Food Preparation_Natural Gas_Conveyor Oven_E6 | F2 | Commercial | Restaurant | Existing | Food Preparation | Natural Gas | Conveyor Oven | E6 | TRC BC Ratio | 0 | 0 | 0 | 0 | 0 | 0 | 0 | 0 | 0 | 0 | 0 | 0 | 0 | 0 | 0 | 0 | 0 | 0 | 0 | 0 | 0 | 0 | 0 | 0 | 0 | 0 | 0 | 0 | 0 | 0
F2_Commercial_Restaurant_Existing_Food Preparation_Natural Gas_Conveyor Oven_E7 | F2 | Commercial | Restaurant | Existing | Food Preparation | Natural Gas | Conveyor Oven | E7 | TRC BC Ratio | 0 | 0 | 0 | 0 | 0 | 0 | 0 | 0 | 0 | 0 | 0 | 0 | 0 | 0 | 0 | 0 | 0 | 0 | 0 | 0 | 0 | 0 | 0 | 0 | 0 | 0 | 0 | 0 | 0 | 0
F2_Commercial_Restaurant_Existing_Food Preparation_Natural Gas_Conveyor Oven_E8 | F2 | Commercial | Restaurant | Existing | Food Preparation | Natural Gas | Conveyor Oven | E8 | TRC BC Ratio | 0 | 0 | 0 | 0 | 0 | 0 | 0 | 0 | 0 | 0 | 0 | 0 | 0 | 0 | 0 | 0 | 0 | 0 | 0 | 0 | 0 | 0 | 0 | 0 | 0 | 0 | 0 | 0 | 0 | 0
F2_Commercial_Restaurant_Existing_Food Preparation_Natural Gas_Conveyor Oven_E9 | F2 | Commercial | Restaurant | Existing | Food Preparation | Natural Gas | Conveyor Oven | E9 | TRC BC Ratio | 0 | 0 | 0 | 0 | 0 | 0 | 0 | 0 | 0 | 0 | 0 | 0 | 0 | 0 | 0 | 0 | 0 | 0 | 0 | 0 | 0 | 0 | 0 | 0 | 0 | 0 | 0 | 0 | 0 | 0
F2_Commercial_Restaurant_Existing_Food Preparation_Natural Gas_Conveyor Oven_E10 | F2 | Commercial | Restaurant | Existing | Food Preparation | Natural Gas | Conveyor Oven | E10 | TRC BC Ratio | 0 | 0 | 0 | 0 | 0 | 0 | 0 | 0 | 0 | 0 | 0 | 0 | 0 | 0 | 0 | 0 | 0 | 0 | 0 | 0 | 0 | 0 | 0 | 0 | 0 | 0 | 0 | 0 | 0 | 0
F3_Commercial_Restaurant_Existing_Food Preparation_Natural Gas_Conveyor Oven_E1 | F3 | Commercial | Restaurant | Existing | Food Preparation | Natural Gas | Conveyor Oven | E1 | PACT BC Ratio | 0.9 | 0.9 | 0.9 | 0.9 | 0.9 | 0.9 | 0.9 | 0.9 | 0.9 | 0.9 | 0.9 | 0.9 | 0.9 | 0.9 | 0.9 | 0.9 | 0.9 | 0.9 | 0.9 | 0.9 | 0.9 | 0.9 | 0 | 0 | 0 | 0 | 0 | 0 | 0 | 0
F3_Commercial_Restaurant_Existing_Food Preparation_Natural Gas_Conveyor Oven_E2 | F3 | Commercial | Restaurant | Existing | Food Preparation | Natural Gas | Conveyor Oven | E2 | PACT BC Ratio | 6.4385 | 6.5104 | 6.5921 | 6.7074 | 6.8464 | 7.002 | 7.1438 | 7.2678 | 7.3831 | 7.4995 | 7.621 | 7.745 | 7.8692 | 7.9997 | 8.1271 | 8.2575 | 8.3949 | 8.5337 | 8.6743 | 8.8161 | 8.9578 | 9.0991 | 0 | 0 | 0 | 0 | 0 | 0 | 0 | 0
F3_Commercial_Restaurant_Existing_Food Preparation_Natural Gas_Conveyor Oven_E3 | F3 | Commercial | Restaurant | Existing | Food Preparation | Natural Gas | Conveyor Oven | E3 | PACT BC Ratio | 0 | 0 | 0 | 0 | 0 | 0 | 0 | 0 | 0 | 0 | 0 | 0 | 0 | 0 | 0 | 0 | 0 | 0 | 0 | 0 | 0 | 0 | 0 | 0 | 0 | 0 | 0 | 0 | 0 | 0
F3_Commercial_Restaurant_Existing_Food Preparation_Natural Gas_Conveyor Oven_E4 | F3 | Commercial | Restaurant | Existing | Food Preparation | Natural Gas | Conveyor Oven | E4 | PACT BC Ratio | 0 | 0 | 0 | 0 | 0 | 0 | 0 | 0 | 0 | 0 | 0 | 0 | 0 | 0 | 0 | 0 | 0 | 0 | 0 | 0 | 0 | 0 | 0 | 0 | 0 | 0 | 0 | 0 | 0 | 0
F3_Commercial_Restaurant_Existing_Food Preparation_Natural Gas_Conveyor Oven_E5 | F3 | Commercial | Restaurant | Existing | Food Preparation | Natural Gas | Conveyor Oven | E5 | PACT BC Ratio | 0 | 0 | 0 | 0 | 0 | 0 | 0 | 0 | 0 | 0 | 0 | 0 | 0 | 0 | 0 | 0 | 0 | 0 | 0 | 0 | 0 | 0 | 0 | 0 | 0 | 0 | 0 | 0 | 0 | 0
F3_Commercial_Restaurant_Existing_Food Preparation_Natural Gas_Conveyor Oven_E6 | F3 | Commercial | Restaurant | Existing | Food Preparation | Natural Gas | Conveyor Oven | E6 | PACT BC Ratio | 0 | 0 | 0 | 0 | 0 | 0 | 0 | 0 | 0 | 0 | 0 | 0 | 0 | 0 | 0 | 0 | 0 | 0 | 0 | 0 | 0 | 0 | 0 | 0 | 0 | 0 | 0 | 0 | 0 | 0
F3_Commercial_Restaurant_Existing_Food Preparation_Natural Gas_Conveyor Oven_E7 | F3 | Commercial | Restaurant | Existing | Food Preparation | Natural Gas | Conveyor Oven | E7 | PACT BC Ratio | 0 | 0 | 0 | 0 | 0 | 0 | 0 | 0 | 0 | 0 | 0 | 0 | 0 | 0 | 0 | 0 | 0 | 0 | 0 | 0 | 0 | 0 | 0 | 0 | 0 | 0 | 0 | 0 | 0 | 0
F3_Commercial_Restaurant_Existing_Food Preparation_Natural Gas_Conveyor Oven_E8 | F3 | Commercial | Restaurant | Existing | Food Preparation | Natural Gas | Conveyor Oven | E8 | PACT BC Ratio | 0 | 0 | 0 | 0 | 0 | 0 | 0 | 0 | 0 | 0 | 0 | 0 | 0 | 0 | 0 | 0 | 0 | 0 | 0 | 0 | 0 | 0 | 0 | 0 | 0 | 0 | 0 | 0 | 0 | 0
F3_Commercial_Restaurant_Existing_Food Preparation_Natural Gas_Conveyor Oven_E9 | F3 | Commercial | Restaurant | Existing | Food Preparation | Natural Gas | Conveyor Oven | E9 | PACT BC Ratio | 0 | 0 | 0 | 0 | 0 | 0 | 0 | 0 | 0 | 0 | 0 | 0 | 0 | 0 | 0 | 0 | 0 | 0 | 0 | 0 | 0 | 0 | 0 | 0 | 0 | 0 | 0 | 0 | 0 | 0
F3_Commercial_Restaurant_Existing_Food Preparation_Natural Gas_Conveyor Oven_E10 | F3 | Commercial | Restaurant | Existing | Food Preparation | Natural Gas | Conveyor Oven | E10 | PACT BC Ratio | 0 | 0 | 0 | 0 | 0 | 0 | 0 | 0 | 0 | 0 | 0 | 0 | 0 | 0 | 0 | 0 | 0 | 0 | 0 | 0 | 0 | 0 | 0 | 0 | 0 | 0 | 0 | 0 | 0 | 0
F4_Commercial_Restaurant_Existing_Food Preparation_Natural Gas_Conveyor Oven_E1 | F4 | Commercial | Restaurant | Existing | Food Preparation | Natural Gas | Conveyor Oven | E1 | PCT BC Ratio | 0.9 | 0.9 | 0.9 | 0.9 | 0.9 | 0.9 | 0.9 | 0.9 | 0.9 | 0.9 | 0.9 | 0.9 | 0.9 | 0.9 | 0.9 | 0.9 | 0.9 | 0.9 | 0.9 | 0.9 | 0.9 | 0.9 | 0 | 0 | 0 | 0 | 0 | 0 | 0 | 0
F4_Commercial_Restaurant_Existing_Food Preparation_Natural Gas_Conveyor Oven_E2 | F4 | Commercial | Restaurant | Existing | Food Preparation | Natural Gas | Conveyor Oven | E2 | PCT BC Ratio | 4.4381 | 4.4848 | 4.5378 | 4.6126 | 4.7029 | 4.8039 | 4.896 | 4.9765 | 5.0514 | 5.1269 | 5.2058 | 5.2863 | 5.3669 | 5.4517 | 5.5344 | 5.619 | 5.7082 | 5.7984 | 5.8896 | 5.9817 | 6.0737 | 6.1654 | 0 | 0 | 0 | 0 | 0 | 0 | 0 | 0
F4_Commercial_Restaurant_Existing_Food Preparation_Natural Gas_Conveyor Oven_E3 | F4 | Commercial | Restaurant | Existing | Food Preparation | Natural Gas | Conveyor Oven | E3 | PCT BC Ratio | 0 | 0 | 0 | 0 | 0 | 0 | 0 | 0 | 0 | 0 | 0 | 0 | 0 | 0 | 0 | 0 | 0 | 0 | 0 | 0 | 0 | 0 | 0 | 0 | 0 | 0 | 0 | 0 | 0 | 0
F4_Commercial_Restaurant_Existing_Food Preparation_Natural Gas_Conveyor Oven_E4 | F4 | Commercial | Restaurant | Existing | Food Preparation | Natural Gas | Conveyor Oven | E4 | PCT BC Ratio | 0 | 0 | 0 | 0 | 0 | 0 | 0 | 0 | 0 | 0 | 0 | 0 | 0 | 0 | 0 | 0 | 0 | 0 | 0 | 0 | 0 | 0 | 0 | 0 | 0 | 0 | 0 | 0 | 0 | 0
F4_Commercial_Restaurant_Existing_Food Preparation_Natural Gas_Conveyor Oven_E5 | F4 | Commercial | Restaurant | Existing | Food Preparation | Natural Gas | Conveyor Oven | E5 | PCT BC Ratio | 0 | 0 | 0 | 0 | 0 | 0 | 0 | 0 | 0 | 0 | 0 | 0 | 0 | 0 | 0 | 0 | 0 | 0 | 0 | 0 | 0 | 0 | 0 | 0 | 0 | 0 | 0 | 0 | 0 | 0
F4_Commercial_Restaurant_Existing_Food Preparation_Natural Gas_Conveyor Oven_E6 | F4 | Commercial | Restaurant | Existing | Food Preparation | Natural Gas | Conveyor Oven | E6 | PCT BC Ratio | 0 | 0 | 0 | 0 | 0 | 0 | 0 | 0 | 0 | 0 | 0 | 0 | 0 | 0 | 0 | 0 | 0 | 0 | 0 | 0 | 0 | 0 | 0 | 0 | 0 | 0 | 0 | 0 | 0 | 0
F4_Commercial_Restaurant_Existing_Food Preparation_Natural Gas_Conveyor Oven_E7 | F4 | Commercial | Restaurant | Existing | Food Preparation | Natural Gas | Conveyor Oven | E7 | PCT BC Ratio | 0 | 0 | 0 | 0 | 0 | 0 | 0 | 0 | 0 | 0 | 0 | 0 | 0 | 0 | 0 | 0 | 0 | 0 | 0 | 0 | 0 | 0 | 0 | 0 | 0 | 0 | 0 | 0 | 0 | 0
F4_Commercial_Restaurant_Existing_Food Preparation_Natural Gas_Conveyor Oven_E8 | F4 | Commercial | Restaurant | Existing | Food Preparation | Natural Gas | Conveyor Oven | E8 | PCT BC Ratio | 0 | 0 | 0 | 0 | 0 | 0 | 0 | 0 | 0 | 0 | 0 | 0 | 0 | 0 | 0 | 0 | 0 | 0 | 0 | 0 | 0 | 0 | 0 | 0 | 0 | 0 | 0 | 0 | 0 | 0
F4_Commercial_Restaurant_Existing_Food Preparation_Natural Gas_Conveyor Oven_E9 | F4 | Commercial | Restaurant | Existing | Food Preparation | Natural Gas | Conveyor Oven | E9 | PCT BC Ratio | 0 | 0 | 0 | 0 | 0 | 0 | 0 | 0 | 0 | 0 | 0 | 0 | 0 | 0 | 0 | 0 | 0 | 0 | 0 | 0 | 0 | 0 | 0 | 0 | 0 | 0 | 0 | 0 | 0 | 0
F4_Commercial_Restaurant_Existing_Food Preparation_Natural Gas_Conveyor Oven_E10 | F4 | Commercial | Restaurant | Existing | Food Preparation | Natural Gas | Conveyor Oven | E10 | PCT BC Ratio | 0 | 0 | 0 | 0 | 0 | 0 | 0 | 0 | 0 | 0 | 0 | 0 | 0 | 0 | 0 | 0 | 0 | 0 | 0 | 0 | 0 | 0 | 0 | 0 | 0 | 0 | 0 | 0 | 0 | 0
F5_Commercial_Restaurant_Existing_Food Preparation_Natural Gas_Conveyor Oven_E1 | F5 | Commercial | Restaurant | Existing | Food Preparation | Natural Gas | Conveyor Oven | E1 | RIM BC Ratio | 0.9 | 0.9 | 0.9 | 0.9 | 0.9 | 0.9 | 0.9 | 0.9 | 0.9 | 0.9 | 0.9 | 0.9 | 0.9 | 0.9 | 0.9 | 0.9 | 0.9 | 0.9 | 0.9 | 0.9 | 0.9 | 0.9 | 0 | 0 | 0 | 0 | 0 | 0 | 0 | 0
F5_Commercial_Restaurant_Existing_Food Preparation_Natural Gas_Conveyor Oven_E2 | F5 | Commercial | Restaurant | Existing | Food Preparation | Natural Gas | Conveyor Oven | E2 | RIM BC Ratio | 0.73889 | 0.73983 | 0.74087 | 0.74231 | 0.74398 | 0.74578 | 0.74736 | 0.74869 | 0.7499 | 0.75108 | 0.75229 | 0.75348 | 0.75464 | 0.75582 | 0.75694 | 0.75805 | 0.75919 | 0.76031 | 0.76141 | 0.76249 | 0.76353 | 0.76455 | 0 | 0 | 0 | 0 | 0 | 0 | 0 | 0
F5_Commercial_Restaurant_Existing_Food Preparation_Natural Gas_Conveyor Oven_E3 | F5 | Commercial | Restaurant | Existing | Food Preparation | Natural Gas | Conveyor Oven | E3 | RIM BC Ratio | 0 | 0 | 0 | 0 | 0 | 0 | 0 | 0 | 0 | 0 | 0 | 0 | 0 | 0 | 0 | 0 | 0 | 0 | 0 | 0 | 0 | 0 | 0 | 0 | 0 | 0 | 0 | 0 | 0 | 0
F5_Commercial_Restaurant_Existing_Food Preparation_Natural Gas_Conveyor Oven_E4 | F5 | Commercial | Restaurant | Existing | Food Preparation | Natural Gas | Conveyor Oven | E4 | RIM BC Ratio | 0 | 0 | 0 | 0 | 0 | 0 | 0 | 0 | 0 | 0 | 0 | 0 | 0 | 0 | 0 | 0 | 0 | 0 | 0 | 0 | 0 | 0 | 0 | 0 | 0 | 0 | 0 | 0 | 0 | 0
F5_Commercial_Restaurant_Existing_Food Preparation_Natural Gas_Conveyor Oven_E5 | F5 | Commercial | Restaurant | Existing | Food Preparation | Natural Gas | Conveyor Oven | E5 | RIM BC Ratio | 0 | 0 | 0 | 0 | 0 | 0 | 0 | 0 | 0 | 0 | 0 | 0 | 0 | 0 | 0 | 0 | 0 | 0 | 0 | 0 | 0 | 0 | 0 | 0 | 0 | 0 | 0 | 0 | 0 | 0
F5_Commercial_Restaurant_Existing_Food Preparation_Natural Gas_Conveyor Oven_E6 | F5 | Commercial | Restaurant | Existing | Food Preparation | Natural Gas | Conveyor Oven | E6 | RIM BC Ratio | 0 | 0 | 0 | 0 | 0 | 0 | 0 | 0 | 0 | 0 | 0 | 0 | 0 | 0 | 0 | 0 | 0 | 0 | 0 | 0 | 0 | 0 | 0 | 0 | 0 | 0 | 0 | 0 | 0 | 0
F5_Commercial_Restaurant_Existing_Food Preparation_Natural Gas_Conveyor Oven_E7 | F5 | Commercial | Restaurant | Existing | Food Preparation | Natural Gas | Conveyor Oven | E7 | RIM BC Ratio | 0 | 0 | 0 | 0 | 0 | 0 | 0 | 0 | 0 | 0 | 0 | 0 | 0 | 0 | 0 | 0 | 0 | 0 | 0 | 0 | 0 | 0 | 0 | 0 | 0 | 0 | 0 | 0 | 0 | 0
F5_Commercial_Restaurant_Existing_Food Preparation_Natural Gas_Conveyor Oven_E8 | F5 | Commercial | Restaurant | Existing | Food Preparation | Natural Gas | Conveyor Oven | E8 | RIM BC Ratio | 0 | 0 | 0 | 0 | 0 | 0 | 0 | 0 | 0 | 0 | 0 | 0 | 0 | 0 | 0 | 0 | 0 | 0 | 0 | 0 | 0 | 0 | 0 | 0 | 0 | 0 | 0 | 0 | 0 | 0
F5_Commercial_Restaurant_Existing_Food Preparation_Natural Gas_Conveyor Oven_E9 | F5 | Commercial | Restaurant | Existing | Food Preparation | Natural Gas | Conveyor Oven | E9 | RIM BC Ratio | 0 | 0 | 0 | 0 | 0 | 0 | 0 | 0 | 0 | 0 | 0 | 0 | 0 | 0 | 0 | 0 | 0 | 0 | 0 | 0 | 0 | 0 | 0 | 0 | 0 | 0 | 0 | 0 | 0 | 0
F5_Commercial_Restaurant_Existing_Food Preparation_Natural Gas_Conveyor Oven_E10 | F5 | Commercial | Restaurant | Existing | Food Preparation | Natural Gas | Conveyor Oven | E10 | RIM BC Ratio | 0 | 0 | 0 | 0 | 0 | 0 | 0 | 0 | 0 | 0 | 0 | 0 | 0 | 0 | 0 | 0 | 0 | 0 | 0 | 0 | 0 | 0 | 0 | 0 | 0 | 0 | 0 | 0 | 0 | 0
F0_Commercial_Restaurant_Existing_Food Preparation_Natural Gas_Double Rack Oven_E0 | F0 | Commercial | Restaurant | Existing | Food Preparation | Natural Gas | Double Rack Oven | E0 | Economic Unit | FTSC Qualified (>50% Cooking Efficiency) | FTSC Qualified (>50% Cooking Efficiency) | FTSC Qualified (>50% Cooking Efficiency) | FTSC Qualified (>50% Cooking Efficiency) | FTSC Qualified (>50% Cooking Efficiency) | FTSC Qualified (>50% Cooking Efficiency) | FTSC Qualified (>50% Cooking Efficiency) | FTSC Qualified (>50% Cooking Efficiency) | FTSC Qualified (>50% Cooking Efficiency) | FTSC Qualified (>50% Cooking Efficiency) | FTSC Qualified (>50% Cooking Efficiency) | FTSC Qualified (>50% Cooking Efficiency) | FTSC Qualified (>50% Cooking Efficiency) | FTSC Qualified (>50% Cooking Efficiency) | FTSC Qualified (>50% Cooking Efficiency) | FTSC Qualified (>50% Cooking Efficiency) | FTSC Qualified (>50% Cooking Efficiency) | FTSC Qualified (>50% Cooking Efficiency) | FTSC Qualified (>50% Cooking Efficiency) | FTSC Qualified (>50% Cooking Efficiency) | FTSC Qualified (>50% Cooking Efficiency) | FTSC Qualified (>50% Cooking Efficiency) | 0 | 0 | 0 | 0 | 0 | 0 | 0 | 0
F1_Commercial_Restaurant_Existing_Food Preparation_Natural Gas_Double Rack Oven_E1 | F1 | Commercial | Restaurant | Existing | Food Preparation | Natural Gas | Double Rack Oven | E1 | CCE | 0 | 0 | 0 | 0 | 0 | 0 | 0 | 0 | 0 | 0 | 0 | 0 | 0 | 0 | 0 | 0 | 0 | 0 | 0 | 0 | 0 | 0 | 0 | 0 | 0 | 0 | 0 | 0 | 0 | 0
F1_Commercial_Restaurant_Existing_Food Preparation_Natural Gas_Double Rack Oven_E2 | F1 | Commercial | Restaurant | Existing | Food Preparation | Natural Gas | Double Rack Oven | E2 | CCE | 0.0030138 | 0.0030138 | 0.0031663 | 0.0031181 | 0.0030713 | 0.0030129 | 0.0030047 | 0.0029854 | 0.0029674 | 0.0029403 | 0.0029361 | 0.0029226 | 0.0029105 | 0.0028875 | 0.0028906 | 0.0028817 | 0.0028731 | 0.0028541 | 0.0028597 | 0.0028541 | 0.0028499 | 0.002834 | 0 | 0 | 0 | 0 | 0 | 0 | 0 | 0
F1_Commercial_Restaurant_Existing_Food Preparation_Natural Gas_Double Rack Oven_E3 | F1 | Commercial | Restaurant | Existing | Food Preparation | Natural Gas | Double Rack Oven | E3 | CCE | 0 | 0 | 0 | 0 | 0 | 0 | 0 | 0 | 0 | 0 | 0 | 0 | 0 | 0 | 0 | 0 | 0 | 0 | 0 | 0 | 0 | 0 | 0 | 0 | 0 | 0 | 0 | 0 | 0 | 0
F1_Commercial_Restaurant_Existing_Food Preparation_Natural Gas_Double Rack Oven_E4 | F1 | Commercial | Restaurant | Existing | Food Preparation | Natural Gas | Double Rack Oven | E4 | CCE | 0 | 0 | 0 | 0 | 0 | 0 | 0 | 0 | 0 | 0 | 0 | 0 | 0 | 0 | 0 | 0 | 0 | 0 | 0 | 0 | 0 | 0 | 0 | 0 | 0 | 0 | 0 | 0 | 0 | 0
F1_Commercial_Restaurant_Existing_Food Preparation_Natural Gas_Double Rack Oven_E5 | F1 | Commercial | Restaurant | Existing | Food Preparation | Natural Gas | Double Rack Oven | E5 | CCE | 0 | 0 | 0 | 0 | 0 | 0 | 0 | 0 | 0 | 0 | 0 | 0 | 0 | 0 | 0 | 0 | 0 | 0 | 0 | 0 | 0 | 0 | 0 | 0 | 0 | 0 | 0 | 0 | 0 | 0
F1_Commercial_Restaurant_Existing_Food Preparation_Natural Gas_Double Rack Oven_E6 | F1 | Commercial | Restaurant | Existing | Food Preparation | Natural Gas | Double Rack Oven | E6 | CCE | 0 | 0 | 0 | 0 | 0 | 0 | 0 | 0 | 0 | 0 | 0 | 0 | 0 | 0 | 0 | 0 | 0 | 0 | 0 | 0 | 0 | 0 | 0 | 0 | 0 | 0 | 0 | 0 | 0 | 0
F1_Commercial_Restaurant_Existing_Food Preparation_Natural Gas_Double Rack Oven_E7 | F1 | Commercial | Restaurant | Existing | Food Preparation | Natural Gas | Double Rack Oven | E7 | CCE | 0 | 0 | 0 | 0 | 0 | 0 | 0 | 0 | 0 | 0 | 0 | 0 | 0 | 0 | 0 | 0 | 0 | 0 | 0 | 0 | 0 | 0 | 0 | 0 | 0 | 0 | 0 | 0 | 0 | 0
F1_Commercial_Restaurant_Existing_Food Preparation_Natural Gas_Double Rack Oven_E8 | F1 | Commercial | Restaurant | Existing | Food Preparation | Natural Gas | Double Rack Oven | E8 | CCE | 0 | 0 | 0 | 0 | 0 | 0 | 0 | 0 | 0 | 0 | 0 | 0 | 0 | 0 | 0 | 0 | 0 | 0 | 0 | 0 | 0 | 0 | 0 | 0 | 0 | 0 | 0 | 0 | 0 | 0
F1_Commercial_Restaurant_Existing_Food Preparation_Natural Gas_Double Rack Oven_E9 | F1 | Commercial | Restaurant | Existing | Food Preparation | Natural Gas | Double Rack Oven | E9 | CCE | 0 | 0 | 0 | 0 | 0 | 0 | 0 | 0 | 0 | 0 | 0 | 0 | 0 | 0 | 0 | 0 | 0 | 0 | 0 | 0 | 0 | 0 | 0 | 0 | 0 | 0 | 0 | 0 | 0 | 0
F1_Commercial_Restaurant_Existing_Food Preparation_Natural Gas_Double Rack Oven_E10 | F1 | Commercial | Restaurant | Existing | Food Preparation | Natural Gas | Double Rack Oven | E10 | CCE | 0 | 0 | 0 | 0 | 0 | 0 | 0 | 0 | 0 | 0 | 0 | 0 | 0 | 0 | 0 | 0 | 0 | 0 | 0 | 0 | 0 | 0 | 0 | 0 | 0 | 0 | 0 | 0 | 0 | 0
F2_Commercial_Restaurant_Existing_Food Preparation_Natural Gas_Double Rack Oven_E1 | F2 | Commercial | Restaurant | Existing | Food Preparation | Natural Gas | Double Rack Oven | E1 | TRC BC Ratio | 0.9 | 0.9 | 0.9 | 0.9 | 0.9 | 0.9 | 0.9 | 0.9 | 0.9 | 0.9 | 0.9 | 0.9 | 0.9 | 0.9 | 0.9 | 0.9 | 0.9 | 0.9 | 0.9 | 0.9 | 0.9 | 0.9 | 0 | 0 | 0 | 0 | 0 | 0 | 0 | 0
F2_Commercial_Restaurant_Existing_Food Preparation_Natural Gas_Double Rack Oven_E2 | F2 | Commercial | Restaurant | Existing | Food Preparation | Natural Gas | Double Rack Oven | E2 | TRC BC Ratio | 2.9522 | 2.9775 | 3.0077 | 3.0577 | 3.1244 | 3.2031 | 3.2754 | 3.3398 | 3.4022 | 3.4628 | 3.5239 | 3.5833 | 3.6392 | 3.6952 | 3.7487 | 3.8035 | 3.8622 | 3.9213 | 3.9809 | 4.0407 | 4.0999 | 4.1582 | 0 | 0 | 0 | 0 | 0 | 0 | 0 | 0
F2_Commercial_Restaurant_Existing_Food Preparation_Natural Gas_Double Rack Oven_E3 | F2 | Commercial | Restaurant | Existing | Food Preparation | Natural Gas | Double Rack Oven | E3 | TRC BC Ratio | 0 | 0 | 0 | 0 | 0 | 0 | 0 | 0 | 0 | 0 | 0 | 0 | 0 | 0 | 0 | 0 | 0 | 0 | 0 | 0 | 0 | 0 | 0 | 0 | 0 | 0 | 0 | 0 | 0 | 0
F2_Commercial_Restaurant_Existing_Food Preparation_Natural Gas_Double Rack Oven_E4 | F2 | Commercial | Restaurant | Existing | Food Preparation | Natural Gas | Double Rack Oven | E4 | TRC BC Ratio | 0 | 0 | 0 | 0 | 0 | 0 | 0 | 0 | 0 | 0 | 0 | 0 | 0 | 0 | 0 | 0 | 0 | 0 | 0 | 0 | 0 | 0 | 0 | 0 | 0 | 0 | 0 | 0 | 0 | 0
F2_Commercial_Restaurant_Existing_Food Preparation_Natural Gas_Double Rack Oven_E5 | F2 | Commercial | Restaurant | Existing | Food Preparation | Natural Gas | Double Rack Oven | E5 | TRC BC Ratio | 0 | 0 | 0 | 0 | 0 | 0 | 0 | 0 | 0 | 0 | 0 | 0 | 0 | 0 | 0 | 0 | 0 | 0 | 0 | 0 | 0 | 0 | 0 | 0 | 0 | 0 | 0 | 0 | 0 | 0
F2_Commercial_Restaurant_Existing_Food Preparation_Natural Gas_Double Rack Oven_E6 | F2 | Commercial | Restaurant | Existing | Food Preparation | Natural Gas | Double Rack Oven | E6 | TRC BC Ratio | 0 | 0 | 0 | 0 | 0 | 0 | 0 | 0 | 0 | 0 | 0 | 0 | 0 | 0 | 0 | 0 | 0 | 0 | 0 | 0 | 0 | 0 | 0 | 0 | 0 | 0 | 0 | 0 | 0 | 0
F2_Commercial_Restaurant_Existing_Food Preparation_Natural Gas_Double Rack Oven_E7 | F2 | Commercial | Restaurant | Existing | Food Preparation | Natural Gas | Double Rack Oven | E7 | TRC BC Ratio | 0 | 0 | 0 | 0 | 0 | 0 | 0 | 0 | 0 | 0 | 0 | 0 | 0 | 0 | 0 | 0 | 0 | 0 | 0 | 0 | 0 | 0 | 0 | 0 | 0 | 0 | 0 | 0 | 0 | 0
F2_Commercial_Restaurant_Existing_Food Preparation_Natural Gas_Double Rack Oven_E8 | F2 | Commercial | Restaurant | Existing | Food Preparation | Natural Gas | Double Rack Oven | E8 | TRC BC Ratio | 0 | 0 | 0 | 0 | 0 | 0 | 0 | 0 | 0 | 0 | 0 | 0 | 0 | 0 | 0 | 0 | 0 | 0 | 0 | 0 | 0 | 0 | 0 | 0 | 0 | 0 | 0 | 0 | 0 | 0
F2_Commercial_Restaurant_Existing_Food Preparation_Natural Gas_Double Rack Oven_E9 | F2 | Commercial | Restaurant | Existing | Food Preparation | Natural Gas | Double Rack Oven | E9 | TRC BC Ratio | 0 | 0 | 0 | 0 | 0 | 0 | 0 | 0 | 0 | 0 | 0 | 0 | 0 | 0 | 0 | 0 | 0 | 0 | 0 | 0 | 0 | 0 | 0 | 0 | 0 | 0 | 0 | 0 | 0 | 0
F2_Commercial_Restaurant_Existing_Food Preparation_Natural Gas_Double Rack Oven_E10 | F2 | Commercial | Restaurant | Existing | Food Preparation | Natural Gas | Double Rack Oven | E10 | TRC BC Ratio | 0 | 0 | 0 | 0 | 0 | 0 | 0 | 0 | 0 | 0 | 0 | 0 | 0 | 0 | 0 | 0 | 0 | 0 | 0 | 0 | 0 | 0 | 0 | 0 | 0 | 0 | 0 | 0 | 0 | 0
F3_Commercial_Restaurant_Existing_Food Preparation_Natural Gas_Double Rack Oven_E1 | F3 | Commercial | Restaurant | Existing | Food Preparation | Natural Gas | Double Rack Oven | E1 | PACT BC Ratio | 0.9 | 0.9 | 0.9 | 0.9 | 0.9 | 0.9 | 0.9 | 0.9 | 0.9 | 0.9 | 0.9 | 0.9 | 0.9 | 0.9 | 0.9 | 0.9 | 0.9 | 0.9 | 0.9 | 0.9 | 0.9 | 0.9 | 0 | 0 | 0 | 0 | 0 | 0 | 0 | 0
F3_Commercial_Restaurant_Existing_Food Preparation_Natural Gas_Double Rack Oven_E2 | F3 | Commercial | Restaurant | Existing | Food Preparation | Natural Gas | Double Rack Oven | E2 | PACT BC Ratio | 6.3603 | 6.4147 | 6.4799 | 6.5877 | 6.7314 | 6.9009 | 7.0567 | 7.1954 | 7.3299 | 7.4604 | 7.592 | 7.7199 | 7.8404 | 7.961 | 8.0763 | 8.1945 | 8.3209 | 8.4482 | 8.5765 | 8.7054 | 8.8329 | 8.9584 | 0 | 0 | 0 | 0 | 0 | 0 | 0 | 0
F3_Commercial_Restaurant_Existing_Food Preparation_Natural Gas_Double Rack Oven_E3 | F3 | Commercial | Restaurant | Existing | Food Preparation | Natural Gas | Double Rack Oven | E3 | PACT BC Ratio | 0 | 0 | 0 | 0 | 0 | 0 | 0 | 0 | 0 | 0 | 0 | 0 | 0 | 0 | 0 | 0 | 0 | 0 | 0 | 0 | 0 | 0 | 0 | 0 | 0 | 0 | 0 | 0 | 0 | 0
F3_Commercial_Restaurant_Existing_Food Preparation_Natural Gas_Double Rack Oven_E4 | F3 | Commercial | Restaurant | Existing | Food Preparation | Natural Gas | Double Rack Oven | E4 | PACT BC Ratio | 0 | 0 | 0 | 0 | 0 | 0 | 0 | 0 | 0 | 0 | 0 | 0 | 0 | 0 | 0 | 0 | 0 | 0 | 0 | 0 | 0 | 0 | 0 | 0 | 0 | 0 | 0 | 0 | 0 | 0
F3_Commercial_Restaurant_Existing_Food Preparation_Natural Gas_Double Rack Oven_E5 | F3 | Commercial | Restaurant | Existing | Food Preparation | Natural Gas | Double Rack Oven | E5 | PACT BC Ratio | 0 | 0 | 0 | 0 | 0 | 0 | 0 | 0 | 0 | 0 | 0 | 0 | 0 | 0 | 0 | 0 | 0 | 0 | 0 | 0 | 0 | 0 | 0 | 0 | 0 | 0 | 0 | 0 | 0 | 0
F3_Commercial_Restaurant_Existing_Food Preparation_Natural Gas_Double Rack Oven_E6 | F3 | Commercial | Restaurant | Existing | Food Preparation | Natural Gas | Double Rack Oven | E6 | PACT BC Ratio | 0 | 0 | 0 | 0 | 0 | 0 | 0 | 0 | 0 | 0 | 0 | 0 | 0 | 0 | 0 | 0 | 0 | 0 | 0 | 0 | 0 | 0 | 0 | 0 | 0 | 0 | 0 | 0 | 0 | 0
F3_Commercial_Restaurant_Existing_Food Preparation_Natural Gas_Double Rack Oven_E7 | F3 | Commercial | Restaurant | Existing | Food Preparation | Natural Gas | Double Rack Oven | E7 | PACT BC Ratio | 0 | 0 | 0 | 0 | 0 | 0 | 0 | 0 | 0 | 0 | 0 | 0 | 0 | 0 | 0 | 0 | 0 | 0 | 0 | 0 | 0 | 0 | 0 | 0 | 0 | 0 | 0 | 0 | 0 | 0
F3_Commercial_Restaurant_Existing_Food Preparation_Natural Gas_Double Rack Oven_E8 | F3 | Commercial | Restaurant | Existing | Food Preparation | Natural Gas | Double Rack Oven | E8 | PACT BC Ratio | 0 | 0 | 0 | 0 | 0 | 0 | 0 | 0 | 0 | 0 | 0 | 0 | 0 | 0 | 0 | 0 | 0 | 0 | 0 | 0 | 0 | 0 | 0 | 0 | 0 | 0 | 0 | 0 | 0 | 0
F3_Commercial_Restaurant_Existing_Food Preparation_Natural Gas_Double Rack Oven_E9 | F3 | Commercial | Restaurant | Existing | Food Preparation | Natural Gas | Double Rack Oven | E9 | PACT BC Ratio | 0 | 0 | 0 | 0 | 0 | 0 | 0 | 0 | 0 | 0 | 0 | 0 | 0 | 0 | 0 | 0 | 0 | 0 | 0 | 0 | 0 | 0 | 0 | 0 | 0 | 0 | 0 | 0 | 0 | 0
F3_Commercial_Restaurant_Existing_Food Preparation_Natural Gas_Double Rack Oven_E10 | F3 | Commercial | Restaurant | Existing | Food Preparation | Natural Gas | Double Rack Oven | E10 | PACT BC Ratio | 0 | 0 | 0 | 0 | 0 | 0 | 0 | 0 | 0 | 0 | 0 | 0 | 0 | 0 | 0 | 0 | 0 | 0 | 0 | 0 | 0 | 0 | 0 | 0 | 0 | 0 | 0 | 0 | 0 | 0
F4_Commercial_Restaurant_Existing_Food Preparation_Natural Gas_Double Rack Oven_E1 | F4 | Commercial | Restaurant | Existing | Food Preparation | Natural Gas | Double Rack Oven | E1 | PCT BC Ratio | 0.9 | 0.9 | 0.9 | 0.9 | 0.9 | 0.9 | 0.9 | 0.9 | 0.9 | 0.9 | 0.9 | 0.9 | 0.9 | 0.9 | 0.9 | 0.9 | 0.9 | 0.9 | 0.9 | 0.9 | 0.9 | 0.9 | 0 | 0 | 0 | 0 | 0 | 0 | 0 | 0
F4_Commercial_Restaurant_Existing_Food Preparation_Natural Gas_Double Rack Oven_E2 | F4 | Commercial | Restaurant | Existing | Food Preparation | Natural Gas | Double Rack Oven | E2 | PCT BC Ratio | 4.9652 | 5.0051 | 5.053 | 5.1322 | 5.2378 | 5.3623 | 5.4768 | 5.5787 | 5.6775 | 5.7734 | 5.8701 | 5.9641 | 6.0526 | 6.1412 | 6.2259 | 6.3128 | 6.4057 | 6.4992 | 6.5935 | 6.6882 | 6.7818 | 6.8741 | 0 | 0 | 0 | 0 | 0 | 0 | 0 | 0
F4_Commercial_Restaurant_Existing_Food Preparation_Natural Gas_Double Rack Oven_E3 | F4 | Commercial | Restaurant | Existing | Food Preparation | Natural Gas | Double Rack Oven | E3 | PCT BC Ratio | 0 | 0 | 0 | 0 | 0 | 0 | 0 | 0 | 0 | 0 | 0 | 0 | 0 | 0 | 0 | 0 | 0 | 0 | 0 | 0 | 0 | 0 | 0 | 0 | 0 | 0 | 0 | 0 | 0 | 0
F4_Commercial_Restaurant_Existing_Food Preparation_Natural Gas_Double Rack Oven_E4 | F4 | Commercial | Restaurant | Existing | Food Preparation | Natural Gas | Double Rack Oven | E4 | PCT BC Ratio | 0 | 0 | 0 | 0 | 0 | 0 | 0 | 0 | 0 | 0 | 0 | 0 | 0 | 0 | 0 | 0 | 0 | 0 | 0 | 0 | 0 | 0 | 0 | 0 | 0 | 0 | 0 | 0 | 0 | 0
F4_Commercial_Restaurant_Existing_Food Preparation_Natural Gas_Double Rack Oven_E5 | F4 | Commercial | Restaurant | Existing | Food Preparation | Natural Gas | Double Rack Oven | E5 | PCT BC Ratio | 0 | 0 | 0 | 0 | 0 | 0 | 0 | 0 | 0 | 0 | 0 | 0 | 0 | 0 | 0 | 0 | 0 | 0 | 0 | 0 | 0 | 0 | 0 | 0 | 0 | 0 | 0 | 0 | 0 | 0
F4_Commercial_Restaurant_Existing_Food Preparation_Natural Gas_Double Rack Oven_E6 | F4 | Commercial | Restaurant | Existing | Food Preparation | Natural Gas | Double Rack Oven | E6 | PCT BC Ratio | 0 | 0 | 0 | 0 | 0 | 0 | 0 | 0 | 0 | 0 | 0 | 0 | 0 | 0 | 0 | 0 | 0 | 0 | 0 | 0 | 0 | 0 | 0 | 0 | 0 | 0 | 0 | 0 | 0 | 0
F4_Commercial_Restaurant_Existing_Food Preparation_Natural Gas_Double Rack Oven_E7 | F4 | Commercial | Restaurant | Existing | Food Preparation | Natural Gas | Double Rack Oven | E7 | PCT BC Ratio | 0 | 0 | 0 | 0 | 0 | 0 | 0 | 0 | 0 | 0 | 0 | 0 | 0 | 0 | 0 | 0 | 0 | 0 | 0 | 0 | 0 | 0 | 0 | 0 | 0 | 0 | 0 | 0 | 0 | 0
F4_Commercial_Restaurant_Existing_Food Preparation_Natural Gas_Double Rack Oven_E8 | F4 | Commercial | Restaurant | Existing | Food Preparation | Natural Gas | Double Rack Oven | E8 | PCT BC Ratio | 0 | 0 | 0 | 0 | 0 | 0 | 0 | 0 | 0 | 0 | 0 | 0 | 0 | 0 | 0 | 0 | 0 | 0 | 0 | 0 | 0 | 0 | 0 | 0 | 0 | 0 | 0 | 0 | 0 | 0
F4_Commercial_Restaurant_Existing_Food Preparation_Natural Gas_Double Rack Oven_E9 | F4 | Commercial | Restaurant | Existing | Food Preparation | Natural Gas | Double Rack Oven | E9 | PCT BC Ratio | 0 | 0 | 0 | 0 | 0 | 0 | 0 | 0 | 0 | 0 | 0 | 0 | 0 | 0 | 0 | 0 | 0 | 0 | 0 | 0 | 0 | 0 | 0 | 0 | 0 | 0 | 0 | 0 | 0 | 0
F4_Commercial_Restaurant_Existing_Food Preparation_Natural Gas_Double Rack Oven_E10 | F4 | Commercial | Restaurant | Existing | Food Preparation | Natural Gas | Double Rack Oven | E10 | PCT BC Ratio | 0 | 0 | 0 | 0 | 0 | 0 | 0 | 0 | 0 | 0 | 0 | 0 | 0 | 0 | 0 | 0 | 0 | 0 | 0 | 0 | 0 | 0 | 0 | 0 | 0 | 0 | 0 | 0 | 0 | 0
F5_Commercial_Restaurant_Existing_Food Preparation_Natural Gas_Double Rack Oven_E1 | F5 | Commercial | Restaurant | Existing | Food Preparation | Natural Gas | Double Rack Oven | E1 | RIM BC Ratio | 0.9 | 0.9 | 0.9 | 0.9 | 0.9 | 0.9 | 0.9 | 0.9 | 0.9 | 0.9 | 0.9 | 0.9 | 0.9 | 0.9 | 0.9 | 0.9 | 0.9 | 0.9 | 0.9 | 0.9 | 0.9 | 0.9 | 0 | 0 | 0 | 0 | 0 | 0 | 0 | 0
F5_Commercial_Restaurant_Existing_Food Preparation_Natural Gas_Double Rack Oven_E2 | F5 | Commercial | Restaurant | Existing | Food Preparation | Natural Gas | Double Rack Oven | E2 | RIM BC Ratio | 0.73785 | 0.73858 | 0.73943 | 0.74082 | 0.7426 | 0.74462 | 0.74639 | 0.74792 | 0.74935 | 0.75069 | 0.752 | 0.75324 | 0.75437 | 0.75547 | 0.7565 | 0.75752 | 0.75858 | 0.75963 | 0.76065 | 0.76165 | 0.76261 | 0.76354 | 0 | 0 | 0 | 0 | 0 | 0 | 0 | 0
F5_Commercial_Restaurant_Existing_Food Preparation_Natural Gas_Double Rack Oven_E3 | F5 | Commercial | Restaurant | Existing | Food Preparation | Natural Gas | Double Rack Oven | E3 | RIM BC Ratio | 0 | 0 | 0 | 0 | 0 | 0 | 0 | 0 | 0 | 0 | 0 | 0 | 0 | 0 | 0 | 0 | 0 | 0 | 0 | 0 | 0 | 0 | 0 | 0 | 0 | 0 | 0 | 0 | 0 | 0
F5_Commercial_Restaurant_Existing_Food Preparation_Natural Gas_Double Rack Oven_E4 | F5 | Commercial | Restaurant | Existing | Food Preparation | Natural Gas | Double Rack Oven | E4 | RIM BC Ratio | 0 | 0 | 0 | 0 | 0 | 0 | 0 | 0 | 0 | 0 | 0 | 0 | 0 | 0 | 0 | 0 | 0 | 0 | 0 | 0 | 0 | 0 | 0 | 0 | 0 | 0 | 0 | 0 | 0 | 0
F5_Commercial_Restaurant_Existing_Food Preparation_Natural Gas_Double Rack Oven_E5 | F5 | Commercial | Restaurant | Existing | Food Preparation | Natural Gas | Double Rack Oven | E5 | RIM BC Ratio | 0 | 0 | 0 | 0 | 0 | 0 | 0 | 0 | 0 | 0 | 0 | 0 | 0 | 0 | 0 | 0 | 0 | 0 | 0 | 0 | 0 | 0 | 0 | 0 | 0 | 0 | 0 | 0 | 0 | 0
F5_Commercial_Restaurant_Existing_Food Preparation_Natural Gas_Double Rack Oven_E6 | F5 | Commercial | Restaurant | Existing | Food Preparation | Natural Gas | Double Rack Oven | E6 | RIM BC Ratio | 0 | 0 | 0 | 0 | 0 | 0 | 0 | 0 | 0 | 0 | 0 | 0 | 0 | 0 | 0 | 0 | 0 | 0 | 0 | 0 | 0 | 0 | 0 | 0 | 0 | 0 | 0 | 0 | 0 | 0
F5_Commercial_Restaurant_Existing_Food Preparation_Natural Gas_Double Rack Oven_E7 | F5 | Commercial | Restaurant | Existing | Food Preparation | Natural Gas | Double Rack Oven | E7 | RIM BC Ratio | 0 | 0 | 0 | 0 | 0 | 0 | 0 | 0 | 0 | 0 | 0 | 0 | 0 | 0 | 0 | 0 | 0 | 0 | 0 | 0 | 0 | 0 | 0 | 0 | 0 | 0 | 0 | 0 | 0 | 0
F5_Commercial_Restaurant_Existing_Food Preparation_Natural Gas_Double Rack Oven_E8 | F5 | Commercial | Restaurant | Existing | Food Preparation | Natural Gas | Double Rack Oven | E8 | RIM BC Ratio | 0 | 0 | 0 | 0 | 0 | 0 | 0 | 0 | 0 | 0 | 0 | 0 | 0 | 0 | 0 | 0 | 0 | 0 | 0 | 0 | 0 | 0 | 0 | 0 | 0 | 0 | 0 | 0 | 0 | 0
F5_Commercial_Restaurant_Existing_Food Preparation_Natural Gas_Double Rack Oven_E9 | F5 | Commercial | Restaurant | Existing | Food Preparation | Natural Gas | Double Rack Oven | E9 | RIM BC Ratio | 0 | 0 | 0 | 0 | 0 | 0 | 0 | 0 | 0 | 0 | 0 | 0 | 0 | 0 | 0 | 0 | 0 | 0 | 0 | 0 | 0 | 0 | 0 | 0 | 0 | 0 | 0 | 0 | 0 | 0
F5_Commercial_Restaurant_Existing_Food Preparation_Natural Gas_Double Rack Oven_E10 | F5 | Commercial | Restaurant | Existing | Food Preparation | Natural Gas | Double Rack Oven | E10 | RIM BC Ratio | 0 | 0 | 0 | 0 | 0 | 0 | 0 | 0 | 0 | 0 | 0 | 0 | 0 | 0 | 0 | 0 | 0 | 0 | 0 | 0 | 0 | 0 | 0 | 0 | 0 | 0 | 0 | 0 | 0 | 0
F0_Commercial_Restaurant_Existing_Food Preparation_Natural Gas_Fryer_E0 | F0 | Commercial | Restaurant | Existing | Food Preparation | Natural Gas | Fryer | E0 | Economic Unit | ENERGY STAR | ENERGY STAR | ENERGY STAR | ENERGY STAR | ENERGY STAR | ENERGY STAR | ENERGY STAR | ENERGY STAR | ENERGY STAR | ENERGY STAR | ENERGY STAR | ENERGY STAR | ENERGY STAR | ENERGY STAR | ENERGY STAR | ENERGY STAR | ENERGY STAR | ENERGY STAR | ENERGY STAR | ENERGY STAR | ENERGY STAR | ENERGY STAR | 0 | 0 | 0 | 0 | 0 | 0 | 0 | 0
F1_Commercial_Restaurant_Existing_Food Preparation_Natural Gas_Fryer_E1 | F1 | Commercial | Restaurant | Existing | Food Preparation | Natural Gas | Fryer | E1 | CCE | 0 | 0 | 0 | 0 | 0 | 0 | 0 | 0 | 0 | 0 | 0 | 0 | 0 | 0 | 0 | 0 | 0 | 0 | 0 | 0 | 0 | 0 | 0 | 0 | 0 | 0 | 0 | 0 | 0 | 0
F1_Commercial_Restaurant_Existing_Food Preparation_Natural Gas_Fryer_E2 | F1 | Commercial | Restaurant | Existing | Food Preparation | Natural Gas | Fryer | E2 | CCE | 0.0070192 | 0.0070192 | 0.0073742 | 0.0072621 | 0.0071531 | 0.0070171 | 0.0069979 | 0.0069529 | 0.006911 | 0.0068479 | 0.0068381 | 0.0068066 | 0.0067786 | 0.006725 | 0.0067321 | 0.0067115 | 0.0066913 | 0.0066471 | 0.0066602 | 0.0066472 | 0.0066374 | 0.0066003 | 0 | 0 | 0 | 0 | 0 | 0 | 0 | 0
F1_Commercial_Restaurant_Existing_Food Preparation_Natural Gas_Fryer_E3 | F1 | Commercial | Restaurant | Existing | Food Preparation | Natural Gas | Fryer | E3 | CCE | 0 | 0 | 0 | 0 | 0 | 0 | 0 | 0 | 0 | 0 | 0 | 0 | 0 | 0 | 0 | 0 | 0 | 0 | 0 | 0 | 0 | 0 | 0 | 0 | 0 | 0 | 0 | 0 | 0 | 0
F1_Commercial_Restaurant_Existing_Food Preparation_Natural Gas_Fryer_E4 | F1 | Commercial | Restaurant | Existing | Food Preparation | Natural Gas | Fryer | E4 | CCE | 0 | 0 | 0 | 0 | 0 | 0 | 0 | 0 | 0 | 0 | 0 | 0 | 0 | 0 | 0 | 0 | 0 | 0 | 0 | 0 | 0 | 0 | 0 | 0 | 0 | 0 | 0 | 0 | 0 | 0
F1_Commercial_Restaurant_Existing_Food Preparation_Natural Gas_Fryer_E5 | F1 | Commercial | Restaurant | Existing | Food Preparation | Natural Gas | Fryer | E5 | CCE | 0 | 0 | 0 | 0 | 0 | 0 | 0 | 0 | 0 | 0 | 0 | 0 | 0 | 0 | 0 | 0 | 0 | 0 | 0 | 0 | 0 | 0 | 0 | 0 | 0 | 0 | 0 | 0 | 0 | 0
F1_Commercial_Restaurant_Existing_Food Preparation_Natural Gas_Fryer_E6 | F1 | Commercial | Restaurant | Existing | Food Preparation | Natural Gas | Fryer | E6 | CCE | 0 | 0 | 0 | 0 | 0 | 0 | 0 | 0 | 0 | 0 | 0 | 0 | 0 | 0 | 0 | 0 | 0 | 0 | 0 | 0 | 0 | 0 | 0 | 0 | 0 | 0 | 0 | 0 | 0 | 0
F1_Commercial_Restaurant_Existing_Food Preparation_Natural Gas_Fryer_E7 | F1 | Commercial | Restaurant | Existing | Food Preparation | Natural Gas | Fryer | E7 | CCE | 0 | 0 | 0 | 0 | 0 | 0 | 0 | 0 | 0 | 0 | 0 | 0 | 0 | 0 | 0 | 0 | 0 | 0 | 0 | 0 | 0 | 0 | 0 | 0 | 0 | 0 | 0 | 0 | 0 | 0
F1_Commercial_Restaurant_Existing_Food Preparation_Natural Gas_Fryer_E8 | F1 | Commercial | Restaurant | Existing | Food Preparation | Natural Gas | Fryer | E8 | CCE | 0 | 0 | 0 | 0 | 0 | 0 | 0 | 0 | 0 | 0 | 0 | 0 | 0 | 0 | 0 | 0 | 0 | 0 | 0 | 0 | 0 | 0 | 0 | 0 | 0 | 0 | 0 | 0 | 0 | 0
F1_Commercial_Restaurant_Existing_Food Preparation_Natural Gas_Fryer_E9 | F1 | Commercial | Restaurant | Existing | Food Preparation | Natural Gas | Fryer | E9 | CCE | 0 | 0 | 0 | 0 | 0 | 0 | 0 | 0 | 0 | 0 | 0 | 0 | 0 | 0 | 0 | 0 | 0 | 0 | 0 | 0 | 0 | 0 | 0 | 0 | 0 | 0 | 0 | 0 | 0 | 0
F1_Commercial_Restaurant_Existing_Food Preparation_Natural Gas_Fryer_E10 | F1 | Commercial | Restaurant | Existing | Food Preparation | Natural Gas | Fryer | E10 | CCE | 0 | 0 | 0 | 0 | 0 | 0 | 0 | 0 | 0 | 0 | 0 | 0 | 0 | 0 | 0 | 0 | 0 | 0 | 0 | 0 | 0 | 0 | 0 | 0 | 0 | 0 | 0 | 0 | 0 | 0
F2_Commercial_Restaurant_Existing_Food Preparation_Natural Gas_Fryer_E1 | F2 | Commercial | Restaurant | Existing | Food Preparation | Natural Gas | Fryer | E1 | TRC BC Ratio | 0.9 | 0.9 | 0.9 | 0.9 | 0.9 | 0.9 | 0.9 | 0.9 | 0.9 | 0.9 | 0.9 | 0.9 | 0.9 | 0.9 | 0.9 | 0.9 | 0.9 | 0.9 | 0.9 | 0.9 | 0.9 | 0.9 | 0 | 0 | 0 | 0 | 0 | 0 | 0 | 0
F2_Commercial_Restaurant_Existing_Food Preparation_Natural Gas_Fryer_E2 | F2 | Commercial | Restaurant | Existing | Food Preparation | Natural Gas | Fryer | E2 | TRC BC Ratio | 1.215 | 1.2059 | 1.2046 | 1.2221 | 1.2535 | 1.2946 | 1.3292 | 1.3564 | 1.3811 | 1.4053 | 1.4318 | 1.4585 | 1.4845 | 1.5137 | 1.5415 | 1.571 | 1.6001 | 1.6254 | 1.6465 | 1.6626 | 1.6776 | 1.6911 | 0 | 0 | 0 | 0 | 0 | 0 | 0 | 0
F2_Commercial_Restaurant_Existing_Food Preparation_Natural Gas_Fryer_E3 | F2 | Commercial | Restaurant | Existing | Food Preparation | Natural Gas | Fryer | E3 | TRC BC Ratio | 0 | 0 | 0 | 0 | 0 | 0 | 0 | 0 | 0 | 0 | 0 | 0 | 0 | 0 | 0 | 0 | 0 | 0 | 0 | 0 | 0 | 0 | 0 | 0 | 0 | 0 | 0 | 0 | 0 | 0
F2_Commercial_Restaurant_Existing_Food Preparation_Natural Gas_Fryer_E4 | F2 | Commercial | Restaurant | Existing | Food Preparation | Natural Gas | Fryer | E4 | TRC BC Ratio | 0 | 0 | 0 | 0 | 0 | 0 | 0 | 0 | 0 | 0 | 0 | 0 | 0 | 0 | 0 | 0 | 0 | 0 | 0 | 0 | 0 | 0 | 0 | 0 | 0 | 0 | 0 | 0 | 0 | 0
F2_Commercial_Restaurant_Existing_Food Preparation_Natural Gas_Fryer_E5 | F2 | Commercial | Restaurant | Existing | Food Preparation | Natural Gas | Fryer | E5 | TRC BC Ratio | 0 | 0 | 0 | 0 | 0 | 0 | 0 | 0 | 0 | 0 | 0 | 0 | 0 | 0 | 0 | 0 | 0 | 0 | 0 | 0 | 0 | 0 | 0 | 0 | 0 | 0 | 0 | 0 | 0 | 0
F2_Commercial_Restaurant_Existing_Food Preparation_Natural Gas_Fryer_E6 | F2 | Commercial | Restaurant | Existing | Food Preparation | Natural Gas | Fryer | E6 | TRC BC Ratio | 0 | 0 | 0 | 0 | 0 | 0 | 0 | 0 | 0 | 0 | 0 | 0 | 0 | 0 | 0 | 0 | 0 | 0 | 0 | 0 | 0 | 0 | 0 | 0 | 0 | 0 | 0 | 0 | 0 | 0
F2_Commercial_Restaurant_Existing_Food Preparation_Natural Gas_Fryer_E7 | F2 | Commercial | Restaurant | Existing | Food Preparation | Natural Gas | Fryer | E7 | TRC BC Ratio | 0 | 0 | 0 | 0 | 0 | 0 | 0 | 0 | 0 | 0 | 0 | 0 | 0 | 0 | 0 | 0 | 0 | 0 | 0 | 0 | 0 | 0 | 0 | 0 | 0 | 0 | 0 | 0 | 0 | 0
F2_Commercial_Restaurant_Existing_Food Preparation_Natural Gas_Fryer_E8 | F2 | Commercial | Restaurant | Existing | Food Preparation | Natural Gas | Fryer | E8 | TRC BC Ratio | 0 | 0 | 0 | 0 | 0 | 0 | 0 | 0 | 0 | 0 | 0 | 0 | 0 | 0 | 0 | 0 | 0 | 0 | 0 | 0 | 0 | 0 | 0 | 0 | 0 | 0 | 0 | 0 | 0 | 0
F2_Commercial_Restaurant_Existing_Food Preparation_Natural Gas_Fryer_E9 | F2 | Commercial | Restaurant | Existing | Food Preparation | Natural Gas | Fryer | E9 | TRC BC Ratio | 0 | 0 | 0 | 0 | 0 | 0 | 0 | 0 | 0 | 0 | 0 | 0 | 0 | 0 | 0 | 0 | 0 | 0 | 0 | 0 | 0 | 0 | 0 | 0 | 0 | 0 | 0 | 0 | 0 | 0
F2_Commercial_Restaurant_Existing_Food Preparation_Natural Gas_Fryer_E10 | F2 | Commercial | Restaurant | Existing | Food Preparation | Natural Gas | Fryer | E10 | TRC BC Ratio | 0 | 0 | 0 | 0 | 0 | 0 | 0 | 0 | 0 | 0 | 0 | 0 | 0 | 0 | 0 | 0 | 0 | 0 | 0 | 0 | 0 | 0 | 0 | 0 | 0 | 0 | 0 | 0 | 0 | 0
F3_Commercial_Restaurant_Existing_Food Preparation_Natural Gas_Fryer_E1 | F3 | Commercial | Restaurant | Existing | Food Preparation | Natural Gas | Fryer | E1 | PACT BC Ratio | 0.9 | 0.9 | 0.9 | 0.9 | 0.9 | 0.9 | 0.9 | 0.9 | 0.9 | 0.9 | 0.9 | 0.9 | 0.9 | 0.9 | 0.9 | 0.9 | 0.9 | 0.9 | 0.9 | 0.9 | 0.9 | 0.9 | 0 | 0 | 0 | 0 | 0 | 0 | 0 | 0
F3_Commercial_Restaurant_Existing_Food Preparation_Natural Gas_Fryer_E2 | F3 | Commercial | Restaurant | Existing | Food Preparation | Natural Gas | Fryer | E2 | PACT BC Ratio | 1.5621 | 1.5504 | 1.5488 | 1.5712 | 1.6116 | 1.6645 | 1.709 | 1.7439 | 1.7757 | 1.8068 | 1.8409 | 1.8752 | 1.9086 | 1.9462 | 1.9819 | 2.0198 | 2.0573 | 2.0898 | 2.1169 | 2.1377 | 2.1569 | 2.1743 | 0 | 0 | 0 | 0 | 0 | 0 | 0 | 0
F3_Commercial_Restaurant_Existing_Food Preparation_Natural Gas_Fryer_E3 | F3 | Commercial | Restaurant | Existing | Food Preparation | Natural Gas | Fryer | E3 | PACT BC Ratio | 0 | 0 | 0 | 0 | 0 | 0 | 0 | 0 | 0 | 0 | 0 | 0 | 0 | 0 | 0 | 0 | 0 | 0 | 0 | 0 | 0 | 0 | 0 | 0 | 0 | 0 | 0 | 0 | 0 | 0
F3_Commercial_Restaurant_Existing_Food Preparation_Natural Gas_Fryer_E4 | F3 | Commercial | Restaurant | Existing | Food Preparation | Natural Gas | Fryer | E4 | PACT BC Ratio | 0 | 0 | 0 | 0 | 0 | 0 | 0 | 0 | 0 | 0 | 0 | 0 | 0 | 0 | 0 | 0 | 0 | 0 | 0 | 0 | 0 | 0 | 0 | 0 | 0 | 0 | 0 | 0 | 0 | 0
F3_Commercial_Restaurant_Existing_Food Preparation_Natural Gas_Fryer_E5 | F3 | Commercial | Restaurant | Existing | Food Preparation | Natural Gas | Fryer | E5 | PACT BC Ratio | 0 | 0 | 0 | 0 | 0 | 0 | 0 | 0 | 0 | 0 | 0 | 0 | 0 | 0 | 0 | 0 | 0 | 0 | 0 | 0 | 0 | 0 | 0 | 0 | 0 | 0 | 0 | 0 | 0 | 0
F3_Commercial_Restaurant_Existing_Food Preparation_Natural Gas_Fryer_E6 | F3 | Commercial | Restaurant | Existing | Food Preparation | Natural Gas | Fryer | E6 | PACT BC Ratio | 0 | 0 | 0 | 0 | 0 | 0 | 0 | 0 | 0 | 0 | 0 | 0 | 0 | 0 | 0 | 0 | 0 | 0 | 0 | 0 | 0 | 0 | 0 | 0 | 0 | 0 | 0 | 0 | 0 | 0
F3_Commercial_Restaurant_Existing_Food Preparation_Natural Gas_Fryer_E7 | F3 | Commercial | Restaurant | Existing | Food Preparation | Natural Gas | Fryer | E7 | PACT BC Ratio | 0 | 0 | 0 | 0 | 0 | 0 | 0 | 0 | 0 | 0 | 0 | 0 | 0 | 0 | 0 | 0 | 0 | 0 | 0 | 0 | 0 | 0 | 0 | 0 | 0 | 0 | 0 | 0 | 0 | 0
F3_Commercial_Restaurant_Existing_Food Preparation_Natural Gas_Fryer_E8 | F3 | Commercial | Restaurant | Existing | Food Preparation | Natural Gas | Fryer | E8 | PACT BC Ratio | 0 | 0 | 0 | 0 | 0 | 0 | 0 | 0 | 0 | 0 | 0 | 0 | 0 | 0 | 0 | 0 | 0 | 0 | 0 | 0 | 0 | 0 | 0 | 0 | 0 | 0 | 0 | 0 | 0 | 0
F3_Commercial_Restaurant_Existing_Food Preparation_Natural Gas_Fryer_E9 | F3 | Commercial | Restaurant | Existing | Food Preparation | Natural Gas | Fryer | E9 | PACT BC Ratio | 0 | 0 | 0 | 0 | 0 | 0 | 0 | 0 | 0 | 0 | 0 | 0 | 0 | 0 | 0 | 0 | 0 | 0 | 0 | 0 | 0 | 0 | 0 | 0 | 0 | 0 | 0 | 0 | 0 | 0
F3_Commercial_Restaurant_Existing_Food Preparation_Natural Gas_Fryer_E10 | F3 | Commercial | Restaurant | Existing | Food Preparation | Natural Gas | Fryer | E10 | PACT BC Ratio | 0 | 0 | 0 | 0 | 0 | 0 | 0 | 0 | 0 | 0 | 0 | 0 | 0 | 0 | 0 | 0 | 0 | 0 | 0 | 0 | 0 | 0 | 0 | 0 | 0 | 0 | 0 | 0 | 0 | 0
F4_Commercial_Restaurant_Existing_Food Preparation_Natural Gas_Fryer_E1 | F4 | Commercial | Restaurant | Existing | Food Preparation | Natural Gas | Fryer | E1 | PCT BC Ratio | 0.9 | 0.9 | 0.9 | 0.9 | 0.9 | 0.9 | 0.9 | 0.9 | 0.9 | 0.9 | 0.9 | 0.9 | 0.9 | 0.9 | 0.9 | 0.9 | 0.9 | 0.9 | 0.9 | 0.9 | 0.9 | 0.9 | 0 | 0 | 0 | 0 | 0 | 0 | 0 | 0
F4_Commercial_Restaurant_Existing_Food Preparation_Natural Gas_Fryer_E2 | F4 | Commercial | Restaurant | Existing | Food Preparation | Natural Gas | Fryer | E2 | PCT BC Ratio | 3.0813 | 3.063 | 3.0604 | 3.0957 | 3.1592 | 3.2424 | 3.3124 | 3.3673 | 3.4172 | 3.4661 | 3.5197 | 3.5737 | 3.6262 | 3.6853 | 3.7415 | 3.8011 | 3.86 | 3.9112 | 3.9537 | 3.9864 | 4.0167 | 4.044 | 0 | 0 | 0 | 0 | 0 | 0 | 0 | 0
F4_Commercial_Restaurant_Existing_Food Preparation_Natural Gas_Fryer_E3 | F4 | Commercial | Restaurant | Existing | Food Preparation | Natural Gas | Fryer | E3 | PCT BC Ratio | 0 | 0 | 0 | 0 | 0 | 0 | 0 | 0 | 0 | 0 | 0 | 0 | 0 | 0 | 0 | 0 | 0 | 0 | 0 | 0 | 0 | 0 | 0 | 0 | 0 | 0 | 0 | 0 | 0 | 0
F4_Commercial_Restaurant_Existing_Food Preparation_Natural Gas_Fryer_E4 | F4 | Commercial | Restaurant | Existing | Food Preparation | Natural Gas | Fryer | E4 | PCT BC Ratio | 0 | 0 | 0 | 0 | 0 | 0 | 0 | 0 | 0 | 0 | 0 | 0 | 0 | 0 | 0 | 0 | 0 | 0 | 0 | 0 | 0 | 0 | 0 | 0 | 0 | 0 | 0 | 0 | 0 | 0
F4_Commercial_Restaurant_Existing_Food Preparation_Natural Gas_Fryer_E5 | F4 | Commercial | Restaurant | Existing | Food Preparation | Natural Gas | Fryer | E5 | PCT BC Ratio | 0 | 0 | 0 | 0 | 0 | 0 | 0 | 0 | 0 | 0 | 0 | 0 | 0 | 0 | 0 | 0 | 0 | 0 | 0 | 0 | 0 | 0 | 0 | 0 | 0 | 0 | 0 | 0 | 0 | 0
F4_Commercial_Restaurant_Existing_Food Preparation_Natural Gas_Fryer_E6 | F4 | Commercial | Restaurant | Existing | Food Preparation | Natural Gas | Fryer | E6 | PCT BC Ratio | 0 | 0 | 0 | 0 | 0 | 0 | 0 | 0 | 0 | 0 | 0 | 0 | 0 | 0 | 0 | 0 | 0 | 0 | 0 | 0 | 0 | 0 | 0 | 0 | 0 | 0 | 0 | 0 | 0 | 0
F4_Commercial_Restaurant_Existing_Food Preparation_Natural Gas_Fryer_E7 | F4 | Commercial | Restaurant | Existing | Food Preparation | Natural Gas | Fryer | E7 | PCT BC Ratio | 0 | 0 | 0 | 0 | 0 | 0 | 0 | 0 | 0 | 0 | 0 | 0 | 0 | 0 | 0 | 0 | 0 | 0 | 0 | 0 | 0 | 0 | 0 | 0 | 0 | 0 | 0 | 0 | 0 | 0
F4_Commercial_Restaurant_Existing_Food Preparation_Natural Gas_Fryer_E8 | F4 | Commercial | Restaurant | Existing | Food Preparation | Natural Gas | Fryer | E8 | PCT BC Ratio | 0 | 0 | 0 | 0 | 0 | 0 | 0 | 0 | 0 | 0 | 0 | 0 | 0 | 0 | 0 | 0 | 0 | 0 | 0 | 0 | 0 | 0 | 0 | 0 | 0 | 0 | 0 | 0 | 0 | 0
F4_Commercial_Restaurant_Existing_Food Preparation_Natural Gas_Fryer_E9 | F4 | Commercial | Restaurant | Existing | Food Preparation | Natural Gas | Fryer | E9 | PCT BC Ratio | 0 | 0 | 0 | 0 | 0 | 0 | 0 | 0 | 0 | 0 | 0 | 0 | 0 | 0 | 0 | 0 | 0 | 0 | 0 | 0 | 0 | 0 | 0 | 0 | 0 | 0 | 0 | 0 | 0 | 0
F4_Commercial_Restaurant_Existing_Food Preparation_Natural Gas_Fryer_E10 | F4 | Commercial | Restaurant | Existing | Food Preparation | Natural Gas | Fryer | E10 | PCT BC Ratio | 0 | 0 | 0 | 0 | 0 | 0 | 0 | 0 | 0 | 0 | 0 | 0 | 0 | 0 | 0 | 0 | 0 | 0 | 0 | 0 | 0 | 0 | 0 | 0 | 0 | 0 | 0 | 0 | 0 | 0
F5_Commercial_Restaurant_Existing_Food Preparation_Natural Gas_Fryer_E1 | F5 | Commercial | Restaurant | Existing | Food Preparation | Natural Gas | Fryer | E1 | RIM BC Ratio | 0.9 | 0.9 | 0.9 | 0.9 | 0.9 | 0.9 | 0.9 | 0.9 | 0.9 | 0.9 | 0.9 | 0.9 | 0.9 | 0.9 | 0.9 | 0.9 | 0.9 | 0.9 | 0.9 | 0.9 | 0.9 | 0.9 | 0 | 0 | 0 | 0 | 0 | 0 | 0 | 0
F5_Commercial_Restaurant_Existing_Food Preparation_Natural Gas_Fryer_E2 | F5 | Commercial | Restaurant | Existing | Food Preparation | Natural Gas | Fryer | E2 | RIM BC Ratio | 0.544 | 0.54258 | 0.54238 | 0.54511 | 0.54988 | 0.55591 | 0.56079 | 0.5645 | 0.56779 | 0.57093 | 0.57429 | 0.57759 | 0.58072 | 0.58415 | 0.58733 | 0.59061 | 0.59377 | 0.59646 | 0.59864 | 0.60029 | 0.6018 | 0.60314 | 0 | 0 | 0 | 0 | 0 | 0 | 0 | 0
F5_Commercial_Restaurant_Existing_Food Preparation_Natural Gas_Fryer_E3 | F5 | Commercial | Restaurant | Existing | Food Preparation | Natural Gas | Fryer | E3 | RIM BC Ratio | 0 | 0 | 0 | 0 | 0 | 0 | 0 | 0 | 0 | 0 | 0 | 0 | 0 | 0 | 0 | 0 | 0 | 0 | 0 | 0 | 0 | 0 | 0 | 0 | 0 | 0 | 0 | 0 | 0 | 0
F5_Commercial_Restaurant_Existing_Food Preparation_Natural Gas_Fryer_E4 | F5 | Commercial | Restaurant | Existing | Food Preparation | Natural Gas | Fryer | E4 | RIM BC Ratio | 0 | 0 | 0 | 0 | 0 | 0 | 0 | 0 | 0 | 0 | 0 | 0 | 0 | 0 | 0 | 0 | 0 | 0 | 0 | 0 | 0 | 0 | 0 | 0 | 0 | 0 | 0 | 0 | 0 | 0
F5_Commercial_Restaurant_Existing_Food Preparation_Natural Gas_Fryer_E5 | F5 | Commercial | Restaurant | Existing | Food Preparation | Natural Gas | Fryer | E5 | RIM BC Ratio | 0 | 0 | 0 | 0 | 0 | 0 | 0 | 0 | 0 | 0 | 0 | 0 | 0 | 0 | 0 | 0 | 0 | 0 | 0 | 0 | 0 | 0 | 0 | 0 | 0 | 0 | 0 | 0 | 0 | 0
F5_Commercial_Restaurant_Existing_Food Preparation_Natural Gas_Fryer_E6 | F5 | Commercial | Restaurant | Existing | Food Preparation | Natural Gas | Fryer | E6 | RIM BC Ratio | 0 | 0 | 0 | 0 | 0 | 0 | 0 | 0 | 0 | 0 | 0 | 0 | 0 | 0 | 0 | 0 | 0 | 0 | 0 | 0 | 0 | 0 | 0 | 0 | 0 | 0 | 0 | 0 | 0 | 0
F5_Commercial_Restaurant_Existing_Food Preparation_Natural Gas_Fryer_E7 | F5 | Commercial | Restaurant | Existing | Food Preparation | Natural Gas | Fryer | E7 | RIM BC Ratio | 0 | 0 | 0 | 0 | 0 | 0 | 0 | 0 | 0 | 0 | 0 | 0 | 0 | 0 | 0 | 0 | 0 | 0 | 0 | 0 | 0 | 0 | 0 | 0 | 0 | 0 | 0 | 0 | 0 | 0
F5_Commercial_Restaurant_Existing_Food Preparation_Natural Gas_Fryer_E8 | F5 | Commercial | Restaurant | Existing | Food Preparation | Natural Gas | Fryer | E8 | RIM BC Ratio | 0 | 0 | 0 | 0 | 0 | 0 | 0 | 0 | 0 | 0 | 0 | 0 | 0 | 0 | 0 | 0 | 0 | 0 | 0 | 0 | 0 | 0 | 0 | 0 | 0 | 0 | 0 | 0 | 0 | 0
F5_Commercial_Restaurant_Existing_Food Preparation_Natural Gas_Fryer_E9 | F5 | Commercial | Restaurant | Existing | Food Preparation | Natural Gas | Fryer | E9 | RIM BC Ratio | 0 | 0 | 0 | 0 | 0 | 0 | 0 | 0 | 0 | 0 | 0 | 0 | 0 | 0 | 0 | 0 | 0 | 0 | 0 | 0 | 0 | 0 | 0 | 0 | 0 | 0 | 0 | 0 | 0 | 0
F5_Commercial_Restaurant_Existing_Food Preparation_Natural Gas_Fryer_E10 | F5 | Commercial | Restaurant | Existing | Food Preparation | Natural Gas | Fryer | E10 | RIM BC Ratio | 0 | 0 | 0 | 0 | 0 | 0 | 0 | 0 | 0 | 0 | 0 | 0 | 0 | 0 | 0 | 0 | 0 | 0 | 0 | 0 | 0 | 0 | 0 | 0 | 0 | 0 | 0 | 0 | 0 | 0
F0_Commercial_Restaurant_Existing_Food Preparation_Natural Gas_Broiler_E0 | F0 | Commercial | Restaurant | Existing | Food Preparation | Natural Gas | Broiler | E0 | Economic Unit | Infrared Burners | Infrared Burners | Infrared Burners | Infrared Burners | Infrared Burners | Infrared Burners | Infrared Burners | Infrared Burners | Infrared Burners | Infrared Burners | Infrared Burners | Infrared Burners | Infrared Burners | Infrared Burners | Infrared Burners | Infrared Burners | Infrared Burners | Infrared Burners | Infrared Burners | Infrared Burners | Infrared Burners | Infrared Burners | 0 | 0 | 0 | 0 | 0 | 0 | 0 | 0
F1_Commercial_Restaurant_Existing_Food Preparation_Natural Gas_Broiler_E1 | F1 | Commercial | Restaurant | Existing | Food Preparation | Natural Gas | Broiler | E1 | CCE | 0 | 0 | 0 | 0 | 0 | 0 | 0 | 0 | 0 | 0 | 0 | 0 | 0 | 0 | 0 | 0 | 0 | 0 | 0 | 0 | 0 | 0 | 0 | 0 | 0 | 0 | 0 | 0 | 0 | 0
F1_Commercial_Restaurant_Existing_Food Preparation_Natural Gas_Broiler_E2 | F1 | Commercial | Restaurant | Existing | Food Preparation | Natural Gas | Broiler | E2 | CCE | 0.0083589 | 0.0083589 | 0.0087817 | 0.0086482 | 0.0085184 | 0.0083564 | 0.0083336 | 0.00828 | 0.0082301 | 0.0081549 | 0.0081433 | 0.0081058 | 0.0080724 | 0.0080086 | 0.008017 | 0.0079925 | 0.0079685 | 0.0079158 | 0.0079314 | 0.0079159 | 0.0079043 | 0.0078601 | 0 | 0 | 0 | 0 | 0 | 0 | 0 | 0
F1_Commercial_Restaurant_Existing_Food Preparation_Natural Gas_Broiler_E3 | F1 | Commercial | Restaurant | Existing | Food Preparation | Natural Gas | Broiler | E3 | CCE | 0 | 0 | 0 | 0 | 0 | 0 | 0 | 0 | 0 | 0 | 0 | 0 | 0 | 0 | 0 | 0 | 0 | 0 | 0 | 0 | 0 | 0 | 0 | 0 | 0 | 0 | 0 | 0 | 0 | 0
F1_Commercial_Restaurant_Existing_Food Preparation_Natural Gas_Broiler_E4 | F1 | Commercial | Restaurant | Existing | Food Preparation | Natural Gas | Broiler | E4 | CCE | 0 | 0 | 0 | 0 | 0 | 0 | 0 | 0 | 0 | 0 | 0 | 0 | 0 | 0 | 0 | 0 | 0 | 0 | 0 | 0 | 0 | 0 | 0 | 0 | 0 | 0 | 0 | 0 | 0 | 0
F1_Commercial_Restaurant_Existing_Food Preparation_Natural Gas_Broiler_E5 | F1 | Commercial | Restaurant | Existing | Food Preparation | Natural Gas | Broiler | E5 | CCE | 0 | 0 | 0 | 0 | 0 | 0 | 0 | 0 | 0 | 0 | 0 | 0 | 0 | 0 | 0 | 0 | 0 | 0 | 0 | 0 | 0 | 0 | 0 | 0 | 0 | 0 | 0 | 0 | 0 | 0
F1_Commercial_Restaurant_Existing_Food Preparation_Natural Gas_Broiler_E6 | F1 | Commercial | Restaurant | Existing | Food Preparation | Natural Gas | Broiler | E6 | CCE | 0 | 0 | 0 | 0 | 0 | 0 | 0 | 0 | 0 | 0 | 0 | 0 | 0 | 0 | 0 | 0 | 0 | 0 | 0 | 0 | 0 | 0 | 0 | 0 | 0 | 0 | 0 | 0 | 0 | 0
F1_Commercial_Restaurant_Existing_Food Preparation_Natural Gas_Broiler_E7 | F1 | Commercial | Restaurant | Existing | Food Preparation | Natural Gas | Broiler | E7 | CCE | 0 | 0 | 0 | 0 | 0 | 0 | 0 | 0 | 0 | 0 | 0 | 0 | 0 | 0 | 0 | 0 | 0 | 0 | 0 | 0 | 0 | 0 | 0 | 0 | 0 | 0 | 0 | 0 | 0 | 0
F1_Commercial_Restaurant_Existing_Food Preparation_Natural Gas_Broiler_E8 | F1 | Commercial | Restaurant | Existing | Food Preparation | Natural Gas | Broiler | E8 | CCE | 0 | 0 | 0 | 0 | 0 | 0 | 0 | 0 | 0 | 0 | 0 | 0 | 0 | 0 | 0 | 0 | 0 | 0 | 0 | 0 | 0 | 0 | 0 | 0 | 0 | 0 | 0 | 0 | 0 | 0
F1_Commercial_Restaurant_Existing_Food Preparation_Natural Gas_Broiler_E9 | F1 | Commercial | Restaurant | Existing | Food Preparation | Natural Gas | Broiler | E9 | CCE | 0 | 0 | 0 | 0 | 0 | 0 | 0 | 0 | 0 | 0 | 0 | 0 | 0 | 0 | 0 | 0 | 0 | 0 | 0 | 0 | 0 | 0 | 0 | 0 | 0 | 0 | 0 | 0 | 0 | 0
F1_Commercial_Restaurant_Existing_Food Preparation_Natural Gas_Broiler_E10 | F1 | Commercial | Restaurant | Existing | Food Preparation | Natural Gas | Broiler | E10 | CCE | 0 | 0 | 0 | 0 | 0 | 0 | 0 | 0 | 0 | 0 | 0 | 0 | 0 | 0 | 0 | 0 | 0 | 0 | 0 | 0 | 0 | 0 | 0 | 0 | 0 | 0 | 0 | 0 | 0 | 0
F2_Commercial_Restaurant_Existing_Food Preparation_Natural Gas_Broiler_E1 | F2 | Commercial | Restaurant | Existing | Food Preparation | Natural Gas | Broiler | E1 | TRC BC Ratio | 0.9 | 0.9 | 0.9 | 0.9 | 0.9 | 0.9 | 0.9 | 0.9 | 0.9 | 0.9 | 0.9 | 0.9 | 0.9 | 0.9 | 0.9 | 0.9 | 0.9 | 0.9 | 0.9 | 0.9 | 0.9 | 0.9 | 0 | 0 | 0 | 0 | 0 | 0 | 0 | 0
F2_Commercial_Restaurant_Existing_Food Preparation_Natural Gas_Broiler_E2 | F2 | Commercial | Restaurant | Existing | Food Preparation | Natural Gas | Broiler | E2 | TRC BC Ratio | 1.0644 | 1.0735 | 1.0844 | 1.1025 | 1.1265 | 1.1549 | 1.181 | 1.2042 | 1.2267 | 1.2485 | 1.2706 | 1.292 | 1.3121 | 1.3323 | 1.3516 | 1.3714 | 1.3925 | 1.4138 | 1.4353 | 1.4569 | 1.4782 | 1.4992 | 0 | 0 | 0 | 0 | 0 | 0 | 0 | 0
F2_Commercial_Restaurant_Existing_Food Preparation_Natural Gas_Broiler_E3 | F2 | Commercial | Restaurant | Existing | Food Preparation | Natural Gas | Broiler | E3 | TRC BC Ratio | 0 | 0 | 0 | 0 | 0 | 0 | 0 | 0 | 0 | 0 | 0 | 0 | 0 | 0 | 0 | 0 | 0 | 0 | 0 | 0 | 0 | 0 | 0 | 0 | 0 | 0 | 0 | 0 | 0 | 0
F2_Commercial_Restaurant_Existing_Food Preparation_Natural Gas_Broiler_E4 | F2 | Commercial | Restaurant | Existing | Food Preparation | Natural Gas | Broiler | E4 | TRC BC Ratio | 0 | 0 | 0 | 0 | 0 | 0 | 0 | 0 | 0 | 0 | 0 | 0 | 0 | 0 | 0 | 0 | 0 | 0 | 0 | 0 | 0 | 0 | 0 | 0 | 0 | 0 | 0 | 0 | 0 | 0
F2_Commercial_Restaurant_Existing_Food Preparation_Natural Gas_Broiler_E5 | F2 | Commercial | Restaurant | Existing | Food Preparation | Natural Gas | Broiler | E5 | TRC BC Ratio | 0 | 0 | 0 | 0 | 0 | 0 | 0 | 0 | 0 | 0 | 0 | 0 | 0 | 0 | 0 | 0 | 0 | 0 | 0 | 0 | 0 | 0 | 0 | 0 | 0 | 0 | 0 | 0 | 0 | 0
F2_Commercial_Restaurant_Existing_Food Preparation_Natural Gas_Broiler_E6 | F2 | Commercial | Restaurant | Existing | Food Preparation | Natural Gas | Broiler | E6 | TRC BC Ratio | 0 | 0 | 0 | 0 | 0 | 0 | 0 | 0 | 0 | 0 | 0 | 0 | 0 | 0 | 0 | 0 | 0 | 0 | 0 | 0 | 0 | 0 | 0 | 0 | 0 | 0 | 0 | 0 | 0 | 0
F2_Commercial_Restaurant_Existing_Food Preparation_Natural Gas_Broiler_E7 | F2 | Commercial | Restaurant | Existing | Food Preparation | Natural Gas | Broiler | E7 | TRC BC Ratio | 0 | 0 | 0 | 0 | 0 | 0 | 0 | 0 | 0 | 0 | 0 | 0 | 0 | 0 | 0 | 0 | 0 | 0 | 0 | 0 | 0 | 0 | 0 | 0 | 0 | 0 | 0 | 0 | 0 | 0
F2_Commercial_Restaurant_Existing_Food Preparation_Natural Gas_Broiler_E8 | F2 | Commercial | Restaurant | Existing | Food Preparation | Natural Gas | Broiler | E8 | TRC BC Ratio | 0 | 0 | 0 | 0 | 0 | 0 | 0 | 0 | 0 | 0 | 0 | 0 | 0 | 0 | 0 | 0 | 0 | 0 | 0 | 0 | 0 | 0 | 0 | 0 | 0 | 0 | 0 | 0 | 0 | 0
F2_Commercial_Restaurant_Existing_Food Preparation_Natural Gas_Broiler_E9 | F2 | Commercial | Restaurant | Existing | Food Preparation | Natural Gas | Broiler | E9 | TRC BC Ratio | 0 | 0 | 0 | 0 | 0 | 0 | 0 | 0 | 0 | 0 | 0 | 0 | 0 | 0 | 0 | 0 | 0 | 0 | 0 | 0 | 0 | 0 | 0 | 0 | 0 | 0 | 0 | 0 | 0 | 0
F2_Commercial_Restaurant_Existing_Food Preparation_Natural Gas_Broiler_E10 | F2 | Commercial | Restaurant | Existing | Food Preparation | Natural Gas | Broiler | E10 | TRC BC Ratio | 0 | 0 | 0 | 0 | 0 | 0 | 0 | 0 | 0 | 0 | 0 | 0 | 0 | 0 | 0 | 0 | 0 | 0 | 0 | 0 | 0 | 0 | 0 | 0 | 0 | 0 | 0 | 0 | 0 | 0
F3_Commercial_Restaurant_Existing_Food Preparation_Natural Gas_Broiler_E1 | F3 | Commercial | Restaurant | Existing | Food Preparation | Natural Gas | Broiler | E1 | PACT BC Ratio | 0.9 | 0.9 | 0.9 | 0.9 | 0.9 | 0.9 | 0.9 | 0.9 | 0.9 | 0.9 | 0.9 | 0.9 | 0.9 | 0.9 | 0.9 | 0.9 | 0.9 | 0.9 | 0.9 | 0.9 | 0.9 | 0.9 | 0 | 0 | 0 | 0 | 0 | 0 | 0 | 0
F3_Commercial_Restaurant_Existing_Food Preparation_Natural Gas_Broiler_E2 | F3 | Commercial | Restaurant | Existing | Food Preparation | Natural Gas | Broiler | E2 | PACT BC Ratio | 1.3204 | 1.3317 | 1.3453 | 1.3676 | 1.3975 | 1.4327 | 1.465 | 1.4938 | 1.5217 | 1.5488 | 1.5761 | 1.6027 | 1.6277 | 1.6527 | 1.6767 | 1.7012 | 1.7275 | 1.7539 | 1.7805 | 1.8073 | 1.8337 | 1.8598 | 0 | 0 | 0 | 0 | 0 | 0 | 0 | 0
F3_Commercial_Restaurant_Existing_Food Preparation_Natural Gas_Broiler_E3 | F3 | Commercial | Restaurant | Existing | Food Preparation | Natural Gas | Broiler | E3 | PACT BC Ratio | 0 | 0 | 0 | 0 | 0 | 0 | 0 | 0 | 0 | 0 | 0 | 0 | 0 | 0 | 0 | 0 | 0 | 0 | 0 | 0 | 0 | 0 | 0 | 0 | 0 | 0 | 0 | 0 | 0 | 0
F3_Commercial_Restaurant_Existing_Food Preparation_Natural Gas_Broiler_E4 | F3 | Commercial | Restaurant | Existing | Food Preparation | Natural Gas | Broiler | E4 | PACT BC Ratio | 0 | 0 | 0 | 0 | 0 | 0 | 0 | 0 | 0 | 0 | 0 | 0 | 0 | 0 | 0 | 0 | 0 | 0 | 0 | 0 | 0 | 0 | 0 | 0 | 0 | 0 | 0 | 0 | 0 | 0
F3_Commercial_Restaurant_Existing_Food Preparation_Natural Gas_Broiler_E5 | F3 | Commercial | Restaurant | Existing | Food Preparation | Natural Gas | Broiler | E5 | PACT BC Ratio | 0 | 0 | 0 | 0 | 0 | 0 | 0 | 0 | 0 | 0 | 0 | 0 | 0 | 0 | 0 | 0 | 0 | 0 | 0 | 0 | 0 | 0 | 0 | 0 | 0 | 0 | 0 | 0 | 0 | 0
F3_Commercial_Restaurant_Existing_Food Preparation_Natural Gas_Broiler_E6 | F3 | Commercial | Restaurant | Existing | Food Preparation | Natural Gas | Broiler | E6 | PACT BC Ratio | 0 | 0 | 0 | 0 | 0 | 0 | 0 | 0 | 0 | 0 | 0 | 0 | 0 | 0 | 0 | 0 | 0 | 0 | 0 | 0 | 0 | 0 | 0 | 0 | 0 | 0 | 0 | 0 | 0 | 0
F3_Commercial_Restaurant_Existing_Food Preparation_Natural Gas_Broiler_E7 | F3 | Commercial | Restaurant | Existing | Food Preparation | Natural Gas | Broiler | E7 | PACT BC Ratio | 0 | 0 | 0 | 0 | 0 | 0 | 0 | 0 | 0 | 0 | 0 | 0 | 0 | 0 | 0 | 0 | 0 | 0 | 0 | 0 | 0 | 0 | 0 | 0 | 0 | 0 | 0 | 0 | 0 | 0
F3_Commercial_Restaurant_Existing_Food Preparation_Natural Gas_Broiler_E8 | F3 | Commercial | Restaurant | Existing | Food Preparation | Natural Gas | Broiler | E8 | PACT BC Ratio | 0 | 0 | 0 | 0 | 0 | 0 | 0 | 0 | 0 | 0 | 0 | 0 | 0 | 0 | 0 | 0 | 0 | 0 | 0 | 0 | 0 | 0 | 0 | 0 | 0 | 0 | 0 | 0 | 0 | 0
F3_Commercial_Restaurant_Existing_Food Preparation_Natural Gas_Broiler_E9 | F3 | Commercial | Restaurant | Existing | Food Preparation | Natural Gas | Broiler | E9 | PACT BC Ratio | 0 | 0 | 0 | 0 | 0 | 0 | 0 | 0 | 0 | 0 | 0 | 0 | 0 | 0 | 0 | 0 | 0 | 0 | 0 | 0 | 0 | 0 | 0 | 0 | 0 | 0 | 0 | 0 | 0 | 0
F3_Commercial_Restaurant_Existing_Food Preparation_Natural Gas_Broiler_E10 | F3 | Commercial | Restaurant | Existing | Food Preparation | Natural Gas | Broiler | E10 | PACT BC Ratio | 0 | 0 | 0 | 0 | 0 | 0 | 0 | 0 | 0 | 0 | 0 | 0 | 0 | 0 | 0 | 0 | 0 | 0 | 0 | 0 | 0 | 0 | 0 | 0 | 0 | 0 | 0 | 0 | 0 | 0
F4_Commercial_Restaurant_Existing_Food Preparation_Natural Gas_Broiler_E1 | F4 | Commercial | Restaurant | Existing | Food Preparation | Natural Gas | Broiler | E1 | PCT BC Ratio | 0.9 | 0.9 | 0.9 | 0.9 | 0.9 | 0.9 | 0.9 | 0.9 | 0.9 | 0.9 | 0.9 | 0.9 | 0.9 | 0.9 | 0.9 | 0.9 | 0.9 | 0.9 | 0.9 | 0.9 | 0.9 | 0.9 | 0 | 0 | 0 | 0 | 0 | 0 | 0 | 0
F4_Commercial_Restaurant_Existing_Food Preparation_Natural Gas_Broiler_E2 | F4 | Commercial | Restaurant | Existing | Food Preparation | Natural Gas | Broiler | E2 | PCT BC Ratio | 2.8717 | 2.8906 | 2.9132 | 2.9506 | 3.0005 | 3.0593 | 3.1134 | 3.1615 | 3.2082 | 3.2535 | 3.2991 | 3.3435 | 3.3853 | 3.4272 | 3.4672 | 3.5082 | 3.5521 | 3.5963 | 3.6408 | 3.6855 | 3.7298 | 3.7734 | 0 | 0 | 0 | 0 | 0 | 0 | 0 | 0
F4_Commercial_Restaurant_Existing_Food Preparation_Natural Gas_Broiler_E3 | F4 | Commercial | Restaurant | Existing | Food Preparation | Natural Gas | Broiler | E3 | PCT BC Ratio | 0 | 0 | 0 | 0 | 0 | 0 | 0 | 0 | 0 | 0 | 0 | 0 | 0 | 0 | 0 | 0 | 0 | 0 | 0 | 0 | 0 | 0 | 0 | 0 | 0 | 0 | 0 | 0 | 0 | 0
F4_Commercial_Restaurant_Existing_Food Preparation_Natural Gas_Broiler_E4 | F4 | Commercial | Restaurant | Existing | Food Preparation | Natural Gas | Broiler | E4 | PCT BC Ratio | 0 | 0 | 0 | 0 | 0 | 0 | 0 | 0 | 0 | 0 | 0 | 0 | 0 | 0 | 0 | 0 | 0 | 0 | 0 | 0 | 0 | 0 | 0 | 0 | 0 | 0 | 0 | 0 | 0 | 0
F4_Commercial_Restaurant_Existing_Food Preparation_Natural Gas_Broiler_E5 | F4 | Commercial | Restaurant | Existing | Food Preparation | Natural Gas | Broiler | E5 | PCT BC Ratio | 0 | 0 | 0 | 0 | 0 | 0 | 0 | 0 | 0 | 0 | 0 | 0 | 0 | 0 | 0 | 0 | 0 | 0 | 0 | 0 | 0 | 0 | 0 | 0 | 0 | 0 | 0 | 0 | 0 | 0
F4_Commercial_Restaurant_Existing_Food Preparation_Natural Gas_Broiler_E6 | F4 | Commercial | Restaurant | Existing | Food Preparation | Natural Gas | Broiler | E6 | PCT BC Ratio | 0 | 0 | 0 | 0 | 0 | 0 | 0 | 0 | 0 | 0 | 0 | 0 | 0 | 0 | 0 | 0 | 0 | 0 | 0 | 0 | 0 | 0 | 0 | 0 | 0 | 0 | 0 | 0 | 0 | 0
F4_Commercial_Restaurant_Existing_Food Preparation_Natural Gas_Broiler_E7 | F4 | Commercial | Restaurant | Existing | Food Preparation | Natural Gas | Broiler | E7 | PCT BC Ratio | 0 | 0 | 0 | 0 | 0 | 0 | 0 | 0 | 0 | 0 | 0 | 0 | 0 | 0 | 0 | 0 | 0 | 0 | 0 | 0 | 0 | 0 | 0 | 0 | 0 | 0 | 0 | 0 | 0 | 0
F4_Commercial_Restaurant_Existing_Food Preparation_Natural Gas_Broiler_E8 | F4 | Commercial | Restaurant | Existing | Food Preparation | Natural Gas | Broiler | E8 | PCT BC Ratio | 0 | 0 | 0 | 0 | 0 | 0 | 0 | 0 | 0 | 0 | 0 | 0 | 0 | 0 | 0 | 0 | 0 | 0 | 0 | 0 | 0 | 0 | 0 | 0 | 0 | 0 | 0 | 0 | 0 | 0
F4_Commercial_Restaurant_Existing_Food Preparation_Natural Gas_Broiler_E9 | F4 | Commercial | Restaurant | Existing | Food Preparation | Natural Gas | Broiler | E9 | PCT BC Ratio | 0 | 0 | 0 | 0 | 0 | 0 | 0 | 0 | 0 | 0 | 0 | 0 | 0 | 0 | 0 | 0 | 0 | 0 | 0 | 0 | 0 | 0 | 0 | 0 | 0 | 0 | 0 | 0 | 0 | 0
F4_Commercial_Restaurant_Existing_Food Preparation_Natural Gas_Broiler_E10 | F4 | Commercial | Restaurant | Existing | Food Preparation | Natural Gas | Broiler | E10 | PCT BC Ratio | 0 | 0 | 0 | 0 | 0 | 0 | 0 | 0 | 0 | 0 | 0 | 0 | 0 | 0 | 0 | 0 | 0 | 0 | 0 | 0 | 0 | 0 | 0 | 0 | 0 | 0 | 0 | 0 | 0 | 0
F5_Commercial_Restaurant_Existing_Food Preparation_Natural Gas_Broiler_E1 | F5 | Commercial | Restaurant | Existing | Food Preparation | Natural Gas | Broiler | E1 | RIM BC Ratio | 0.9 | 0.9 | 0.9 | 0.9 | 0.9 | 0.9 | 0.9 | 0.9 | 0.9 | 0.9 | 0.9 | 0.9 | 0.9 | 0.9 | 0.9 | 0.9 | 0.9 | 0.9 | 0.9 | 0.9 | 0.9 | 0.9 | 0 | 0 | 0 | 0 | 0 | 0 | 0 | 0
F5_Commercial_Restaurant_Existing_Food Preparation_Natural Gas_Broiler_E2 | F5 | Commercial | Restaurant | Existing | Food Preparation | Natural Gas | Broiler | E2 | RIM BC Ratio | 0.51141 | 0.51309 | 0.51509 | 0.51833 | 0.52256 | 0.52741 | 0.53173 | 0.53547 | 0.53902 | 0.54238 | 0.54569 | 0.54884 | 0.55175 | 0.55459 | 0.55726 | 0.55995 | 0.56276 | 0.56554 | 0.56828 | 0.57098 | 0.57359 | 0.57612 | 0 | 0 | 0 | 0 | 0 | 0 | 0 | 0
F5_Commercial_Restaurant_Existing_Food Preparation_Natural Gas_Broiler_E3 | F5 | Commercial | Restaurant | Existing | Food Preparation | Natural Gas | Broiler | E3 | RIM BC Ratio | 0 | 0 | 0 | 0 | 0 | 0 | 0 | 0 | 0 | 0 | 0 | 0 | 0 | 0 | 0 | 0 | 0 | 0 | 0 | 0 | 0 | 0 | 0 | 0 | 0 | 0 | 0 | 0 | 0 | 0
F5_Commercial_Restaurant_Existing_Food Preparation_Natural Gas_Broiler_E4 | F5 | Commercial | Restaurant | Existing | Food Preparation | Natural Gas | Broiler | E4 | RIM BC Ratio | 0 | 0 | 0 | 0 | 0 | 0 | 0 | 0 | 0 | 0 | 0 | 0 | 0 | 0 | 0 | 0 | 0 | 0 | 0 | 0 | 0 | 0 | 0 | 0 | 0 | 0 | 0 | 0 | 0 | 0
F5_Commercial_Restaurant_Existing_Food Preparation_Natural Gas_Broiler_E5 | F5 | Commercial | Restaurant | Existing | Food Preparation | Natural Gas | Broiler | E5 | RIM BC Ratio | 0 | 0 | 0 | 0 | 0 | 0 | 0 | 0 | 0 | 0 | 0 | 0 | 0 | 0 | 0 | 0 | 0 | 0 | 0 | 0 | 0 | 0 | 0 | 0 | 0 | 0 | 0 | 0 | 0 | 0
F5_Commercial_Restaurant_Existing_Food Preparation_Natural Gas_Broiler_E6 | F5 | Commercial | Restaurant | Existing | Food Preparation | Natural Gas | Broiler | E6 | RIM BC Ratio | 0 | 0 | 0 | 0 | 0 | 0 | 0 | 0 | 0 | 0 | 0 | 0 | 0 | 0 | 0 | 0 | 0 | 0 | 0 | 0 | 0 | 0 | 0 | 0 | 0 | 0 | 0 | 0 | 0 | 0
F5_Commercial_Restaurant_Existing_Food Preparation_Natural Gas_Broiler_E7 | F5 | Commercial | Restaurant | Existing | Food Preparation | Natural Gas | Broiler | E7 | RIM BC Ratio | 0 | 0 | 0 | 0 | 0 | 0 | 0 | 0 | 0 | 0 | 0 | 0 | 0 | 0 | 0 | 0 | 0 | 0 | 0 | 0 | 0 | 0 | 0 | 0 | 0 | 0 | 0 | 0 | 0 | 0
F5_Commercial_Restaurant_Existing_Food Preparation_Natural Gas_Broiler_E8 | F5 | Commercial | Restaurant | Existing | Food Preparation | Natural Gas | Broiler | E8 | RIM BC Ratio | 0 | 0 | 0 | 0 | 0 | 0 | 0 | 0 | 0 | 0 | 0 | 0 | 0 | 0 | 0 | 0 | 0 | 0 | 0 | 0 | 0 | 0 | 0 | 0 | 0 | 0 | 0 | 0 | 0 | 0
F5_Commercial_Restaurant_Existing_Food Preparation_Natural Gas_Broiler_E9 | F5 | Commercial | Restaurant | Existing | Food Preparation | Natural Gas | Broiler | E9 | RIM BC Ratio | 0 | 0 | 0 | 0 | 0 | 0 | 0 | 0 | 0 | 0 | 0 | 0 | 0 | 0 | 0 | 0 | 0 | 0 | 0 | 0 | 0 | 0 | 0 | 0 | 0 | 0 | 0 | 0 | 0 | 0
F5_Commercial_Restaurant_Existing_Food Preparation_Natural Gas_Broiler_E10 | F5 | Commercial | Restaurant | Existing | Food Preparation | Natural Gas | Broiler | E10 | RIM BC Ratio | 0 | 0 | 0 | 0 | 0 | 0 | 0 | 0 | 0 | 0 | 0 | 0 | 0 | 0 | 0 | 0 | 0 | 0 | 0 | 0 | 0 | 0 | 0 | 0 | 0 | 0 | 0 | 0 | 0 | 0
F0_Commercial_Restaurant_Existing_Food Preparation_Natural Gas_Griddle_E0 | F0 | Commercial | Restaurant | Existing | Food Preparation | Natural Gas | Griddle | E0 | Economic Unit | ENERGY STAR | ENERGY STAR | ENERGY STAR | ENERGY STAR | ENERGY STAR | ENERGY STAR | ENERGY STAR | ENERGY STAR | ENERGY STAR | ENERGY STAR | ENERGY STAR | ENERGY STAR | ENERGY STAR | ENERGY STAR | ENERGY STAR | ENERGY STAR | ENERGY STAR | ENERGY STAR | ENERGY STAR | ENERGY STAR | ENERGY STAR | ENERGY STAR | 0 | 0 | 0 | 0 | 0 | 0 | 0 | 0
F1_Commercial_Restaurant_Existing_Food Preparation_Natural Gas_Griddle_E1 | F1 | Commercial | Restaurant | Existing | Food Preparation | Natural Gas | Griddle | E1 | CCE | 0 | 0 | 0 | 0 | 0 | 0 | 0 | 0 | 0 | 0 | 0 | 0 | 0 | 0 | 0 | 0 | 0 | 0 | 0 | 0 | 0 | 0 | 0 | 0 | 0 | 0 | 0 | 0 | 0 | 0
F1_Commercial_Restaurant_Existing_Food Preparation_Natural Gas_Griddle_E2 | F1 | Commercial | Restaurant | Existing | Food Preparation | Natural Gas | Griddle | E2 | CCE | 0.0050309 | 0.0050309 | 0.0052853 | 0.0052049 | 0.0051268 | 0.0050293 | 0.0050156 | 0.0049833 | 0.0049533 | 0.0049081 | 0.0049011 | 0.0048785 | 0.0048584 | 0.00482 | 0.0048251 | 0.0048103 | 0.0047959 | 0.0047642 | 0.0047735 | 0.0047642 | 0.0047572 | 0.0047306 | 0 | 0 | 0 | 0 | 0 | 0 | 0 | 0
F1_Commercial_Restaurant_Existing_Food Preparation_Natural Gas_Griddle_E3 | F1 | Commercial | Restaurant | Existing | Food Preparation | Natural Gas | Griddle | E3 | CCE | 0 | 0 | 0 | 0 | 0 | 0 | 0 | 0 | 0 | 0 | 0 | 0 | 0 | 0 | 0 | 0 | 0 | 0 | 0 | 0 | 0 | 0 | 0 | 0 | 0 | 0 | 0 | 0 | 0 | 0
F1_Commercial_Restaurant_Existing_Food Preparation_Natural Gas_Griddle_E4 | F1 | Commercial | Restaurant | Existing | Food Preparation | Natural Gas | Griddle | E4 | CCE | 0 | 0 | 0 | 0 | 0 | 0 | 0 | 0 | 0 | 0 | 0 | 0 | 0 | 0 | 0 | 0 | 0 | 0 | 0 | 0 | 0 | 0 | 0 | 0 | 0 | 0 | 0 | 0 | 0 | 0
F1_Commercial_Restaurant_Existing_Food Preparation_Natural Gas_Griddle_E5 | F1 | Commercial | Restaurant | Existing | Food Preparation | Natural Gas | Griddle | E5 | CCE | 0 | 0 | 0 | 0 | 0 | 0 | 0 | 0 | 0 | 0 | 0 | 0 | 0 | 0 | 0 | 0 | 0 | 0 | 0 | 0 | 0 | 0 | 0 | 0 | 0 | 0 | 0 | 0 | 0 | 0
F1_Commercial_Restaurant_Existing_Food Preparation_Natural Gas_Griddle_E6 | F1 | Commercial | Restaurant | Existing | Food Preparation | Natural Gas | Griddle | E6 | CCE | 0 | 0 | 0 | 0 | 0 | 0 | 0 | 0 | 0 | 0 | 0 | 0 | 0 | 0 | 0 | 0 | 0 | 0 | 0 | 0 | 0 | 0 | 0 | 0 | 0 | 0 | 0 | 0 | 0 | 0
F1_Commercial_Restaurant_Existing_Food Preparation_Natural Gas_Griddle_E7 | F1 | Commercial | Restaurant | Existing | Food Preparation | Natural Gas | Griddle | E7 | CCE | 0 | 0 | 0 | 0 | 0 | 0 | 0 | 0 | 0 | 0 | 0 | 0 | 0 | 0 | 0 | 0 | 0 | 0 | 0 | 0 | 0 | 0 | 0 | 0 | 0 | 0 | 0 | 0 | 0 | 0
F1_Commercial_Restaurant_Existing_Food Preparation_Natural Gas_Griddle_E8 | F1 | Commercial | Restaurant | Existing | Food Preparation | Natural Gas | Griddle | E8 | CCE | 0 | 0 | 0 | 0 | 0 | 0 | 0 | 0 | 0 | 0 | 0 | 0 | 0 | 0 | 0 | 0 | 0 | 0 | 0 | 0 | 0 | 0 | 0 | 0 | 0 | 0 | 0 | 0 | 0 | 0
F1_Commercial_Restaurant_Existing_Food Preparation_Natural Gas_Griddle_E9 | F1 | Commercial | Restaurant | Existing | Food Preparation | Natural Gas | Griddle | E9 | CCE | 0 | 0 | 0 | 0 | 0 | 0 | 0 | 0 | 0 | 0 | 0 | 0 | 0 | 0 | 0 | 0 | 0 | 0 | 0 | 0 | 0 | 0 | 0 | 0 | 0 | 0 | 0 | 0 | 0 | 0
F1_Commercial_Restaurant_Existing_Food Preparation_Natural Gas_Griddle_E10 | F1 | Commercial | Restaurant | Existing | Food Preparation | Natural Gas | Griddle | E10 | CCE | 0 | 0 | 0 | 0 | 0 | 0 | 0 | 0 | 0 | 0 | 0 | 0 | 0 | 0 | 0 | 0 | 0 | 0 | 0 | 0 | 0 | 0 | 0 | 0 | 0 | 0 | 0 | 0 | 0 | 0
F2_Commercial_Restaurant_Existing_Food Preparation_Natural Gas_Griddle_E1 | F2 | Commercial | Restaurant | Existing | Food Preparation | Natural Gas | Griddle | E1 | TRC BC Ratio | 0.9 | 0.9 | 0.9 | 0.9 | 0.9 | 0.9 | 0.9 | 0.9 | 0.9 | 0.9 | 0.9 | 0.9 | 0.9 | 0.9 | 0.9 | 0.9 | 0.9 | 0.9 | 0.9 | 0.9 | 0.9 | 0.9 | 0 | 0 | 0 | 0 | 0 | 0 | 0 | 0
F2_Commercial_Restaurant_Existing_Food Preparation_Natural Gas_Griddle_E2 | F2 | Commercial | Restaurant | Existing | Food Preparation | Natural Gas | Griddle | E2 | TRC BC Ratio | 1.7686 | 1.7837 | 1.8018 | 1.8318 | 1.8718 | 1.9189 | 1.9622 | 2.0008 | 2.0382 | 2.0745 | 2.1111 | 2.1466 | 2.1801 | 2.2137 | 2.2457 | 2.2786 | 2.3138 | 2.3491 | 2.3848 | 2.4207 | 2.4561 | 2.491 | 0 | 0 | 0 | 0 | 0 | 0 | 0 | 0
F2_Commercial_Restaurant_Existing_Food Preparation_Natural Gas_Griddle_E3 | F2 | Commercial | Restaurant | Existing | Food Preparation | Natural Gas | Griddle | E3 | TRC BC Ratio | 0 | 0 | 0 | 0 | 0 | 0 | 0 | 0 | 0 | 0 | 0 | 0 | 0 | 0 | 0 | 0 | 0 | 0 | 0 | 0 | 0 | 0 | 0 | 0 | 0 | 0 | 0 | 0 | 0 | 0
F2_Commercial_Restaurant_Existing_Food Preparation_Natural Gas_Griddle_E4 | F2 | Commercial | Restaurant | Existing | Food Preparation | Natural Gas | Griddle | E4 | TRC BC Ratio | 0 | 0 | 0 | 0 | 0 | 0 | 0 | 0 | 0 | 0 | 0 | 0 | 0 | 0 | 0 | 0 | 0 | 0 | 0 | 0 | 0 | 0 | 0 | 0 | 0 | 0 | 0 | 0 | 0 | 0
F2_Commercial_Restaurant_Existing_Food Preparation_Natural Gas_Griddle_E5 | F2 | Commercial | Restaurant | Existing | Food Preparation | Natural Gas | Griddle | E5 | TRC BC Ratio | 0 | 0 | 0 | 0 | 0 | 0 | 0 | 0 | 0 | 0 | 0 | 0 | 0 | 0 | 0 | 0 | 0 | 0 | 0 | 0 | 0 | 0 | 0 | 0 | 0 | 0 | 0 | 0 | 0 | 0
F2_Commercial_Restaurant_Existing_Food Preparation_Natural Gas_Griddle_E6 | F2 | Commercial | Restaurant | Existing | Food Preparation | Natural Gas | Griddle | E6 | TRC BC Ratio | 0 | 0 | 0 | 0 | 0 | 0 | 0 | 0 | 0 | 0 | 0 | 0 | 0 | 0 | 0 | 0 | 0 | 0 | 0 | 0 | 0 | 0 | 0 | 0 | 0 | 0 | 0 | 0 | 0 | 0
F2_Commercial_Restaurant_Existing_Food Preparation_Natural Gas_Griddle_E7 | F2 | Commercial | Restaurant | Existing | Food Preparation | Natural Gas | Griddle | E7 | TRC BC Ratio | 0 | 0 | 0 | 0 | 0 | 0 | 0 | 0 | 0 | 0 | 0 | 0 | 0 | 0 | 0 | 0 | 0 | 0 | 0 | 0 | 0 | 0 | 0 | 0 | 0 | 0 | 0 | 0 | 0 | 0
F2_Commercial_Restaurant_Existing_Food Preparation_Natural Gas_Griddle_E8 | F2 | Commercial | Restaurant | Existing | Food Preparation | Natural Gas | Griddle | E8 | TRC BC Ratio | 0 | 0 | 0 | 0 | 0 | 0 | 0 | 0 | 0 | 0 | 0 | 0 | 0 | 0 | 0 | 0 | 0 | 0 | 0 | 0 | 0 | 0 | 0 | 0 | 0 | 0 | 0 | 0 | 0 | 0
F2_Commercial_Restaurant_Existing_Food Preparation_Natural Gas_Griddle_E9 | F2 | Commercial | Restaurant | Existing | Food Preparation | Natural Gas | Griddle | E9 | TRC BC Ratio | 0 | 0 | 0 | 0 | 0 | 0 | 0 | 0 | 0 | 0 | 0 | 0 | 0 | 0 | 0 | 0 | 0 | 0 | 0 | 0 | 0 | 0 | 0 | 0 | 0 | 0 | 0 | 0 | 0 | 0
F2_Commercial_Restaurant_Existing_Food Preparation_Natural Gas_Griddle_E10 | F2 | Commercial | Restaurant | Existing | Food Preparation | Natural Gas | Griddle | E10 | TRC BC Ratio | 0 | 0 | 0 | 0 | 0 | 0 | 0 | 0 | 0 | 0 | 0 | 0 | 0 | 0 | 0 | 0 | 0 | 0 | 0 | 0 | 0 | 0 | 0 | 0 | 0 | 0 | 0 | 0 | 0 | 0
F3_Commercial_Restaurant_Existing_Food Preparation_Natural Gas_Griddle_E1 | F3 | Commercial | Restaurant | Existing | Food Preparation | Natural Gas | Griddle | E1 | PACT BC Ratio | 0.9 | 0.9 | 0.9 | 0.9 | 0.9 | 0.9 | 0.9 | 0.9 | 0.9 | 0.9 | 0.9 | 0.9 | 0.9 | 0.9 | 0.9 | 0.9 | 0.9 | 0.9 | 0.9 | 0.9 | 0.9 | 0.9 | 0 | 0 | 0 | 0 | 0 | 0 | 0 | 0
F3_Commercial_Restaurant_Existing_Food Preparation_Natural Gas_Griddle_E2 | F3 | Commercial | Restaurant | Existing | Food Preparation | Natural Gas | Griddle | E2 | PACT BC Ratio | 1.7686 | 1.7837 | 1.8018 | 1.8318 | 1.8718 | 1.9189 | 1.9622 | 2.0008 | 2.0382 | 2.0745 | 2.1111 | 2.1466 | 2.1801 | 2.2137 | 2.2457 | 2.2786 | 2.3138 | 2.3491 | 2.3848 | 2.4207 | 2.4561 | 2.491 | 0 | 0 | 0 | 0 | 0 | 0 | 0 | 0
F3_Commercial_Restaurant_Existing_Food Preparation_Natural Gas_Griddle_E3 | F3 | Commercial | Restaurant | Existing | Food Preparation | Natural Gas | Griddle | E3 | PACT BC Ratio | 0 | 0 | 0 | 0 | 0 | 0 | 0 | 0 | 0 | 0 | 0 | 0 | 0 | 0 | 0 | 0 | 0 | 0 | 0 | 0 | 0 | 0 | 0 | 0 | 0 | 0 | 0 | 0 | 0 | 0
F3_Commercial_Restaurant_Existing_Food Preparation_Natural Gas_Griddle_E4 | F3 | Commercial | Restaurant | Existing | Food Preparation | Natural Gas | Griddle | E4 | PACT BC Ratio | 0 | 0 | 0 | 0 | 0 | 0 | 0 | 0 | 0 | 0 | 0 | 0 | 0 | 0 | 0 | 0 | 0 | 0 | 0 | 0 | 0 | 0 | 0 | 0 | 0 | 0 | 0 | 0 | 0 | 0
F3_Commercial_Restaurant_Existing_Food Preparation_Natural Gas_Griddle_E5 | F3 | Commercial | Restaurant | Existing | Food Preparation | Natural Gas | Griddle | E5 | PACT BC Ratio | 0 | 0 | 0 | 0 | 0 | 0 | 0 | 0 | 0 | 0 | 0 | 0 | 0 | 0 | 0 | 0 | 0 | 0 | 0 | 0 | 0 | 0 | 0 | 0 | 0 | 0 | 0 | 0 | 0 | 0
F3_Commercial_Restaurant_Existing_Food Preparation_Natural Gas_Griddle_E6 | F3 | Commercial | Restaurant | Existing | Food Preparation | Natural Gas | Griddle | E6 | PACT BC Ratio | 0 | 0 | 0 | 0 | 0 | 0 | 0 | 0 | 0 | 0 | 0 | 0 | 0 | 0 | 0 | 0 | 0 | 0 | 0 | 0 | 0 | 0 | 0 | 0 | 0 | 0 | 0 | 0 | 0 | 0
F3_Commercial_Restaurant_Existing_Food Preparation_Natural Gas_Griddle_E7 | F3 | Commercial | Restaurant | Existing | Food Preparation | Natural Gas | Griddle | E7 | PACT BC Ratio | 0 | 0 | 0 | 0 | 0 | 0 | 0 | 0 | 0 | 0 | 0 | 0 | 0 | 0 | 0 | 0 | 0 | 0 | 0 | 0 | 0 | 0 | 0 | 0 | 0 | 0 | 0 | 0 | 0 | 0
F3_Commercial_Restaurant_Existing_Food Preparation_Natural Gas_Griddle_E8 | F3 | Commercial | Restaurant | Existing | Food Preparation | Natural Gas | Griddle | E8 | PACT BC Ratio | 0 | 0 | 0 | 0 | 0 | 0 | 0 | 0 | 0 | 0 | 0 | 0 | 0 | 0 | 0 | 0 | 0 | 0 | 0 | 0 | 0 | 0 | 0 | 0 | 0 | 0 | 0 | 0 | 0 | 0
F3_Commercial_Restaurant_Existing_Food Preparation_Natural Gas_Griddle_E9 | F3 | Commercial | Restaurant | Existing | Food Preparation | Natural Gas | Griddle | E9 | PACT BC Ratio | 0 | 0 | 0 | 0 | 0 | 0 | 0 | 0 | 0 | 0 | 0 | 0 | 0 | 0 | 0 | 0 | 0 | 0 | 0 | 0 | 0 | 0 | 0 | 0 | 0 | 0 | 0 | 0 | 0 | 0
F3_Commercial_Restaurant_Existing_Food Preparation_Natural Gas_Griddle_E10 | F3 | Commercial | Restaurant | Existing | Food Preparation | Natural Gas | Griddle | E10 | PACT BC Ratio | 0 | 0 | 0 | 0 | 0 | 0 | 0 | 0 | 0 | 0 | 0 | 0 | 0 | 0 | 0 | 0 | 0 | 0 | 0 | 0 | 0 | 0 | 0 | 0 | 0 | 0 | 0 | 0 | 0 | 0
F4_Commercial_Restaurant_Existing_Food Preparation_Natural Gas_Griddle_E1 | F4 | Commercial | Restaurant | Existing | Food Preparation | Natural Gas | Griddle | E1 | PCT BC Ratio | 0.9 | 0.9 | 0.9 | 0.9 | 0.9 | 0.9 | 0.9 | 0.9 | 0.9 | 0.9 | 0.9 | 0.9 | 0.9 | 0.9 | 0.9 | 0.9 | 0.9 | 0.9 | 0.9 | 0.9 | 0.9 | 0.9 | 0 | 0 | 0 | 0 | 0 | 0 | 0 | 0
F4_Commercial_Restaurant_Existing_Food Preparation_Natural Gas_Griddle_E2 | F4 | Commercial | Restaurant | Existing | Food Preparation | Natural Gas | Griddle | E2 | PCT BC Ratio | 5.4497 | 5.4877 | 5.5333 | 5.6087 | 5.7092 | 5.8278 | 5.9368 | 6.0338 | 6.128 | 6.2192 | 6.3113 | 6.4008 | 6.4851 | 6.5695 | 6.6501 | 6.7328 | 6.8213 | 6.9103 | 7.0001 | 7.0902 | 7.1794 | 7.2673 | 0 | 0 | 0 | 0 | 0 | 0 | 0 | 0
F4_Commercial_Restaurant_Existing_Food Preparation_Natural Gas_Griddle_E3 | F4 | Commercial | Restaurant | Existing | Food Preparation | Natural Gas | Griddle | E3 | PCT BC Ratio | 0 | 0 | 0 | 0 | 0 | 0 | 0 | 0 | 0 | 0 | 0 | 0 | 0 | 0 | 0 | 0 | 0 | 0 | 0 | 0 | 0 | 0 | 0 | 0 | 0 | 0 | 0 | 0 | 0 | 0
F4_Commercial_Restaurant_Existing_Food Preparation_Natural Gas_Griddle_E4 | F4 | Commercial | Restaurant | Existing | Food Preparation | Natural Gas | Griddle | E4 | PCT BC Ratio | 0 | 0 | 0 | 0 | 0 | 0 | 0 | 0 | 0 | 0 | 0 | 0 | 0 | 0 | 0 | 0 | 0 | 0 | 0 | 0 | 0 | 0 | 0 | 0 | 0 | 0 | 0 | 0 | 0 | 0
F4_Commercial_Restaurant_Existing_Food Preparation_Natural Gas_Griddle_E5 | F4 | Commercial | Restaurant | Existing | Food Preparation | Natural Gas | Griddle | E5 | PCT BC Ratio | 0 | 0 | 0 | 0 | 0 | 0 | 0 | 0 | 0 | 0 | 0 | 0 | 0 | 0 | 0 | 0 | 0 | 0 | 0 | 0 | 0 | 0 | 0 | 0 | 0 | 0 | 0 | 0 | 0 | 0
F4_Commercial_Restaurant_Existing_Food Preparation_Natural Gas_Griddle_E6 | F4 | Commercial | Restaurant | Existing | Food Preparation | Natural Gas | Griddle | E6 | PCT BC Ratio | 0 | 0 | 0 | 0 | 0 | 0 | 0 | 0 | 0 | 0 | 0 | 0 | 0 | 0 | 0 | 0 | 0 | 0 | 0 | 0 | 0 | 0 | 0 | 0 | 0 | 0 | 0 | 0 | 0 | 0
F4_Commercial_Restaurant_Existing_Food Preparation_Natural Gas_Griddle_E7 | F4 | Commercial | Restaurant | Existing | Food Preparation | Natural Gas | Griddle | E7 | PCT BC Ratio | 0 | 0 | 0 | 0 | 0 | 0 | 0 | 0 | 0 | 0 | 0 | 0 | 0 | 0 | 0 | 0 | 0 | 0 | 0 | 0 | 0 | 0 | 0 | 0 | 0 | 0 | 0 | 0 | 0 | 0
F4_Commercial_Restaurant_Existing_Food Preparation_Natural Gas_Griddle_E8 | F4 | Commercial | Restaurant | Existing | Food Preparation | Natural Gas | Griddle | E8 | PCT BC Ratio | 0 | 0 | 0 | 0 | 0 | 0 | 0 | 0 | 0 | 0 | 0 | 0 | 0 | 0 | 0 | 0 | 0 | 0 | 0 | 0 | 0 | 0 | 0 | 0 | 0 | 0 | 0 | 0 | 0 | 0
F4_Commercial_Restaurant_Existing_Food Preparation_Natural Gas_Griddle_E9 | F4 | Commercial | Restaurant | Existing | Food Preparation | Natural Gas | Griddle | E9 | PCT BC Ratio | 0 | 0 | 0 | 0 | 0 | 0 | 0 | 0 | 0 | 0 | 0 | 0 | 0 | 0 | 0 | 0 | 0 | 0 | 0 | 0 | 0 | 0 | 0 | 0 | 0 | 0 | 0 | 0 | 0 | 0
F4_Commercial_Restaurant_Existing_Food Preparation_Natural Gas_Griddle_E10 | F4 | Commercial | Restaurant | Existing | Food Preparation | Natural Gas | Griddle | E10 | PCT BC Ratio | 0 | 0 | 0 | 0 | 0 | 0 | 0 | 0 | 0 | 0 | 0 | 0 | 0 | 0 | 0 | 0 | 0 | 0 | 0 | 0 | 0 | 0 | 0 | 0 | 0 | 0 | 0 | 0 | 0 | 0
F5_Commercial_Restaurant_Existing_Food Preparation_Natural Gas_Griddle_E1 | F5 | Commercial | Restaurant | Existing | Food Preparation | Natural Gas | Griddle | E1 | RIM BC Ratio | 0.9 | 0.9 | 0.9 | 0.9 | 0.9 | 0.9 | 0.9 | 0.9 | 0.9 | 0.9 | 0.9 | 0.9 | 0.9 | 0.9 | 0.9 | 0.9 | 0.9 | 0.9 | 0.9 | 0.9 | 0.9 | 0.9 | 0 | 0 | 0 | 0 | 0 | 0 | 0 | 0
F5_Commercial_Restaurant_Existing_Food Preparation_Natural Gas_Griddle_E2 | F5 | Commercial | Restaurant | Existing | Food Preparation | Natural Gas | Griddle | E2 | RIM BC Ratio | 0.56706 | 0.5686 | 0.57043 | 0.5734 | 0.57726 | 0.58167 | 0.58559 | 0.58897 | 0.59217 | 0.5952 | 0.59817 | 0.60099 | 0.60359 | 0.60613 | 0.60851 | 0.6109 | 0.6134 | 0.61586 | 0.61828 | 0.62067 | 0.62297 | 0.62519 | 0 | 0 | 0 | 0 | 0 | 0 | 0 | 0
F5_Commercial_Restaurant_Existing_Food Preparation_Natural Gas_Griddle_E3 | F5 | Commercial | Restaurant | Existing | Food Preparation | Natural Gas | Griddle | E3 | RIM BC Ratio | 0 | 0 | 0 | 0 | 0 | 0 | 0 | 0 | 0 | 0 | 0 | 0 | 0 | 0 | 0 | 0 | 0 | 0 | 0 | 0 | 0 | 0 | 0 | 0 | 0 | 0 | 0 | 0 | 0 | 0
F5_Commercial_Restaurant_Existing_Food Preparation_Natural Gas_Griddle_E4 | F5 | Commercial | Restaurant | Existing | Food Preparation | Natural Gas | Griddle | E4 | RIM BC Ratio | 0 | 0 | 0 | 0 | 0 | 0 | 0 | 0 | 0 | 0 | 0 | 0 | 0 | 0 | 0 | 0 | 0 | 0 | 0 | 0 | 0 | 0 | 0 | 0 | 0 | 0 | 0 | 0 | 0 | 0
F5_Commercial_Restaurant_Existing_Food Preparation_Natural Gas_Griddle_E5 | F5 | Commercial | Restaurant | Existing | Food Preparation | Natural Gas | Griddle | E5 | RIM BC Ratio | 0 | 0 | 0 | 0 | 0 | 0 | 0 | 0 | 0 | 0 | 0 | 0 | 0 | 0 | 0 | 0 | 0 | 0 | 0 | 0 | 0 | 0 | 0 | 0 | 0 | 0 | 0 | 0 | 0 | 0
F5_Commercial_Restaurant_Existing_Food Preparation_Natural Gas_Griddle_E6 | F5 | Commercial | Restaurant | Existing | Food Preparation | Natural Gas | Griddle | E6 | RIM BC Ratio | 0 | 0 | 0 | 0 | 0 | 0 | 0 | 0 | 0 | 0 | 0 | 0 | 0 | 0 | 0 | 0 | 0 | 0 | 0 | 0 | 0 | 0 | 0 | 0 | 0 | 0 | 0 | 0 | 0 | 0
F5_Commercial_Restaurant_Existing_Food Preparation_Natural Gas_Griddle_E7 | F5 | Commercial | Restaurant | Existing | Food Preparation | Natural Gas | Griddle | E7 | RIM BC Ratio | 0 | 0 | 0 | 0 | 0 | 0 | 0 | 0 | 0 | 0 | 0 | 0 | 0 | 0 | 0 | 0 | 0 | 0 | 0 | 0 | 0 | 0 | 0 | 0 | 0 | 0 | 0 | 0 | 0 | 0
F5_Commercial_Restaurant_Existing_Food Preparation_Natural Gas_Griddle_E8 | F5 | Commercial | Restaurant | Existing | Food Preparation | Natural Gas | Griddle | E8 | RIM BC Ratio | 0 | 0 | 0 | 0 | 0 | 0 | 0 | 0 | 0 | 0 | 0 | 0 | 0 | 0 | 0 | 0 | 0 | 0 | 0 | 0 | 0 | 0 | 0 | 0 | 0 | 0 | 0 | 0 | 0 | 0
F5_Commercial_Restaurant_Existing_Food Preparation_Natural Gas_Griddle_E9 | F5 | Commercial | Restaurant | Existing | Food Preparation | Natural Gas | Griddle | E9 | RIM BC Ratio | 0 | 0 | 0 | 0 | 0 | 0 | 0 | 0 | 0 | 0 | 0 | 0 | 0 | 0 | 0 | 0 | 0 | 0 | 0 | 0 | 0 | 0 | 0 | 0 | 0 | 0 | 0 | 0 | 0 | 0
F5_Commercial_Restaurant_Existing_Food Preparation_Natural Gas_Griddle_E10 | F5 | Commercial | Restaurant | Existing | Food Preparation | Natural Gas | Griddle | E10 | RIM BC Ratio | 0 | 0 | 0 | 0 | 0 | 0 | 0 | 0 | 0 | 0 | 0 | 0 | 0 | 0 | 0 | 0 | 0 | 0 | 0 | 0 | 0 | 0 | 0 | 0 | 0 | 0 | 0 | 0 | 0 | 0
F0_Commercial_Restaurant_Existing_Food Preparation_Natural Gas_Range_E0 | F0 | Commercial | Restaurant | Existing | Food Preparation | Natural Gas | Range | E0 | Economic Unit | High Efficiency | High Efficiency | High Efficiency | High Efficiency | High Efficiency | High Efficiency | High Efficiency | High Efficiency | High Efficiency | High Efficiency | High Efficiency | High Efficiency | High Efficiency | High Efficiency | High Efficiency | High Efficiency | High Efficiency | High Efficiency | High Efficiency | High Efficiency | High Efficiency | High Efficiency | 0 | 0 | 0 | 0 | 0 | 0 | 0 | 0
F1_Commercial_Restaurant_Existing_Food Preparation_Natural Gas_Range_E1 | F1 | Commercial | Restaurant | Existing | Food Preparation | Natural Gas | Range | E1 | CCE | 0 | 0 | 0 | 0 | 0 | 0 | 0 | 0 | 0 | 0 | 0 | 0 | 0 | 0 | 0 | 0 | 0 | 0 | 0 | 0 | 0 | 0 | 0 | 0 | 0 | 0 | 0 | 0 | 0 | 0
F1_Commercial_Restaurant_Existing_Food Preparation_Natural Gas_Range_E2 | F1 | Commercial | Restaurant | Existing | Food Preparation | Natural Gas | Range | E2 | CCE | 8.5926e-06 | 8.5926e-06 | 9.0272e-06 | 8.8899e-06 | 8.7566e-06 | 8.59e-06 | 8.5665e-06 | 8.5115e-06 | 8.4602e-06 | 8.3829e-06 | 8.3709e-06 | 8.3324e-06 | 8.2981e-06 | 8.2325e-06 | 8.2412e-06 | 8.216e-06 | 8.1913e-06 | 8.1372e-06 | 8.1531e-06 | 8.1372e-06 | 8.1253e-06 | 8.0799e-06 | 0 | 0 | 0 | 0 | 0 | 0 | 0 | 0
F1_Commercial_Restaurant_Existing_Food Preparation_Natural Gas_Range_E3 | F1 | Commercial | Restaurant | Existing | Food Preparation | Natural Gas | Range | E3 | CCE | 0 | 0 | 0 | 0 | 0 | 0 | 0 | 0 | 0 | 0 | 0 | 0 | 0 | 0 | 0 | 0 | 0 | 0 | 0 | 0 | 0 | 0 | 0 | 0 | 0 | 0 | 0 | 0 | 0 | 0
F1_Commercial_Restaurant_Existing_Food Preparation_Natural Gas_Range_E4 | F1 | Commercial | Restaurant | Existing | Food Preparation | Natural Gas | Range | E4 | CCE | 0 | 0 | 0 | 0 | 0 | 0 | 0 | 0 | 0 | 0 | 0 | 0 | 0 | 0 | 0 | 0 | 0 | 0 | 0 | 0 | 0 | 0 | 0 | 0 | 0 | 0 | 0 | 0 | 0 | 0
F1_Commercial_Restaurant_Existing_Food Preparation_Natural Gas_Range_E5 | F1 | Commercial | Restaurant | Existing | Food Preparation | Natural Gas | Range | E5 | CCE | 0 | 0 | 0 | 0 | 0 | 0 | 0 | 0 | 0 | 0 | 0 | 0 | 0 | 0 | 0 | 0 | 0 | 0 | 0 | 0 | 0 | 0 | 0 | 0 | 0 | 0 | 0 | 0 | 0 | 0
F1_Commercial_Restaurant_Existing_Food Preparation_Natural Gas_Range_E6 | F1 | Commercial | Restaurant | Existing | Food Preparation | Natural Gas | Range | E6 | CCE | 0 | 0 | 0 | 0 | 0 | 0 | 0 | 0 | 0 | 0 | 0 | 0 | 0 | 0 | 0 | 0 | 0 | 0 | 0 | 0 | 0 | 0 | 0 | 0 | 0 | 0 | 0 | 0 | 0 | 0
F1_Commercial_Restaurant_Existing_Food Preparation_Natural Gas_Range_E7 | F1 | Commercial | Restaurant | Existing | Food Preparation | Natural Gas | Range | E7 | CCE | 0 | 0 | 0 | 0 | 0 | 0 | 0 | 0 | 0 | 0 | 0 | 0 | 0 | 0 | 0 | 0 | 0 | 0 | 0 | 0 | 0 | 0 | 0 | 0 | 0 | 0 | 0 | 0 | 0 | 0
F1_Commercial_Restaurant_Existing_Food Preparation_Natural Gas_Range_E8 | F1 | Commercial | Restaurant | Existing | Food Preparation | Natural Gas | Range | E8 | CCE | 0 | 0 | 0 | 0 | 0 | 0 | 0 | 0 | 0 | 0 | 0 | 0 | 0 | 0 | 0 | 0 | 0 | 0 | 0 | 0 | 0 | 0 | 0 | 0 | 0 | 0 | 0 | 0 | 0 | 0
F1_Commercial_Restaurant_Existing_Food Preparation_Natural Gas_Range_E9 | F1 | Commercial | Restaurant | Existing | Food Preparation | Natural Gas | Range | E9 | CCE | 0 | 0 | 0 | 0 | 0 | 0 | 0 | 0 | 0 | 0 | 0 | 0 | 0 | 0 | 0 | 0 | 0 | 0 | 0 | 0 | 0 | 0 | 0 | 0 | 0 | 0 | 0 | 0 | 0 | 0
F1_Commercial_Restaurant_Existing_Food Preparation_Natural Gas_Range_E10 | F1 | Commercial | Restaurant | Existing | Food Preparation | Natural Gas | Range | E10 | CCE | 0 | 0 | 0 | 0 | 0 | 0 | 0 | 0 | 0 | 0 | 0 | 0 | 0 | 0 | 0 | 0 | 0 | 0 | 0 | 0 | 0 | 0 | 0 | 0 | 0 | 0 | 0 | 0 | 0 | 0
F2_Commercial_Restaurant_Existing_Food Preparation_Natural Gas_Range_E1 | F2 | Commercial | Restaurant | Existing | Food Preparation | Natural Gas | Range | E1 | TRC BC Ratio | 0.9 | 0.9 | 0.9 | 0.9 | 0.9 | 0.9 | 0.9 | 0.9 | 0.9 | 0.9 | 0.9 | 0.9 | 0.9 | 0.9 | 0.9 | 0.9 | 0.9 | 0.9 | 0.9 | 0.9 | 0.9 | 0.9 | 0 | 0 | 0 | 0 | 0 | 0 | 0 | 0
F2_Commercial_Restaurant_Existing_Food Preparation_Natural Gas_Range_E2 | F2 | Commercial | Restaurant | Existing | Food Preparation | Natural Gas | Range | E2 | TRC BC Ratio | 1019.1653 | 1025.957 | 1034.7565 | 1051.749 | 1075.3352 | 1103.7208 | 1129.4917 | 1151.5715 | 1172.5295 | 1193.9346 | 1216.8518 | 1239.2069 | 1260.3448 | 1281.6317 | 1300.4442 | 1318.2534 | 1337.5282 | 1356.8704 | 1376.316 | 1395.7637 | 1414.8475 | 1433.4759 | 0 | 0 | 0 | 0 | 0 | 0 | 0 | 0
F2_Commercial_Restaurant_Existing_Food Preparation_Natural Gas_Range_E3 | F2 | Commercial | Restaurant | Existing | Food Preparation | Natural Gas | Range | E3 | TRC BC Ratio | 0 | 0 | 0 | 0 | 0 | 0 | 0 | 0 | 0 | 0 | 0 | 0 | 0 | 0 | 0 | 0 | 0 | 0 | 0 | 0 | 0 | 0 | 0 | 0 | 0 | 0 | 0 | 0 | 0 | 0
F2_Commercial_Restaurant_Existing_Food Preparation_Natural Gas_Range_E4 | F2 | Commercial | Restaurant | Existing | Food Preparation | Natural Gas | Range | E4 | TRC BC Ratio | 0 | 0 | 0 | 0 | 0 | 0 | 0 | 0 | 0 | 0 | 0 | 0 | 0 | 0 | 0 | 0 | 0 | 0 | 0 | 0 | 0 | 0 | 0 | 0 | 0 | 0 | 0 | 0 | 0 | 0
F2_Commercial_Restaurant_Existing_Food Preparation_Natural Gas_Range_E5 | F2 | Commercial | Restaurant | Existing | Food Preparation | Natural Gas | Range | E5 | TRC BC Ratio | 0 | 0 | 0 | 0 | 0 | 0 | 0 | 0 | 0 | 0 | 0 | 0 | 0 | 0 | 0 | 0 | 0 | 0 | 0 | 0 | 0 | 0 | 0 | 0 | 0 | 0 | 0 | 0 | 0 | 0
F2_Commercial_Restaurant_Existing_Food Preparation_Natural Gas_Range_E6 | F2 | Commercial | Restaurant | Existing | Food Preparation | Natural Gas | Range | E6 | TRC BC Ratio | 0 | 0 | 0 | 0 | 0 | 0 | 0 | 0 | 0 | 0 | 0 | 0 | 0 | 0 | 0 | 0 | 0 | 0 | 0 | 0 | 0 | 0 | 0 | 0 | 0 | 0 | 0 | 0 | 0 | 0
F2_Commercial_Restaurant_Existing_Food Preparation_Natural Gas_Range_E7 | F2 | Commercial | Restaurant | Existing | Food Preparation | Natural Gas | Range | E7 | TRC BC Ratio | 0 | 0 | 0 | 0 | 0 | 0 | 0 | 0 | 0 | 0 | 0 | 0 | 0 | 0 | 0 | 0 | 0 | 0 | 0 | 0 | 0 | 0 | 0 | 0 | 0 | 0 | 0 | 0 | 0 | 0
F2_Commercial_Restaurant_Existing_Food Preparation_Natural Gas_Range_E8 | F2 | Commercial | Restaurant | Existing | Food Preparation | Natural Gas | Range | E8 | TRC BC Ratio | 0 | 0 | 0 | 0 | 0 | 0 | 0 | 0 | 0 | 0 | 0 | 0 | 0 | 0 | 0 | 0 | 0 | 0 | 0 | 0 | 0 | 0 | 0 | 0 | 0 | 0 | 0 | 0 | 0 | 0
F2_Commercial_Restaurant_Existing_Food Preparation_Natural Gas_Range_E9 | F2 | Commercial | Restaurant | Existing | Food Preparation | Natural Gas | Range | E9 | TRC BC Ratio | 0 | 0 | 0 | 0 | 0 | 0 | 0 | 0 | 0 | 0 | 0 | 0 | 0 | 0 | 0 | 0 | 0 | 0 | 0 | 0 | 0 | 0 | 0 | 0 | 0 | 0 | 0 | 0 | 0 | 0
F2_Commercial_Restaurant_Existing_Food Preparation_Natural Gas_Range_E10 | F2 | Commercial | Restaurant | Existing | Food Preparation | Natural Gas | Range | E10 | TRC BC Ratio | 0 | 0 | 0 | 0 | 0 | 0 | 0 | 0 | 0 | 0 | 0 | 0 | 0 | 0 | 0 | 0 | 0 | 0 | 0 | 0 | 0 | 0 | 0 | 0 | 0 | 0 | 0 | 0 | 0 | 0
F3_Commercial_Restaurant_Existing_Food Preparation_Natural Gas_Range_E1 | F3 | Commercial | Restaurant | Existing | Food Preparation | Natural Gas | Range | E1 | PACT BC Ratio | 0.9 | 0.9 | 0.9 | 0.9 | 0.9 | 0.9 | 0.9 | 0.9 | 0.9 | 0.9 | 0.9 | 0.9 | 0.9 | 0.9 | 0.9 | 0.9 | 0.9 | 0.9 | 0.9 | 0.9 | 0.9 | 0.9 | 0 | 0 | 0 | 0 | 0 | 0 | 0 | 0
F3_Commercial_Restaurant_Existing_Food Preparation_Natural Gas_Range_E2 | F3 | Commercial | Restaurant | Existing | Food Preparation | Natural Gas | Range | E2 | PACT BC Ratio | 1019.1653 | 1025.957 | 1034.7565 | 1051.749 | 1075.3352 | 1103.7208 | 1129.4917 | 1151.5715 | 1172.5295 | 1193.9346 | 1216.8518 | 1239.2069 | 1260.3448 | 1281.6317 | 1300.4442 | 1318.2534 | 1337.5282 | 1356.8704 | 1376.316 | 1395.7637 | 1414.8475 | 1433.4759 | 0 | 0 | 0 | 0 | 0 | 0 | 0 | 0
F3_Commercial_Restaurant_Existing_Food Preparation_Natural Gas_Range_E3 | F3 | Commercial | Restaurant | Existing | Food Preparation | Natural Gas | Range | E3 | PACT BC Ratio | 0 | 0 | 0 | 0 | 0 | 0 | 0 | 0 | 0 | 0 | 0 | 0 | 0 | 0 | 0 | 0 | 0 | 0 | 0 | 0 | 0 | 0 | 0 | 0 | 0 | 0 | 0 | 0 | 0 | 0
F3_Commercial_Restaurant_Existing_Food Preparation_Natural Gas_Range_E4 | F3 | Commercial | Restaurant | Existing | Food Preparation | Natural Gas | Range | E4 | PACT BC Ratio | 0 | 0 | 0 | 0 | 0 | 0 | 0 | 0 | 0 | 0 | 0 | 0 | 0 | 0 | 0 | 0 | 0 | 0 | 0 | 0 | 0 | 0 | 0 | 0 | 0 | 0 | 0 | 0 | 0 | 0
F3_Commercial_Restaurant_Existing_Food Preparation_Natural Gas_Range_E5 | F3 | Commercial | Restaurant | Existing | Food Preparation | Natural Gas | Range | E5 | PACT BC Ratio | 0 | 0 | 0 | 0 | 0 | 0 | 0 | 0 | 0 | 0 | 0 | 0 | 0 | 0 | 0 | 0 | 0 | 0 | 0 | 0 | 0 | 0 | 0 | 0 | 0 | 0 | 0 | 0 | 0 | 0
F3_Commercial_Restaurant_Existing_Food Preparation_Natural Gas_Range_E6 | F3 | Commercial | Restaurant | Existing | Food Preparation | Natural Gas | Range | E6 | PACT BC Ratio | 0 | 0 | 0 | 0 | 0 | 0 | 0 | 0 | 0 | 0 | 0 | 0 | 0 | 0 | 0 | 0 | 0 | 0 | 0 | 0 | 0 | 0 | 0 | 0 | 0 | 0 | 0 | 0 | 0 | 0
F3_Commercial_Restaurant_Existing_Food Preparation_Natural Gas_Range_E7 | F3 | Commercial | Restaurant | Existing | Food Preparation | Natural Gas | Range | E7 | PACT BC Ratio | 0 | 0 | 0 | 0 | 0 | 0 | 0 | 0 | 0 | 0 | 0 | 0 | 0 | 0 | 0 | 0 | 0 | 0 | 0 | 0 | 0 | 0 | 0 | 0 | 0 | 0 | 0 | 0 | 0 | 0
F3_Commercial_Restaurant_Existing_Food Preparation_Natural Gas_Range_E8 | F3 | Commercial | Restaurant | Existing | Food Preparation | Natural Gas | Range | E8 | PACT BC Ratio | 0 | 0 | 0 | 0 | 0 | 0 | 0 | 0 | 0 | 0 | 0 | 0 | 0 | 0 | 0 | 0 | 0 | 0 | 0 | 0 | 0 | 0 | 0 | 0 | 0 | 0 | 0 | 0 | 0 | 0
F3_Commercial_Restaurant_Existing_Food Preparation_Natural Gas_Range_E9 | F3 | Commercial | Restaurant | Existing | Food Preparation | Natural Gas | Range | E9 | PACT BC Ratio | 0 | 0 | 0 | 0 | 0 | 0 | 0 | 0 | 0 | 0 | 0 | 0 | 0 | 0 | 0 | 0 | 0 | 0 | 0 | 0 | 0 | 0 | 0 | 0 | 0 | 0 | 0 | 0 | 0 | 0
F3_Commercial_Restaurant_Existing_Food Preparation_Natural Gas_Range_E10 | F3 | Commercial | Restaurant | Existing | Food Preparation | Natural Gas | Range | E10 | PACT BC Ratio | 0 | 0 | 0 | 0 | 0 | 0 | 0 | 0 | 0 | 0 | 0 | 0 | 0 | 0 | 0 | 0 | 0 | 0 | 0 | 0 | 0 | 0 | 0 | 0 | 0 | 0 | 0 | 0 | 0 | 0
F4_Commercial_Restaurant_Existing_Food Preparation_Natural Gas_Range_E1 | F4 | Commercial | Restaurant | Existing | Food Preparation | Natural Gas | Range | E1 | PCT BC Ratio | 0.9 | 0.9 | 0.9 | 0.9 | 0.9 | 0.9 | 0.9 | 0.9 | 0.9 | 0.9 | 0.9 | 0.9 | 0.9 | 0.9 | 0.9 | 0.9 | 0.9 | 0.9 | 0.9 | 0.9 | 0.9 | 0.9 | 0 | 0 | 0 | 0 | 0 | 0 | 0 | 0
F4_Commercial_Restaurant_Existing_Food Preparation_Natural Gas_Range_E2 | F4 | Commercial | Restaurant | Existing | Food Preparation | Natural Gas | Range | E2 | PCT BC Ratio | 2565.1554 | 2582.2429 | 2604.3819 | 2647.1341 | 2706.4754 | 2777.8917 | 2842.7298 | 2898.2811 | 2951.01 | 3004.864 | 3062.5221 | 3118.7661 | 3171.9478 | 3225.5042 | 3272.8355 | 3317.6421 | 3366.1364 | 3414.8 | 3463.724 | 3512.6533 | 3560.6668 | 3607.5346 | 0 | 0 | 0 | 0 | 0 | 0 | 0 | 0
F4_Commercial_Restaurant_Existing_Food Preparation_Natural Gas_Range_E3 | F4 | Commercial | Restaurant | Existing | Food Preparation | Natural Gas | Range | E3 | PCT BC Ratio | 0 | 0 | 0 | 0 | 0 | 0 | 0 | 0 | 0 | 0 | 0 | 0 | 0 | 0 | 0 | 0 | 0 | 0 | 0 | 0 | 0 | 0 | 0 | 0 | 0 | 0 | 0 | 0 | 0 | 0
F4_Commercial_Restaurant_Existing_Food Preparation_Natural Gas_Range_E4 | F4 | Commercial | Restaurant | Existing | Food Preparation | Natural Gas | Range | E4 | PCT BC Ratio | 0 | 0 | 0 | 0 | 0 | 0 | 0 | 0 | 0 | 0 | 0 | 0 | 0 | 0 | 0 | 0 | 0 | 0 | 0 | 0 | 0 | 0 | 0 | 0 | 0 | 0 | 0 | 0 | 0 | 0
F4_Commercial_Restaurant_Existing_Food Preparation_Natural Gas_Range_E5 | F4 | Commercial | Restaurant | Existing | Food Preparation | Natural Gas | Range | E5 | PCT BC Ratio | 0 | 0 | 0 | 0 | 0 | 0 | 0 | 0 | 0 | 0 | 0 | 0 | 0 | 0 | 0 | 0 | 0 | 0 | 0 | 0 | 0 | 0 | 0 | 0 | 0 | 0 | 0 | 0 | 0 | 0
F4_Commercial_Restaurant_Existing_Food Preparation_Natural Gas_Range_E6 | F4 | Commercial | Restaurant | Existing | Food Preparation | Natural Gas | Range | E6 | PCT BC Ratio | 0 | 0 | 0 | 0 | 0 | 0 | 0 | 0 | 0 | 0 | 0 | 0 | 0 | 0 | 0 | 0 | 0 | 0 | 0 | 0 | 0 | 0 | 0 | 0 | 0 | 0 | 0 | 0 | 0 | 0
F4_Commercial_Restaurant_Existing_Food Preparation_Natural Gas_Range_E7 | F4 | Commercial | Restaurant | Existing | Food Preparation | Natural Gas | Range | E7 | PCT BC Ratio | 0 | 0 | 0 | 0 | 0 | 0 | 0 | 0 | 0 | 0 | 0 | 0 | 0 | 0 | 0 | 0 | 0 | 0 | 0 | 0 | 0 | 0 | 0 | 0 | 0 | 0 | 0 | 0 | 0 | 0
F4_Commercial_Restaurant_Existing_Food Preparation_Natural Gas_Range_E8 | F4 | Commercial | Restaurant | Existing | Food Preparation | Natural Gas | Range | E8 | PCT BC Ratio | 0 | 0 | 0 | 0 | 0 | 0 | 0 | 0 | 0 | 0 | 0 | 0 | 0 | 0 | 0 | 0 | 0 | 0 | 0 | 0 | 0 | 0 | 0 | 0 | 0 | 0 | 0 | 0 | 0 | 0
F4_Commercial_Restaurant_Existing_Food Preparation_Natural Gas_Range_E9 | F4 | Commercial | Restaurant | Existing | Food Preparation | Natural Gas | Range | E9 | PCT BC Ratio | 0 | 0 | 0 | 0 | 0 | 0 | 0 | 0 | 0 | 0 | 0 | 0 | 0 | 0 | 0 | 0 | 0 | 0 | 0 | 0 | 0 | 0 | 0 | 0 | 0 | 0 | 0 | 0 | 0 | 0
F4_Commercial_Restaurant_Existing_Food Preparation_Natural Gas_Range_E10 | F4 | Commercial | Restaurant | Existing | Food Preparation | Natural Gas | Range | E10 | PCT BC Ratio | 0 | 0 | 0 | 0 | 0 | 0 | 0 | 0 | 0 | 0 | 0 | 0 | 0 | 0 | 0 | 0 | 0 | 0 | 0 | 0 | 0 | 0 | 0 | 0 | 0 | 0 | 0 | 0 | 0 | 0
F5_Commercial_Restaurant_Existing_Food Preparation_Natural Gas_Range_E1 | F5 | Commercial | Restaurant | Existing | Food Preparation | Natural Gas | Range | E1 | RIM BC Ratio | 0.9 | 0.9 | 0.9 | 0.9 | 0.9 | 0.9 | 0.9 | 0.9 | 0.9 | 0.9 | 0.9 | 0.9 | 0.9 | 0.9 | 0.9 | 0.9 | 0.9 | 0.9 | 0.9 | 0.9 | 0.9 | 0.9 | 0 | 0 | 0 | 0 | 0 | 0 | 0 | 0
F5_Commercial_Restaurant_Existing_Food Preparation_Natural Gas_Range_E2 | F5 | Commercial | Restaurant | Existing | Food Preparation | Natural Gas | Range | E2 | RIM BC Ratio | 0.834 | 0.834 | 0.83401 | 0.83402 | 0.83403 | 0.83405 | 0.83406 | 0.83407 | 0.83409 | 0.8341 | 0.83411 | 0.83412 | 0.83413 | 0.83414 | 0.83414 | 0.83415 | 0.83416 | 0.83417 | 0.83417 | 0.83418 | 0.83419 | 0.83419 | 0 | 0 | 0 | 0 | 0 | 0 | 0 | 0
F5_Commercial_Restaurant_Existing_Food Preparation_Natural Gas_Range_E3 | F5 | Commercial | Restaurant | Existing | Food Preparation | Natural Gas | Range | E3 | RIM BC Ratio | 0 | 0 | 0 | 0 | 0 | 0 | 0 | 0 | 0 | 0 | 0 | 0 | 0 | 0 | 0 | 0 | 0 | 0 | 0 | 0 | 0 | 0 | 0 | 0 | 0 | 0 | 0 | 0 | 0 | 0
F5_Commercial_Restaurant_Existing_Food Preparation_Natural Gas_Range_E4 | F5 | Commercial | Restaurant | Existing | Food Preparation | Natural Gas | Range | E4 | RIM BC Ratio | 0 | 0 | 0 | 0 | 0 | 0 | 0 | 0 | 0 | 0 | 0 | 0 | 0 | 0 | 0 | 0 | 0 | 0 | 0 | 0 | 0 | 0 | 0 | 0 | 0 | 0 | 0 | 0 | 0 | 0
F5_Commercial_Restaurant_Existing_Food Preparation_Natural Gas_Range_E5 | F5 | Commercial | Restaurant | Existing | Food Preparation | Natural Gas | Range | E5 | RIM BC Ratio | 0 | 0 | 0 | 0 | 0 | 0 | 0 | 0 | 0 | 0 | 0 | 0 | 0 | 0 | 0 | 0 | 0 | 0 | 0 | 0 | 0 | 0 | 0 | 0 | 0 | 0 | 0 | 0 | 0 | 0
F5_Commercial_Restaurant_Existing_Food Preparation_Natural Gas_Range_E6 | F5 | Commercial | Restaurant | Existing | Food Preparation | Natural Gas | Range | E6 | RIM BC Ratio | 0 | 0 | 0 | 0 | 0 | 0 | 0 | 0 | 0 | 0 | 0 | 0 | 0 | 0 | 0 | 0 | 0 | 0 | 0 | 0 | 0 | 0 | 0 | 0 | 0 | 0 | 0 | 0 | 0 | 0
F5_Commercial_Restaurant_Existing_Food Preparation_Natural Gas_Range_E7 | F5 | Commercial | Restaurant | Existing | Food Preparation | Natural Gas | Range | E7 | RIM BC Ratio | 0 | 0 | 0 | 0 | 0 | 0 | 0 | 0 | 0 | 0 | 0 | 0 | 0 | 0 | 0 | 0 | 0 | 0 | 0 | 0 | 0 | 0 | 0 | 0 | 0 | 0 | 0 | 0 | 0 | 0
F5_Commercial_Restaurant_Existing_Food Preparation_Natural Gas_Range_E8 | F5 | Commercial | Restaurant | Existing | Food Preparation | Natural Gas | Range | E8 | RIM BC Ratio | 0 | 0 | 0 | 0 | 0 | 0 | 0 | 0 | 0 | 0 | 0 | 0 | 0 | 0 | 0 | 0 | 0 | 0 | 0 | 0 | 0 | 0 | 0 | 0 | 0 | 0 | 0 | 0 | 0 | 0
F5_Commercial_Restaurant_Existing_Food Preparation_Natural Gas_Range_E9 | F5 | Commercial | Restaurant | Existing | Food Preparation | Natural Gas | Range | E9 | RIM BC Ratio | 0 | 0 | 0 | 0 | 0 | 0 | 0 | 0 | 0 | 0 | 0 | 0 | 0 | 0 | 0 | 0 | 0 | 0 | 0 | 0 | 0 | 0 | 0 | 0 | 0 | 0 | 0 | 0 | 0 | 0
F5_Commercial_Restaurant_Existing_Food Preparation_Natural Gas_Range_E10 | F5 | Commercial | Restaurant | Existing | Food Preparation | Natural Gas | Range | E10 | RIM BC Ratio | 0 | 0 | 0 | 0 | 0 | 0 | 0 | 0 | 0 | 0 | 0 | 0 | 0 | 0 | 0 | 0 | 0 | 0 | 0 | 0 | 0 | 0 | 0 | 0 | 0 | 0 | 0 | 0 | 0 | 0
F0_Commercial_Restaurant_Existing_Food Preparation_Natural Gas_Steamer_E0 | F0 | Commercial | Restaurant | Existing | Food Preparation | Natural Gas | Steamer | E0 | Economic Unit | ENERGY STAR | ENERGY STAR | ENERGY STAR | ENERGY STAR | ENERGY STAR | ENERGY STAR | ENERGY STAR | ENERGY STAR | ENERGY STAR | ENERGY STAR | ENERGY STAR | ENERGY STAR | ENERGY STAR | ENERGY STAR | ENERGY STAR | ENERGY STAR | ENERGY STAR | ENERGY STAR | ENERGY STAR | ENERGY STAR | ENERGY STAR | ENERGY STAR | 0 | 0 | 0 | 0 | 0 | 0 | 0 | 0
F1_Commercial_Restaurant_Existing_Food Preparation_Natural Gas_Steamer_E1 | F1 | Commercial | Restaurant | Existing | Food Preparation | Natural Gas | Steamer | E1 | CCE | 0 | 0 | 0 | 0 | 0 | 0 | 0 | 0 | 0 | 0 | 0 | 0 | 0 | 0 | 0 | 0 | 0 | 0 | 0 | 0 | 0 | 0 | 0 | 0 | 0 | 0 | 0 | 0 | 0 | 0
F1_Commercial_Restaurant_Existing_Food Preparation_Natural Gas_Steamer_E2 | F1 | Commercial | Restaurant | Existing | Food Preparation | Natural Gas | Steamer | E2 | CCE | 0.0017749 | 0.0017749 | 0.0018646 | 0.0018363 | 0.0018088 | 0.0017743 | 0.0017695 | 0.0017581 | 0.0017475 | 0.0017316 | 0.0017291 | 0.0017211 | 0.0017141 | 0.0017005 | 0.0017023 | 0.0016971 | 0.001692 | 0.0016808 | 0.0016841 | 0.0016808 | 0.0016784 | 0.001669 | 0 | 0 | 0 | 0 | 0 | 0 | 0 | 0
F1_Commercial_Restaurant_Existing_Food Preparation_Natural Gas_Steamer_E3 | F1 | Commercial | Restaurant | Existing | Food Preparation | Natural Gas | Steamer | E3 | CCE | 0 | 0 | 0 | 0 | 0 | 0 | 0 | 0 | 0 | 0 | 0 | 0 | 0 | 0 | 0 | 0 | 0 | 0 | 0 | 0 | 0 | 0 | 0 | 0 | 0 | 0 | 0 | 0 | 0 | 0
F1_Commercial_Restaurant_Existing_Food Preparation_Natural Gas_Steamer_E4 | F1 | Commercial | Restaurant | Existing | Food Preparation | Natural Gas | Steamer | E4 | CCE | 0 | 0 | 0 | 0 | 0 | 0 | 0 | 0 | 0 | 0 | 0 | 0 | 0 | 0 | 0 | 0 | 0 | 0 | 0 | 0 | 0 | 0 | 0 | 0 | 0 | 0 | 0 | 0 | 0 | 0
F1_Commercial_Restaurant_Existing_Food Preparation_Natural Gas_Steamer_E5 | F1 | Commercial | Restaurant | Existing | Food Preparation | Natural Gas | Steamer | E5 | CCE | 0 | 0 | 0 | 0 | 0 | 0 | 0 | 0 | 0 | 0 | 0 | 0 | 0 | 0 | 0 | 0 | 0 | 0 | 0 | 0 | 0 | 0 | 0 | 0 | 0 | 0 | 0 | 0 | 0 | 0
F1_Commercial_Restaurant_Existing_Food Preparation_Natural Gas_Steamer_E6 | F1 | Commercial | Restaurant | Existing | Food Preparation | Natural Gas | Steamer | E6 | CCE | 0 | 0 | 0 | 0 | 0 | 0 | 0 | 0 | 0 | 0 | 0 | 0 | 0 | 0 | 0 | 0 | 0 | 0 | 0 | 0 | 0 | 0 | 0 | 0 | 0 | 0 | 0 | 0 | 0 | 0
F1_Commercial_Restaurant_Existing_Food Preparation_Natural Gas_Steamer_E7 | F1 | Commercial | Restaurant | Existing | Food Preparation | Natural Gas | Steamer | E7 | CCE | 0 | 0 | 0 | 0 | 0 | 0 | 0 | 0 | 0 | 0 | 0 | 0 | 0 | 0 | 0 | 0 | 0 | 0 | 0 | 0 | 0 | 0 | 0 | 0 | 0 | 0 | 0 | 0 | 0 | 0
F1_Commercial_Restaurant_Existing_Food Preparation_Natural Gas_Steamer_E8 | F1 | Commercial | Restaurant | Existing | Food Preparation | Natural Gas | Steamer | E8 | CCE | 0 | 0 | 0 | 0 | 0 | 0 | 0 | 0 | 0 | 0 | 0 | 0 | 0 | 0 | 0 | 0 | 0 | 0 | 0 | 0 | 0 | 0 | 0 | 0 | 0 | 0 | 0 | 0 | 0 | 0
F1_Commercial_Restaurant_Existing_Food Preparation_Natural Gas_Steamer_E9 | F1 | Commercial | Restaurant | Existing | Food Preparation | Natural Gas | Steamer | E9 | CCE | 0 | 0 | 0 | 0 | 0 | 0 | 0 | 0 | 0 | 0 | 0 | 0 | 0 | 0 | 0 | 0 | 0 | 0 | 0 | 0 | 0 | 0 | 0 | 0 | 0 | 0 | 0 | 0 | 0 | 0
F1_Commercial_Restaurant_Existing_Food Preparation_Natural Gas_Steamer_E10 | F1 | Commercial | Restaurant | Existing | Food Preparation | Natural Gas | Steamer | E10 | CCE | 0 | 0 | 0 | 0 | 0 | 0 | 0 | 0 | 0 | 0 | 0 | 0 | 0 | 0 | 0 | 0 | 0 | 0 | 0 | 0 | 0 | 0 | 0 | 0 | 0 | 0 | 0 | 0 | 0 | 0
F2_Commercial_Restaurant_Existing_Food Preparation_Natural Gas_Steamer_E1 | F2 | Commercial | Restaurant | Existing | Food Preparation | Natural Gas | Steamer | E1 | TRC BC Ratio | 0.9 | 0.9 | 0.9 | 0.9 | 0.9 | 0.9 | 0.9 | 0.9 | 0.9 | 0.9 | 0.9 | 0.9 | 0.9 | 0.9 | 0.9 | 0.9 | 0.9 | 0.9 | 0.9 | 0.9 | 0.9 | 0.9 | 0 | 0 | 0 | 0 | 0 | 0 | 0 | 0
F2_Commercial_Restaurant_Existing_Food Preparation_Natural Gas_Steamer_E2 | F2 | Commercial | Restaurant | Existing | Food Preparation | Natural Gas | Steamer | E2 | TRC BC Ratio | 4.9998 | 5.0422 | 5.093 | 5.1779 | 5.291 | 5.4252 | 5.5491 | 5.656 | 5.7559 | 5.8544 | 5.9559 | 6.057 | 6.1552 | 6.2565 | 6.3505 | 6.4434 | 6.5427 | 6.6427 | 6.7436 | 6.8448 | 6.9449 | 7.0436 | 0 | 0 | 0 | 0 | 0 | 0 | 0 | 0
F2_Commercial_Restaurant_Existing_Food Preparation_Natural Gas_Steamer_E3 | F2 | Commercial | Restaurant | Existing | Food Preparation | Natural Gas | Steamer | E3 | TRC BC Ratio | 0 | 0 | 0 | 0 | 0 | 0 | 0 | 0 | 0 | 0 | 0 | 0 | 0 | 0 | 0 | 0 | 0 | 0 | 0 | 0 | 0 | 0 | 0 | 0 | 0 | 0 | 0 | 0 | 0 | 0
F2_Commercial_Restaurant_Existing_Food Preparation_Natural Gas_Steamer_E4 | F2 | Commercial | Restaurant | Existing | Food Preparation | Natural Gas | Steamer | E4 | TRC BC Ratio | 0 | 0 | 0 | 0 | 0 | 0 | 0 | 0 | 0 | 0 | 0 | 0 | 0 | 0 | 0 | 0 | 0 | 0 | 0 | 0 | 0 | 0 | 0 | 0 | 0 | 0 | 0 | 0 | 0 | 0
F2_Commercial_Restaurant_Existing_Food Preparation_Natural Gas_Steamer_E5 | F2 | Commercial | Restaurant | Existing | Food Preparation | Natural Gas | Steamer | E5 | TRC BC Ratio | 0 | 0 | 0 | 0 | 0 | 0 | 0 | 0 | 0 | 0 | 0 | 0 | 0 | 0 | 0 | 0 | 0 | 0 | 0 | 0 | 0 | 0 | 0 | 0 | 0 | 0 | 0 | 0 | 0 | 0
F2_Commercial_Restaurant_Existing_Food Preparation_Natural Gas_Steamer_E6 | F2 | Commercial | Restaurant | Existing | Food Preparation | Natural Gas | Steamer | E6 | TRC BC Ratio | 0 | 0 | 0 | 0 | 0 | 0 | 0 | 0 | 0 | 0 | 0 | 0 | 0 | 0 | 0 | 0 | 0 | 0 | 0 | 0 | 0 | 0 | 0 | 0 | 0 | 0 | 0 | 0 | 0 | 0
F2_Commercial_Restaurant_Existing_Food Preparation_Natural Gas_Steamer_E7 | F2 | Commercial | Restaurant | Existing | Food Preparation | Natural Gas | Steamer | E7 | TRC BC Ratio | 0 | 0 | 0 | 0 | 0 | 0 | 0 | 0 | 0 | 0 | 0 | 0 | 0 | 0 | 0 | 0 | 0 | 0 | 0 | 0 | 0 | 0 | 0 | 0 | 0 | 0 | 0 | 0 | 0 | 0
F2_Commercial_Restaurant_Existing_Food Preparation_Natural Gas_Steamer_E8 | F2 | Commercial | Restaurant | Existing | Food Preparation | Natural Gas | Steamer | E8 | TRC BC Ratio | 0 | 0 | 0 | 0 | 0 | 0 | 0 | 0 | 0 | 0 | 0 | 0 | 0 | 0 | 0 | 0 | 0 | 0 | 0 | 0 | 0 | 0 | 0 | 0 | 0 | 0 | 0 | 0 | 0 | 0
F2_Commercial_Restaurant_Existing_Food Preparation_Natural Gas_Steamer_E9 | F2 | Commercial | Restaurant | Existing | Food Preparation | Natural Gas | Steamer | E9 | TRC BC Ratio | 0 | 0 | 0 | 0 | 0 | 0 | 0 | 0 | 0 | 0 | 0 | 0 | 0 | 0 | 0 | 0 | 0 | 0 | 0 | 0 | 0 | 0 | 0 | 0 | 0 | 0 | 0 | 0 | 0 | 0
F2_Commercial_Restaurant_Existing_Food Preparation_Natural Gas_Steamer_E10 | F2 | Commercial | Restaurant | Existing | Food Preparation | Natural Gas | Steamer | E10 | TRC BC Ratio | 0 | 0 | 0 | 0 | 0 | 0 | 0 | 0 | 0 | 0 | 0 | 0 | 0 | 0 | 0 | 0 | 0 | 0 | 0 | 0 | 0 | 0 | 0 | 0 | 0 | 0 | 0 | 0 | 0 | 0
F3_Commercial_Restaurant_Existing_Food Preparation_Natural Gas_Steamer_E1 | F3 | Commercial | Restaurant | Existing | Food Preparation | Natural Gas | Steamer | E1 | PACT BC Ratio | 0.9 | 0.9 | 0.9 | 0.9 | 0.9 | 0.9 | 0.9 | 0.9 | 0.9 | 0.9 | 0.9 | 0.9 | 0.9 | 0.9 | 0.9 | 0.9 | 0.9 | 0.9 | 0.9 | 0.9 | 0.9 | 0.9 | 0 | 0 | 0 | 0 | 0 | 0 | 0 | 0
F3_Commercial_Restaurant_Existing_Food Preparation_Natural Gas_Steamer_E2 | F3 | Commercial | Restaurant | Existing | Food Preparation | Natural Gas | Steamer | E2 | PACT BC Ratio | 5.4144 | 5.4603 | 5.5153 | 5.6072 | 5.7297 | 5.875 | 6.0092 | 6.1249 | 6.2331 | 6.3398 | 6.4497 | 6.5592 | 6.6655 | 6.7753 | 6.877 | 6.9776 | 7.0852 | 7.1935 | 7.3027 | 7.4123 | 7.5208 | 7.6276 | 0 | 0 | 0 | 0 | 0 | 0 | 0 | 0
F3_Commercial_Restaurant_Existing_Food Preparation_Natural Gas_Steamer_E3 | F3 | Commercial | Restaurant | Existing | Food Preparation | Natural Gas | Steamer | E3 | PACT BC Ratio | 0 | 0 | 0 | 0 | 0 | 0 | 0 | 0 | 0 | 0 | 0 | 0 | 0 | 0 | 0 | 0 | 0 | 0 | 0 | 0 | 0 | 0 | 0 | 0 | 0 | 0 | 0 | 0 | 0 | 0
F3_Commercial_Restaurant_Existing_Food Preparation_Natural Gas_Steamer_E4 | F3 | Commercial | Restaurant | Existing | Food Preparation | Natural Gas | Steamer | E4 | PACT BC Ratio | 0 | 0 | 0 | 0 | 0 | 0 | 0 | 0 | 0 | 0 | 0 | 0 | 0 | 0 | 0 | 0 | 0 | 0 | 0 | 0 | 0 | 0 | 0 | 0 | 0 | 0 | 0 | 0 | 0 | 0
F3_Commercial_Restaurant_Existing_Food Preparation_Natural Gas_Steamer_E5 | F3 | Commercial | Restaurant | Existing | Food Preparation | Natural Gas | Steamer | E5 | PACT BC Ratio | 0 | 0 | 0 | 0 | 0 | 0 | 0 | 0 | 0 | 0 | 0 | 0 | 0 | 0 | 0 | 0 | 0 | 0 | 0 | 0 | 0 | 0 | 0 | 0 | 0 | 0 | 0 | 0 | 0 | 0
F3_Commercial_Restaurant_Existing_Food Preparation_Natural Gas_Steamer_E6 | F3 | Commercial | Restaurant | Existing | Food Preparation | Natural Gas | Steamer | E6 | PACT BC Ratio | 0 | 0 | 0 | 0 | 0 | 0 | 0 | 0 | 0 | 0 | 0 | 0 | 0 | 0 | 0 | 0 | 0 | 0 | 0 | 0 | 0 | 0 | 0 | 0 | 0 | 0 | 0 | 0 | 0 | 0
F3_Commercial_Restaurant_Existing_Food Preparation_Natural Gas_Steamer_E7 | F3 | Commercial | Restaurant | Existing | Food Preparation | Natural Gas | Steamer | E7 | PACT BC Ratio | 0 | 0 | 0 | 0 | 0 | 0 | 0 | 0 | 0 | 0 | 0 | 0 | 0 | 0 | 0 | 0 | 0 | 0 | 0 | 0 | 0 | 0 | 0 | 0 | 0 | 0 | 0 | 0 | 0 | 0
F3_Commercial_Restaurant_Existing_Food Preparation_Natural Gas_Steamer_E8 | F3 | Commercial | Restaurant | Existing | Food Preparation | Natural Gas | Steamer | E8 | PACT BC Ratio | 0 | 0 | 0 | 0 | 0 | 0 | 0 | 0 | 0 | 0 | 0 | 0 | 0 | 0 | 0 | 0 | 0 | 0 | 0 | 0 | 0 | 0 | 0 | 0 | 0 | 0 | 0 | 0 | 0 | 0
F3_Commercial_Restaurant_Existing_Food Preparation_Natural Gas_Steamer_E9 | F3 | Commercial | Restaurant | Existing | Food Preparation | Natural Gas | Steamer | E9 | PACT BC Ratio | 0 | 0 | 0 | 0 | 0 | 0 | 0 | 0 | 0 | 0 | 0 | 0 | 0 | 0 | 0 | 0 | 0 | 0 | 0 | 0 | 0 | 0 | 0 | 0 | 0 | 0 | 0 | 0 | 0 | 0
F3_Commercial_Restaurant_Existing_Food Preparation_Natural Gas_Steamer_E10 | F3 | Commercial | Restaurant | Existing | Food Preparation | Natural Gas | Steamer | E10 | PACT BC Ratio | 0 | 0 | 0 | 0 | 0 | 0 | 0 | 0 | 0 | 0 | 0 | 0 | 0 | 0 | 0 | 0 | 0 | 0 | 0 | 0 | 0 | 0 | 0 | 0 | 0 | 0 | 0 | 0 | 0 | 0
F4_Commercial_Restaurant_Existing_Food Preparation_Natural Gas_Steamer_E1 | F4 | Commercial | Restaurant | Existing | Food Preparation | Natural Gas | Steamer | E1 | PCT BC Ratio | 0.9 | 0.9 | 0.9 | 0.9 | 0.9 | 0.9 | 0.9 | 0.9 | 0.9 | 0.9 | 0.9 | 0.9 | 0.9 | 0.9 | 0.9 | 0.9 | 0.9 | 0.9 | 0.9 | 0.9 | 0.9 | 0.9 | 0 | 0 | 0 | 0 | 0 | 0 | 0 | 0
F4_Commercial_Restaurant_Existing_Food Preparation_Natural Gas_Steamer_E2 | F4 | Commercial | Restaurant | Existing | Food Preparation | Natural Gas | Steamer | E2 | PCT BC Ratio | 12.4539 | 12.5522 | 12.6701 | 12.8671 | 13.1296 | 13.4409 | 13.7285 | 13.9764 | 14.2082 | 14.4369 | 14.6723 | 14.9069 | 15.1348 | 15.37 | 15.588 | 15.8035 | 16.0341 | 16.2662 | 16.5002 | 16.7351 | 16.9674 | 17.1964 | 0 | 0 | 0 | 0 | 0 | 0 | 0 | 0
F4_Commercial_Restaurant_Existing_Food Preparation_Natural Gas_Steamer_E3 | F4 | Commercial | Restaurant | Existing | Food Preparation | Natural Gas | Steamer | E3 | PCT BC Ratio | 0 | 0 | 0 | 0 | 0 | 0 | 0 | 0 | 0 | 0 | 0 | 0 | 0 | 0 | 0 | 0 | 0 | 0 | 0 | 0 | 0 | 0 | 0 | 0 | 0 | 0 | 0 | 0 | 0 | 0
F4_Commercial_Restaurant_Existing_Food Preparation_Natural Gas_Steamer_E4 | F4 | Commercial | Restaurant | Existing | Food Preparation | Natural Gas | Steamer | E4 | PCT BC Ratio | 0 | 0 | 0 | 0 | 0 | 0 | 0 | 0 | 0 | 0 | 0 | 0 | 0 | 0 | 0 | 0 | 0 | 0 | 0 | 0 | 0 | 0 | 0 | 0 | 0 | 0 | 0 | 0 | 0 | 0
F4_Commercial_Restaurant_Existing_Food Preparation_Natural Gas_Steamer_E5 | F4 | Commercial | Restaurant | Existing | Food Preparation | Natural Gas | Steamer | E5 | PCT BC Ratio | 0 | 0 | 0 | 0 | 0 | 0 | 0 | 0 | 0 | 0 | 0 | 0 | 0 | 0 | 0 | 0 | 0 | 0 | 0 | 0 | 0 | 0 | 0 | 0 | 0 | 0 | 0 | 0 | 0 | 0
F4_Commercial_Restaurant_Existing_Food Preparation_Natural Gas_Steamer_E6 | F4 | Commercial | Restaurant | Existing | Food Preparation | Natural Gas | Steamer | E6 | PCT BC Ratio | 0 | 0 | 0 | 0 | 0 | 0 | 0 | 0 | 0 | 0 | 0 | 0 | 0 | 0 | 0 | 0 | 0 | 0 | 0 | 0 | 0 | 0 | 0 | 0 | 0 | 0 | 0 | 0 | 0 | 0
F4_Commercial_Restaurant_Existing_Food Preparation_Natural Gas_Steamer_E7 | F4 | Commercial | Restaurant | Existing | Food Preparation | Natural Gas | Steamer | E7 | PCT BC Ratio | 0 | 0 | 0 | 0 | 0 | 0 | 0 | 0 | 0 | 0 | 0 | 0 | 0 | 0 | 0 | 0 | 0 | 0 | 0 | 0 | 0 | 0 | 0 | 0 | 0 | 0 | 0 | 0 | 0 | 0
F4_Commercial_Restaurant_Existing_Food Preparation_Natural Gas_Steamer_E8 | F4 | Commercial | Restaurant | Existing | Food Preparation | Natural Gas | Steamer | E8 | PCT BC Ratio | 0 | 0 | 0 | 0 | 0 | 0 | 0 | 0 | 0 | 0 | 0 | 0 | 0 | 0 | 0 | 0 | 0 | 0 | 0 | 0 | 0 | 0 | 0 | 0 | 0 | 0 | 0 | 0 | 0 | 0
F4_Commercial_Restaurant_Existing_Food Preparation_Natural Gas_Steamer_E9 | F4 | Commercial | Restaurant | Existing | Food Preparation | Natural Gas | Steamer | E9 | PCT BC Ratio | 0 | 0 | 0 | 0 | 0 | 0 | 0 | 0 | 0 | 0 | 0 | 0 | 0 | 0 | 0 | 0 | 0 | 0 | 0 | 0 | 0 | 0 | 0 | 0 | 0 | 0 | 0 | 0 | 0 | 0
F4_Commercial_Restaurant_Existing_Food Preparation_Natural Gas_Steamer_E10 | F4 | Commercial | Restaurant | Existing | Food Preparation | Natural Gas | Steamer | E10 | PCT BC Ratio | 0 | 0 | 0 | 0 | 0 | 0 | 0 | 0 | 0 | 0 | 0 | 0 | 0 | 0 | 0 | 0 | 0 | 0 | 0 | 0 | 0 | 0 | 0 | 0 | 0 | 0 | 0 | 0 | 0 | 0
F5_Commercial_Restaurant_Existing_Food Preparation_Natural Gas_Steamer_E1 | F5 | Commercial | Restaurant | Existing | Food Preparation | Natural Gas | Steamer | E1 | RIM BC Ratio | 0.9 | 0.9 | 0.9 | 0.9 | 0.9 | 0.9 | 0.9 | 0.9 | 0.9 | 0.9 | 0.9 | 0.9 | 0.9 | 0.9 | 0.9 | 0.9 | 0.9 | 0.9 | 0.9 | 0.9 | 0.9 | 0.9 | 0 | 0 | 0 | 0 | 0 | 0 | 0 | 0
F5_Commercial_Restaurant_Existing_Food Preparation_Natural Gas_Steamer_E2 | F5 | Commercial | Restaurant | Existing | Food Preparation | Natural Gas | Steamer | E2 | RIM BC Ratio | 0.72319 | 0.72401 | 0.72496 | 0.72653 | 0.72855 | 0.73085 | 0.73288 | 0.73457 | 0.73611 | 0.73757 | 0.73904 | 0.74045 | 0.74179 | 0.74313 | 0.74434 | 0.7455 | 0.74671 | 0.7479 | 0.74906 | 0.7502 | 0.7513 | 0.75235 | 0 | 0 | 0 | 0 | 0 | 0 | 0 | 0
F5_Commercial_Restaurant_Existing_Food Preparation_Natural Gas_Steamer_E3 | F5 | Commercial | Restaurant | Existing | Food Preparation | Natural Gas | Steamer | E3 | RIM BC Ratio | 0 | 0 | 0 | 0 | 0 | 0 | 0 | 0 | 0 | 0 | 0 | 0 | 0 | 0 | 0 | 0 | 0 | 0 | 0 | 0 | 0 | 0 | 0 | 0 | 0 | 0 | 0 | 0 | 0 | 0
F5_Commercial_Restaurant_Existing_Food Preparation_Natural Gas_Steamer_E4 | F5 | Commercial | Restaurant | Existing | Food Preparation | Natural Gas | Steamer | E4 | RIM BC Ratio | 0 | 0 | 0 | 0 | 0 | 0 | 0 | 0 | 0 | 0 | 0 | 0 | 0 | 0 | 0 | 0 | 0 | 0 | 0 | 0 | 0 | 0 | 0 | 0 | 0 | 0 | 0 | 0 | 0 | 0
F5_Commercial_Restaurant_Existing_Food Preparation_Natural Gas_Steamer_E5 | F5 | Commercial | Restaurant | Existing | Food Preparation | Natural Gas | Steamer | E5 | RIM BC Ratio | 0 | 0 | 0 | 0 | 0 | 0 | 0 | 0 | 0 | 0 | 0 | 0 | 0 | 0 | 0 | 0 | 0 | 0 | 0 | 0 | 0 | 0 | 0 | 0 | 0 | 0 | 0 | 0 | 0 | 0
F5_Commercial_Restaurant_Existing_Food Preparation_Natural Gas_Steamer_E6 | F5 | Commercial | Restaurant | Existing | Food Preparation | Natural Gas | Steamer | E6 | RIM BC Ratio | 0 | 0 | 0 | 0 | 0 | 0 | 0 | 0 | 0 | 0 | 0 | 0 | 0 | 0 | 0 | 0 | 0 | 0 | 0 | 0 | 0 | 0 | 0 | 0 | 0 | 0 | 0 | 0 | 0 | 0
F5_Commercial_Restaurant_Existing_Food Preparation_Natural Gas_Steamer_E7 | F5 | Commercial | Restaurant | Existing | Food Preparation | Natural Gas | Steamer | E7 | RIM BC Ratio | 0 | 0 | 0 | 0 | 0 | 0 | 0 | 0 | 0 | 0 | 0 | 0 | 0 | 0 | 0 | 0 | 0 | 0 | 0 | 0 | 0 | 0 | 0 | 0 | 0 | 0 | 0 | 0 | 0 | 0
F5_Commercial_Restaurant_Existing_Food Preparation_Natural Gas_Steamer_E8 | F5 | Commercial | Restaurant | Existing | Food Preparation | Natural Gas | Steamer | E8 | RIM BC Ratio | 0 | 0 | 0 | 0 | 0 | 0 | 0 | 0 | 0 | 0 | 0 | 0 | 0 | 0 | 0 | 0 | 0 | 0 | 0 | 0 | 0 | 0 | 0 | 0 | 0 | 0 | 0 | 0 | 0 | 0
F5_Commercial_Restaurant_Existing_Food Preparation_Natural Gas_Steamer_E9 | F5 | Commercial | Restaurant | Existing | Food Preparation | Natural Gas | Steamer | E9 | RIM BC Ratio | 0 | 0 | 0 | 0 | 0 | 0 | 0 | 0 | 0 | 0 | 0 | 0 | 0 | 0 | 0 | 0 | 0 | 0 | 0 | 0 | 0 | 0 | 0 | 0 | 0 | 0 | 0 | 0 | 0 | 0
F5_Commercial_Restaurant_Existing_Food Preparation_Natural Gas_Steamer_E10 | F5 | Commercial | Restaurant | Existing | Food Preparation | Natural Gas | Steamer | E10 | RIM BC Ratio | 0 | 0 | 0 | 0 | 0 | 0 | 0 | 0 | 0 | 0 | 0 | 0 | 0 | 0 | 0 | 0 | 0 | 0 | 0 | 0 | 0 | 0 | 0 | 0 | 0 | 0 | 0 | 0 | 0 | 0
F0_Commercial_Restaurant_Existing_Food Preparation_Natural Gas_Food Prep Other_E0 | F0 | Commercial | Restaurant | Existing | Food Preparation | Natural Gas | Food Prep Other | E0 | Economic Unit | ENERGY STAR | ENERGY STAR | ENERGY STAR | ENERGY STAR | ENERGY STAR | ENERGY STAR | ENERGY STAR | ENERGY STAR | ENERGY STAR | ENERGY STAR | ENERGY STAR | ENERGY STAR | ENERGY STAR | ENERGY STAR | ENERGY STAR | ENERGY STAR | ENERGY STAR | ENERGY STAR | ENERGY STAR | ENERGY STAR | ENERGY STAR | ENERGY STAR | 0 | 0 | 0 | 0 | 0 | 0 | 0 | 0
F1_Commercial_Restaurant_Existing_Food Preparation_Natural Gas_Food Prep Other_E1 | F1 | Commercial | Restaurant | Existing | Food Preparation | Natural Gas | Food Prep Other | E1 | CCE | 0 | 0 | 0 | 0 | 0 | 0 | 0 | 0 | 0 | 0 | 0 | 0 | 0 | 0 | 0 | 0 | 0 | 0 | 0 | 0 | 0 | 0 | 0 | 0 | 0 | 0 | 0 | 0 | 0 | 0
F1_Commercial_Restaurant_Existing_Food Preparation_Natural Gas_Food Prep Other_E2 | F1 | Commercial | Restaurant | Existing | Food Preparation | Natural Gas | Food Prep Other | E2 | CCE | 0.14135 | 0.14135 | 0.1485 | 0.14624 | 0.14404 | 0.1413 | 0.14092 | 0.14001 | 0.13917 | 0.1379 | 0.1377 | 0.13707 | 0.1365 | 0.13542 | 0.13557 | 0.13515 | 0.13475 | 0.13386 | 0.13412 | 0.13386 | 0.13366 | 0.13291 | 0 | 0 | 0 | 0 | 0 | 0 | 0 | 0
F1_Commercial_Restaurant_Existing_Food Preparation_Natural Gas_Food Prep Other_E3 | F1 | Commercial | Restaurant | Existing | Food Preparation | Natural Gas | Food Prep Other | E3 | CCE | 0 | 0 | 0 | 0 | 0 | 0 | 0 | 0 | 0 | 0 | 0 | 0 | 0 | 0 | 0 | 0 | 0 | 0 | 0 | 0 | 0 | 0 | 0 | 0 | 0 | 0 | 0 | 0 | 0 | 0
F1_Commercial_Restaurant_Existing_Food Preparation_Natural Gas_Food Prep Other_E4 | F1 | Commercial | Restaurant | Existing | Food Preparation | Natural Gas | Food Prep Other | E4 | CCE | 0 | 0 | 0 | 0 | 0 | 0 | 0 | 0 | 0 | 0 | 0 | 0 | 0 | 0 | 0 | 0 | 0 | 0 | 0 | 0 | 0 | 0 | 0 | 0 | 0 | 0 | 0 | 0 | 0 | 0
F1_Commercial_Restaurant_Existing_Food Preparation_Natural Gas_Food Prep Other_E5 | F1 | Commercial | Restaurant | Existing | Food Preparation | Natural Gas | Food Prep Other | E5 | CCE | 0 | 0 | 0 | 0 | 0 | 0 | 0 | 0 | 0 | 0 | 0 | 0 | 0 | 0 | 0 | 0 | 0 | 0 | 0 | 0 | 0 | 0 | 0 | 0 | 0 | 0 | 0 | 0 | 0 | 0
F1_Commercial_Restaurant_Existing_Food Preparation_Natural Gas_Food Prep Other_E6 | F1 | Commercial | Restaurant | Existing | Food Preparation | Natural Gas | Food Prep Other | E6 | CCE | 0 | 0 | 0 | 0 | 0 | 0 | 0 | 0 | 0 | 0 | 0 | 0 | 0 | 0 | 0 | 0 | 0 | 0 | 0 | 0 | 0 | 0 | 0 | 0 | 0 | 0 | 0 | 0 | 0 | 0
F1_Commercial_Restaurant_Existing_Food Preparation_Natural Gas_Food Prep Other_E7 | F1 | Commercial | Restaurant | Existing | Food Preparation | Natural Gas | Food Prep Other | E7 | CCE | 0 | 0 | 0 | 0 | 0 | 0 | 0 | 0 | 0 | 0 | 0 | 0 | 0 | 0 | 0 | 0 | 0 | 0 | 0 | 0 | 0 | 0 | 0 | 0 | 0 | 0 | 0 | 0 | 0 | 0
F1_Commercial_Restaurant_Existing_Food Preparation_Natural Gas_Food Prep Other_E8 | F1 | Commercial | Restaurant | Existing | Food Preparation | Natural Gas | Food Prep Other | E8 | CCE | 0 | 0 | 0 | 0 | 0 | 0 | 0 | 0 | 0 | 0 | 0 | 0 | 0 | 0 | 0 | 0 | 0 | 0 | 0 | 0 | 0 | 0 | 0 | 0 | 0 | 0 | 0 | 0 | 0 | 0
F1_Commercial_Restaurant_Existing_Food Preparation_Natural Gas_Food Prep Other_E9 | F1 | Commercial | Restaurant | Existing | Food Preparation | Natural Gas | Food Prep Other | E9 | CCE | 0 | 0 | 0 | 0 | 0 | 0 | 0 | 0 | 0 | 0 | 0 | 0 | 0 | 0 | 0 | 0 | 0 | 0 | 0 | 0 | 0 | 0 | 0 | 0 | 0 | 0 | 0 | 0 | 0 | 0
F1_Commercial_Restaurant_Existing_Food Preparation_Natural Gas_Food Prep Other_E10 | F1 | Commercial | Restaurant | Existing | Food Preparation | Natural Gas | Food Prep Other | E10 | CCE | 0 | 0 | 0 | 0 | 0 | 0 | 0 | 0 | 0 | 0 | 0 | 0 | 0 | 0 | 0 | 0 | 0 | 0 | 0 | 0 | 0 | 0 | 0 | 0 | 0 | 0 | 0 | 0 | 0 | 0
F2_Commercial_Restaurant_Existing_Food Preparation_Natural Gas_Food Prep Other_E1 | F2 | Commercial | Restaurant | Existing | Food Preparation | Natural Gas | Food Prep Other | E1 | TRC BC Ratio | 0.9 | 0.9 | 0.9 | 0.9 | 0.9 | 0.9 | 0.9 | 0.9 | 0.9 | 0.9 | 0.9 | 0.9 | 0.9 | 0.9 | 0.9 | 0.9 | 0.9 | 0.9 | 0.9 | 0.9 | 0.9 | 0.9 | 0 | 0 | 0 | 0 | 0 | 0 | 0 | 0
F2_Commercial_Restaurant_Existing_Food Preparation_Natural Gas_Food Prep Other_E2 | F2 | Commercial | Restaurant | Existing | Food Preparation | Natural Gas | Food Prep Other | E2 | TRC BC Ratio | 0.061956 | 0.062369 | 0.062904 | 0.063937 | 0.06537 | 0.067096 | 0.068663 | 0.070005 | 0.071279 | 0.07258 | 0.073973 | 0.075332 | 0.076617 | 0.077911 | 0.079055 | 0.080138 | 0.081309 | 0.082485 | 0.083667 | 0.084849 | 0.08601 | 0.087142 | 0 | 0 | 0 | 0 | 0 | 0 | 0 | 0
F2_Commercial_Restaurant_Existing_Food Preparation_Natural Gas_Food Prep Other_E3 | F2 | Commercial | Restaurant | Existing | Food Preparation | Natural Gas | Food Prep Other | E3 | TRC BC Ratio | 0 | 0 | 0 | 0 | 0 | 0 | 0 | 0 | 0 | 0 | 0 | 0 | 0 | 0 | 0 | 0 | 0 | 0 | 0 | 0 | 0 | 0 | 0 | 0 | 0 | 0 | 0 | 0 | 0 | 0
F2_Commercial_Restaurant_Existing_Food Preparation_Natural Gas_Food Prep Other_E4 | F2 | Commercial | Restaurant | Existing | Food Preparation | Natural Gas | Food Prep Other | E4 | TRC BC Ratio | 0 | 0 | 0 | 0 | 0 | 0 | 0 | 0 | 0 | 0 | 0 | 0 | 0 | 0 | 0 | 0 | 0 | 0 | 0 | 0 | 0 | 0 | 0 | 0 | 0 | 0 | 0 | 0 | 0 | 0
F2_Commercial_Restaurant_Existing_Food Preparation_Natural Gas_Food Prep Other_E5 | F2 | Commercial | Restaurant | Existing | Food Preparation | Natural Gas | Food Prep Other | E5 | TRC BC Ratio | 0 | 0 | 0 | 0 | 0 | 0 | 0 | 0 | 0 | 0 | 0 | 0 | 0 | 0 | 0 | 0 | 0 | 0 | 0 | 0 | 0 | 0 | 0 | 0 | 0 | 0 | 0 | 0 | 0 | 0
F2_Commercial_Restaurant_Existing_Food Preparation_Natural Gas_Food Prep Other_E6 | F2 | Commercial | Restaurant | Existing | Food Preparation | Natural Gas | Food Prep Other | E6 | TRC BC Ratio | 0 | 0 | 0 | 0 | 0 | 0 | 0 | 0 | 0 | 0 | 0 | 0 | 0 | 0 | 0 | 0 | 0 | 0 | 0 | 0 | 0 | 0 | 0 | 0 | 0 | 0 | 0 | 0 | 0 | 0
F2_Commercial_Restaurant_Existing_Food Preparation_Natural Gas_Food Prep Other_E7 | F2 | Commercial | Restaurant | Existing | Food Preparation | Natural Gas | Food Prep Other | E7 | TRC BC Ratio | 0 | 0 | 0 | 0 | 0 | 0 | 0 | 0 | 0 | 0 | 0 | 0 | 0 | 0 | 0 | 0 | 0 | 0 | 0 | 0 | 0 | 0 | 0 | 0 | 0 | 0 | 0 | 0 | 0 | 0
F2_Commercial_Restaurant_Existing_Food Preparation_Natural Gas_Food Prep Other_E8 | F2 | Commercial | Restaurant | Existing | Food Preparation | Natural Gas | Food Prep Other | E8 | TRC BC Ratio | 0 | 0 | 0 | 0 | 0 | 0 | 0 | 0 | 0 | 0 | 0 | 0 | 0 | 0 | 0 | 0 | 0 | 0 | 0 | 0 | 0 | 0 | 0 | 0 | 0 | 0 | 0 | 0 | 0 | 0
F2_Commercial_Restaurant_Existing_Food Preparation_Natural Gas_Food Prep Other_E9 | F2 | Commercial | Restaurant | Existing | Food Preparation | Natural Gas | Food Prep Other | E9 | TRC BC Ratio | 0 | 0 | 0 | 0 | 0 | 0 | 0 | 0 | 0 | 0 | 0 | 0 | 0 | 0 | 0 | 0 | 0 | 0 | 0 | 0 | 0 | 0 | 0 | 0 | 0 | 0 | 0 | 0 | 0 | 0
F2_Commercial_Restaurant_Existing_Food Preparation_Natural Gas_Food Prep Other_E10 | F2 | Commercial | Restaurant | Existing | Food Preparation | Natural Gas | Food Prep Other | E10 | TRC BC Ratio | 0 | 0 | 0 | 0 | 0 | 0 | 0 | 0 | 0 | 0 | 0 | 0 | 0 | 0 | 0 | 0 | 0 | 0 | 0 | 0 | 0 | 0 | 0 | 0 | 0 | 0 | 0 | 0 | 0 | 0
F3_Commercial_Restaurant_Existing_Food Preparation_Natural Gas_Food Prep Other_E1 | F3 | Commercial | Restaurant | Existing | Food Preparation | Natural Gas | Food Prep Other | E1 | PACT BC Ratio | 0.9 | 0.9 | 0.9 | 0.9 | 0.9 | 0.9 | 0.9 | 0.9 | 0.9 | 0.9 | 0.9 | 0.9 | 0.9 | 0.9 | 0.9 | 0.9 | 0.9 | 0.9 | 0.9 | 0.9 | 0.9 | 0.9 | 0 | 0 | 0 | 0 | 0 | 0 | 0 | 0
F3_Commercial_Restaurant_Existing_Food Preparation_Natural Gas_Food Prep Other_E2 | F3 | Commercial | Restaurant | Existing | Food Preparation | Natural Gas | Food Prep Other | E2 | PACT BC Ratio | 1.0937 | 1.101 | 1.1104 | 1.1287 | 1.154 | 1.1844 | 1.2121 | 1.2358 | 1.2583 | 1.2813 | 1.3058 | 1.3298 | 1.3525 | 1.3754 | 1.3956 | 1.4147 | 1.4353 | 1.4561 | 1.477 | 1.4978 | 1.5183 | 1.5383 | 0 | 0 | 0 | 0 | 0 | 0 | 0 | 0
F3_Commercial_Restaurant_Existing_Food Preparation_Natural Gas_Food Prep Other_E3 | F3 | Commercial | Restaurant | Existing | Food Preparation | Natural Gas | Food Prep Other | E3 | PACT BC Ratio | 0 | 0 | 0 | 0 | 0 | 0 | 0 | 0 | 0 | 0 | 0 | 0 | 0 | 0 | 0 | 0 | 0 | 0 | 0 | 0 | 0 | 0 | 0 | 0 | 0 | 0 | 0 | 0 | 0 | 0
F3_Commercial_Restaurant_Existing_Food Preparation_Natural Gas_Food Prep Other_E4 | F3 | Commercial | Restaurant | Existing | Food Preparation | Natural Gas | Food Prep Other | E4 | PACT BC Ratio | 0 | 0 | 0 | 0 | 0 | 0 | 0 | 0 | 0 | 0 | 0 | 0 | 0 | 0 | 0 | 0 | 0 | 0 | 0 | 0 | 0 | 0 | 0 | 0 | 0 | 0 | 0 | 0 | 0 | 0
F3_Commercial_Restaurant_Existing_Food Preparation_Natural Gas_Food Prep Other_E5 | F3 | Commercial | Restaurant | Existing | Food Preparation | Natural Gas | Food Prep Other | E5 | PACT BC Ratio | 0 | 0 | 0 | 0 | 0 | 0 | 0 | 0 | 0 | 0 | 0 | 0 | 0 | 0 | 0 | 0 | 0 | 0 | 0 | 0 | 0 | 0 | 0 | 0 | 0 | 0 | 0 | 0 | 0 | 0
F3_Commercial_Restaurant_Existing_Food Preparation_Natural Gas_Food Prep Other_E6 | F3 | Commercial | Restaurant | Existing | Food Preparation | Natural Gas | Food Prep Other | E6 | PACT BC Ratio | 0 | 0 | 0 | 0 | 0 | 0 | 0 | 0 | 0 | 0 | 0 | 0 | 0 | 0 | 0 | 0 | 0 | 0 | 0 | 0 | 0 | 0 | 0 | 0 | 0 | 0 | 0 | 0 | 0 | 0
F3_Commercial_Restaurant_Existing_Food Preparation_Natural Gas_Food Prep Other_E7 | F3 | Commercial | Restaurant | Existing | Food Preparation | Natural Gas | Food Prep Other | E7 | PACT BC Ratio | 0 | 0 | 0 | 0 | 0 | 0 | 0 | 0 | 0 | 0 | 0 | 0 | 0 | 0 | 0 | 0 | 0 | 0 | 0 | 0 | 0 | 0 | 0 | 0 | 0 | 0 | 0 | 0 | 0 | 0
F3_Commercial_Restaurant_Existing_Food Preparation_Natural Gas_Food Prep Other_E8 | F3 | Commercial | Restaurant | Existing | Food Preparation | Natural Gas | Food Prep Other | E8 | PACT BC Ratio | 0 | 0 | 0 | 0 | 0 | 0 | 0 | 0 | 0 | 0 | 0 | 0 | 0 | 0 | 0 | 0 | 0 | 0 | 0 | 0 | 0 | 0 | 0 | 0 | 0 | 0 | 0 | 0 | 0 | 0
F3_Commercial_Restaurant_Existing_Food Preparation_Natural Gas_Food Prep Other_E9 | F3 | Commercial | Restaurant | Existing | Food Preparation | Natural Gas | Food Prep Other | E9 | PACT BC Ratio | 0 | 0 | 0 | 0 | 0 | 0 | 0 | 0 | 0 | 0 | 0 | 0 | 0 | 0 | 0 | 0 | 0 | 0 | 0 | 0 | 0 | 0 | 0 | 0 | 0 | 0 | 0 | 0 | 0 | 0
F3_Commercial_Restaurant_Existing_Food Preparation_Natural Gas_Food Prep Other_E10 | F3 | Commercial | Restaurant | Existing | Food Preparation | Natural Gas | Food Prep Other | E10 | PACT BC Ratio | 0 | 0 | 0 | 0 | 0 | 0 | 0 | 0 | 0 | 0 | 0 | 0 | 0 | 0 | 0 | 0 | 0 | 0 | 0 | 0 | 0 | 0 | 0 | 0 | 0 | 0 | 0 | 0 | 0 | 0
F4_Commercial_Restaurant_Existing_Food Preparation_Natural Gas_Food Prep Other_E1 | F4 | Commercial | Restaurant | Existing | Food Preparation | Natural Gas | Food Prep Other | E1 | PCT BC Ratio | 0.9 | 0.9 | 0.9 | 0.9 | 0.9 | 0.9 | 0.9 | 0.9 | 0.9 | 0.9 | 0.9 | 0.9 | 0.9 | 0.9 | 0.9 | 0.9 | 0.9 | 0.9 | 0.9 | 0.9 | 0.9 | 0.9 | 0 | 0 | 0 | 0 | 0 | 0 | 0 | 0
F4_Commercial_Restaurant_Existing_Food Preparation_Natural Gas_Food Prep Other_E2 | F4 | Commercial | Restaurant | Existing | Food Preparation | Natural Gas | Food Prep Other | E2 | PCT BC Ratio | 0.1043 | 0.10481 | 0.10547 | 0.10674 | 0.10851 | 0.11064 | 0.11258 | 0.11424 | 0.11581 | 0.11741 | 0.11913 | 0.12081 | 0.1224 | 0.124 | 0.12541 | 0.12675 | 0.12819 | 0.12964 | 0.1311 | 0.13256 | 0.134 | 0.13539 | 0 | 0 | 0 | 0 | 0 | 0 | 0 | 0
F4_Commercial_Restaurant_Existing_Food Preparation_Natural Gas_Food Prep Other_E3 | F4 | Commercial | Restaurant | Existing | Food Preparation | Natural Gas | Food Prep Other | E3 | PCT BC Ratio | 0 | 0 | 0 | 0 | 0 | 0 | 0 | 0 | 0 | 0 | 0 | 0 | 0 | 0 | 0 | 0 | 0 | 0 | 0 | 0 | 0 | 0 | 0 | 0 | 0 | 0 | 0 | 0 | 0 | 0
F4_Commercial_Restaurant_Existing_Food Preparation_Natural Gas_Food Prep Other_E4 | F4 | Commercial | Restaurant | Existing | Food Preparation | Natural Gas | Food Prep Other | E4 | PCT BC Ratio | 0 | 0 | 0 | 0 | 0 | 0 | 0 | 0 | 0 | 0 | 0 | 0 | 0 | 0 | 0 | 0 | 0 | 0 | 0 | 0 | 0 | 0 | 0 | 0 | 0 | 0 | 0 | 0 | 0 | 0
F4_Commercial_Restaurant_Existing_Food Preparation_Natural Gas_Food Prep Other_E5 | F4 | Commercial | Restaurant | Existing | Food Preparation | Natural Gas | Food Prep Other | E5 | PCT BC Ratio | 0 | 0 | 0 | 0 | 0 | 0 | 0 | 0 | 0 | 0 | 0 | 0 | 0 | 0 | 0 | 0 | 0 | 0 | 0 | 0 | 0 | 0 | 0 | 0 | 0 | 0 | 0 | 0 | 0 | 0
F4_Commercial_Restaurant_Existing_Food Preparation_Natural Gas_Food Prep Other_E6 | F4 | Commercial | Restaurant | Existing | Food Preparation | Natural Gas | Food Prep Other | E6 | PCT BC Ratio | 0 | 0 | 0 | 0 | 0 | 0 | 0 | 0 | 0 | 0 | 0 | 0 | 0 | 0 | 0 | 0 | 0 | 0 | 0 | 0 | 0 | 0 | 0 | 0 | 0 | 0 | 0 | 0 | 0 | 0
F4_Commercial_Restaurant_Existing_Food Preparation_Natural Gas_Food Prep Other_E7 | F4 | Commercial | Restaurant | Existing | Food Preparation | Natural Gas | Food Prep Other | E7 | PCT BC Ratio | 0 | 0 | 0 | 0 | 0 | 0 | 0 | 0 | 0 | 0 | 0 | 0 | 0 | 0 | 0 | 0 | 0 | 0 | 0 | 0 | 0 | 0 | 0 | 0 | 0 | 0 | 0 | 0 | 0 | 0
F4_Commercial_Restaurant_Existing_Food Preparation_Natural Gas_Food Prep Other_E8 | F4 | Commercial | Restaurant | Existing | Food Preparation | Natural Gas | Food Prep Other | E8 | PCT BC Ratio | 0 | 0 | 0 | 0 | 0 | 0 | 0 | 0 | 0 | 0 | 0 | 0 | 0 | 0 | 0 | 0 | 0 | 0 | 0 | 0 | 0 | 0 | 0 | 0 | 0 | 0 | 0 | 0 | 0 | 0
F4_Commercial_Restaurant_Existing_Food Preparation_Natural Gas_Food Prep Other_E9 | F4 | Commercial | Restaurant | Existing | Food Preparation | Natural Gas | Food Prep Other | E9 | PCT BC Ratio | 0 | 0 | 0 | 0 | 0 | 0 | 0 | 0 | 0 | 0 | 0 | 0 | 0 | 0 | 0 | 0 | 0 | 0 | 0 | 0 | 0 | 0 | 0 | 0 | 0 | 0 | 0 | 0 | 0 | 0
F4_Commercial_Restaurant_Existing_Food Preparation_Natural Gas_Food Prep Other_E10 | F4 | Commercial | Restaurant | Existing | Food Preparation | Natural Gas | Food Prep Other | E10 | PCT BC Ratio | 0 | 0 | 0 | 0 | 0 | 0 | 0 | 0 | 0 | 0 | 0 | 0 | 0 | 0 | 0 | 0 | 0 | 0 | 0 | 0 | 0 | 0 | 0 | 0 | 0 | 0 | 0 | 0 | 0 | 0
F5_Commercial_Restaurant_Existing_Food Preparation_Natural Gas_Food Prep Other_E1 | F5 | Commercial | Restaurant | Existing | Food Preparation | Natural Gas | Food Prep Other | E1 | RIM BC Ratio | 0.9 | 0.9 | 0.9 | 0.9 | 0.9 | 0.9 | 0.9 | 0.9 | 0.9 | 0.9 | 0.9 | 0.9 | 0.9 | 0.9 | 0.9 | 0.9 | 0.9 | 0.9 | 0.9 | 0.9 | 0.9 | 0.9 | 0 | 0 | 0 | 0 | 0 | 0 | 0 | 0
F5_Commercial_Restaurant_Existing_Food Preparation_Natural Gas_Food Prep Other_E2 | F5 | Commercial | Restaurant | Existing | Food Preparation | Natural Gas | Food Prep Other | E2 | RIM BC Ratio | 0.4734 | 0.47476 | 0.47651 | 0.47983 | 0.48435 | 0.48963 | 0.4943 | 0.49819 | 0.50181 | 0.50542 | 0.5092 | 0.51281 | 0.51615 | 0.51944 | 0.5223 | 0.52495 | 0.52777 | 0.53055 | 0.5333 | 0.53599 | 0.53859 | 0.54109 | 0 | 0 | 0 | 0 | 0 | 0 | 0 | 0
F5_Commercial_Restaurant_Existing_Food Preparation_Natural Gas_Food Prep Other_E3 | F5 | Commercial | Restaurant | Existing | Food Preparation | Natural Gas | Food Prep Other | E3 | RIM BC Ratio | 0 | 0 | 0 | 0 | 0 | 0 | 0 | 0 | 0 | 0 | 0 | 0 | 0 | 0 | 0 | 0 | 0 | 0 | 0 | 0 | 0 | 0 | 0 | 0 | 0 | 0 | 0 | 0 | 0 | 0
F5_Commercial_Restaurant_Existing_Food Preparation_Natural Gas_Food Prep Other_E4 | F5 | Commercial | Restaurant | Existing | Food Preparation | Natural Gas | Food Prep Other | E4 | RIM BC Ratio | 0 | 0 | 0 | 0 | 0 | 0 | 0 | 0 | 0 | 0 | 0 | 0 | 0 | 0 | 0 | 0 | 0 | 0 | 0 | 0 | 0 | 0 | 0 | 0 | 0 | 0 | 0 | 0 | 0 | 0
F5_Commercial_Restaurant_Existing_Food Preparation_Natural Gas_Food Prep Other_E5 | F5 | Commercial | Restaurant | Existing | Food Preparation | Natural Gas | Food Prep Other | E5 | RIM BC Ratio | 0 | 0 | 0 | 0 | 0 | 0 | 0 | 0 | 0 | 0 | 0 | 0 | 0 | 0 | 0 | 0 | 0 | 0 | 0 | 0 | 0 | 0 | 0 | 0 | 0 | 0 | 0 | 0 | 0 | 0
F5_Commercial_Restaurant_Existing_Food Preparation_Natural Gas_Food Prep Other_E6 | F5 | Commercial | Restaurant | Existing | Food Preparation | Natural Gas | Food Prep Other | E6 | RIM BC Ratio | 0 | 0 | 0 | 0 | 0 | 0 | 0 | 0 | 0 | 0 | 0 | 0 | 0 | 0 | 0 | 0 | 0 | 0 | 0 | 0 | 0 | 0 | 0 | 0 | 0 | 0 | 0 | 0 | 0 | 0
F5_Commercial_Restaurant_Existing_Food Preparation_Natural Gas_Food Prep Other_E7 | F5 | Commercial | Restaurant | Existing | Food Preparation | Natural Gas | Food Prep Other | E7 | RIM BC Ratio | 0 | 0 | 0 | 0 | 0 | 0 | 0 | 0 | 0 | 0 | 0 | 0 | 0 | 0 | 0 | 0 | 0 | 0 | 0 | 0 | 0 | 0 | 0 | 0 | 0 | 0 | 0 | 0 | 0 | 0
F5_Commercial_Restaurant_Existing_Food Preparation_Natural Gas_Food Prep Other_E8 | F5 | Commercial | Restaurant | Existing | Food Preparation | Natural Gas | Food Prep Other | E8 | RIM BC Ratio | 0 | 0 | 0 | 0 | 0 | 0 | 0 | 0 | 0 | 0 | 0 | 0 | 0 | 0 | 0 | 0 | 0 | 0 | 0 | 0 | 0 | 0 | 0 | 0 | 0 | 0 | 0 | 0 | 0 | 0
F5_Commercial_Restaurant_Existing_Food Preparation_Natural Gas_Food Prep Other_E9 | F5 | Commercial | Restaurant | Existing | Food Preparation | Natural Gas | Food Prep Other | E9 | RIM BC Ratio | 0 | 0 | 0 | 0 | 0 | 0 | 0 | 0 | 0 | 0 | 0 | 0 | 0 | 0 | 0 | 0 | 0 | 0 | 0 | 0 | 0 | 0 | 0 | 0 | 0 | 0 | 0 | 0 | 0 | 0
F5_Commercial_Restaurant_Existing_Food Preparation_Natural Gas_Food Prep Other_E10 | F5 | Commercial | Restaurant | Existing | Food Preparation | Natural Gas | Food Prep Other | E10 | RIM BC Ratio | 0 | 0 | 0 | 0 | 0 | 0 | 0 | 0 | 0 | 0 | 0 | 0 | 0 | 0 | 0 | 0 | 0 | 0 | 0 | 0 | 0 | 0 | 0 | 0 | 0 | 0 | 0 | 0 | 0 | 0
F0_Commercial_Restaurant_Existing_Miscellaneous_Natural Gas_Pool Heater_E0 | F0 | Commercial | Restaurant | Existing | Miscellaneous | Natural Gas | Pool Heater | E0 | Economic Unit | Standard (EF .78) | Standard (EF .78) | Standard (EF .78) | Standard (EF .78) | Standard (EF .78) | Standard (EF .78) | Standard (EF .78) | Standard (EF .78) | Standard (EF .78) | Standard (EF .78) | Standard (EF .78) | Standard (EF .78) | Condensing (EF .90) | Condensing (EF .90) | Condensing (EF .90) | Condensing (EF .90) | Condensing (EF .90) | Condensing (EF .90) | Condensing (EF .90) | Condensing (EF .90) | Condensing (EF .90) | Condensing (EF .90) | 0 | 0 | 0 | 0 | 0 | 0 | 0 | 0
F1_Commercial_Restaurant_Existing_Miscellaneous_Natural Gas_Pool Heater_E1 | F1 | Commercial | Restaurant | Existing | Miscellaneous | Natural Gas | Pool Heater | E1 | CCE | 0 | 0 | 0 | 0 | 0 | 0 | 0 | 0 | 0 | 0 | 0 | 0 | 0 | 0 | 0 | 0 | 0 | 0 | 0 | 0 | 0 | 0 | 0 | 0 | 0 | 0 | 0 | 0 | 0 | 0
F1_Commercial_Restaurant_Existing_Miscellaneous_Natural Gas_Pool Heater_E2 | F1 | Commercial | Restaurant | Existing | Miscellaneous | Natural Gas | Pool Heater | E2 | CCE | 0.016289 | 0.016289 | 0.017113 | 0.016853 | 0.0166 | 0.016284 | 0.016239 | 0.016135 | 0.016038 | 0.015891 | 0.015869 | 0.015796 | 0.015731 | 0.015606 | 0.015623 | 0.015575 | 0.015528 | 0.015425 | 0.015456 | 0.015426 | 0.015403 | 0.015317 | 0 | 0 | 0 | 0 | 0 | 0 | 0 | 0
F1_Commercial_Restaurant_Existing_Miscellaneous_Natural Gas_Pool Heater_E3 | F1 | Commercial | Restaurant | Existing | Miscellaneous | Natural Gas | Pool Heater | E3 | CCE | 0 | 0 | 0 | 0 | 0 | 0 | 0 | 0 | 0 | 0 | 0 | 0 | 0 | 0 | 0 | 0 | 0 | 0 | 0 | 0 | 0 | 0 | 0 | 0 | 0 | 0 | 0 | 0 | 0 | 0
F1_Commercial_Restaurant_Existing_Miscellaneous_Natural Gas_Pool Heater_E4 | F1 | Commercial | Restaurant | Existing | Miscellaneous | Natural Gas | Pool Heater | E4 | CCE | 0 | 0 | 0 | 0 | 0 | 0 | 0 | 0 | 0 | 0 | 0 | 0 | 0 | 0 | 0 | 0 | 0 | 0 | 0 | 0 | 0 | 0 | 0 | 0 | 0 | 0 | 0 | 0 | 0 | 0
F1_Commercial_Restaurant_Existing_Miscellaneous_Natural Gas_Pool Heater_E5 | F1 | Commercial | Restaurant | Existing | Miscellaneous | Natural Gas | Pool Heater | E5 | CCE | 0 | 0 | 0 | 0 | 0 | 0 | 0 | 0 | 0 | 0 | 0 | 0 | 0 | 0 | 0 | 0 | 0 | 0 | 0 | 0 | 0 | 0 | 0 | 0 | 0 | 0 | 0 | 0 | 0 | 0
F1_Commercial_Restaurant_Existing_Miscellaneous_Natural Gas_Pool Heater_E6 | F1 | Commercial | Restaurant | Existing | Miscellaneous | Natural Gas | Pool Heater | E6 | CCE | 0 | 0 | 0 | 0 | 0 | 0 | 0 | 0 | 0 | 0 | 0 | 0 | 0 | 0 | 0 | 0 | 0 | 0 | 0 | 0 | 0 | 0 | 0 | 0 | 0 | 0 | 0 | 0 | 0 | 0
F1_Commercial_Restaurant_Existing_Miscellaneous_Natural Gas_Pool Heater_E7 | F1 | Commercial | Restaurant | Existing | Miscellaneous | Natural Gas | Pool Heater | E7 | CCE | 0 | 0 | 0 | 0 | 0 | 0 | 0 | 0 | 0 | 0 | 0 | 0 | 0 | 0 | 0 | 0 | 0 | 0 | 0 | 0 | 0 | 0 | 0 | 0 | 0 | 0 | 0 | 0 | 0 | 0
F1_Commercial_Restaurant_Existing_Miscellaneous_Natural Gas_Pool Heater_E8 | F1 | Commercial | Restaurant | Existing | Miscellaneous | Natural Gas | Pool Heater | E8 | CCE | 0 | 0 | 0 | 0 | 0 | 0 | 0 | 0 | 0 | 0 | 0 | 0 | 0 | 0 | 0 | 0 | 0 | 0 | 0 | 0 | 0 | 0 | 0 | 0 | 0 | 0 | 0 | 0 | 0 | 0
F1_Commercial_Restaurant_Existing_Miscellaneous_Natural Gas_Pool Heater_E9 | F1 | Commercial | Restaurant | Existing | Miscellaneous | Natural Gas | Pool Heater | E9 | CCE | 0 | 0 | 0 | 0 | 0 | 0 | 0 | 0 | 0 | 0 | 0 | 0 | 0 | 0 | 0 | 0 | 0 | 0 | 0 | 0 | 0 | 0 | 0 | 0 | 0 | 0 | 0 | 0 | 0 | 0
F1_Commercial_Restaurant_Existing_Miscellaneous_Natural Gas_Pool Heater_E10 | F1 | Commercial | Restaurant | Existing | Miscellaneous | Natural Gas | Pool Heater | E10 | CCE | 0 | 0 | 0 | 0 | 0 | 0 | 0 | 0 | 0 | 0 | 0 | 0 | 0 | 0 | 0 | 0 | 0 | 0 | 0 | 0 | 0 | 0 | 0 | 0 | 0 | 0 | 0 | 0 | 0 | 0
F2_Commercial_Restaurant_Existing_Miscellaneous_Natural Gas_Pool Heater_E1 | F2 | Commercial | Restaurant | Existing | Miscellaneous | Natural Gas | Pool Heater | E1 | TRC BC Ratio | 0.9 | 0.9 | 0.9 | 0.9 | 0.9 | 0.9 | 0.9 | 0.9 | 0.9 | 0.9 | 0.9 | 0.9 | 0.9 | 0.9 | 0.9 | 0.9 | 0.9 | 0.9 | 0.9 | 0.9 | 0.9 | 0.9 | 0 | 0 | 0 | 0 | 0 | 0 | 0 | 0
F2_Commercial_Restaurant_Existing_Miscellaneous_Natural Gas_Pool Heater_E2 | F2 | Commercial | Restaurant | Existing | Miscellaneous | Natural Gas | Pool Heater | E2 | TRC BC Ratio | 0.5239 | 0.52164 | 0.52208 | 0.52981 | 0.54312 | 0.56021 | 0.57494 | 0.58666 | 0.59726 | 0.60773 | 0.61914 | 0.63073 | 0.64215 | 0.65494 | 0.66711 | 0.67867 | 0.69034 | 0.7008 | 0.70989 | 0.71743 | 0.72449 | 0.73101 | 0 | 0 | 0 | 0 | 0 | 0 | 0 | 0
F2_Commercial_Restaurant_Existing_Miscellaneous_Natural Gas_Pool Heater_E3 | F2 | Commercial | Restaurant | Existing | Miscellaneous | Natural Gas | Pool Heater | E3 | TRC BC Ratio | 0 | 0 | 0 | 0 | 0 | 0 | 0 | 0 | 0 | 0 | 0 | 0 | 0 | 0 | 0 | 0 | 0 | 0 | 0 | 0 | 0 | 0 | 0 | 0 | 0 | 0 | 0 | 0 | 0 | 0
F2_Commercial_Restaurant_Existing_Miscellaneous_Natural Gas_Pool Heater_E4 | F2 | Commercial | Restaurant | Existing | Miscellaneous | Natural Gas | Pool Heater | E4 | TRC BC Ratio | 0 | 0 | 0 | 0 | 0 | 0 | 0 | 0 | 0 | 0 | 0 | 0 | 0 | 0 | 0 | 0 | 0 | 0 | 0 | 0 | 0 | 0 | 0 | 0 | 0 | 0 | 0 | 0 | 0 | 0
F2_Commercial_Restaurant_Existing_Miscellaneous_Natural Gas_Pool Heater_E5 | F2 | Commercial | Restaurant | Existing | Miscellaneous | Natural Gas | Pool Heater | E5 | TRC BC Ratio | 0 | 0 | 0 | 0 | 0 | 0 | 0 | 0 | 0 | 0 | 0 | 0 | 0 | 0 | 0 | 0 | 0 | 0 | 0 | 0 | 0 | 0 | 0 | 0 | 0 | 0 | 0 | 0 | 0 | 0
F2_Commercial_Restaurant_Existing_Miscellaneous_Natural Gas_Pool Heater_E6 | F2 | Commercial | Restaurant | Existing | Miscellaneous | Natural Gas | Pool Heater | E6 | TRC BC Ratio | 0 | 0 | 0 | 0 | 0 | 0 | 0 | 0 | 0 | 0 | 0 | 0 | 0 | 0 | 0 | 0 | 0 | 0 | 0 | 0 | 0 | 0 | 0 | 0 | 0 | 0 | 0 | 0 | 0 | 0
F2_Commercial_Restaurant_Existing_Miscellaneous_Natural Gas_Pool Heater_E7 | F2 | Commercial | Restaurant | Existing | Miscellaneous | Natural Gas | Pool Heater | E7 | TRC BC Ratio | 0 | 0 | 0 | 0 | 0 | 0 | 0 | 0 | 0 | 0 | 0 | 0 | 0 | 0 | 0 | 0 | 0 | 0 | 0 | 0 | 0 | 0 | 0 | 0 | 0 | 0 | 0 | 0 | 0 | 0
F2_Commercial_Restaurant_Existing_Miscellaneous_Natural Gas_Pool Heater_E8 | F2 | Commercial | Restaurant | Existing | Miscellaneous | Natural Gas | Pool Heater | E8 | TRC BC Ratio | 0 | 0 | 0 | 0 | 0 | 0 | 0 | 0 | 0 | 0 | 0 | 0 | 0 | 0 | 0 | 0 | 0 | 0 | 0 | 0 | 0 | 0 | 0 | 0 | 0 | 0 | 0 | 0 | 0 | 0
F2_Commercial_Restaurant_Existing_Miscellaneous_Natural Gas_Pool Heater_E9 | F2 | Commercial | Restaurant | Existing | Miscellaneous | Natural Gas | Pool Heater | E9 | TRC BC Ratio | 0 | 0 | 0 | 0 | 0 | 0 | 0 | 0 | 0 | 0 | 0 | 0 | 0 | 0 | 0 | 0 | 0 | 0 | 0 | 0 | 0 | 0 | 0 | 0 | 0 | 0 | 0 | 0 | 0 | 0
F2_Commercial_Restaurant_Existing_Miscellaneous_Natural Gas_Pool Heater_E10 | F2 | Commercial | Restaurant | Existing | Miscellaneous | Natural Gas | Pool Heater | E10 | TRC BC Ratio | 0 | 0 | 0 | 0 | 0 | 0 | 0 | 0 | 0 | 0 | 0 | 0 | 0 | 0 | 0 | 0 | 0 | 0 | 0 | 0 | 0 | 0 | 0 | 0 | 0 | 0 | 0 | 0 | 0 | 0
F3_Commercial_Restaurant_Existing_Miscellaneous_Natural Gas_Pool Heater_E1 | F3 | Commercial | Restaurant | Existing | Miscellaneous | Natural Gas | Pool Heater | E1 | PACT BC Ratio | 0.9 | 0.9 | 0.9 | 0.9 | 0.9 | 0.9 | 0.9 | 0.9 | 0.9 | 0.9 | 0.9 | 0.9 | 0.9 | 0.9 | 0.9 | 0.9 | 0.9 | 0.9 | 0.9 | 0.9 | 0.9 | 0.9 | 0 | 0 | 0 | 0 | 0 | 0 | 0 | 0
F3_Commercial_Restaurant_Existing_Miscellaneous_Natural Gas_Pool Heater_E2 | F3 | Commercial | Restaurant | Existing | Miscellaneous | Natural Gas | Pool Heater | E2 | PACT BC Ratio | 0.73673 | 0.73355 | 0.73416 | 0.74503 | 0.76375 | 0.78778 | 0.8085 | 0.82498 | 0.83988 | 0.8546 | 0.87065 | 0.88694 | 0.903 | 0.921 | 0.93811 | 0.95437 | 0.97078 | 0.98549 | 0.99827 | 1.0089 | 1.0188 | 1.028 | 0 | 0 | 0 | 0 | 0 | 0 | 0 | 0
F3_Commercial_Restaurant_Existing_Miscellaneous_Natural Gas_Pool Heater_E3 | F3 | Commercial | Restaurant | Existing | Miscellaneous | Natural Gas | Pool Heater | E3 | PACT BC Ratio | 0 | 0 | 0 | 0 | 0 | 0 | 0 | 0 | 0 | 0 | 0 | 0 | 0 | 0 | 0 | 0 | 0 | 0 | 0 | 0 | 0 | 0 | 0 | 0 | 0 | 0 | 0 | 0 | 0 | 0
F3_Commercial_Restaurant_Existing_Miscellaneous_Natural Gas_Pool Heater_E4 | F3 | Commercial | Restaurant | Existing | Miscellaneous | Natural Gas | Pool Heater | E4 | PACT BC Ratio | 0 | 0 | 0 | 0 | 0 | 0 | 0 | 0 | 0 | 0 | 0 | 0 | 0 | 0 | 0 | 0 | 0 | 0 | 0 | 0 | 0 | 0 | 0 | 0 | 0 | 0 | 0 | 0 | 0 | 0
F3_Commercial_Restaurant_Existing_Miscellaneous_Natural Gas_Pool Heater_E5 | F3 | Commercial | Restaurant | Existing | Miscellaneous | Natural Gas | Pool Heater | E5 | PACT BC Ratio | 0 | 0 | 0 | 0 | 0 | 0 | 0 | 0 | 0 | 0 | 0 | 0 | 0 | 0 | 0 | 0 | 0 | 0 | 0 | 0 | 0 | 0 | 0 | 0 | 0 | 0 | 0 | 0 | 0 | 0
F3_Commercial_Restaurant_Existing_Miscellaneous_Natural Gas_Pool Heater_E6 | F3 | Commercial | Restaurant | Existing | Miscellaneous | Natural Gas | Pool Heater | E6 | PACT BC Ratio | 0 | 0 | 0 | 0 | 0 | 0 | 0 | 0 | 0 | 0 | 0 | 0 | 0 | 0 | 0 | 0 | 0 | 0 | 0 | 0 | 0 | 0 | 0 | 0 | 0 | 0 | 0 | 0 | 0 | 0
F3_Commercial_Restaurant_Existing_Miscellaneous_Natural Gas_Pool Heater_E7 | F3 | Commercial | Restaurant | Existing | Miscellaneous | Natural Gas | Pool Heater | E7 | PACT BC Ratio | 0 | 0 | 0 | 0 | 0 | 0 | 0 | 0 | 0 | 0 | 0 | 0 | 0 | 0 | 0 | 0 | 0 | 0 | 0 | 0 | 0 | 0 | 0 | 0 | 0 | 0 | 0 | 0 | 0 | 0
F3_Commercial_Restaurant_Existing_Miscellaneous_Natural Gas_Pool Heater_E8 | F3 | Commercial | Restaurant | Existing | Miscellaneous | Natural Gas | Pool Heater | E8 | PACT BC Ratio | 0 | 0 | 0 | 0 | 0 | 0 | 0 | 0 | 0 | 0 | 0 | 0 | 0 | 0 | 0 | 0 | 0 | 0 | 0 | 0 | 0 | 0 | 0 | 0 | 0 | 0 | 0 | 0 | 0 | 0
F3_Commercial_Restaurant_Existing_Miscellaneous_Natural Gas_Pool Heater_E9 | F3 | Commercial | Restaurant | Existing | Miscellaneous | Natural Gas | Pool Heater | E9 | PACT BC Ratio | 0 | 0 | 0 | 0 | 0 | 0 | 0 | 0 | 0 | 0 | 0 | 0 | 0 | 0 | 0 | 0 | 0 | 0 | 0 | 0 | 0 | 0 | 0 | 0 | 0 | 0 | 0 | 0 | 0 | 0
F3_Commercial_Restaurant_Existing_Miscellaneous_Natural Gas_Pool Heater_E10 | F3 | Commercial | Restaurant | Existing | Miscellaneous | Natural Gas | Pool Heater | E10 | PACT BC Ratio | 0 | 0 | 0 | 0 | 0 | 0 | 0 | 0 | 0 | 0 | 0 | 0 | 0 | 0 | 0 | 0 | 0 | 0 | 0 | 0 | 0 | 0 | 0 | 0 | 0 | 0 | 0 | 0 | 0 | 0
F4_Commercial_Restaurant_Existing_Miscellaneous_Natural Gas_Pool Heater_E1 | F4 | Commercial | Restaurant | Existing | Miscellaneous | Natural Gas | Pool Heater | E1 | PCT BC Ratio | 0.9 | 0.9 | 0.9 | 0.9 | 0.9 | 0.9 | 0.9 | 0.9 | 0.9 | 0.9 | 0.9 | 0.9 | 0.9 | 0.9 | 0.9 | 0.9 | 0.9 | 0.9 | 0.9 | 0.9 | 0.9 | 0.9 | 0 | 0 | 0 | 0 | 0 | 0 | 0 | 0
F4_Commercial_Restaurant_Existing_Miscellaneous_Natural Gas_Pool Heater_E2 | F4 | Commercial | Restaurant | Existing | Miscellaneous | Natural Gas | Pool Heater | E2 | PCT BC Ratio | 1.5399 | 1.5356 | 1.5364 | 1.5512 | 1.5766 | 1.6092 | 1.6373 | 1.6597 | 1.6799 | 1.6999 | 1.7217 | 1.7439 | 1.7657 | 1.7901 | 1.8133 | 1.8354 | 1.8577 | 1.8776 | 1.895 | 1.9094 | 1.9229 | 1.9353 | 0 | 0 | 0 | 0 | 0 | 0 | 0 | 0
F4_Commercial_Restaurant_Existing_Miscellaneous_Natural Gas_Pool Heater_E3 | F4 | Commercial | Restaurant | Existing | Miscellaneous | Natural Gas | Pool Heater | E3 | PCT BC Ratio | 0 | 0 | 0 | 0 | 0 | 0 | 0 | 0 | 0 | 0 | 0 | 0 | 0 | 0 | 0 | 0 | 0 | 0 | 0 | 0 | 0 | 0 | 0 | 0 | 0 | 0 | 0 | 0 | 0 | 0
F4_Commercial_Restaurant_Existing_Miscellaneous_Natural Gas_Pool Heater_E4 | F4 | Commercial | Restaurant | Existing | Miscellaneous | Natural Gas | Pool Heater | E4 | PCT BC Ratio | 0 | 0 | 0 | 0 | 0 | 0 | 0 | 0 | 0 | 0 | 0 | 0 | 0 | 0 | 0 | 0 | 0 | 0 | 0 | 0 | 0 | 0 | 0 | 0 | 0 | 0 | 0 | 0 | 0 | 0
F4_Commercial_Restaurant_Existing_Miscellaneous_Natural Gas_Pool Heater_E5 | F4 | Commercial | Restaurant | Existing | Miscellaneous | Natural Gas | Pool Heater | E5 | PCT BC Ratio | 0 | 0 | 0 | 0 | 0 | 0 | 0 | 0 | 0 | 0 | 0 | 0 | 0 | 0 | 0 | 0 | 0 | 0 | 0 | 0 | 0 | 0 | 0 | 0 | 0 | 0 | 0 | 0 | 0 | 0
F4_Commercial_Restaurant_Existing_Miscellaneous_Natural Gas_Pool Heater_E6 | F4 | Commercial | Restaurant | Existing | Miscellaneous | Natural Gas | Pool Heater | E6 | PCT BC Ratio | 0 | 0 | 0 | 0 | 0 | 0 | 0 | 0 | 0 | 0 | 0 | 0 | 0 | 0 | 0 | 0 | 0 | 0 | 0 | 0 | 0 | 0 | 0 | 0 | 0 | 0 | 0 | 0 | 0 | 0
F4_Commercial_Restaurant_Existing_Miscellaneous_Natural Gas_Pool Heater_E7 | F4 | Commercial | Restaurant | Existing | Miscellaneous | Natural Gas | Pool Heater | E7 | PCT BC Ratio | 0 | 0 | 0 | 0 | 0 | 0 | 0 | 0 | 0 | 0 | 0 | 0 | 0 | 0 | 0 | 0 | 0 | 0 | 0 | 0 | 0 | 0 | 0 | 0 | 0 | 0 | 0 | 0 | 0 | 0
F4_Commercial_Restaurant_Existing_Miscellaneous_Natural Gas_Pool Heater_E8 | F4 | Commercial | Restaurant | Existing | Miscellaneous | Natural Gas | Pool Heater | E8 | PCT BC Ratio | 0 | 0 | 0 | 0 | 0 | 0 | 0 | 0 | 0 | 0 | 0 | 0 | 0 | 0 | 0 | 0 | 0 | 0 | 0 | 0 | 0 | 0 | 0 | 0 | 0 | 0 | 0 | 0 | 0 | 0
F4_Commercial_Restaurant_Existing_Miscellaneous_Natural Gas_Pool Heater_E9 | F4 | Commercial | Restaurant | Existing | Miscellaneous | Natural Gas | Pool Heater | E9 | PCT BC Ratio | 0 | 0 | 0 | 0 | 0 | 0 | 0 | 0 | 0 | 0 | 0 | 0 | 0 | 0 | 0 | 0 | 0 | 0 | 0 | 0 | 0 | 0 | 0 | 0 | 0 | 0 | 0 | 0 | 0 | 0
F4_Commercial_Restaurant_Existing_Miscellaneous_Natural Gas_Pool Heater_E10 | F4 | Commercial | Restaurant | Existing | Miscellaneous | Natural Gas | Pool Heater | E10 | PCT BC Ratio | 0 | 0 | 0 | 0 | 0 | 0 | 0 | 0 | 0 | 0 | 0 | 0 | 0 | 0 | 0 | 0 | 0 | 0 | 0 | 0 | 0 | 0 | 0 | 0 | 0 | 0 | 0 | 0 | 0 | 0
F5_Commercial_Restaurant_Existing_Miscellaneous_Natural Gas_Pool Heater_E1 | F5 | Commercial | Restaurant | Existing | Miscellaneous | Natural Gas | Pool Heater | E1 | RIM BC Ratio | 0.9 | 0.9 | 0.9 | 0.9 | 0.9 | 0.9 | 0.9 | 0.9 | 0.9 | 0.9 | 0.9 | 0.9 | 0.9 | 0.9 | 0.9 | 0.9 | 0.9 | 0.9 | 0.9 | 0.9 | 0.9 | 0.9 | 0 | 0 | 0 | 0 | 0 | 0 | 0 | 0
F5_Commercial_Restaurant_Existing_Miscellaneous_Natural Gas_Pool Heater_E2 | F5 | Commercial | Restaurant | Existing | Miscellaneous | Natural Gas | Pool Heater | E2 | RIM BC Ratio | 0.39133 | 0.39043 | 0.3906 | 0.39366 | 0.39882 | 0.40528 | 0.41069 | 0.4149 | 0.41863 | 0.42226 | 0.42614 | 0.43001 | 0.43375 | 0.43786 | 0.44169 | 0.44526 | 0.4488 | 0.45192 | 0.45459 | 0.45677 | 0.4588 | 0.46065 | 0 | 0 | 0 | 0 | 0 | 0 | 0 | 0
F5_Commercial_Restaurant_Existing_Miscellaneous_Natural Gas_Pool Heater_E3 | F5 | Commercial | Restaurant | Existing | Miscellaneous | Natural Gas | Pool Heater | E3 | RIM BC Ratio | 0 | 0 | 0 | 0 | 0 | 0 | 0 | 0 | 0 | 0 | 0 | 0 | 0 | 0 | 0 | 0 | 0 | 0 | 0 | 0 | 0 | 0 | 0 | 0 | 0 | 0 | 0 | 0 | 0 | 0
F5_Commercial_Restaurant_Existing_Miscellaneous_Natural Gas_Pool Heater_E4 | F5 | Commercial | Restaurant | Existing | Miscellaneous | Natural Gas | Pool Heater | E4 | RIM BC Ratio | 0 | 0 | 0 | 0 | 0 | 0 | 0 | 0 | 0 | 0 | 0 | 0 | 0 | 0 | 0 | 0 | 0 | 0 | 0 | 0 | 0 | 0 | 0 | 0 | 0 | 0 | 0 | 0 | 0 | 0
F5_Commercial_Restaurant_Existing_Miscellaneous_Natural Gas_Pool Heater_E5 | F5 | Commercial | Restaurant | Existing | Miscellaneous | Natural Gas | Pool Heater | E5 | RIM BC Ratio | 0 | 0 | 0 | 0 | 0 | 0 | 0 | 0 | 0 | 0 | 0 | 0 | 0 | 0 | 0 | 0 | 0 | 0 | 0 | 0 | 0 | 0 | 0 | 0 | 0 | 0 | 0 | 0 | 0 | 0
F5_Commercial_Restaurant_Existing_Miscellaneous_Natural Gas_Pool Heater_E6 | F5 | Commercial | Restaurant | Existing | Miscellaneous | Natural Gas | Pool Heater | E6 | RIM BC Ratio | 0 | 0 | 0 | 0 | 0 | 0 | 0 | 0 | 0 | 0 | 0 | 0 | 0 | 0 | 0 | 0 | 0 | 0 | 0 | 0 | 0 | 0 | 0 | 0 | 0 | 0 | 0 | 0 | 0 | 0
F5_Commercial_Restaurant_Existing_Miscellaneous_Natural Gas_Pool Heater_E7 | F5 | Commercial | Restaurant | Existing | Miscellaneous | Natural Gas | Pool Heater | E7 | RIM BC Ratio | 0 | 0 | 0 | 0 | 0 | 0 | 0 | 0 | 0 | 0 | 0 | 0 | 0 | 0 | 0 | 0 | 0 | 0 | 0 | 0 | 0 | 0 | 0 | 0 | 0 | 0 | 0 | 0 | 0 | 0
F5_Commercial_Restaurant_Existing_Miscellaneous_Natural Gas_Pool Heater_E8 | F5 | Commercial | Restaurant | Existing | Miscellaneous | Natural Gas | Pool Heater | E8 | RIM BC Ratio | 0 | 0 | 0 | 0 | 0 | 0 | 0 | 0 | 0 | 0 | 0 | 0 | 0 | 0 | 0 | 0 | 0 | 0 | 0 | 0 | 0 | 0 | 0 | 0 | 0 | 0 | 0 | 0 | 0 | 0
F5_Commercial_Restaurant_Existing_Miscellaneous_Natural Gas_Pool Heater_E9 | F5 | Commercial | Restaurant | Existing | Miscellaneous | Natural Gas | Pool Heater | E9 | RIM BC Ratio | 0 | 0 | 0 | 0 | 0 | 0 | 0 | 0 | 0 | 0 | 0 | 0 | 0 | 0 | 0 | 0 | 0 | 0 | 0 | 0 | 0 | 0 | 0 | 0 | 0 | 0 | 0 | 0 | 0 | 0
F5_Commercial_Restaurant_Existing_Miscellaneous_Natural Gas_Pool Heater_E10 | F5 | Commercial | Restaurant | Existing | Miscellaneous | Natural Gas | Pool Heater | E10 | RIM BC Ratio | 0 | 0 | 0 | 0 | 0 | 0 | 0 | 0 | 0 | 0 | 0 | 0 | 0 | 0 | 0 | 0 | 0 | 0 | 0 | 0 | 0 | 0 | 0 | 0 | 0 | 0 | 0 | 0 | 0 | 0
F0_Commercial_Restaurant_Existing_Miscellaneous_Natural Gas_Miscellaneous_E0 | F0 | Commercial | Restaurant | Existing | Miscellaneous | Natural Gas | Miscellaneous | E0 | Economic Unit | Miscellaneous | Miscellaneous | Miscellaneous | Miscellaneous | Miscellaneous | Miscellaneous | Miscellaneous | Miscellaneous | Miscellaneous | Miscellaneous | Miscellaneous | Miscellaneous | Miscellaneous | Miscellaneous | Miscellaneous | Miscellaneous | Miscellaneous | Miscellaneous | Miscellaneous | Miscellaneous | Miscellaneous | Miscellaneous | 0 | 0 | 0 | 0 | 0 | 0 | 0 | 0
F1_Commercial_Restaurant_Existing_Miscellaneous_Natural Gas_Miscellaneous_E1 | F1 | Commercial | Restaurant | Existing | Miscellaneous | Natural Gas | Miscellaneous | E1 | CCE | 0 | 0 | 0 | 0 | 0 | 0 | 0 | 0 | 0 | 0 | 0 | 0 | 0 | 0 | 0 | 0 | 0 | 0 | 0 | 0 | 0 | 0 | 0 | 0 | 0 | 0 | 0 | 0 | 0 | 0
F1_Commercial_Restaurant_Existing_Miscellaneous_Natural Gas_Miscellaneous_E2 | F1 | Commercial | Restaurant | Existing | Miscellaneous | Natural Gas | Miscellaneous | E2 | CCE | 0 | 0 | 0 | 0 | 0 | 0 | 0 | 0 | 0 | 0 | 0 | 0 | 0 | 0 | 0 | 0 | 0 | 0 | 0 | 0 | 0 | 0 | 0 | 0 | 0 | 0 | 0 | 0 | 0 | 0
F1_Commercial_Restaurant_Existing_Miscellaneous_Natural Gas_Miscellaneous_E3 | F1 | Commercial | Restaurant | Existing | Miscellaneous | Natural Gas | Miscellaneous | E3 | CCE | 0 | 0 | 0 | 0 | 0 | 0 | 0 | 0 | 0 | 0 | 0 | 0 | 0 | 0 | 0 | 0 | 0 | 0 | 0 | 0 | 0 | 0 | 0 | 0 | 0 | 0 | 0 | 0 | 0 | 0
F1_Commercial_Restaurant_Existing_Miscellaneous_Natural Gas_Miscellaneous_E4 | F1 | Commercial | Restaurant | Existing | Miscellaneous | Natural Gas | Miscellaneous | E4 | CCE | 0 | 0 | 0 | 0 | 0 | 0 | 0 | 0 | 0 | 0 | 0 | 0 | 0 | 0 | 0 | 0 | 0 | 0 | 0 | 0 | 0 | 0 | 0 | 0 | 0 | 0 | 0 | 0 | 0 | 0
F1_Commercial_Restaurant_Existing_Miscellaneous_Natural Gas_Miscellaneous_E5 | F1 | Commercial | Restaurant | Existing | Miscellaneous | Natural Gas | Miscellaneous | E5 | CCE | 0 | 0 | 0 | 0 | 0 | 0 | 0 | 0 | 0 | 0 | 0 | 0 | 0 | 0 | 0 | 0 | 0 | 0 | 0 | 0 | 0 | 0 | 0 | 0 | 0 | 0 | 0 | 0 | 0 | 0
F1_Commercial_Restaurant_Existing_Miscellaneous_Natural Gas_Miscellaneous_E6 | F1 | Commercial | Restaurant | Existing | Miscellaneous | Natural Gas | Miscellaneous | E6 | CCE | 0 | 0 | 0 | 0 | 0 | 0 | 0 | 0 | 0 | 0 | 0 | 0 | 0 | 0 | 0 | 0 | 0 | 0 | 0 | 0 | 0 | 0 | 0 | 0 | 0 | 0 | 0 | 0 | 0 | 0
F1_Commercial_Restaurant_Existing_Miscellaneous_Natural Gas_Miscellaneous_E7 | F1 | Commercial | Restaurant | Existing | Miscellaneous | Natural Gas | Miscellaneous | E7 | CCE | 0 | 0 | 0 | 0 | 0 | 0 | 0 | 0 | 0 | 0 | 0 | 0 | 0 | 0 | 0 | 0 | 0 | 0 | 0 | 0 | 0 | 0 | 0 | 0 | 0 | 0 | 0 | 0 | 0 | 0
F1_Commercial_Restaurant_Existing_Miscellaneous_Natural Gas_Miscellaneous_E8 | F1 | Commercial | Restaurant | Existing | Miscellaneous | Natural Gas | Miscellaneous | E8 | CCE | 0 | 0 | 0 | 0 | 0 | 0 | 0 | 0 | 0 | 0 | 0 | 0 | 0 | 0 | 0 | 0 | 0 | 0 | 0 | 0 | 0 | 0 | 0 | 0 | 0 | 0 | 0 | 0 | 0 | 0
F1_Commercial_Restaurant_Existing_Miscellaneous_Natural Gas_Miscellaneous_E9 | F1 | Commercial | Restaurant | Existing | Miscellaneous | Natural Gas | Miscellaneous | E9 | CCE | 0 | 0 | 0 | 0 | 0 | 0 | 0 | 0 | 0 | 0 | 0 | 0 | 0 | 0 | 0 | 0 | 0 | 0 | 0 | 0 | 0 | 0 | 0 | 0 | 0 | 0 | 0 | 0 | 0 | 0
F1_Commercial_Restaurant_Existing_Miscellaneous_Natural Gas_Miscellaneous_E10 | F1 | Commercial | Restaurant | Existing | Miscellaneous | Natural Gas | Miscellaneous | E10 | CCE | 0 | 0 | 0 | 0 | 0 | 0 | 0 | 0 | 0 | 0 | 0 | 0 | 0 | 0 | 0 | 0 | 0 | 0 | 0 | 0 | 0 | 0 | 0 | 0 | 0 | 0 | 0 | 0 | 0 | 0
F2_Commercial_Restaurant_Existing_Miscellaneous_Natural Gas_Miscellaneous_E1 | F2 | Commercial | Restaurant | Existing | Miscellaneous | Natural Gas | Miscellaneous | E1 | TRC BC Ratio | 0.9 | 0.9 | 0.9 | 0.9 | 0.9 | 0.9 | 0.9 | 0.9 | 0.9 | 0.9 | 0.9 | 0.9 | 0.9 | 0.9 | 0.9 | 0.9 | 0.9 | 0.9 | 0.9 | 0.9 | 0.9 | 0.9 | 0 | 0 | 0 | 0 | 0 | 0 | 0 | 0
F2_Commercial_Restaurant_Existing_Miscellaneous_Natural Gas_Miscellaneous_E2 | F2 | Commercial | Restaurant | Existing | Miscellaneous | Natural Gas | Miscellaneous | E2 | TRC BC Ratio | 0 | 0 | 0 | 0 | 0 | 0 | 0 | 0 | 0 | 0 | 0 | 0 | 0 | 0 | 0 | 0 | 0 | 0 | 0 | 0 | 0 | 0 | 0 | 0 | 0 | 0 | 0 | 0 | 0 | 0
F2_Commercial_Restaurant_Existing_Miscellaneous_Natural Gas_Miscellaneous_E3 | F2 | Commercial | Restaurant | Existing | Miscellaneous | Natural Gas | Miscellaneous | E3 | TRC BC Ratio | 0 | 0 | 0 | 0 | 0 | 0 | 0 | 0 | 0 | 0 | 0 | 0 | 0 | 0 | 0 | 0 | 0 | 0 | 0 | 0 | 0 | 0 | 0 | 0 | 0 | 0 | 0 | 0 | 0 | 0
F2_Commercial_Restaurant_Existing_Miscellaneous_Natural Gas_Miscellaneous_E4 | F2 | Commercial | Restaurant | Existing | Miscellaneous | Natural Gas | Miscellaneous | E4 | TRC BC Ratio | 0 | 0 | 0 | 0 | 0 | 0 | 0 | 0 | 0 | 0 | 0 | 0 | 0 | 0 | 0 | 0 | 0 | 0 | 0 | 0 | 0 | 0 | 0 | 0 | 0 | 0 | 0 | 0 | 0 | 0
F2_Commercial_Restaurant_Existing_Miscellaneous_Natural Gas_Miscellaneous_E5 | F2 | Commercial | Restaurant | Existing | Miscellaneous | Natural Gas | Miscellaneous | E5 | TRC BC Ratio | 0 | 0 | 0 | 0 | 0 | 0 | 0 | 0 | 0 | 0 | 0 | 0 | 0 | 0 | 0 | 0 | 0 | 0 | 0 | 0 | 0 | 0 | 0 | 0 | 0 | 0 | 0 | 0 | 0 | 0
F2_Commercial_Restaurant_Existing_Miscellaneous_Natural Gas_Miscellaneous_E6 | F2 | Commercial | Restaurant | Existing | Miscellaneous | Natural Gas | Miscellaneous | E6 | TRC BC Ratio | 0 | 0 | 0 | 0 | 0 | 0 | 0 | 0 | 0 | 0 | 0 | 0 | 0 | 0 | 0 | 0 | 0 | 0 | 0 | 0 | 0 | 0 | 0 | 0 | 0 | 0 | 0 | 0 | 0 | 0
F2_Commercial_Restaurant_Existing_Miscellaneous_Natural Gas_Miscellaneous_E7 | F2 | Commercial | Restaurant | Existing | Miscellaneous | Natural Gas | Miscellaneous | E7 | TRC BC Ratio | 0 | 0 | 0 | 0 | 0 | 0 | 0 | 0 | 0 | 0 | 0 | 0 | 0 | 0 | 0 | 0 | 0 | 0 | 0 | 0 | 0 | 0 | 0 | 0 | 0 | 0 | 0 | 0 | 0 | 0
F2_Commercial_Restaurant_Existing_Miscellaneous_Natural Gas_Miscellaneous_E8 | F2 | Commercial | Restaurant | Existing | Miscellaneous | Natural Gas | Miscellaneous | E8 | TRC BC Ratio | 0 | 0 | 0 | 0 | 0 | 0 | 0 | 0 | 0 | 0 | 0 | 0 | 0 | 0 | 0 | 0 | 0 | 0 | 0 | 0 | 0 | 0 | 0 | 0 | 0 | 0 | 0 | 0 | 0 | 0
F2_Commercial_Restaurant_Existing_Miscellaneous_Natural Gas_Miscellaneous_E9 | F2 | Commercial | Restaurant | Existing | Miscellaneous | Natural Gas | Miscellaneous | E9 | TRC BC Ratio | 0 | 0 | 0 | 0 | 0 | 0 | 0 | 0 | 0 | 0 | 0 | 0 | 0 | 0 | 0 | 0 | 0 | 0 | 0 | 0 | 0 | 0 | 0 | 0 | 0 | 0 | 0 | 0 | 0 | 0
F2_Commercial_Restaurant_Existing_Miscellaneous_Natural Gas_Miscellaneous_E10 | F2 | Commercial | Restaurant | Existing | Miscellaneous | Natural Gas | Miscellaneous | E10 | TRC BC Ratio | 0 | 0 | 0 | 0 | 0 | 0 | 0 | 0 | 0 | 0 | 0 | 0 | 0 | 0 | 0 | 0 | 0 | 0 | 0 | 0 | 0 | 0 | 0 | 0 | 0 | 0 | 0 | 0 | 0 | 0
F3_Commercial_Restaurant_Existing_Miscellaneous_Natural Gas_Miscellaneous_E1 | F3 | Commercial | Restaurant | Existing | Miscellaneous | Natural Gas | Miscellaneous | E1 | PACT BC Ratio | 0.9 | 0.9 | 0.9 | 0.9 | 0.9 | 0.9 | 0.9 | 0.9 | 0.9 | 0.9 | 0.9 | 0.9 | 0.9 | 0.9 | 0.9 | 0.9 | 0.9 | 0.9 | 0.9 | 0.9 | 0.9 | 0.9 | 0 | 0 | 0 | 0 | 0 | 0 | 0 | 0
F3_Commercial_Restaurant_Existing_Miscellaneous_Natural Gas_Miscellaneous_E2 | F3 | Commercial | Restaurant | Existing | Miscellaneous | Natural Gas | Miscellaneous | E2 | PACT BC Ratio | 0 | 0 | 0 | 0 | 0 | 0 | 0 | 0 | 0 | 0 | 0 | 0 | 0 | 0 | 0 | 0 | 0 | 0 | 0 | 0 | 0 | 0 | 0 | 0 | 0 | 0 | 0 | 0 | 0 | 0
F3_Commercial_Restaurant_Existing_Miscellaneous_Natural Gas_Miscellaneous_E3 | F3 | Commercial | Restaurant | Existing | Miscellaneous | Natural Gas | Miscellaneous | E3 | PACT BC Ratio | 0 | 0 | 0 | 0 | 0 | 0 | 0 | 0 | 0 | 0 | 0 | 0 | 0 | 0 | 0 | 0 | 0 | 0 | 0 | 0 | 0 | 0 | 0 | 0 | 0 | 0 | 0 | 0 | 0 | 0
F3_Commercial_Restaurant_Existing_Miscellaneous_Natural Gas_Miscellaneous_E4 | F3 | Commercial | Restaurant | Existing | Miscellaneous | Natural Gas | Miscellaneous | E4 | PACT BC Ratio | 0 | 0 | 0 | 0 | 0 | 0 | 0 | 0 | 0 | 0 | 0 | 0 | 0 | 0 | 0 | 0 | 0 | 0 | 0 | 0 | 0 | 0 | 0 | 0 | 0 | 0 | 0 | 0 | 0 | 0
F3_Commercial_Restaurant_Existing_Miscellaneous_Natural Gas_Miscellaneous_E5 | F3 | Commercial | Restaurant | Existing | Miscellaneous | Natural Gas | Miscellaneous | E5 | PACT BC Ratio | 0 | 0 | 0 | 0 | 0 | 0 | 0 | 0 | 0 | 0 | 0 | 0 | 0 | 0 | 0 | 0 | 0 | 0 | 0 | 0 | 0 | 0 | 0 | 0 | 0 | 0 | 0 | 0 | 0 | 0
F3_Commercial_Restaurant_Existing_Miscellaneous_Natural Gas_Miscellaneous_E6 | F3 | Commercial | Restaurant | Existing | Miscellaneous | Natural Gas | Miscellaneous | E6 | PACT BC Ratio | 0 | 0 | 0 | 0 | 0 | 0 | 0 | 0 | 0 | 0 | 0 | 0 | 0 | 0 | 0 | 0 | 0 | 0 | 0 | 0 | 0 | 0 | 0 | 0 | 0 | 0 | 0 | 0 | 0 | 0
F3_Commercial_Restaurant_Existing_Miscellaneous_Natural Gas_Miscellaneous_E7 | F3 | Commercial | Restaurant | Existing | Miscellaneous | Natural Gas | Miscellaneous | E7 | PACT BC Ratio | 0 | 0 | 0 | 0 | 0 | 0 | 0 | 0 | 0 | 0 | 0 | 0 | 0 | 0 | 0 | 0 | 0 | 0 | 0 | 0 | 0 | 0 | 0 | 0 | 0 | 0 | 0 | 0 | 0 | 0
F3_Commercial_Restaurant_Existing_Miscellaneous_Natural Gas_Miscellaneous_E8 | F3 | Commercial | Restaurant | Existing | Miscellaneous | Natural Gas | Miscellaneous | E8 | PACT BC Ratio | 0 | 0 | 0 | 0 | 0 | 0 | 0 | 0 | 0 | 0 | 0 | 0 | 0 | 0 | 0 | 0 | 0 | 0 | 0 | 0 | 0 | 0 | 0 | 0 | 0 | 0 | 0 | 0 | 0 | 0
F3_Commercial_Restaurant_Existing_Miscellaneous_Natural Gas_Miscellaneous_E9 | F3 | Commercial | Restaurant | Existing | Miscellaneous | Natural Gas | Miscellaneous | E9 | PACT BC Ratio | 0 | 0 | 0 | 0 | 0 | 0 | 0 | 0 | 0 | 0 | 0 | 0 | 0 | 0 | 0 | 0 | 0 | 0 | 0 | 0 | 0 | 0 | 0 | 0 | 0 | 0 | 0 | 0 | 0 | 0
F3_Commercial_Restaurant_Existing_Miscellaneous_Natural Gas_Miscellaneous_E10 | F3 | Commercial | Restaurant | Existing | Miscellaneous | Natural Gas | Miscellaneous | E10 | PACT BC Ratio | 0 | 0 | 0 | 0 | 0 | 0 | 0 | 0 | 0 | 0 | 0 | 0 | 0 | 0 | 0 | 0 | 0 | 0 | 0 | 0 | 0 | 0 | 0 | 0 | 0 | 0 | 0 | 0 | 0 | 0
F4_Commercial_Restaurant_Existing_Miscellaneous_Natural Gas_Miscellaneous_E1 | F4 | Commercial | Restaurant | Existing | Miscellaneous | Natural Gas | Miscellaneous | E1 | PCT BC Ratio | 0.9 | 0.9 | 0.9 | 0.9 | 0.9 | 0.9 | 0.9 | 0.9 | 0.9 | 0.9 | 0.9 | 0.9 | 0.9 | 0.9 | 0.9 | 0.9 | 0.9 | 0.9 | 0.9 | 0.9 | 0.9 | 0.9 | 0 | 0 | 0 | 0 | 0 | 0 | 0 | 0
F4_Commercial_Restaurant_Existing_Miscellaneous_Natural Gas_Miscellaneous_E2 | F4 | Commercial | Restaurant | Existing | Miscellaneous | Natural Gas | Miscellaneous | E2 | PCT BC Ratio | 0 | 0 | 0 | 0 | 0 | 0 | 0 | 0 | 0 | 0 | 0 | 0 | 0 | 0 | 0 | 0 | 0 | 0 | 0 | 0 | 0 | 0 | 0 | 0 | 0 | 0 | 0 | 0 | 0 | 0
F4_Commercial_Restaurant_Existing_Miscellaneous_Natural Gas_Miscellaneous_E3 | F4 | Commercial | Restaurant | Existing | Miscellaneous | Natural Gas | Miscellaneous | E3 | PCT BC Ratio | 0 | 0 | 0 | 0 | 0 | 0 | 0 | 0 | 0 | 0 | 0 | 0 | 0 | 0 | 0 | 0 | 0 | 0 | 0 | 0 | 0 | 0 | 0 | 0 | 0 | 0 | 0 | 0 | 0 | 0
F4_Commercial_Restaurant_Existing_Miscellaneous_Natural Gas_Miscellaneous_E4 | F4 | Commercial | Restaurant | Existing | Miscellaneous | Natural Gas | Miscellaneous | E4 | PCT BC Ratio | 0 | 0 | 0 | 0 | 0 | 0 | 0 | 0 | 0 | 0 | 0 | 0 | 0 | 0 | 0 | 0 | 0 | 0 | 0 | 0 | 0 | 0 | 0 | 0 | 0 | 0 | 0 | 0 | 0 | 0
F4_Commercial_Restaurant_Existing_Miscellaneous_Natural Gas_Miscellaneous_E5 | F4 | Commercial | Restaurant | Existing | Miscellaneous | Natural Gas | Miscellaneous | E5 | PCT BC Ratio | 0 | 0 | 0 | 0 | 0 | 0 | 0 | 0 | 0 | 0 | 0 | 0 | 0 | 0 | 0 | 0 | 0 | 0 | 0 | 0 | 0 | 0 | 0 | 0 | 0 | 0 | 0 | 0 | 0 | 0
F4_Commercial_Restaurant_Existing_Miscellaneous_Natural Gas_Miscellaneous_E6 | F4 | Commercial | Restaurant | Existing | Miscellaneous | Natural Gas | Miscellaneous | E6 | PCT BC Ratio | 0 | 0 | 0 | 0 | 0 | 0 | 0 | 0 | 0 | 0 | 0 | 0 | 0 | 0 | 0 | 0 | 0 | 0 | 0 | 0 | 0 | 0 | 0 | 0 | 0 | 0 | 0 | 0 | 0 | 0
F4_Commercial_Restaurant_Existing_Miscellaneous_Natural Gas_Miscellaneous_E7 | F4 | Commercial | Restaurant | Existing | Miscellaneous | Natural Gas | Miscellaneous | E7 | PCT BC Ratio | 0 | 0 | 0 | 0 | 0 | 0 | 0 | 0 | 0 | 0 | 0 | 0 | 0 | 0 | 0 | 0 | 0 | 0 | 0 | 0 | 0 | 0 | 0 | 0 | 0 | 0 | 0 | 0 | 0 | 0
F4_Commercial_Restaurant_Existing_Miscellaneous_Natural Gas_Miscellaneous_E8 | F4 | Commercial | Restaurant | Existing | Miscellaneous | Natural Gas | Miscellaneous | E8 | PCT BC Ratio | 0 | 0 | 0 | 0 | 0 | 0 | 0 | 0 | 0 | 0 | 0 | 0 | 0 | 0 | 0 | 0 | 0 | 0 | 0 | 0 | 0 | 0 | 0 | 0 | 0 | 0 | 0 | 0 | 0 | 0
F4_Commercial_Restaurant_Existing_Miscellaneous_Natural Gas_Miscellaneous_E9 | F4 | Commercial | Restaurant | Existing | Miscellaneous | Natural Gas | Miscellaneous | E9 | PCT BC Ratio | 0 | 0 | 0 | 0 | 0 | 0 | 0 | 0 | 0 | 0 | 0 | 0 | 0 | 0 | 0 | 0 | 0 | 0 | 0 | 0 | 0 | 0 | 0 | 0 | 0 | 0 | 0 | 0 | 0 | 0
F4_Commercial_Restaurant_Existing_Miscellaneous_Natural Gas_Miscellaneous_E10 | F4 | Commercial | Restaurant | Existing | Miscellaneous | Natural Gas | Miscellaneous | E10 | PCT BC Ratio | 0 | 0 | 0 | 0 | 0 | 0 | 0 | 0 | 0 | 0 | 0 | 0 | 0 | 0 | 0 | 0 | 0 | 0 | 0 | 0 | 0 | 0 | 0 | 0 | 0 | 0 | 0 | 0 | 0 | 0
F5_Commercial_Restaurant_Existing_Miscellaneous_Natural Gas_Miscellaneous_E1 | F5 | Commercial | Restaurant | Existing | Miscellaneous | Natural Gas | Miscellaneous | E1 | RIM BC Ratio | 0.9 | 0.9 | 0.9 | 0.9 | 0.9 | 0.9 | 0.9 | 0.9 | 0.9 | 0.9 | 0.9 | 0.9 | 0.9 | 0.9 | 0.9 | 0.9 | 0.9 | 0.9 | 0.9 | 0.9 | 0.9 | 0.9 | 0 | 0 | 0 | 0 | 0 | 0 | 0 | 0
F5_Commercial_Restaurant_Existing_Miscellaneous_Natural Gas_Miscellaneous_E2 | F5 | Commercial | Restaurant | Existing | Miscellaneous | Natural Gas | Miscellaneous | E2 | RIM BC Ratio | 0 | 0 | 0 | 0 | 0 | 0 | 0 | 0 | 0 | 0 | 0 | 0 | 0 | 0 | 0 | 0 | 0 | 0 | 0 | 0 | 0 | 0 | 0 | 0 | 0 | 0 | 0 | 0 | 0 | 0
F5_Commercial_Restaurant_Existing_Miscellaneous_Natural Gas_Miscellaneous_E3 | F5 | Commercial | Restaurant | Existing | Miscellaneous | Natural Gas | Miscellaneous | E3 | RIM BC Ratio | 0 | 0 | 0 | 0 | 0 | 0 | 0 | 0 | 0 | 0 | 0 | 0 | 0 | 0 | 0 | 0 | 0 | 0 | 0 | 0 | 0 | 0 | 0 | 0 | 0 | 0 | 0 | 0 | 0 | 0
F5_Commercial_Restaurant_Existing_Miscellaneous_Natural Gas_Miscellaneous_E4 | F5 | Commercial | Restaurant | Existing | Miscellaneous | Natural Gas | Miscellaneous | E4 | RIM BC Ratio | 0 | 0 | 0 | 0 | 0 | 0 | 0 | 0 | 0 | 0 | 0 | 0 | 0 | 0 | 0 | 0 | 0 | 0 | 0 | 0 | 0 | 0 | 0 | 0 | 0 | 0 | 0 | 0 | 0 | 0
F5_Commercial_Restaurant_Existing_Miscellaneous_Natural Gas_Miscellaneous_E5 | F5 | Commercial | Restaurant | Existing | Miscellaneous | Natural Gas | Miscellaneous | E5 | RIM BC Ratio | 0 | 0 | 0 | 0 | 0 | 0 | 0 | 0 | 0 | 0 | 0 | 0 | 0 | 0 | 0 | 0 | 0 | 0 | 0 | 0 | 0 | 0 | 0 | 0 | 0 | 0 | 0 | 0 | 0 | 0
F5_Commercial_Restaurant_Existing_Miscellaneous_Natural Gas_Miscellaneous_E6 | F5 | Commercial | Restaurant | Existing | Miscellaneous | Natural Gas | Miscellaneous | E6 | RIM BC Ratio | 0 | 0 | 0 | 0 | 0 | 0 | 0 | 0 | 0 | 0 | 0 | 0 | 0 | 0 | 0 | 0 | 0 | 0 | 0 | 0 | 0 | 0 | 0 | 0 | 0 | 0 | 0 | 0 | 0 | 0
F5_Commercial_Restaurant_Existing_Miscellaneous_Natural Gas_Miscellaneous_E7 | F5 | Commercial | Restaurant | Existing | Miscellaneous | Natural Gas | Miscellaneous | E7 | RIM BC Ratio | 0 | 0 | 0 | 0 | 0 | 0 | 0 | 0 | 0 | 0 | 0 | 0 | 0 | 0 | 0 | 0 | 0 | 0 | 0 | 0 | 0 | 0 | 0 | 0 | 0 | 0 | 0 | 0 | 0 | 0
F5_Commercial_Restaurant_Existing_Miscellaneous_Natural Gas_Miscellaneous_E8 | F5 | Commercial | Restaurant | Existing | Miscellaneous | Natural Gas | Miscellaneous | E8 | RIM BC Ratio | 0 | 0 | 0 | 0 | 0 | 0 | 0 | 0 | 0 | 0 | 0 | 0 | 0 | 0 | 0 | 0 | 0 | 0 | 0 | 0 | 0 | 0 | 0 | 0 | 0 | 0 | 0 | 0 | 0 | 0
F5_Commercial_Restaurant_Existing_Miscellaneous_Natural Gas_Miscellaneous_E9 | F5 | Commercial | Restaurant | Existing | Miscellaneous | Natural Gas | Miscellaneous | E9 | RIM BC Ratio | 0 | 0 | 0 | 0 | 0 | 0 | 0 | 0 | 0 | 0 | 0 | 0 | 0 | 0 | 0 | 0 | 0 | 0 | 0 | 0 | 0 | 0 | 0 | 0 | 0 | 0 | 0 | 0 | 0 | 0
F5_Commercial_Restaurant_Existing_Miscellaneous_Natural Gas_Miscellaneous_E10 | F5 | Commercial | Restaurant | Existing | Miscellaneous | Natural Gas | Miscellaneous | E10 | RIM BC Ratio | 0 | 0 | 0 | 0 | 0 | 0 | 0 | 0 | 0 | 0 | 0 | 0 | 0 | 0 | 0 | 0 | 0 | 0 | 0 | 0 | 0 | 0 | 0 | 0 | 0 | 0 | 0 | 0 | 0 | 0
F0_Commercial_Restaurant_New_Space Heating_Natural Gas_Furnace_E0 | F0 | Commercial | Restaurant | New | Space Heating | Natural Gas | Furnace | E0 | Economic Unit | AFUE 96% | AFUE 96% | AFUE 96% | AFUE 96% | AFUE 96% | AFUE 96% | AFUE 96% | AFUE 96% | AFUE 96% | AFUE 96% | AFUE 96% | AFUE 96% | AFUE 96% | AFUE 96% | AFUE 96% | AFUE 96% | AFUE 96% | AFUE 96% | AFUE 96% | AFUE 96% | AFUE 96% | AFUE 96% | 0 | 0 | 0 | 0 | 0 | 0 | 0 | 0
F1_Commercial_Restaurant_New_Space Heating_Natural Gas_Furnace_E1 | F1 | Commercial | Restaurant | New | Space Heating | Natural Gas | Furnace | E1 | CCE | 0 | 0 | 0 | 0 | 0 | 0 | 0 | 0 | 0 | 0 | 0 | 0 | 0 | 0 | 0 | 0 | 0 | 0 | 0 | 0 | 0 | 0 | 0 | 0 | 0 | 0 | 0 | 0 | 0 | 0
F1_Commercial_Restaurant_New_Space Heating_Natural Gas_Furnace_E2 | F1 | Commercial | Restaurant | New | Space Heating | Natural Gas | Furnace | E2 | CCE | 0.0032347 | 0.0032347 | 0.0033983 | 0.0033467 | 0.0032965 | 0.0032337 | 0.0032249 | 0.0032042 | 0.0031849 | 0.0031558 | 0.0031513 | 0.0031368 | 0.0031239 | 0.0030992 | 0.0031024 | 0.0030929 | 0.0030836 | 0.0030633 | 0.0030693 | 0.0030633 | 0.0030588 | 0.0030417 | 0 | 0 | 0 | 0 | 0 | 0 | 0 | 0
F1_Commercial_Restaurant_New_Space Heating_Natural Gas_Furnace_E3 | F1 | Commercial | Restaurant | New | Space Heating | Natural Gas | Furnace | E3 | CCE | 0.0045755 | 0.0045755 | 0.0048069 | 0.0047339 | 0.0046628 | 0.0045741 | 0.0045616 | 0.0045323 | 0.004505 | 0.0044639 | 0.0044575 | 0.004437 | 0.0044187 | 0.0043838 | 0.0043884 | 0.004375 | 0.0043618 | 0.004333 | 0.0043415 | 0.004333 | 0.0043267 | 0.0043025 | 0 | 0 | 0 | 0 | 0 | 0 | 0 | 0
F1_Commercial_Restaurant_New_Space Heating_Natural Gas_Furnace_E4 | F1 | Commercial | Restaurant | New | Space Heating | Natural Gas | Furnace | E4 | CCE | 0 | 0 | 0 | 0 | 0 | 0 | 0 | 0 | 0 | 0 | 0 | 0 | 0 | 0 | 0 | 0 | 0 | 0 | 0 | 0 | 0 | 0 | 0 | 0 | 0 | 0 | 0 | 0 | 0 | 0
F1_Commercial_Restaurant_New_Space Heating_Natural Gas_Furnace_E5 | F1 | Commercial | Restaurant | New | Space Heating | Natural Gas | Furnace | E5 | CCE | 0 | 0 | 0 | 0 | 0 | 0 | 0 | 0 | 0 | 0 | 0 | 0 | 0 | 0 | 0 | 0 | 0 | 0 | 0 | 0 | 0 | 0 | 0 | 0 | 0 | 0 | 0 | 0 | 0 | 0
F1_Commercial_Restaurant_New_Space Heating_Natural Gas_Furnace_E6 | F1 | Commercial | Restaurant | New | Space Heating | Natural Gas | Furnace | E6 | CCE | 0 | 0 | 0 | 0 | 0 | 0 | 0 | 0 | 0 | 0 | 0 | 0 | 0 | 0 | 0 | 0 | 0 | 0 | 0 | 0 | 0 | 0 | 0 | 0 | 0 | 0 | 0 | 0 | 0 | 0
F1_Commercial_Restaurant_New_Space Heating_Natural Gas_Furnace_E7 | F1 | Commercial | Restaurant | New | Space Heating | Natural Gas | Furnace | E7 | CCE | 0 | 0 | 0 | 0 | 0 | 0 | 0 | 0 | 0 | 0 | 0 | 0 | 0 | 0 | 0 | 0 | 0 | 0 | 0 | 0 | 0 | 0 | 0 | 0 | 0 | 0 | 0 | 0 | 0 | 0
F1_Commercial_Restaurant_New_Space Heating_Natural Gas_Furnace_E8 | F1 | Commercial | Restaurant | New | Space Heating | Natural Gas | Furnace | E8 | CCE | 0 | 0 | 0 | 0 | 0 | 0 | 0 | 0 | 0 | 0 | 0 | 0 | 0 | 0 | 0 | 0 | 0 | 0 | 0 | 0 | 0 | 0 | 0 | 0 | 0 | 0 | 0 | 0 | 0 | 0
F1_Commercial_Restaurant_New_Space Heating_Natural Gas_Furnace_E9 | F1 | Commercial | Restaurant | New | Space Heating | Natural Gas | Furnace | E9 | CCE | 0 | 0 | 0 | 0 | 0 | 0 | 0 | 0 | 0 | 0 | 0 | 0 | 0 | 0 | 0 | 0 | 0 | 0 | 0 | 0 | 0 | 0 | 0 | 0 | 0 | 0 | 0 | 0 | 0 | 0
F1_Commercial_Restaurant_New_Space Heating_Natural Gas_Furnace_E10 | F1 | Commercial | Restaurant | New | Space Heating | Natural Gas | Furnace | E10 | CCE | 0 | 0 | 0 | 0 | 0 | 0 | 0 | 0 | 0 | 0 | 0 | 0 | 0 | 0 | 0 | 0 | 0 | 0 | 0 | 0 | 0 | 0 | 0 | 0 | 0 | 0 | 0 | 0 | 0 | 0
F2_Commercial_Restaurant_New_Space Heating_Natural Gas_Furnace_E1 | F2 | Commercial | Restaurant | New | Space Heating | Natural Gas | Furnace | E1 | TRC BC Ratio | 0.9 | 0.9 | 0.9 | 0.9 | 0.9 | 0.9 | 0.9 | 0.9 | 0.9 | 0.9 | 0.9 | 0.9 | 0.9 | 0.9 | 0.9 | 0.9 | 0.9 | 0.9 | 0.9 | 0.9 | 0.9 | 0.9 | 0 | 0 | 0 | 0 | 0 | 0 | 0 | 0
F2_Commercial_Restaurant_New_Space Heating_Natural Gas_Furnace_E2 | F2 | Commercial | Restaurant | New | Space Heating | Natural Gas | Furnace | E2 | TRC BC Ratio | 2.9759 | 3.0113 | 3.0496 | 3.0993 | 3.1583 | 3.2241 | 3.286 | 3.3433 | 3.3993 | 3.4561 | 3.515 | 3.5751 | 3.6356 | 3.6986 | 3.7609 | 3.8246 | 3.8911 | 3.9585 | 4.0268 | 4.096 | 4.1653 | 4.2343 | 0 | 0 | 0 | 0 | 0 | 0 | 0 | 0
F2_Commercial_Restaurant_New_Space Heating_Natural Gas_Furnace_E3 | F2 | Commercial | Restaurant | New | Space Heating | Natural Gas | Furnace | E3 | TRC BC Ratio | 2.1039 | 2.1289 | 2.156 | 2.1911 | 2.2328 | 2.2794 | 2.3231 | 2.3636 | 2.4032 | 2.4433 | 2.485 | 2.5275 | 2.5702 | 2.6148 | 2.6588 | 2.7038 | 2.7509 | 2.7985 | 2.8468 | 2.8957 | 2.9447 | 2.9935 | 0 | 0 | 0 | 0 | 0 | 0 | 0 | 0
F2_Commercial_Restaurant_New_Space Heating_Natural Gas_Furnace_E4 | F2 | Commercial | Restaurant | New | Space Heating | Natural Gas | Furnace | E4 | TRC BC Ratio | 0 | 0 | 0 | 0 | 0 | 0 | 0 | 0 | 0 | 0 | 0 | 0 | 0 | 0 | 0 | 0 | 0 | 0 | 0 | 0 | 0 | 0 | 0 | 0 | 0 | 0 | 0 | 0 | 0 | 0
F2_Commercial_Restaurant_New_Space Heating_Natural Gas_Furnace_E5 | F2 | Commercial | Restaurant | New | Space Heating | Natural Gas | Furnace | E5 | TRC BC Ratio | 0 | 0 | 0 | 0 | 0 | 0 | 0 | 0 | 0 | 0 | 0 | 0 | 0 | 0 | 0 | 0 | 0 | 0 | 0 | 0 | 0 | 0 | 0 | 0 | 0 | 0 | 0 | 0 | 0 | 0
F2_Commercial_Restaurant_New_Space Heating_Natural Gas_Furnace_E6 | F2 | Commercial | Restaurant | New | Space Heating | Natural Gas | Furnace | E6 | TRC BC Ratio | 0 | 0 | 0 | 0 | 0 | 0 | 0 | 0 | 0 | 0 | 0 | 0 | 0 | 0 | 0 | 0 | 0 | 0 | 0 | 0 | 0 | 0 | 0 | 0 | 0 | 0 | 0 | 0 | 0 | 0
F2_Commercial_Restaurant_New_Space Heating_Natural Gas_Furnace_E7 | F2 | Commercial | Restaurant | New | Space Heating | Natural Gas | Furnace | E7 | TRC BC Ratio | 0 | 0 | 0 | 0 | 0 | 0 | 0 | 0 | 0 | 0 | 0 | 0 | 0 | 0 | 0 | 0 | 0 | 0 | 0 | 0 | 0 | 0 | 0 | 0 | 0 | 0 | 0 | 0 | 0 | 0
F2_Commercial_Restaurant_New_Space Heating_Natural Gas_Furnace_E8 | F2 | Commercial | Restaurant | New | Space Heating | Natural Gas | Furnace | E8 | TRC BC Ratio | 0 | 0 | 0 | 0 | 0 | 0 | 0 | 0 | 0 | 0 | 0 | 0 | 0 | 0 | 0 | 0 | 0 | 0 | 0 | 0 | 0 | 0 | 0 | 0 | 0 | 0 | 0 | 0 | 0 | 0
F2_Commercial_Restaurant_New_Space Heating_Natural Gas_Furnace_E9 | F2 | Commercial | Restaurant | New | Space Heating | Natural Gas | Furnace | E9 | TRC BC Ratio | 0 | 0 | 0 | 0 | 0 | 0 | 0 | 0 | 0 | 0 | 0 | 0 | 0 | 0 | 0 | 0 | 0 | 0 | 0 | 0 | 0 | 0 | 0 | 0 | 0 | 0 | 0 | 0 | 0 | 0
F2_Commercial_Restaurant_New_Space Heating_Natural Gas_Furnace_E10 | F2 | Commercial | Restaurant | New | Space Heating | Natural Gas | Furnace | E10 | TRC BC Ratio | 0 | 0 | 0 | 0 | 0 | 0 | 0 | 0 | 0 | 0 | 0 | 0 | 0 | 0 | 0 | 0 | 0 | 0 | 0 | 0 | 0 | 0 | 0 | 0 | 0 | 0 | 0 | 0 | 0 | 0
F3_Commercial_Restaurant_New_Space Heating_Natural Gas_Furnace_E1 | F3 | Commercial | Restaurant | New | Space Heating | Natural Gas | Furnace | E1 | PACT BC Ratio | 0.9 | 0.9 | 0.9 | 0.9 | 0.9 | 0.9 | 0.9 | 0.9 | 0.9 | 0.9 | 0.9 | 0.9 | 0.9 | 0.9 | 0.9 | 0.9 | 0.9 | 0.9 | 0.9 | 0.9 | 0.9 | 0.9 | 0 | 0 | 0 | 0 | 0 | 0 | 0 | 0
F3_Commercial_Restaurant_New_Space Heating_Natural Gas_Furnace_E2 | F3 | Commercial | Restaurant | New | Space Heating | Natural Gas | Furnace | E2 | PACT BC Ratio | 8.5876 | 8.6897 | 8.8002 | 8.9437 | 9.114 | 9.3039 | 9.4825 | 9.6477 | 9.8095 | 9.9733 | 10.1433 | 10.3167 | 10.4912 | 10.6732 | 10.8529 | 11.0366 | 11.2286 | 11.4231 | 11.6203 | 11.8199 | 12.0198 | 12.219 | 0 | 0 | 0 | 0 | 0 | 0 | 0 | 0
F3_Commercial_Restaurant_New_Space Heating_Natural Gas_Furnace_E3 | F3 | Commercial | Restaurant | New | Space Heating | Natural Gas | Furnace | E3 | PACT BC Ratio | 6.0711 | 6.1433 | 6.2215 | 6.3229 | 6.4433 | 6.5776 | 6.7038 | 6.8206 | 6.935 | 7.0507 | 7.171 | 7.2935 | 7.4169 | 7.5456 | 7.6726 | 7.8025 | 7.9382 | 8.0757 | 8.2151 | 8.3562 | 8.4976 | 8.6384 | 0 | 0 | 0 | 0 | 0 | 0 | 0 | 0
F3_Commercial_Restaurant_New_Space Heating_Natural Gas_Furnace_E4 | F3 | Commercial | Restaurant | New | Space Heating | Natural Gas | Furnace | E4 | PACT BC Ratio | 0 | 0 | 0 | 0 | 0 | 0 | 0 | 0 | 0 | 0 | 0 | 0 | 0 | 0 | 0 | 0 | 0 | 0 | 0 | 0 | 0 | 0 | 0 | 0 | 0 | 0 | 0 | 0 | 0 | 0
F3_Commercial_Restaurant_New_Space Heating_Natural Gas_Furnace_E5 | F3 | Commercial | Restaurant | New | Space Heating | Natural Gas | Furnace | E5 | PACT BC Ratio | 0 | 0 | 0 | 0 | 0 | 0 | 0 | 0 | 0 | 0 | 0 | 0 | 0 | 0 | 0 | 0 | 0 | 0 | 0 | 0 | 0 | 0 | 0 | 0 | 0 | 0 | 0 | 0 | 0 | 0
F3_Commercial_Restaurant_New_Space Heating_Natural Gas_Furnace_E6 | F3 | Commercial | Restaurant | New | Space Heating | Natural Gas | Furnace | E6 | PACT BC Ratio | 0 | 0 | 0 | 0 | 0 | 0 | 0 | 0 | 0 | 0 | 0 | 0 | 0 | 0 | 0 | 0 | 0 | 0 | 0 | 0 | 0 | 0 | 0 | 0 | 0 | 0 | 0 | 0 | 0 | 0
F3_Commercial_Restaurant_New_Space Heating_Natural Gas_Furnace_E7 | F3 | Commercial | Restaurant | New | Space Heating | Natural Gas | Furnace | E7 | PACT BC Ratio | 0 | 0 | 0 | 0 | 0 | 0 | 0 | 0 | 0 | 0 | 0 | 0 | 0 | 0 | 0 | 0 | 0 | 0 | 0 | 0 | 0 | 0 | 0 | 0 | 0 | 0 | 0 | 0 | 0 | 0
F3_Commercial_Restaurant_New_Space Heating_Natural Gas_Furnace_E8 | F3 | Commercial | Restaurant | New | Space Heating | Natural Gas | Furnace | E8 | PACT BC Ratio | 0 | 0 | 0 | 0 | 0 | 0 | 0 | 0 | 0 | 0 | 0 | 0 | 0 | 0 | 0 | 0 | 0 | 0 | 0 | 0 | 0 | 0 | 0 | 0 | 0 | 0 | 0 | 0 | 0 | 0
F3_Commercial_Restaurant_New_Space Heating_Natural Gas_Furnace_E9 | F3 | Commercial | Restaurant | New | Space Heating | Natural Gas | Furnace | E9 | PACT BC Ratio | 0 | 0 | 0 | 0 | 0 | 0 | 0 | 0 | 0 | 0 | 0 | 0 | 0 | 0 | 0 | 0 | 0 | 0 | 0 | 0 | 0 | 0 | 0 | 0 | 0 | 0 | 0 | 0 | 0 | 0
F3_Commercial_Restaurant_New_Space Heating_Natural Gas_Furnace_E10 | F3 | Commercial | Restaurant | New | Space Heating | Natural Gas | Furnace | E10 | PACT BC Ratio | 0 | 0 | 0 | 0 | 0 | 0 | 0 | 0 | 0 | 0 | 0 | 0 | 0 | 0 | 0 | 0 | 0 | 0 | 0 | 0 | 0 | 0 | 0 | 0 | 0 | 0 | 0 | 0 | 0 | 0
F4_Commercial_Restaurant_New_Space Heating_Natural Gas_Furnace_E1 | F4 | Commercial | Restaurant | New | Space Heating | Natural Gas | Furnace | E1 | PCT BC Ratio | 0.9 | 0.9 | 0.9 | 0.9 | 0.9 | 0.9 | 0.9 | 0.9 | 0.9 | 0.9 | 0.9 | 0.9 | 0.9 | 0.9 | 0.9 | 0.9 | 0.9 | 0.9 | 0.9 | 0.9 | 0.9 | 0.9 | 0 | 0 | 0 | 0 | 0 | 0 | 0 | 0
F4_Commercial_Restaurant_New_Space Heating_Natural Gas_Furnace_E2 | F4 | Commercial | Restaurant | New | Space Heating | Natural Gas | Furnace | E2 | PCT BC Ratio | 4.5576 | 4.6094 | 4.6655 | 4.7383 | 4.8247 | 4.921 | 5.0116 | 5.0953 | 5.1775 | 5.2605 | 5.3468 | 5.4347 | 5.5232 | 5.6155 | 5.7067 | 5.7999 | 5.8973 | 5.9959 | 6.0959 | 6.1972 | 6.2986 | 6.3997 | 0 | 0 | 0 | 0 | 0 | 0 | 0 | 0
F4_Commercial_Restaurant_New_Space Heating_Natural Gas_Furnace_E3 | F4 | Commercial | Restaurant | New | Space Heating | Natural Gas | Furnace | E3 | PCT BC Ratio | 3.2812 | 3.3178 | 3.3574 | 3.4089 | 3.47 | 3.5381 | 3.6021 | 3.6613 | 3.7194 | 3.7781 | 3.839 | 3.9012 | 3.9638 | 4.0291 | 4.0935 | 4.1594 | 4.2282 | 4.298 | 4.3687 | 4.4403 | 4.512 | 4.5834 | 0 | 0 | 0 | 0 | 0 | 0 | 0 | 0
F4_Commercial_Restaurant_New_Space Heating_Natural Gas_Furnace_E4 | F4 | Commercial | Restaurant | New | Space Heating | Natural Gas | Furnace | E4 | PCT BC Ratio | 0 | 0 | 0 | 0 | 0 | 0 | 0 | 0 | 0 | 0 | 0 | 0 | 0 | 0 | 0 | 0 | 0 | 0 | 0 | 0 | 0 | 0 | 0 | 0 | 0 | 0 | 0 | 0 | 0 | 0
F4_Commercial_Restaurant_New_Space Heating_Natural Gas_Furnace_E5 | F4 | Commercial | Restaurant | New | Space Heating | Natural Gas | Furnace | E5 | PCT BC Ratio | 0 | 0 | 0 | 0 | 0 | 0 | 0 | 0 | 0 | 0 | 0 | 0 | 0 | 0 | 0 | 0 | 0 | 0 | 0 | 0 | 0 | 0 | 0 | 0 | 0 | 0 | 0 | 0 | 0 | 0
F4_Commercial_Restaurant_New_Space Heating_Natural Gas_Furnace_E6 | F4 | Commercial | Restaurant | New | Space Heating | Natural Gas | Furnace | E6 | PCT BC Ratio | 0 | 0 | 0 | 0 | 0 | 0 | 0 | 0 | 0 | 0 | 0 | 0 | 0 | 0 | 0 | 0 | 0 | 0 | 0 | 0 | 0 | 0 | 0 | 0 | 0 | 0 | 0 | 0 | 0 | 0
F4_Commercial_Restaurant_New_Space Heating_Natural Gas_Furnace_E7 | F4 | Commercial | Restaurant | New | Space Heating | Natural Gas | Furnace | E7 | PCT BC Ratio | 0 | 0 | 0 | 0 | 0 | 0 | 0 | 0 | 0 | 0 | 0 | 0 | 0 | 0 | 0 | 0 | 0 | 0 | 0 | 0 | 0 | 0 | 0 | 0 | 0 | 0 | 0 | 0 | 0 | 0
F4_Commercial_Restaurant_New_Space Heating_Natural Gas_Furnace_E8 | F4 | Commercial | Restaurant | New | Space Heating | Natural Gas | Furnace | E8 | PCT BC Ratio | 0 | 0 | 0 | 0 | 0 | 0 | 0 | 0 | 0 | 0 | 0 | 0 | 0 | 0 | 0 | 0 | 0 | 0 | 0 | 0 | 0 | 0 | 0 | 0 | 0 | 0 | 0 | 0 | 0 | 0
F4_Commercial_Restaurant_New_Space Heating_Natural Gas_Furnace_E9 | F4 | Commercial | Restaurant | New | Space Heating | Natural Gas | Furnace | E9 | PCT BC Ratio | 0 | 0 | 0 | 0 | 0 | 0 | 0 | 0 | 0 | 0 | 0 | 0 | 0 | 0 | 0 | 0 | 0 | 0 | 0 | 0 | 0 | 0 | 0 | 0 | 0 | 0 | 0 | 0 | 0 | 0
F4_Commercial_Restaurant_New_Space Heating_Natural Gas_Furnace_E10 | F4 | Commercial | Restaurant | New | Space Heating | Natural Gas | Furnace | E10 | PCT BC Ratio | 0 | 0 | 0 | 0 | 0 | 0 | 0 | 0 | 0 | 0 | 0 | 0 | 0 | 0 | 0 | 0 | 0 | 0 | 0 | 0 | 0 | 0 | 0 | 0 | 0 | 0 | 0 | 0 | 0 | 0
F5_Commercial_Restaurant_New_Space Heating_Natural Gas_Furnace_E1 | F5 | Commercial | Restaurant | New | Space Heating | Natural Gas | Furnace | E1 | RIM BC Ratio | 0.9 | 0.9 | 0.9 | 0.9 | 0.9 | 0.9 | 0.9 | 0.9 | 0.9 | 0.9 | 0.9 | 0.9 | 0.9 | 0.9 | 0.9 | 0.9 | 0.9 | 0.9 | 0.9 | 0.9 | 0.9 | 0.9 | 0 | 0 | 0 | 0 | 0 | 0 | 0 | 0
F5_Commercial_Restaurant_New_Space Heating_Natural Gas_Furnace_E2 | F5 | Commercial | Restaurant | New | Space Heating | Natural Gas | Furnace | E2 | RIM BC Ratio | 0.76074 | 0.76153 | 0.76237 | 0.76343 | 0.76465 | 0.76596 | 0.76715 | 0.76822 | 0.76923 | 0.77022 | 0.77122 | 0.7722 | 0.77317 | 0.77414 | 0.77507 | 0.77599 | 0.77693 | 0.77784 | 0.77874 | 0.77962 | 0.78048 | 0.78131 | 0 | 0 | 0 | 0 | 0 | 0 | 0 | 0
F5_Commercial_Restaurant_New_Space Heating_Natural Gas_Furnace_E3 | F5 | Commercial | Restaurant | New | Space Heating | Natural Gas | Furnace | E3 | RIM BC Ratio | 0.73379 | 0.73484 | 0.73594 | 0.73734 | 0.73895 | 0.74069 | 0.74226 | 0.74367 | 0.74501 | 0.74633 | 0.74765 | 0.74897 | 0.75025 | 0.75154 | 0.75279 | 0.75402 | 0.75527 | 0.75649 | 0.7577 | 0.75888 | 0.76003 | 0.76114 | 0 | 0 | 0 | 0 | 0 | 0 | 0 | 0
F5_Commercial_Restaurant_New_Space Heating_Natural Gas_Furnace_E4 | F5 | Commercial | Restaurant | New | Space Heating | Natural Gas | Furnace | E4 | RIM BC Ratio | 0 | 0 | 0 | 0 | 0 | 0 | 0 | 0 | 0 | 0 | 0 | 0 | 0 | 0 | 0 | 0 | 0 | 0 | 0 | 0 | 0 | 0 | 0 | 0 | 0 | 0 | 0 | 0 | 0 | 0
F5_Commercial_Restaurant_New_Space Heating_Natural Gas_Furnace_E5 | F5 | Commercial | Restaurant | New | Space Heating | Natural Gas | Furnace | E5 | RIM BC Ratio | 0 | 0 | 0 | 0 | 0 | 0 | 0 | 0 | 0 | 0 | 0 | 0 | 0 | 0 | 0 | 0 | 0 | 0 | 0 | 0 | 0 | 0 | 0 | 0 | 0 | 0 | 0 | 0 | 0 | 0
F5_Commercial_Restaurant_New_Space Heating_Natural Gas_Furnace_E6 | F5 | Commercial | Restaurant | New | Space Heating | Natural Gas | Furnace | E6 | RIM BC Ratio | 0 | 0 | 0 | 0 | 0 | 0 | 0 | 0 | 0 | 0 | 0 | 0 | 0 | 0 | 0 | 0 | 0 | 0 | 0 | 0 | 0 | 0 | 0 | 0 | 0 | 0 | 0 | 0 | 0 | 0
F5_Commercial_Restaurant_New_Space Heating_Natural Gas_Furnace_E7 | F5 | Commercial | Restaurant | New | Space Heating | Natural Gas | Furnace | E7 | RIM BC Ratio | 0 | 0 | 0 | 0 | 0 | 0 | 0 | 0 | 0 | 0 | 0 | 0 | 0 | 0 | 0 | 0 | 0 | 0 | 0 | 0 | 0 | 0 | 0 | 0 | 0 | 0 | 0 | 0 | 0 | 0
F5_Commercial_Restaurant_New_Space Heating_Natural Gas_Furnace_E8 | F5 | Commercial | Restaurant | New | Space Heating | Natural Gas | Furnace | E8 | RIM BC Ratio | 0 | 0 | 0 | 0 | 0 | 0 | 0 | 0 | 0 | 0 | 0 | 0 | 0 | 0 | 0 | 0 | 0 | 0 | 0 | 0 | 0 | 0 | 0 | 0 | 0 | 0 | 0 | 0 | 0 | 0
F5_Commercial_Restaurant_New_Space Heating_Natural Gas_Furnace_E9 | F5 | Commercial | Restaurant | New | Space Heating | Natural Gas | Furnace | E9 | RIM BC Ratio | 0 | 0 | 0 | 0 | 0 | 0 | 0 | 0 | 0 | 0 | 0 | 0 | 0 | 0 | 0 | 0 | 0 | 0 | 0 | 0 | 0 | 0 | 0 | 0 | 0 | 0 | 0 | 0 | 0 | 0
F5_Commercial_Restaurant_New_Space Heating_Natural Gas_Furnace_E10 | F5 | Commercial | Restaurant | New | Space Heating | Natural Gas | Furnace | E10 | RIM BC Ratio | 0 | 0 | 0 | 0 | 0 | 0 | 0 | 0 | 0 | 0 | 0 | 0 | 0 | 0 | 0 | 0 | 0 | 0 | 0 | 0 | 0 | 0 | 0 | 0 | 0 | 0 | 0 | 0 | 0 | 0
F0_Commercial_Restaurant_New_Space Heating_Natural Gas_Boiler_E0 | F0 | Commercial | Restaurant | New | Space Heating | Natural Gas | Boiler | E0 | Economic Unit | AFUE 97% | AFUE 97% | AFUE 97% | AFUE 97% | AFUE 97% | AFUE 97% | AFUE 97% | AFUE 97% | AFUE 97% | AFUE 97% | AFUE 97% | AFUE 97% | AFUE 97% | AFUE 97% | AFUE 97% | AFUE 97% | AFUE 97% | AFUE 97% | AFUE 97% | AFUE 97% | AFUE 97% | AFUE 97% | 0 | 0 | 0 | 0 | 0 | 0 | 0 | 0
F1_Commercial_Restaurant_New_Space Heating_Natural Gas_Boiler_E1 | F1 | Commercial | Restaurant | New | Space Heating | Natural Gas | Boiler | E1 | CCE | 0 | 0 | 0 | 0 | 0 | 0 | 0 | 0 | 0 | 0 | 0 | 0 | 0 | 0 | 0 | 0 | 0 | 0 | 0 | 0 | 0 | 0 | 0 | 0 | 0 | 0 | 0 | 0 | 0 | 0
F1_Commercial_Restaurant_New_Space Heating_Natural Gas_Boiler_E2 | F1 | Commercial | Restaurant | New | Space Heating | Natural Gas | Boiler | E2 | CCE | 0.0067576 | 0.0067576 | 0.0070993 | 0.0069914 | 0.0068865 | 0.0067555 | 0.0067371 | 0.0066938 | 0.0066534 | 0.0065927 | 0.0065833 | 0.006553 | 0.006526 | 0.0064744 | 0.0064812 | 0.0064614 | 0.006442 | 0.0063994 | 0.0064119 | 0.0063994 | 0.00639 | 0.0063543 | 0 | 0 | 0 | 0 | 0 | 0 | 0 | 0
F1_Commercial_Restaurant_New_Space Heating_Natural Gas_Boiler_E3 | F1 | Commercial | Restaurant | New | Space Heating | Natural Gas | Boiler | E3 | CCE | 0.0068233 | 0.0068233 | 0.0071684 | 0.0070594 | 0.0069535 | 0.0068212 | 0.0068026 | 0.0067588 | 0.0067181 | 0.0066568 | 0.0066473 | 0.0066167 | 0.0065894 | 0.0065373 | 0.0065442 | 0.0065242 | 0.0065046 | 0.0064616 | 0.0064743 | 0.0064617 | 0.0064522 | 0.0064161 | 0 | 0 | 0 | 0 | 0 | 0 | 0 | 0
F1_Commercial_Restaurant_New_Space Heating_Natural Gas_Boiler_E4 | F1 | Commercial | Restaurant | New | Space Heating | Natural Gas | Boiler | E4 | CCE | 0.046696 | 0.046696 | 0.049057 | 0.048312 | 0.047587 | 0.046682 | 0.046554 | 0.046255 | 0.045976 | 0.045556 | 0.045491 | 0.045282 | 0.045096 | 0.044739 | 0.044786 | 0.044649 | 0.044515 | 0.044221 | 0.044307 | 0.044221 | 0.044156 | 0.043909 | 0 | 0 | 0 | 0 | 0 | 0 | 0 | 0
F1_Commercial_Restaurant_New_Space Heating_Natural Gas_Boiler_E5 | F1 | Commercial | Restaurant | New | Space Heating | Natural Gas | Boiler | E5 | CCE | 0 | 0 | 0 | 0 | 0 | 0 | 0 | 0 | 0 | 0 | 0 | 0 | 0 | 0 | 0 | 0 | 0 | 0 | 0 | 0 | 0 | 0 | 0 | 0 | 0 | 0 | 0 | 0 | 0 | 0
F1_Commercial_Restaurant_New_Space Heating_Natural Gas_Boiler_E6 | F1 | Commercial | Restaurant | New | Space Heating | Natural Gas | Boiler | E6 | CCE | 0 | 0 | 0 | 0 | 0 | 0 | 0 | 0 | 0 | 0 | 0 | 0 | 0 | 0 | 0 | 0 | 0 | 0 | 0 | 0 | 0 | 0 | 0 | 0 | 0 | 0 | 0 | 0 | 0 | 0
F1_Commercial_Restaurant_New_Space Heating_Natural Gas_Boiler_E7 | F1 | Commercial | Restaurant | New | Space Heating | Natural Gas | Boiler | E7 | CCE | 0 | 0 | 0 | 0 | 0 | 0 | 0 | 0 | 0 | 0 | 0 | 0 | 0 | 0 | 0 | 0 | 0 | 0 | 0 | 0 | 0 | 0 | 0 | 0 | 0 | 0 | 0 | 0 | 0 | 0
F1_Commercial_Restaurant_New_Space Heating_Natural Gas_Boiler_E8 | F1 | Commercial | Restaurant | New | Space Heating | Natural Gas | Boiler | E8 | CCE | 0 | 0 | 0 | 0 | 0 | 0 | 0 | 0 | 0 | 0 | 0 | 0 | 0 | 0 | 0 | 0 | 0 | 0 | 0 | 0 | 0 | 0 | 0 | 0 | 0 | 0 | 0 | 0 | 0 | 0
F1_Commercial_Restaurant_New_Space Heating_Natural Gas_Boiler_E9 | F1 | Commercial | Restaurant | New | Space Heating | Natural Gas | Boiler | E9 | CCE | 0 | 0 | 0 | 0 | 0 | 0 | 0 | 0 | 0 | 0 | 0 | 0 | 0 | 0 | 0 | 0 | 0 | 0 | 0 | 0 | 0 | 0 | 0 | 0 | 0 | 0 | 0 | 0 | 0 | 0
F1_Commercial_Restaurant_New_Space Heating_Natural Gas_Boiler_E10 | F1 | Commercial | Restaurant | New | Space Heating | Natural Gas | Boiler | E10 | CCE | 0 | 0 | 0 | 0 | 0 | 0 | 0 | 0 | 0 | 0 | 0 | 0 | 0 | 0 | 0 | 0 | 0 | 0 | 0 | 0 | 0 | 0 | 0 | 0 | 0 | 0 | 0 | 0 | 0 | 0
F2_Commercial_Restaurant_New_Space Heating_Natural Gas_Boiler_E1 | F2 | Commercial | Restaurant | New | Space Heating | Natural Gas | Boiler | E1 | TRC BC Ratio | 0.9 | 0.9 | 0.9 | 0.9 | 0.9 | 0.9 | 0.9 | 0.9 | 0.9 | 0.9 | 0.9 | 0.9 | 0.9 | 0.9 | 0.9 | 0.9 | 0.9 | 0.9 | 0.9 | 0.9 | 0.9 | 0.9 | 0 | 0 | 0 | 0 | 0 | 0 | 0 | 0
F2_Commercial_Restaurant_New_Space Heating_Natural Gas_Boiler_E2 | F2 | Commercial | Restaurant | New | Space Heating | Natural Gas | Boiler | E2 | TRC BC Ratio | 1.4457 | 1.4631 | 1.4818 | 1.5055 | 1.5338 | 1.5654 | 1.5955 | 1.6235 | 1.6511 | 1.6791 | 1.708 | 1.7375 | 1.7673 | 1.7983 | 1.8289 | 1.8603 | 1.893 | 1.9261 | 1.9597 | 1.9936 | 2.0275 | 2.0612 | 0 | 0 | 0 | 0 | 0 | 0 | 0 | 0
F2_Commercial_Restaurant_New_Space Heating_Natural Gas_Boiler_E3 | F2 | Commercial | Restaurant | New | Space Heating | Natural Gas | Boiler | E3 | TRC BC Ratio | 1.4318 | 1.449 | 1.4675 | 1.491 | 1.519 | 1.5503 | 1.5801 | 1.6079 | 1.6352 | 1.6629 | 1.6916 | 1.7208 | 1.7503 | 1.781 | 1.8113 | 1.8424 | 1.8747 | 1.9075 | 1.9408 | 1.9744 | 2.008 | 2.0414 | 0 | 0 | 0 | 0 | 0 | 0 | 0 | 0
F2_Commercial_Restaurant_New_Space Heating_Natural Gas_Boiler_E4 | F2 | Commercial | Restaurant | New | Space Heating | Natural Gas | Boiler | E4 | TRC BC Ratio | 0.22893 | 0.23213 | 0.23534 | 0.23888 | 0.24279 | 0.24702 | 0.25128 | 0.25553 | 0.25988 | 0.26437 | 0.26906 | 0.27394 | 0.279 | 0.28432 | 0.28969 | 0.29516 | 0.30079 | 0.30652 | 0.31236 | 0.31825 | 0.32416 | 0.33004 | 0 | 0 | 0 | 0 | 0 | 0 | 0 | 0
F2_Commercial_Restaurant_New_Space Heating_Natural Gas_Boiler_E5 | F2 | Commercial | Restaurant | New | Space Heating | Natural Gas | Boiler | E5 | TRC BC Ratio | 0 | 0 | 0 | 0 | 0 | 0 | 0 | 0 | 0 | 0 | 0 | 0 | 0 | 0 | 0 | 0 | 0 | 0 | 0 | 0 | 0 | 0 | 0 | 0 | 0 | 0 | 0 | 0 | 0 | 0
F2_Commercial_Restaurant_New_Space Heating_Natural Gas_Boiler_E6 | F2 | Commercial | Restaurant | New | Space Heating | Natural Gas | Boiler | E6 | TRC BC Ratio | 0 | 0 | 0 | 0 | 0 | 0 | 0 | 0 | 0 | 0 | 0 | 0 | 0 | 0 | 0 | 0 | 0 | 0 | 0 | 0 | 0 | 0 | 0 | 0 | 0 | 0 | 0 | 0 | 0 | 0
F2_Commercial_Restaurant_New_Space Heating_Natural Gas_Boiler_E7 | F2 | Commercial | Restaurant | New | Space Heating | Natural Gas | Boiler | E7 | TRC BC Ratio | 0 | 0 | 0 | 0 | 0 | 0 | 0 | 0 | 0 | 0 | 0 | 0 | 0 | 0 | 0 | 0 | 0 | 0 | 0 | 0 | 0 | 0 | 0 | 0 | 0 | 0 | 0 | 0 | 0 | 0
F2_Commercial_Restaurant_New_Space Heating_Natural Gas_Boiler_E8 | F2 | Commercial | Restaurant | New | Space Heating | Natural Gas | Boiler | E8 | TRC BC Ratio | 0 | 0 | 0 | 0 | 0 | 0 | 0 | 0 | 0 | 0 | 0 | 0 | 0 | 0 | 0 | 0 | 0 | 0 | 0 | 0 | 0 | 0 | 0 | 0 | 0 | 0 | 0 | 0 | 0 | 0
F2_Commercial_Restaurant_New_Space Heating_Natural Gas_Boiler_E9 | F2 | Commercial | Restaurant | New | Space Heating | Natural Gas | Boiler | E9 | TRC BC Ratio | 0 | 0 | 0 | 0 | 0 | 0 | 0 | 0 | 0 | 0 | 0 | 0 | 0 | 0 | 0 | 0 | 0 | 0 | 0 | 0 | 0 | 0 | 0 | 0 | 0 | 0 | 0 | 0 | 0 | 0
F2_Commercial_Restaurant_New_Space Heating_Natural Gas_Boiler_E10 | F2 | Commercial | Restaurant | New | Space Heating | Natural Gas | Boiler | E10 | TRC BC Ratio | 0 | 0 | 0 | 0 | 0 | 0 | 0 | 0 | 0 | 0 | 0 | 0 | 0 | 0 | 0 | 0 | 0 | 0 | 0 | 0 | 0 | 0 | 0 | 0 | 0 | 0 | 0 | 0 | 0 | 0
F3_Commercial_Restaurant_New_Space Heating_Natural Gas_Boiler_E1 | F3 | Commercial | Restaurant | New | Space Heating | Natural Gas | Boiler | E1 | PACT BC Ratio | 0.9 | 0.9 | 0.9 | 0.9 | 0.9 | 0.9 | 0.9 | 0.9 | 0.9 | 0.9 | 0.9 | 0.9 | 0.9 | 0.9 | 0.9 | 0.9 | 0.9 | 0.9 | 0.9 | 0.9 | 0.9 | 0.9 | 0 | 0 | 0 | 0 | 0 | 0 | 0 | 0
F3_Commercial_Restaurant_New_Space Heating_Natural Gas_Boiler_E2 | F3 | Commercial | Restaurant | New | Space Heating | Natural Gas | Boiler | E2 | PACT BC Ratio | 1.4887 | 1.5067 | 1.5259 | 1.5503 | 1.5794 | 1.6119 | 1.643 | 1.6719 | 1.7003 | 1.729 | 1.7588 | 1.7893 | 1.8199 | 1.8518 | 1.8834 | 1.9156 | 1.9493 | 1.9834 | 2.018 | 2.053 | 2.0879 | 2.1226 | 0 | 0 | 0 | 0 | 0 | 0 | 0 | 0
F3_Commercial_Restaurant_New_Space Heating_Natural Gas_Boiler_E3 | F3 | Commercial | Restaurant | New | Space Heating | Natural Gas | Boiler | E3 | PACT BC Ratio | 1.4744 | 1.4921 | 1.5112 | 1.5354 | 1.5642 | 1.5964 | 1.6271 | 1.6558 | 1.6839 | 1.7124 | 1.7419 | 1.772 | 1.8024 | 1.834 | 1.8652 | 1.8972 | 1.9305 | 1.9643 | 1.9986 | 2.0332 | 2.0678 | 2.1021 | 0 | 0 | 0 | 0 | 0 | 0 | 0 | 0
F3_Commercial_Restaurant_New_Space Heating_Natural Gas_Boiler_E4 | F3 | Commercial | Restaurant | New | Space Heating | Natural Gas | Boiler | E4 | PACT BC Ratio | 0.23575 | 0.23903 | 0.24234 | 0.24599 | 0.25002 | 0.25437 | 0.25876 | 0.26314 | 0.26761 | 0.27224 | 0.27707 | 0.28209 | 0.28731 | 0.29278 | 0.29831 | 0.30395 | 0.30974 | 0.31564 | 0.32165 | 0.32773 | 0.33381 | 0.33986 | 0 | 0 | 0 | 0 | 0 | 0 | 0 | 0
F3_Commercial_Restaurant_New_Space Heating_Natural Gas_Boiler_E5 | F3 | Commercial | Restaurant | New | Space Heating | Natural Gas | Boiler | E5 | PACT BC Ratio | 0 | 0 | 0 | 0 | 0 | 0 | 0 | 0 | 0 | 0 | 0 | 0 | 0 | 0 | 0 | 0 | 0 | 0 | 0 | 0 | 0 | 0 | 0 | 0 | 0 | 0 | 0 | 0 | 0 | 0
F3_Commercial_Restaurant_New_Space Heating_Natural Gas_Boiler_E6 | F3 | Commercial | Restaurant | New | Space Heating | Natural Gas | Boiler | E6 | PACT BC Ratio | 0 | 0 | 0 | 0 | 0 | 0 | 0 | 0 | 0 | 0 | 0 | 0 | 0 | 0 | 0 | 0 | 0 | 0 | 0 | 0 | 0 | 0 | 0 | 0 | 0 | 0 | 0 | 0 | 0 | 0
F3_Commercial_Restaurant_New_Space Heating_Natural Gas_Boiler_E7 | F3 | Commercial | Restaurant | New | Space Heating | Natural Gas | Boiler | E7 | PACT BC Ratio | 0 | 0 | 0 | 0 | 0 | 0 | 0 | 0 | 0 | 0 | 0 | 0 | 0 | 0 | 0 | 0 | 0 | 0 | 0 | 0 | 0 | 0 | 0 | 0 | 0 | 0 | 0 | 0 | 0 | 0
F3_Commercial_Restaurant_New_Space Heating_Natural Gas_Boiler_E8 | F3 | Commercial | Restaurant | New | Space Heating | Natural Gas | Boiler | E8 | PACT BC Ratio | 0 | 0 | 0 | 0 | 0 | 0 | 0 | 0 | 0 | 0 | 0 | 0 | 0 | 0 | 0 | 0 | 0 | 0 | 0 | 0 | 0 | 0 | 0 | 0 | 0 | 0 | 0 | 0 | 0 | 0
F3_Commercial_Restaurant_New_Space Heating_Natural Gas_Boiler_E9 | F3 | Commercial | Restaurant | New | Space Heating | Natural Gas | Boiler | E9 | PACT BC Ratio | 0 | 0 | 0 | 0 | 0 | 0 | 0 | 0 | 0 | 0 | 0 | 0 | 0 | 0 | 0 | 0 | 0 | 0 | 0 | 0 | 0 | 0 | 0 | 0 | 0 | 0 | 0 | 0 | 0 | 0
F3_Commercial_Restaurant_New_Space Heating_Natural Gas_Boiler_E10 | F3 | Commercial | Restaurant | New | Space Heating | Natural Gas | Boiler | E10 | PACT BC Ratio | 0 | 0 | 0 | 0 | 0 | 0 | 0 | 0 | 0 | 0 | 0 | 0 | 0 | 0 | 0 | 0 | 0 | 0 | 0 | 0 | 0 | 0 | 0 | 0 | 0 | 0 | 0 | 0 | 0 | 0
F4_Commercial_Restaurant_New_Space Heating_Natural Gas_Boiler_E1 | F4 | Commercial | Restaurant | New | Space Heating | Natural Gas | Boiler | E1 | PCT BC Ratio | 0.9 | 0.9 | 0.9 | 0.9 | 0.9 | 0.9 | 0.9 | 0.9 | 0.9 | 0.9 | 0.9 | 0.9 | 0.9 | 0.9 | 0.9 | 0.9 | 0.9 | 0.9 | 0.9 | 0.9 | 0.9 | 0.9 | 0 | 0 | 0 | 0 | 0 | 0 | 0 | 0
F4_Commercial_Restaurant_New_Space Heating_Natural Gas_Boiler_E2 | F4 | Commercial | Restaurant | New | Space Heating | Natural Gas | Boiler | E2 | PCT BC Ratio | 4.4664 | 4.5088 | 4.5543 | 4.6123 | 4.6811 | 4.7582 | 4.8316 | 4.9001 | 4.9673 | 5.0354 | 5.106 | 5.178 | 5.2506 | 5.3261 | 5.4009 | 5.4773 | 5.557 | 5.6378 | 5.7198 | 5.8025 | 5.8851 | 5.9673 | 0 | 0 | 0 | 0 | 0 | 0 | 0 | 0
F4_Commercial_Restaurant_New_Space Heating_Natural Gas_Boiler_E3 | F4 | Commercial | Restaurant | New | Space Heating | Natural Gas | Boiler | E3 | PCT BC Ratio | 4.4324 | 4.4745 | 4.5195 | 4.5769 | 4.6451 | 4.7214 | 4.7942 | 4.8619 | 4.9286 | 4.996 | 5.0659 | 5.1372 | 5.2091 | 5.2839 | 5.3579 | 5.4336 | 5.5125 | 5.5926 | 5.6737 | 5.7557 | 5.8375 | 5.9189 | 0 | 0 | 0 | 0 | 0 | 0 | 0 | 0
F4_Commercial_Restaurant_New_Space Heating_Natural Gas_Boiler_E4 | F4 | Commercial | Restaurant | New | Space Heating | Natural Gas | Boiler | E4 | PCT BC Ratio | 1.4994 | 1.5072 | 1.515 | 1.5237 | 1.5332 | 1.5435 | 1.5539 | 1.5643 | 1.5749 | 1.5858 | 1.5973 | 1.6092 | 1.6215 | 1.6345 | 1.6476 | 1.6609 | 1.6746 | 1.6886 | 1.7028 | 1.7172 | 1.7316 | 1.7459 | 0 | 0 | 0 | 0 | 0 | 0 | 0 | 0
F4_Commercial_Restaurant_New_Space Heating_Natural Gas_Boiler_E5 | F4 | Commercial | Restaurant | New | Space Heating | Natural Gas | Boiler | E5 | PCT BC Ratio | 0 | 0 | 0 | 0 | 0 | 0 | 0 | 0 | 0 | 0 | 0 | 0 | 0 | 0 | 0 | 0 | 0 | 0 | 0 | 0 | 0 | 0 | 0 | 0 | 0 | 0 | 0 | 0 | 0 | 0
F4_Commercial_Restaurant_New_Space Heating_Natural Gas_Boiler_E6 | F4 | Commercial | Restaurant | New | Space Heating | Natural Gas | Boiler | E6 | PCT BC Ratio | 0 | 0 | 0 | 0 | 0 | 0 | 0 | 0 | 0 | 0 | 0 | 0 | 0 | 0 | 0 | 0 | 0 | 0 | 0 | 0 | 0 | 0 | 0 | 0 | 0 | 0 | 0 | 0 | 0 | 0
F4_Commercial_Restaurant_New_Space Heating_Natural Gas_Boiler_E7 | F4 | Commercial | Restaurant | New | Space Heating | Natural Gas | Boiler | E7 | PCT BC Ratio | 0 | 0 | 0 | 0 | 0 | 0 | 0 | 0 | 0 | 0 | 0 | 0 | 0 | 0 | 0 | 0 | 0 | 0 | 0 | 0 | 0 | 0 | 0 | 0 | 0 | 0 | 0 | 0 | 0 | 0
F4_Commercial_Restaurant_New_Space Heating_Natural Gas_Boiler_E8 | F4 | Commercial | Restaurant | New | Space Heating | Natural Gas | Boiler | E8 | PCT BC Ratio | 0 | 0 | 0 | 0 | 0 | 0 | 0 | 0 | 0 | 0 | 0 | 0 | 0 | 0 | 0 | 0 | 0 | 0 | 0 | 0 | 0 | 0 | 0 | 0 | 0 | 0 | 0 | 0 | 0 | 0
F4_Commercial_Restaurant_New_Space Heating_Natural Gas_Boiler_E9 | F4 | Commercial | Restaurant | New | Space Heating | Natural Gas | Boiler | E9 | PCT BC Ratio | 0 | 0 | 0 | 0 | 0 | 0 | 0 | 0 | 0 | 0 | 0 | 0 | 0 | 0 | 0 | 0 | 0 | 0 | 0 | 0 | 0 | 0 | 0 | 0 | 0 | 0 | 0 | 0 | 0 | 0
F4_Commercial_Restaurant_New_Space Heating_Natural Gas_Boiler_E10 | F4 | Commercial | Restaurant | New | Space Heating | Natural Gas | Boiler | E10 | PCT BC Ratio | 0 | 0 | 0 | 0 | 0 | 0 | 0 | 0 | 0 | 0 | 0 | 0 | 0 | 0 | 0 | 0 | 0 | 0 | 0 | 0 | 0 | 0 | 0 | 0 | 0 | 0 | 0 | 0 | 0 | 0
F5_Commercial_Restaurant_New_Space Heating_Natural Gas_Boiler_E1 | F5 | Commercial | Restaurant | New | Space Heating | Natural Gas | Boiler | E1 | RIM BC Ratio | 0.9 | 0.9 | 0.9 | 0.9 | 0.9 | 0.9 | 0.9 | 0.9 | 0.9 | 0.9 | 0.9 | 0.9 | 0.9 | 0.9 | 0.9 | 0.9 | 0.9 | 0.9 | 0.9 | 0.9 | 0.9 | 0.9 | 0 | 0 | 0 | 0 | 0 | 0 | 0 | 0
F5_Commercial_Restaurant_New_Space Heating_Natural Gas_Boiler_E2 | F5 | Commercial | Restaurant | New | Space Heating | Natural Gas | Boiler | E2 | RIM BC Ratio | 0.53482 | 0.53712 | 0.53954 | 0.54257 | 0.54609 | 0.54992 | 0.55349 | 0.55673 | 0.55985 | 0.56293 | 0.56605 | 0.56917 | 0.57223 | 0.57535 | 0.57836 | 0.58137 | 0.58443 | 0.58746 | 0.59046 | 0.59341 | 0.5963 | 0.59909 | 0 | 0 | 0 | 0 | 0 | 0 | 0 | 0
F5_Commercial_Restaurant_New_Space Heating_Natural Gas_Boiler_E3 | F5 | Commercial | Restaurant | New | Space Heating | Natural Gas | Boiler | E3 | RIM BC Ratio | 0.53296 | 0.53526 | 0.53769 | 0.54073 | 0.54426 | 0.54811 | 0.55168 | 0.55493 | 0.55806 | 0.56115 | 0.56429 | 0.56741 | 0.57049 | 0.57361 | 0.57664 | 0.57966 | 0.58273 | 0.58577 | 0.58878 | 0.59175 | 0.59464 | 0.59745 | 0 | 0 | 0 | 0 | 0 | 0 | 0 | 0
F5_Commercial_Restaurant_New_Space Heating_Natural Gas_Boiler_E4 | F5 | Commercial | Restaurant | New | Space Heating | Natural Gas | Boiler | E4 | RIM BC Ratio | 0.18383 | 0.18582 | 0.18781 | 0.18999 | 0.19239 | 0.19496 | 0.19753 | 0.20007 | 0.20264 | 0.20528 | 0.20802 | 0.21084 | 0.21374 | 0.21675 | 0.21977 | 0.22281 | 0.22591 | 0.22903 | 0.23218 | 0.23533 | 0.23845 | 0.24152 | 0 | 0 | 0 | 0 | 0 | 0 | 0 | 0
F5_Commercial_Restaurant_New_Space Heating_Natural Gas_Boiler_E5 | F5 | Commercial | Restaurant | New | Space Heating | Natural Gas | Boiler | E5 | RIM BC Ratio | 0 | 0 | 0 | 0 | 0 | 0 | 0 | 0 | 0 | 0 | 0 | 0 | 0 | 0 | 0 | 0 | 0 | 0 | 0 | 0 | 0 | 0 | 0 | 0 | 0 | 0 | 0 | 0 | 0 | 0
F5_Commercial_Restaurant_New_Space Heating_Natural Gas_Boiler_E6 | F5 | Commercial | Restaurant | New | Space Heating | Natural Gas | Boiler | E6 | RIM BC Ratio | 0 | 0 | 0 | 0 | 0 | 0 | 0 | 0 | 0 | 0 | 0 | 0 | 0 | 0 | 0 | 0 | 0 | 0 | 0 | 0 | 0 | 0 | 0 | 0 | 0 | 0 | 0 | 0 | 0 | 0
F5_Commercial_Restaurant_New_Space Heating_Natural Gas_Boiler_E7 | F5 | Commercial | Restaurant | New | Space Heating | Natural Gas | Boiler | E7 | RIM BC Ratio | 0 | 0 | 0 | 0 | 0 | 0 | 0 | 0 | 0 | 0 | 0 | 0 | 0 | 0 | 0 | 0 | 0 | 0 | 0 | 0 | 0 | 0 | 0 | 0 | 0 | 0 | 0 | 0 | 0 | 0
F5_Commercial_Restaurant_New_Space Heating_Natural Gas_Boiler_E8 | F5 | Commercial | Restaurant | New | Space Heating | Natural Gas | Boiler | E8 | RIM BC Ratio | 0 | 0 | 0 | 0 | 0 | 0 | 0 | 0 | 0 | 0 | 0 | 0 | 0 | 0 | 0 | 0 | 0 | 0 | 0 | 0 | 0 | 0 | 0 | 0 | 0 | 0 | 0 | 0 | 0 | 0
F5_Commercial_Restaurant_New_Space Heating_Natural Gas_Boiler_E9 | F5 | Commercial | Restaurant | New | Space Heating | Natural Gas | Boiler | E9 | RIM BC Ratio | 0 | 0 | 0 | 0 | 0 | 0 | 0 | 0 | 0 | 0 | 0 | 0 | 0 | 0 | 0 | 0 | 0 | 0 | 0 | 0 | 0 | 0 | 0 | 0 | 0 | 0 | 0 | 0 | 0 | 0
F5_Commercial_Restaurant_New_Space Heating_Natural Gas_Boiler_E10 | F5 | Commercial | Restaurant | New | Space Heating | Natural Gas | Boiler | E10 | RIM BC Ratio | 0 | 0 | 0 | 0 | 0 | 0 | 0 | 0 | 0 | 0 | 0 | 0 | 0 | 0 | 0 | 0 | 0 | 0 | 0 | 0 | 0 | 0 | 0 | 0 | 0 | 0 | 0 | 0 | 0 | 0
F0_Commercial_Restaurant_New_Space Heating_Natural Gas_Unit Heater_E0 | F0 | Commercial | Restaurant | New | Space Heating | Natural Gas | Unit Heater | E0 | Economic Unit | Infrared Radiant | Infrared Radiant | Infrared Radiant | Infrared Radiant | Infrared Radiant | Infrared Radiant | Infrared Radiant | Infrared Radiant | Infrared Radiant | Infrared Radiant | Infrared Radiant | Infrared Radiant | Infrared Radiant | Infrared Radiant | Infrared Radiant | Infrared Radiant | Infrared Radiant | Infrared Radiant | Infrared Radiant | Infrared Radiant | Infrared Radiant | Infrared Radiant | 0 | 0 | 0 | 0 | 0 | 0 | 0 | 0
F1_Commercial_Restaurant_New_Space Heating_Natural Gas_Unit Heater_E1 | F1 | Commercial | Restaurant | New | Space Heating | Natural Gas | Unit Heater | E1 | CCE | 0 | 0 | 0 | 0 | 0 | 0 | 0 | 0 | 0 | 0 | 0 | 0 | 0 | 0 | 0 | 0 | 0 | 0 | 0 | 0 | 0 | 0 | 0 | 0 | 0 | 0 | 0 | 0 | 0 | 0
F1_Commercial_Restaurant_New_Space Heating_Natural Gas_Unit Heater_E2 | F1 | Commercial | Restaurant | New | Space Heating | Natural Gas | Unit Heater | E2 | CCE | 0.025298 | 0.025298 | 0.026577 | 0.026173 | 0.025781 | 0.02529 | 0.025221 | 0.025059 | 0.024908 | 0.024681 | 0.024645 | 0.024532 | 0.024431 | 0.024238 | 0.024263 | 0.024189 | 0.024116 | 0.023957 | 0.024004 | 0.023957 | 0.023922 | 0.023788 | 0 | 0 | 0 | 0 | 0 | 0 | 0 | 0
F1_Commercial_Restaurant_New_Space Heating_Natural Gas_Unit Heater_E3 | F1 | Commercial | Restaurant | New | Space Heating | Natural Gas | Unit Heater | E3 | CCE | 0.0011378 | 0.0011378 | 0.0011954 | 0.0011772 | 0.0011596 | 0.0011375 | 0.0011344 | 0.0011271 | 0.0011203 | 0.0011101 | 0.0011085 | 0.0011034 | 0.0010988 | 0.0010902 | 0.0010913 | 0.001088 | 0.0010847 | 0.0010775 | 0.0010796 | 0.0010775 | 0.001076 | 0.0010699 | 0 | 0 | 0 | 0 | 0 | 0 | 0 | 0
F1_Commercial_Restaurant_New_Space Heating_Natural Gas_Unit Heater_E4 | F1 | Commercial | Restaurant | New | Space Heating | Natural Gas | Unit Heater | E4 | CCE | 0 | 0 | 0 | 0 | 0 | 0 | 0 | 0 | 0 | 0 | 0 | 0 | 0 | 0 | 0 | 0 | 0 | 0 | 0 | 0 | 0 | 0 | 0 | 0 | 0 | 0 | 0 | 0 | 0 | 0
F1_Commercial_Restaurant_New_Space Heating_Natural Gas_Unit Heater_E5 | F1 | Commercial | Restaurant | New | Space Heating | Natural Gas | Unit Heater | E5 | CCE | 0 | 0 | 0 | 0 | 0 | 0 | 0 | 0 | 0 | 0 | 0 | 0 | 0 | 0 | 0 | 0 | 0 | 0 | 0 | 0 | 0 | 0 | 0 | 0 | 0 | 0 | 0 | 0 | 0 | 0
F1_Commercial_Restaurant_New_Space Heating_Natural Gas_Unit Heater_E6 | F1 | Commercial | Restaurant | New | Space Heating | Natural Gas | Unit Heater | E6 | CCE | 0 | 0 | 0 | 0 | 0 | 0 | 0 | 0 | 0 | 0 | 0 | 0 | 0 | 0 | 0 | 0 | 0 | 0 | 0 | 0 | 0 | 0 | 0 | 0 | 0 | 0 | 0 | 0 | 0 | 0
F1_Commercial_Restaurant_New_Space Heating_Natural Gas_Unit Heater_E7 | F1 | Commercial | Restaurant | New | Space Heating | Natural Gas | Unit Heater | E7 | CCE | 0 | 0 | 0 | 0 | 0 | 0 | 0 | 0 | 0 | 0 | 0 | 0 | 0 | 0 | 0 | 0 | 0 | 0 | 0 | 0 | 0 | 0 | 0 | 0 | 0 | 0 | 0 | 0 | 0 | 0
F1_Commercial_Restaurant_New_Space Heating_Natural Gas_Unit Heater_E8 | F1 | Commercial | Restaurant | New | Space Heating | Natural Gas | Unit Heater | E8 | CCE | 0 | 0 | 0 | 0 | 0 | 0 | 0 | 0 | 0 | 0 | 0 | 0 | 0 | 0 | 0 | 0 | 0 | 0 | 0 | 0 | 0 | 0 | 0 | 0 | 0 | 0 | 0 | 0 | 0 | 0
F1_Commercial_Restaurant_New_Space Heating_Natural Gas_Unit Heater_E9 | F1 | Commercial | Restaurant | New | Space Heating | Natural Gas | Unit Heater | E9 | CCE | 0 | 0 | 0 | 0 | 0 | 0 | 0 | 0 | 0 | 0 | 0 | 0 | 0 | 0 | 0 | 0 | 0 | 0 | 0 | 0 | 0 | 0 | 0 | 0 | 0 | 0 | 0 | 0 | 0 | 0
F1_Commercial_Restaurant_New_Space Heating_Natural Gas_Unit Heater_E10 | F1 | Commercial | Restaurant | New | Space Heating | Natural Gas | Unit Heater | E10 | CCE | 0 | 0 | 0 | 0 | 0 | 0 | 0 | 0 | 0 | 0 | 0 | 0 | 0 | 0 | 0 | 0 | 0 | 0 | 0 | 0 | 0 | 0 | 0 | 0 | 0 | 0 | 0 | 0 | 0 | 0
F2_Commercial_Restaurant_New_Space Heating_Natural Gas_Unit Heater_E1 | F2 | Commercial | Restaurant | New | Space Heating | Natural Gas | Unit Heater | E1 | TRC BC Ratio | 0.9 | 0.9 | 0.9 | 0.9 | 0.9 | 0.9 | 0.9 | 0.9 | 0.9 | 0.9 | 0.9 | 0.9 | 0.9 | 0.9 | 0.9 | 0.9 | 0.9 | 0.9 | 0.9 | 0.9 | 0.9 | 0.9 | 0 | 0 | 0 | 0 | 0 | 0 | 0 | 0
F2_Commercial_Restaurant_New_Space Heating_Natural Gas_Unit Heater_E2 | F2 | Commercial | Restaurant | New | Space Heating | Natural Gas | Unit Heater | E2 | TRC BC Ratio | 0.35171 | 0.35472 | 0.35832 | 0.36428 | 0.37222 | 0.3816 | 0.39021 | 0.39788 | 0.40532 | 0.41254 | 0.41981 | 0.42689 | 0.43355 | 0.44022 | 0.44659 | 0.45313 | 0.46012 | 0.46716 | 0.47426 | 0.48138 | 0.48843 | 0.49538 | 0 | 0 | 0 | 0 | 0 | 0 | 0 | 0
F2_Commercial_Restaurant_New_Space Heating_Natural Gas_Unit Heater_E3 | F2 | Commercial | Restaurant | New | Space Heating | Natural Gas | Unit Heater | E3 | TRC BC Ratio | 6.8506 | 6.8286 | 6.8252 | 6.9114 | 7.0978 | 7.356 | 7.5942 | 7.8144 | 8.0481 | 8.2587 | 8.4576 | 8.6317 | 8.7675 | 8.8576 | 8.9311 | 9.0076 | 9.0994 | 9.1891 | 9.2771 | 9.362 | 9.4392 | 9.5076 | 0 | 0 | 0 | 0 | 0 | 0 | 0 | 0
F2_Commercial_Restaurant_New_Space Heating_Natural Gas_Unit Heater_E4 | F2 | Commercial | Restaurant | New | Space Heating | Natural Gas | Unit Heater | E4 | TRC BC Ratio | 0 | 0 | 0 | 0 | 0 | 0 | 0 | 0 | 0 | 0 | 0 | 0 | 0 | 0 | 0 | 0 | 0 | 0 | 0 | 0 | 0 | 0 | 0 | 0 | 0 | 0 | 0 | 0 | 0 | 0
F2_Commercial_Restaurant_New_Space Heating_Natural Gas_Unit Heater_E5 | F2 | Commercial | Restaurant | New | Space Heating | Natural Gas | Unit Heater | E5 | TRC BC Ratio | 0 | 0 | 0 | 0 | 0 | 0 | 0 | 0 | 0 | 0 | 0 | 0 | 0 | 0 | 0 | 0 | 0 | 0 | 0 | 0 | 0 | 0 | 0 | 0 | 0 | 0 | 0 | 0 | 0 | 0
F2_Commercial_Restaurant_New_Space Heating_Natural Gas_Unit Heater_E6 | F2 | Commercial | Restaurant | New | Space Heating | Natural Gas | Unit Heater | E6 | TRC BC Ratio | 0 | 0 | 0 | 0 | 0 | 0 | 0 | 0 | 0 | 0 | 0 | 0 | 0 | 0 | 0 | 0 | 0 | 0 | 0 | 0 | 0 | 0 | 0 | 0 | 0 | 0 | 0 | 0 | 0 | 0
F2_Commercial_Restaurant_New_Space Heating_Natural Gas_Unit Heater_E7 | F2 | Commercial | Restaurant | New | Space Heating | Natural Gas | Unit Heater | E7 | TRC BC Ratio | 0 | 0 | 0 | 0 | 0 | 0 | 0 | 0 | 0 | 0 | 0 | 0 | 0 | 0 | 0 | 0 | 0 | 0 | 0 | 0 | 0 | 0 | 0 | 0 | 0 | 0 | 0 | 0 | 0 | 0
F2_Commercial_Restaurant_New_Space Heating_Natural Gas_Unit Heater_E8 | F2 | Commercial | Restaurant | New | Space Heating | Natural Gas | Unit Heater | E8 | TRC BC Ratio | 0 | 0 | 0 | 0 | 0 | 0 | 0 | 0 | 0 | 0 | 0 | 0 | 0 | 0 | 0 | 0 | 0 | 0 | 0 | 0 | 0 | 0 | 0 | 0 | 0 | 0 | 0 | 0 | 0 | 0
F2_Commercial_Restaurant_New_Space Heating_Natural Gas_Unit Heater_E9 | F2 | Commercial | Restaurant | New | Space Heating | Natural Gas | Unit Heater | E9 | TRC BC Ratio | 0 | 0 | 0 | 0 | 0 | 0 | 0 | 0 | 0 | 0 | 0 | 0 | 0 | 0 | 0 | 0 | 0 | 0 | 0 | 0 | 0 | 0 | 0 | 0 | 0 | 0 | 0 | 0 | 0 | 0
F2_Commercial_Restaurant_New_Space Heating_Natural Gas_Unit Heater_E10 | F2 | Commercial | Restaurant | New | Space Heating | Natural Gas | Unit Heater | E10 | TRC BC Ratio | 0 | 0 | 0 | 0 | 0 | 0 | 0 | 0 | 0 | 0 | 0 | 0 | 0 | 0 | 0 | 0 | 0 | 0 | 0 | 0 | 0 | 0 | 0 | 0 | 0 | 0 | 0 | 0 | 0 | 0
F3_Commercial_Restaurant_New_Space Heating_Natural Gas_Unit Heater_E1 | F3 | Commercial | Restaurant | New | Space Heating | Natural Gas | Unit Heater | E1 | PACT BC Ratio | 0.9 | 0.9 | 0.9 | 0.9 | 0.9 | 0.9 | 0.9 | 0.9 | 0.9 | 0.9 | 0.9 | 0.9 | 0.9 | 0.9 | 0.9 | 0.9 | 0.9 | 0.9 | 0.9 | 0.9 | 0.9 | 0.9 | 0 | 0 | 0 | 0 | 0 | 0 | 0 | 0
F3_Commercial_Restaurant_New_Space Heating_Natural Gas_Unit Heater_E2 | F3 | Commercial | Restaurant | New | Space Heating | Natural Gas | Unit Heater | E2 | PACT BC Ratio | 0.74493 | 0.75131 | 0.75894 | 0.77156 | 0.78839 | 0.80825 | 0.82649 | 0.84273 | 0.85849 | 0.87378 | 0.88919 | 0.90417 | 0.91828 | 0.93241 | 0.94591 | 0.95975 | 0.97456 | 0.98947 | 1.0045 | 1.0196 | 1.0345 | 1.0492 | 0 | 0 | 0 | 0 | 0 | 0 | 0 | 0
F3_Commercial_Restaurant_New_Space Heating_Natural Gas_Unit Heater_E3 | F3 | Commercial | Restaurant | New | Space Heating | Natural Gas | Unit Heater | E3 | PACT BC Ratio | 14.5099 | 14.4632 | 14.4561 | 14.6387 | 15.0334 | 15.5804 | 16.085 | 16.5514 | 17.0463 | 17.4923 | 17.9137 | 18.2824 | 18.5701 | 18.7607 | 18.9164 | 19.0784 | 19.273 | 19.463 | 19.6493 | 19.8292 | 19.9928 | 20.1376 | 0 | 0 | 0 | 0 | 0 | 0 | 0 | 0
F3_Commercial_Restaurant_New_Space Heating_Natural Gas_Unit Heater_E4 | F3 | Commercial | Restaurant | New | Space Heating | Natural Gas | Unit Heater | E4 | PACT BC Ratio | 0 | 0 | 0 | 0 | 0 | 0 | 0 | 0 | 0 | 0 | 0 | 0 | 0 | 0 | 0 | 0 | 0 | 0 | 0 | 0 | 0 | 0 | 0 | 0 | 0 | 0 | 0 | 0 | 0 | 0
F3_Commercial_Restaurant_New_Space Heating_Natural Gas_Unit Heater_E5 | F3 | Commercial | Restaurant | New | Space Heating | Natural Gas | Unit Heater | E5 | PACT BC Ratio | 0 | 0 | 0 | 0 | 0 | 0 | 0 | 0 | 0 | 0 | 0 | 0 | 0 | 0 | 0 | 0 | 0 | 0 | 0 | 0 | 0 | 0 | 0 | 0 | 0 | 0 | 0 | 0 | 0 | 0
F3_Commercial_Restaurant_New_Space Heating_Natural Gas_Unit Heater_E6 | F3 | Commercial | Restaurant | New | Space Heating | Natural Gas | Unit Heater | E6 | PACT BC Ratio | 0 | 0 | 0 | 0 | 0 | 0 | 0 | 0 | 0 | 0 | 0 | 0 | 0 | 0 | 0 | 0 | 0 | 0 | 0 | 0 | 0 | 0 | 0 | 0 | 0 | 0 | 0 | 0 | 0 | 0
F3_Commercial_Restaurant_New_Space Heating_Natural Gas_Unit Heater_E7 | F3 | Commercial | Restaurant | New | Space Heating | Natural Gas | Unit Heater | E7 | PACT BC Ratio | 0 | 0 | 0 | 0 | 0 | 0 | 0 | 0 | 0 | 0 | 0 | 0 | 0 | 0 | 0 | 0 | 0 | 0 | 0 | 0 | 0 | 0 | 0 | 0 | 0 | 0 | 0 | 0 | 0 | 0
F3_Commercial_Restaurant_New_Space Heating_Natural Gas_Unit Heater_E8 | F3 | Commercial | Restaurant | New | Space Heating | Natural Gas | Unit Heater | E8 | PACT BC Ratio | 0 | 0 | 0 | 0 | 0 | 0 | 0 | 0 | 0 | 0 | 0 | 0 | 0 | 0 | 0 | 0 | 0 | 0 | 0 | 0 | 0 | 0 | 0 | 0 | 0 | 0 | 0 | 0 | 0 | 0
F3_Commercial_Restaurant_New_Space Heating_Natural Gas_Unit Heater_E9 | F3 | Commercial | Restaurant | New | Space Heating | Natural Gas | Unit Heater | E9 | PACT BC Ratio | 0 | 0 | 0 | 0 | 0 | 0 | 0 | 0 | 0 | 0 | 0 | 0 | 0 | 0 | 0 | 0 | 0 | 0 | 0 | 0 | 0 | 0 | 0 | 0 | 0 | 0 | 0 | 0 | 0 | 0
F3_Commercial_Restaurant_New_Space Heating_Natural Gas_Unit Heater_E10 | F3 | Commercial | Restaurant | New | Space Heating | Natural Gas | Unit Heater | E10 | PACT BC Ratio | 0 | 0 | 0 | 0 | 0 | 0 | 0 | 0 | 0 | 0 | 0 | 0 | 0 | 0 | 0 | 0 | 0 | 0 | 0 | 0 | 0 | 0 | 0 | 0 | 0 | 0 | 0 | 0 | 0 | 0
F4_Commercial_Restaurant_New_Space Heating_Natural Gas_Unit Heater_E1 | F4 | Commercial | Restaurant | New | Space Heating | Natural Gas | Unit Heater | E1 | PCT BC Ratio | 0.9 | 0.9 | 0.9 | 0.9 | 0.9 | 0.9 | 0.9 | 0.9 | 0.9 | 0.9 | 0.9 | 0.9 | 0.9 | 0.9 | 0.9 | 0.9 | 0.9 | 0.9 | 0.9 | 0.9 | 0.9 | 0.9 | 0 | 0 | 0 | 0 | 0 | 0 | 0 | 0
F4_Commercial_Restaurant_New_Space Heating_Natural Gas_Unit Heater_E2 | F4 | Commercial | Restaurant | New | Space Heating | Natural Gas | Unit Heater | E2 | PCT BC Ratio | 0.85851 | 0.8633 | 0.86903 | 0.87852 | 0.89117 | 0.90609 | 0.9198 | 0.93201 | 0.94385 | 0.95533 | 0.96692 | 0.97818 | 0.98878 | 0.99939 | 1.0095 | 1.0199 | 1.0311 | 1.0423 | 1.0536 | 1.0649 | 1.0761 | 1.0872 | 0 | 0 | 0 | 0 | 0 | 0 | 0 | 0
F4_Commercial_Restaurant_New_Space Heating_Natural Gas_Unit Heater_E3 | F4 | Commercial | Restaurant | New | Space Heating | Natural Gas | Unit Heater | E3 | PCT BC Ratio | 11.2028 | 11.1678 | 11.1624 | 11.2996 | 11.5963 | 12.0073 | 12.3865 | 12.737 | 13.1089 | 13.4441 | 13.7607 | 14.0378 | 14.254 | 14.3973 | 14.5143 | 14.6361 | 14.7822 | 14.925 | 15.0651 | 15.2002 | 15.3232 | 15.432 | 0 | 0 | 0 | 0 | 0 | 0 | 0 | 0
F4_Commercial_Restaurant_New_Space Heating_Natural Gas_Unit Heater_E4 | F4 | Commercial | Restaurant | New | Space Heating | Natural Gas | Unit Heater | E4 | PCT BC Ratio | 0 | 0 | 0 | 0 | 0 | 0 | 0 | 0 | 0 | 0 | 0 | 0 | 0 | 0 | 0 | 0 | 0 | 0 | 0 | 0 | 0 | 0 | 0 | 0 | 0 | 0 | 0 | 0 | 0 | 0
F4_Commercial_Restaurant_New_Space Heating_Natural Gas_Unit Heater_E5 | F4 | Commercial | Restaurant | New | Space Heating | Natural Gas | Unit Heater | E5 | PCT BC Ratio | 0 | 0 | 0 | 0 | 0 | 0 | 0 | 0 | 0 | 0 | 0 | 0 | 0 | 0 | 0 | 0 | 0 | 0 | 0 | 0 | 0 | 0 | 0 | 0 | 0 | 0 | 0 | 0 | 0 | 0
F4_Commercial_Restaurant_New_Space Heating_Natural Gas_Unit Heater_E6 | F4 | Commercial | Restaurant | New | Space Heating | Natural Gas | Unit Heater | E6 | PCT BC Ratio | 0 | 0 | 0 | 0 | 0 | 0 | 0 | 0 | 0 | 0 | 0 | 0 | 0 | 0 | 0 | 0 | 0 | 0 | 0 | 0 | 0 | 0 | 0 | 0 | 0 | 0 | 0 | 0 | 0 | 0
F4_Commercial_Restaurant_New_Space Heating_Natural Gas_Unit Heater_E7 | F4 | Commercial | Restaurant | New | Space Heating | Natural Gas | Unit Heater | E7 | PCT BC Ratio | 0 | 0 | 0 | 0 | 0 | 0 | 0 | 0 | 0 | 0 | 0 | 0 | 0 | 0 | 0 | 0 | 0 | 0 | 0 | 0 | 0 | 0 | 0 | 0 | 0 | 0 | 0 | 0 | 0 | 0
F4_Commercial_Restaurant_New_Space Heating_Natural Gas_Unit Heater_E8 | F4 | Commercial | Restaurant | New | Space Heating | Natural Gas | Unit Heater | E8 | PCT BC Ratio | 0 | 0 | 0 | 0 | 0 | 0 | 0 | 0 | 0 | 0 | 0 | 0 | 0 | 0 | 0 | 0 | 0 | 0 | 0 | 0 | 0 | 0 | 0 | 0 | 0 | 0 | 0 | 0 | 0 | 0
F4_Commercial_Restaurant_New_Space Heating_Natural Gas_Unit Heater_E9 | F4 | Commercial | Restaurant | New | Space Heating | Natural Gas | Unit Heater | E9 | PCT BC Ratio | 0 | 0 | 0 | 0 | 0 | 0 | 0 | 0 | 0 | 0 | 0 | 0 | 0 | 0 | 0 | 0 | 0 | 0 | 0 | 0 | 0 | 0 | 0 | 0 | 0 | 0 | 0 | 0 | 0 | 0
F4_Commercial_Restaurant_New_Space Heating_Natural Gas_Unit Heater_E10 | F4 | Commercial | Restaurant | New | Space Heating | Natural Gas | Unit Heater | E10 | PCT BC Ratio | 0 | 0 | 0 | 0 | 0 | 0 | 0 | 0 | 0 | 0 | 0 | 0 | 0 | 0 | 0 | 0 | 0 | 0 | 0 | 0 | 0 | 0 | 0 | 0 | 0 | 0 | 0 | 0 | 0 | 0
F5_Commercial_Restaurant_New_Space Heating_Natural Gas_Unit Heater_E1 | F5 | Commercial | Restaurant | New | Space Heating | Natural Gas | Unit Heater | E1 | RIM BC Ratio | 0.9 | 0.9 | 0.9 | 0.9 | 0.9 | 0.9 | 0.9 | 0.9 | 0.9 | 0.9 | 0.9 | 0.9 | 0.9 | 0.9 | 0.9 | 0.9 | 0.9 | 0.9 | 0.9 | 0.9 | 0.9 | 0.9 | 0 | 0 | 0 | 0 | 0 | 0 | 0 | 0
F5_Commercial_Restaurant_New_Space Heating_Natural Gas_Unit Heater_E2 | F5 | Commercial | Restaurant | New | Space Heating | Natural Gas | Unit Heater | E2 | RIM BC Ratio | 0.39363 | 0.3954 | 0.3975 | 0.40094 | 0.40544 | 0.41062 | 0.41528 | 0.41934 | 0.42321 | 0.42689 | 0.43054 | 0.43402 | 0.43724 | 0.44042 | 0.44341 | 0.44643 | 0.44961 | 0.45275 | 0.45587 | 0.45896 | 0.46196 | 0.46487 | 0 | 0 | 0 | 0 | 0 | 0 | 0 | 0
F5_Commercial_Restaurant_New_Space Heating_Natural Gas_Unit Heater_E3 | F5 | Commercial | Restaurant | New | Space Heating | Natural Gas | Unit Heater | E3 | RIM BC Ratio | 0.78928 | 0.78914 | 0.78912 | 0.78965 | 0.79077 | 0.79224 | 0.7935 | 0.79461 | 0.79572 | 0.79666 | 0.79752 | 0.79824 | 0.79878 | 0.79913 | 0.79941 | 0.79969 | 0.80003 | 0.80036 | 0.80067 | 0.80096 | 0.80123 | 0.80146 | 0 | 0 | 0 | 0 | 0 | 0 | 0 | 0
F5_Commercial_Restaurant_New_Space Heating_Natural Gas_Unit Heater_E4 | F5 | Commercial | Restaurant | New | Space Heating | Natural Gas | Unit Heater | E4 | RIM BC Ratio | 0 | 0 | 0 | 0 | 0 | 0 | 0 | 0 | 0 | 0 | 0 | 0 | 0 | 0 | 0 | 0 | 0 | 0 | 0 | 0 | 0 | 0 | 0 | 0 | 0 | 0 | 0 | 0 | 0 | 0
F5_Commercial_Restaurant_New_Space Heating_Natural Gas_Unit Heater_E5 | F5 | Commercial | Restaurant | New | Space Heating | Natural Gas | Unit Heater | E5 | RIM BC Ratio | 0 | 0 | 0 | 0 | 0 | 0 | 0 | 0 | 0 | 0 | 0 | 0 | 0 | 0 | 0 | 0 | 0 | 0 | 0 | 0 | 0 | 0 | 0 | 0 | 0 | 0 | 0 | 0 | 0 | 0
F5_Commercial_Restaurant_New_Space Heating_Natural Gas_Unit Heater_E6 | F5 | Commercial | Restaurant | New | Space Heating | Natural Gas | Unit Heater | E6 | RIM BC Ratio | 0 | 0 | 0 | 0 | 0 | 0 | 0 | 0 | 0 | 0 | 0 | 0 | 0 | 0 | 0 | 0 | 0 | 0 | 0 | 0 | 0 | 0 | 0 | 0 | 0 | 0 | 0 | 0 | 0 | 0
F5_Commercial_Restaurant_New_Space Heating_Natural Gas_Unit Heater_E7 | F5 | Commercial | Restaurant | New | Space Heating | Natural Gas | Unit Heater | E7 | RIM BC Ratio | 0 | 0 | 0 | 0 | 0 | 0 | 0 | 0 | 0 | 0 | 0 | 0 | 0 | 0 | 0 | 0 | 0 | 0 | 0 | 0 | 0 | 0 | 0 | 0 | 0 | 0 | 0 | 0 | 0 | 0
F5_Commercial_Restaurant_New_Space Heating_Natural Gas_Unit Heater_E8 | F5 | Commercial | Restaurant | New | Space Heating | Natural Gas | Unit Heater | E8 | RIM BC Ratio | 0 | 0 | 0 | 0 | 0 | 0 | 0 | 0 | 0 | 0 | 0 | 0 | 0 | 0 | 0 | 0 | 0 | 0 | 0 | 0 | 0 | 0 | 0 | 0 | 0 | 0 | 0 | 0 | 0 | 0
F5_Commercial_Restaurant_New_Space Heating_Natural Gas_Unit Heater_E9 | F5 | Commercial | Restaurant | New | Space Heating | Natural Gas | Unit Heater | E9 | RIM BC Ratio | 0 | 0 | 0 | 0 | 0 | 0 | 0 | 0 | 0 | 0 | 0 | 0 | 0 | 0 | 0 | 0 | 0 | 0 | 0 | 0 | 0 | 0 | 0 | 0 | 0 | 0 | 0 | 0 | 0 | 0
F5_Commercial_Restaurant_New_Space Heating_Natural Gas_Unit Heater_E10 | F5 | Commercial | Restaurant | New | Space Heating | Natural Gas | Unit Heater | E10 | RIM BC Ratio | 0 | 0 | 0 | 0 | 0 | 0 | 0 | 0 | 0 | 0 | 0 | 0 | 0 | 0 | 0 | 0 | 0 | 0 | 0 | 0 | 0 | 0 | 0 | 0 | 0 | 0 | 0 | 0 | 0 | 0
F0_Commercial_Restaurant_New_Water Heating_Natural Gas_Water Heater_E0 | F0 | Commercial | Restaurant | New | Water Heating | Natural Gas | Water Heater | E0 | Economic Unit | Gas-Fired Absorption HPWH | Gas-Fired Absorption HPWH | Gas-Fired Absorption HPWH | Gas-Fired Absorption HPWH | Gas-Fired Absorption HPWH | Gas-Fired Absorption HPWH | Gas-Fired Absorption HPWH | Gas-Fired Absorption HPWH | Gas-Fired Absorption HPWH | Gas-Fired Absorption HPWH | Gas-Fired Absorption HPWH | Gas-Fired Absorption HPWH | Gas-Fired Absorption HPWH | Gas-Fired Absorption HPWH | Gas-Fired Absorption HPWH | Gas-Fired Absorption HPWH | Gas-Fired Absorption HPWH | Gas-Fired Absorption HPWH | Gas-Fired Absorption HPWH | Gas-Fired Absorption HPWH | Gas-Fired Absorption HPWH | Gas-Fired Absorption HPWH | 0 | 0 | 0 | 0 | 0 | 0 | 0 | 0
F1_Commercial_Restaurant_New_Water Heating_Natural Gas_Water Heater_E1 | F1 | Commercial | Restaurant | New | Water Heating | Natural Gas | Water Heater | E1 | CCE | 0 | 0 | 0 | 0 | 0 | 0 | 0 | 0 | 0 | 0 | 0 | 0 | 0 | 0 | 0 | 0 | 0 | 0 | 0 | 0 | 0 | 0 | 0 | 0 | 0 | 0 | 0 | 0 | 0 | 0
F1_Commercial_Restaurant_New_Water Heating_Natural Gas_Water Heater_E2 | F1 | Commercial | Restaurant | New | Water Heating | Natural Gas | Water Heater | E2 | CCE | -0.00018658 | -0.00018658 | -0.00019602 | -0.00019304 | -0.00019014 | -0.00018652 | -0.00018601 | -0.00018482 | -0.00018371 | -0.00018203 | -0.00018177 | -0.00018093 | -0.00018019 | -0.00017876 | -0.00017895 | -0.0001784 | -0.00017787 | -0.00017669 | -0.00017704 | -0.00017669 | -0.00017643 | -0.00017545 | 0 | 0 | 0 | 0 | 0 | 0 | 0 | 0
F1_Commercial_Restaurant_New_Water Heating_Natural Gas_Water Heater_E3 | F1 | Commercial | Restaurant | New | Water Heating | Natural Gas | Water Heater | E3 | CCE | 0.00017375 | 0.00017375 | 0.00018254 | 0.00017977 | 0.00017707 | 0.0001737 | 0.00017323 | 0.00017211 | 0.00017108 | 0.00016951 | 0.00016927 | 0.00016849 | 0.0001678 | 0.00016647 | 0.00016665 | 0.00016614 | 0.00016564 | 0.00016454 | 0.00016487 | 0.00016455 | 0.0001643 | 0.00016339 | 0 | 0 | 0 | 0 | 0 | 0 | 0 | 0
F1_Commercial_Restaurant_New_Water Heating_Natural Gas_Water Heater_E4 | F1 | Commercial | Restaurant | New | Water Heating | Natural Gas | Water Heater | E4 | CCE | -0.00075272 | -0.00075272 | -0.00079079 | -0.00077877 | -0.00076708 | -0.00075249 | -0.00075044 | -0.00074561 | -0.00074112 | -0.00073435 | -0.0007333 | -0.00072993 | -0.00072692 | -0.00072117 | -0.00072193 | -0.00071973 | -0.00071756 | -0.00071282 | -0.00071422 | -0.00071283 | -0.00071178 | -0.0007078 | 0 | 0 | 0 | 0 | 0 | 0 | 0 | 0
F1_Commercial_Restaurant_New_Water Heating_Natural Gas_Water Heater_E5 | F1 | Commercial | Restaurant | New | Water Heating | Natural Gas | Water Heater | E5 | CCE | 0 | 0 | 0 | 0 | 0 | 0 | 0 | 0 | 0 | 0 | 0 | 0 | 0 | 0 | 0 | 0 | 0 | 0 | 0 | 0 | 0 | 0 | 0 | 0 | 0 | 0 | 0 | 0 | 0 | 0
F1_Commercial_Restaurant_New_Water Heating_Natural Gas_Water Heater_E6 | F1 | Commercial | Restaurant | New | Water Heating | Natural Gas | Water Heater | E6 | CCE | 0 | 0 | 0 | 0 | 0 | 0 | 0 | 0 | 0 | 0 | 0 | 0 | 0 | 0 | 0 | 0 | 0 | 0 | 0 | 0 | 0 | 0 | 0 | 0 | 0 | 0 | 0 | 0 | 0 | 0
F1_Commercial_Restaurant_New_Water Heating_Natural Gas_Water Heater_E7 | F1 | Commercial | Restaurant | New | Water Heating | Natural Gas | Water Heater | E7 | CCE | 0 | 0 | 0 | 0 | 0 | 0 | 0 | 0 | 0 | 0 | 0 | 0 | 0 | 0 | 0 | 0 | 0 | 0 | 0 | 0 | 0 | 0 | 0 | 0 | 0 | 0 | 0 | 0 | 0 | 0
F1_Commercial_Restaurant_New_Water Heating_Natural Gas_Water Heater_E8 | F1 | Commercial | Restaurant | New | Water Heating | Natural Gas | Water Heater | E8 | CCE | 0 | 0 | 0 | 0 | 0 | 0 | 0 | 0 | 0 | 0 | 0 | 0 | 0 | 0 | 0 | 0 | 0 | 0 | 0 | 0 | 0 | 0 | 0 | 0 | 0 | 0 | 0 | 0 | 0 | 0
F1_Commercial_Restaurant_New_Water Heating_Natural Gas_Water Heater_E9 | F1 | Commercial | Restaurant | New | Water Heating | Natural Gas | Water Heater | E9 | CCE | 0 | 0 | 0 | 0 | 0 | 0 | 0 | 0 | 0 | 0 | 0 | 0 | 0 | 0 | 0 | 0 | 0 | 0 | 0 | 0 | 0 | 0 | 0 | 0 | 0 | 0 | 0 | 0 | 0 | 0
F1_Commercial_Restaurant_New_Water Heating_Natural Gas_Water Heater_E10 | F1 | Commercial | Restaurant | New | Water Heating | Natural Gas | Water Heater | E10 | CCE | 0 | 0 | 0 | 0 | 0 | 0 | 0 | 0 | 0 | 0 | 0 | 0 | 0 | 0 | 0 | 0 | 0 | 0 | 0 | 0 | 0 | 0 | 0 | 0 | 0 | 0 | 0 | 0 | 0 | 0
F2_Commercial_Restaurant_New_Water Heating_Natural Gas_Water Heater_E1 | F2 | Commercial | Restaurant | New | Water Heating | Natural Gas | Water Heater | E1 | TRC BC Ratio | 0.9 | 0.9 | 0.9 | 0.9 | 0.9 | 0.9 | 0.9 | 0.9 | 0.9 | 0.9 | 0.9 | 0.9 | 0.9 | 0.9 | 0.9 | 0.9 | 0.9 | 0.9 | 0.9 | 0.9 | 0.9 | 0.9 | 0 | 0 | 0 | 0 | 0 | 0 | 0 | 0
F2_Commercial_Restaurant_New_Water Heating_Natural Gas_Water Heater_E2 | F2 | Commercial | Restaurant | New | Water Heating | Natural Gas | Water Heater | E2 | TRC BC Ratio | 0.9 | 0.9 | 0.9 | 0.9 | 0.9 | 0.9 | 0.9 | 0.9 | 0.9 | 0.9 | 0.9 | 0.9 | 0.9 | 0.9 | 0.9 | 0.9 | 0.9 | 0.9 | 0.9 | 0.9 | 0.9 | 0.9 | 0 | 0 | 0 | 0 | 0 | 0 | 0 | 0
F2_Commercial_Restaurant_New_Water Heating_Natural Gas_Water Heater_E3 | F2 | Commercial | Restaurant | New | Water Heating | Natural Gas | Water Heater | E3 | TRC BC Ratio | 50.4006 | 50.7365 | 51.1716 | 52.0119 | 53.1783 | 54.5821 | 55.8565 | 56.9484 | 57.9849 | 59.0434 | 60.1767 | 61.2823 | 62.3276 | 63.3803 | 64.3106 | 65.1913 | 66.1445 | 67.101 | 68.0627 | 69.0244 | 69.9682 | 70.8894 | 0 | 0 | 0 | 0 | 0 | 0 | 0 | 0
F2_Commercial_Restaurant_New_Water Heating_Natural Gas_Water Heater_E4 | F2 | Commercial | Restaurant | New | Water Heating | Natural Gas | Water Heater | E4 | TRC BC Ratio | 0.9 | 0.9 | 0.9 | 0.9 | 0.9 | 0.9 | 0.9 | 0.9 | 0.9 | 0.9 | 0.9 | 0.9 | 0.9 | 0.9 | 0.9 | 0.9 | 0.9 | 0.9 | 0.9 | 0.9 | 0.9 | 0.9 | 0 | 0 | 0 | 0 | 0 | 0 | 0 | 0
F2_Commercial_Restaurant_New_Water Heating_Natural Gas_Water Heater_E5 | F2 | Commercial | Restaurant | New | Water Heating | Natural Gas | Water Heater | E5 | TRC BC Ratio | 0 | 0 | 0 | 0 | 0 | 0 | 0 | 0 | 0 | 0 | 0 | 0 | 0 | 0 | 0 | 0 | 0 | 0 | 0 | 0 | 0 | 0 | 0 | 0 | 0 | 0 | 0 | 0 | 0 | 0
F2_Commercial_Restaurant_New_Water Heating_Natural Gas_Water Heater_E6 | F2 | Commercial | Restaurant | New | Water Heating | Natural Gas | Water Heater | E6 | TRC BC Ratio | 0 | 0 | 0 | 0 | 0 | 0 | 0 | 0 | 0 | 0 | 0 | 0 | 0 | 0 | 0 | 0 | 0 | 0 | 0 | 0 | 0 | 0 | 0 | 0 | 0 | 0 | 0 | 0 | 0 | 0
F2_Commercial_Restaurant_New_Water Heating_Natural Gas_Water Heater_E7 | F2 | Commercial | Restaurant | New | Water Heating | Natural Gas | Water Heater | E7 | TRC BC Ratio | 0 | 0 | 0 | 0 | 0 | 0 | 0 | 0 | 0 | 0 | 0 | 0 | 0 | 0 | 0 | 0 | 0 | 0 | 0 | 0 | 0 | 0 | 0 | 0 | 0 | 0 | 0 | 0 | 0 | 0
F2_Commercial_Restaurant_New_Water Heating_Natural Gas_Water Heater_E8 | F2 | Commercial | Restaurant | New | Water Heating | Natural Gas | Water Heater | E8 | TRC BC Ratio | 0 | 0 | 0 | 0 | 0 | 0 | 0 | 0 | 0 | 0 | 0 | 0 | 0 | 0 | 0 | 0 | 0 | 0 | 0 | 0 | 0 | 0 | 0 | 0 | 0 | 0 | 0 | 0 | 0 | 0
F2_Commercial_Restaurant_New_Water Heating_Natural Gas_Water Heater_E9 | F2 | Commercial | Restaurant | New | Water Heating | Natural Gas | Water Heater | E9 | TRC BC Ratio | 0 | 0 | 0 | 0 | 0 | 0 | 0 | 0 | 0 | 0 | 0 | 0 | 0 | 0 | 0 | 0 | 0 | 0 | 0 | 0 | 0 | 0 | 0 | 0 | 0 | 0 | 0 | 0 | 0 | 0
F2_Commercial_Restaurant_New_Water Heating_Natural Gas_Water Heater_E10 | F2 | Commercial | Restaurant | New | Water Heating | Natural Gas | Water Heater | E10 | TRC BC Ratio | 0 | 0 | 0 | 0 | 0 | 0 | 0 | 0 | 0 | 0 | 0 | 0 | 0 | 0 | 0 | 0 | 0 | 0 | 0 | 0 | 0 | 0 | 0 | 0 | 0 | 0 | 0 | 0 | 0 | 0
F3_Commercial_Restaurant_New_Water Heating_Natural Gas_Water Heater_E1 | F3 | Commercial | Restaurant | New | Water Heating | Natural Gas | Water Heater | E1 | PACT BC Ratio | 0.9 | 0.9 | 0.9 | 0.9 | 0.9 | 0.9 | 0.9 | 0.9 | 0.9 | 0.9 | 0.9 | 0.9 | 0.9 | 0.9 | 0.9 | 0.9 | 0.9 | 0.9 | 0.9 | 0.9 | 0.9 | 0.9 | 0 | 0 | 0 | 0 | 0 | 0 | 0 | 0
F3_Commercial_Restaurant_New_Water Heating_Natural Gas_Water Heater_E2 | F3 | Commercial | Restaurant | New | Water Heating | Natural Gas | Water Heater | E2 | PACT BC Ratio | 0.9 | 0.9 | 0.9 | 0.9 | 0.9 | 0.9 | 0.9 | 0.9 | 0.9 | 0.9 | 0.9 | 0.9 | 0.9 | 0.9 | 0.9 | 0.9 | 0.9 | 0.9 | 0.9 | 0.9 | 0.9 | 0.9 | 0 | 0 | 0 | 0 | 0 | 0 | 0 | 0
F3_Commercial_Restaurant_New_Water Heating_Natural Gas_Water Heater_E3 | F3 | Commercial | Restaurant | New | Water Heating | Natural Gas | Water Heater | E3 | PACT BC Ratio | 82.4179 | 82.9671 | 83.6787 | 85.0529 | 86.9603 | 89.2557 | 91.3398 | 93.1253 | 94.8202 | 96.5512 | 98.4044 | 100.2122 | 101.9216 | 103.643 | 105.1644 | 106.6046 | 108.1633 | 109.7274 | 111.3 | 112.8727 | 114.4159 | 115.9224 | 0 | 0 | 0 | 0 | 0 | 0 | 0 | 0
F3_Commercial_Restaurant_New_Water Heating_Natural Gas_Water Heater_E4 | F3 | Commercial | Restaurant | New | Water Heating | Natural Gas | Water Heater | E4 | PACT BC Ratio | 0.9 | 0.9 | 0.9 | 0.9 | 0.9 | 0.9 | 0.9 | 0.9 | 0.9 | 0.9 | 0.9 | 0.9 | 0.9 | 0.9 | 0.9 | 0.9 | 0.9 | 0.9 | 0.9 | 0.9 | 0.9 | 0.9 | 0 | 0 | 0 | 0 | 0 | 0 | 0 | 0
F3_Commercial_Restaurant_New_Water Heating_Natural Gas_Water Heater_E5 | F3 | Commercial | Restaurant | New | Water Heating | Natural Gas | Water Heater | E5 | PACT BC Ratio | 0 | 0 | 0 | 0 | 0 | 0 | 0 | 0 | 0 | 0 | 0 | 0 | 0 | 0 | 0 | 0 | 0 | 0 | 0 | 0 | 0 | 0 | 0 | 0 | 0 | 0 | 0 | 0 | 0 | 0
F3_Commercial_Restaurant_New_Water Heating_Natural Gas_Water Heater_E6 | F3 | Commercial | Restaurant | New | Water Heating | Natural Gas | Water Heater | E6 | PACT BC Ratio | 0 | 0 | 0 | 0 | 0 | 0 | 0 | 0 | 0 | 0 | 0 | 0 | 0 | 0 | 0 | 0 | 0 | 0 | 0 | 0 | 0 | 0 | 0 | 0 | 0 | 0 | 0 | 0 | 0 | 0
F3_Commercial_Restaurant_New_Water Heating_Natural Gas_Water Heater_E7 | F3 | Commercial | Restaurant | New | Water Heating | Natural Gas | Water Heater | E7 | PACT BC Ratio | 0 | 0 | 0 | 0 | 0 | 0 | 0 | 0 | 0 | 0 | 0 | 0 | 0 | 0 | 0 | 0 | 0 | 0 | 0 | 0 | 0 | 0 | 0 | 0 | 0 | 0 | 0 | 0 | 0 | 0
F3_Commercial_Restaurant_New_Water Heating_Natural Gas_Water Heater_E8 | F3 | Commercial | Restaurant | New | Water Heating | Natural Gas | Water Heater | E8 | PACT BC Ratio | 0 | 0 | 0 | 0 | 0 | 0 | 0 | 0 | 0 | 0 | 0 | 0 | 0 | 0 | 0 | 0 | 0 | 0 | 0 | 0 | 0 | 0 | 0 | 0 | 0 | 0 | 0 | 0 | 0 | 0
F3_Commercial_Restaurant_New_Water Heating_Natural Gas_Water Heater_E9 | F3 | Commercial | Restaurant | New | Water Heating | Natural Gas | Water Heater | E9 | PACT BC Ratio | 0 | 0 | 0 | 0 | 0 | 0 | 0 | 0 | 0 | 0 | 0 | 0 | 0 | 0 | 0 | 0 | 0 | 0 | 0 | 0 | 0 | 0 | 0 | 0 | 0 | 0 | 0 | 0 | 0 | 0
F3_Commercial_Restaurant_New_Water Heating_Natural Gas_Water Heater_E10 | F3 | Commercial | Restaurant | New | Water Heating | Natural Gas | Water Heater | E10 | PACT BC Ratio | 0 | 0 | 0 | 0 | 0 | 0 | 0 | 0 | 0 | 0 | 0 | 0 | 0 | 0 | 0 | 0 | 0 | 0 | 0 | 0 | 0 | 0 | 0 | 0 | 0 | 0 | 0 | 0 | 0 | 0
F4_Commercial_Restaurant_New_Water Heating_Natural Gas_Water Heater_E1 | F4 | Commercial | Restaurant | New | Water Heating | Natural Gas | Water Heater | E1 | PCT BC Ratio | 0.9 | 0.9 | 0.9 | 0.9 | 0.9 | 0.9 | 0.9 | 0.9 | 0.9 | 0.9 | 0.9 | 0.9 | 0.9 | 0.9 | 0.9 | 0.9 | 0.9 | 0.9 | 0.9 | 0.9 | 0.9 | 0.9 | 0 | 0 | 0 | 0 | 0 | 0 | 0 | 0
F4_Commercial_Restaurant_New_Water Heating_Natural Gas_Water Heater_E2 | F4 | Commercial | Restaurant | New | Water Heating | Natural Gas | Water Heater | E2 | PCT BC Ratio | 0.9 | 0.9 | 0.9 | 0.9 | 0.9 | 0.9 | 0.9 | 0.9 | 0.9 | 0.9 | 0.9 | 0.9 | 0.9 | 0.9 | 0.9 | 0.9 | 0.9 | 0.9 | 0.9 | 0.9 | 0.9 | 0.9 | 0 | 0 | 0 | 0 | 0 | 0 | 0 | 0
F4_Commercial_Restaurant_New_Water Heating_Natural Gas_Water Heater_E3 | F4 | Commercial | Restaurant | New | Water Heating | Natural Gas | Water Heater | E3 | PCT BC Ratio | 89.2694 | 89.8614 | 90.6285 | 92.1097 | 94.1657 | 96.6401 | 98.8866 | 100.8113 | 102.6382 | 104.5041 | 106.5018 | 108.4505 | 110.2931 | 112.1486 | 113.7885 | 115.341 | 117.0212 | 118.7072 | 120.4023 | 122.0976 | 123.7611 | 125.3849 | 0 | 0 | 0 | 0 | 0 | 0 | 0 | 0
F4_Commercial_Restaurant_New_Water Heating_Natural Gas_Water Heater_E4 | F4 | Commercial | Restaurant | New | Water Heating | Natural Gas | Water Heater | E4 | PCT BC Ratio | 0.9 | 0.9 | 0.9 | 0.9 | 0.9 | 0.9 | 0.9 | 0.9 | 0.9 | 0.9 | 0.9 | 0.9 | 0.9 | 0.9 | 0.9 | 0.9 | 0.9 | 0.9 | 0.9 | 0.9 | 0.9 | 0.9 | 0 | 0 | 0 | 0 | 0 | 0 | 0 | 0
F4_Commercial_Restaurant_New_Water Heating_Natural Gas_Water Heater_E5 | F4 | Commercial | Restaurant | New | Water Heating | Natural Gas | Water Heater | E5 | PCT BC Ratio | 0 | 0 | 0 | 0 | 0 | 0 | 0 | 0 | 0 | 0 | 0 | 0 | 0 | 0 | 0 | 0 | 0 | 0 | 0 | 0 | 0 | 0 | 0 | 0 | 0 | 0 | 0 | 0 | 0 | 0
F4_Commercial_Restaurant_New_Water Heating_Natural Gas_Water Heater_E6 | F4 | Commercial | Restaurant | New | Water Heating | Natural Gas | Water Heater | E6 | PCT BC Ratio | 0 | 0 | 0 | 0 | 0 | 0 | 0 | 0 | 0 | 0 | 0 | 0 | 0 | 0 | 0 | 0 | 0 | 0 | 0 | 0 | 0 | 0 | 0 | 0 | 0 | 0 | 0 | 0 | 0 | 0
F4_Commercial_Restaurant_New_Water Heating_Natural Gas_Water Heater_E7 | F4 | Commercial | Restaurant | New | Water Heating | Natural Gas | Water Heater | E7 | PCT BC Ratio | 0 | 0 | 0 | 0 | 0 | 0 | 0 | 0 | 0 | 0 | 0 | 0 | 0 | 0 | 0 | 0 | 0 | 0 | 0 | 0 | 0 | 0 | 0 | 0 | 0 | 0 | 0 | 0 | 0 | 0
F4_Commercial_Restaurant_New_Water Heating_Natural Gas_Water Heater_E8 | F4 | Commercial | Restaurant | New | Water Heating | Natural Gas | Water Heater | E8 | PCT BC Ratio | 0 | 0 | 0 | 0 | 0 | 0 | 0 | 0 | 0 | 0 | 0 | 0 | 0 | 0 | 0 | 0 | 0 | 0 | 0 | 0 | 0 | 0 | 0 | 0 | 0 | 0 | 0 | 0 | 0 | 0
F4_Commercial_Restaurant_New_Water Heating_Natural Gas_Water Heater_E9 | F4 | Commercial | Restaurant | New | Water Heating | Natural Gas | Water Heater | E9 | PCT BC Ratio | 0 | 0 | 0 | 0 | 0 | 0 | 0 | 0 | 0 | 0 | 0 | 0 | 0 | 0 | 0 | 0 | 0 | 0 | 0 | 0 | 0 | 0 | 0 | 0 | 0 | 0 | 0 | 0 | 0 | 0
F4_Commercial_Restaurant_New_Water Heating_Natural Gas_Water Heater_E10 | F4 | Commercial | Restaurant | New | Water Heating | Natural Gas | Water Heater | E10 | PCT BC Ratio | 0 | 0 | 0 | 0 | 0 | 0 | 0 | 0 | 0 | 0 | 0 | 0 | 0 | 0 | 0 | 0 | 0 | 0 | 0 | 0 | 0 | 0 | 0 | 0 | 0 | 0 | 0 | 0 | 0 | 0
F5_Commercial_Restaurant_New_Water Heating_Natural Gas_Water Heater_E1 | F5 | Commercial | Restaurant | New | Water Heating | Natural Gas | Water Heater | E1 | RIM BC Ratio | 0.9 | 0.9 | 0.9 | 0.9 | 0.9 | 0.9 | 0.9 | 0.9 | 0.9 | 0.9 | 0.9 | 0.9 | 0.9 | 0.9 | 0.9 | 0.9 | 0.9 | 0.9 | 0.9 | 0.9 | 0.9 | 0.9 | 0 | 0 | 0 | 0 | 0 | 0 | 0 | 0
F5_Commercial_Restaurant_New_Water Heating_Natural Gas_Water Heater_E2 | F5 | Commercial | Restaurant | New | Water Heating | Natural Gas | Water Heater | E2 | RIM BC Ratio | 0.9 | 0.9 | 0.9 | 0.9 | 0.9 | 0.9 | 0.9 | 0.9 | 0.9 | 0.9 | 0.9 | 0.9 | 0.9 | 0.9 | 0.9 | 0.9 | 0.9 | 0.9 | 0.9 | 0.9 | 0.9 | 0.9 | 0 | 0 | 0 | 0 | 0 | 0 | 0 | 0
F5_Commercial_Restaurant_New_Water Heating_Natural Gas_Water Heater_E3 | F5 | Commercial | Restaurant | New | Water Heating | Natural Gas | Water Heater | E3 | RIM BC Ratio | 0.82631 | 0.82637 | 0.82644 | 0.82657 | 0.82674 | 0.82695 | 0.82712 | 0.82726 | 0.8274 | 0.82753 | 0.82766 | 0.82778 | 0.8279 | 0.82801 | 0.82811 | 0.82819 | 0.82829 | 0.82838 | 0.82847 | 0.82855 | 0.82863 | 0.82871 | 0 | 0 | 0 | 0 | 0 | 0 | 0 | 0
F5_Commercial_Restaurant_New_Water Heating_Natural Gas_Water Heater_E4 | F5 | Commercial | Restaurant | New | Water Heating | Natural Gas | Water Heater | E4 | RIM BC Ratio | 0.9 | 0.9 | 0.9 | 0.9 | 0.9 | 0.9 | 0.9 | 0.9 | 0.9 | 0.9 | 0.9 | 0.9 | 0.9 | 0.9 | 0.9 | 0.9 | 0.9 | 0.9 | 0.9 | 0.9 | 0.9 | 0.9 | 0 | 0 | 0 | 0 | 0 | 0 | 0 | 0
F5_Commercial_Restaurant_New_Water Heating_Natural Gas_Water Heater_E5 | F5 | Commercial | Restaurant | New | Water Heating | Natural Gas | Water Heater | E5 | RIM BC Ratio | 0 | 0 | 0 | 0 | 0 | 0 | 0 | 0 | 0 | 0 | 0 | 0 | 0 | 0 | 0 | 0 | 0 | 0 | 0 | 0 | 0 | 0 | 0 | 0 | 0 | 0 | 0 | 0 | 0 | 0
F5_Commercial_Restaurant_New_Water Heating_Natural Gas_Water Heater_E6 | F5 | Commercial | Restaurant | New | Water Heating | Natural Gas | Water Heater | E6 | RIM BC Ratio | 0 | 0 | 0 | 0 | 0 | 0 | 0 | 0 | 0 | 0 | 0 | 0 | 0 | 0 | 0 | 0 | 0 | 0 | 0 | 0 | 0 | 0 | 0 | 0 | 0 | 0 | 0 | 0 | 0 | 0
F5_Commercial_Restaurant_New_Water Heating_Natural Gas_Water Heater_E7 | F5 | Commercial | Restaurant | New | Water Heating | Natural Gas | Water Heater | E7 | RIM BC Ratio | 0 | 0 | 0 | 0 | 0 | 0 | 0 | 0 | 0 | 0 | 0 | 0 | 0 | 0 | 0 | 0 | 0 | 0 | 0 | 0 | 0 | 0 | 0 | 0 | 0 | 0 | 0 | 0 | 0 | 0
F5_Commercial_Restaurant_New_Water Heating_Natural Gas_Water Heater_E8 | F5 | Commercial | Restaurant | New | Water Heating | Natural Gas | Water Heater | E8 | RIM BC Ratio | 0 | 0 | 0 | 0 | 0 | 0 | 0 | 0 | 0 | 0 | 0 | 0 | 0 | 0 | 0 | 0 | 0 | 0 | 0 | 0 | 0 | 0 | 0 | 0 | 0 | 0 | 0 | 0 | 0 | 0
F5_Commercial_Restaurant_New_Water Heating_Natural Gas_Water Heater_E9 | F5 | Commercial | Restaurant | New | Water Heating | Natural Gas | Water Heater | E9 | RIM BC Ratio | 0 | 0 | 0 | 0 | 0 | 0 | 0 | 0 | 0 | 0 | 0 | 0 | 0 | 0 | 0 | 0 | 0 | 0 | 0 | 0 | 0 | 0 | 0 | 0 | 0 | 0 | 0 | 0 | 0 | 0
F5_Commercial_Restaurant_New_Water Heating_Natural Gas_Water Heater_E10 | F5 | Commercial | Restaurant | New | Water Heating | Natural Gas | Water Heater | E10 | RIM BC Ratio | 0 | 0 | 0 | 0 | 0 | 0 | 0 | 0 | 0 | 0 | 0 | 0 | 0 | 0 | 0 | 0 | 0 | 0 | 0 | 0 | 0 | 0 | 0 | 0 | 0 | 0 | 0 | 0 | 0 | 0
F0_Commercial_Restaurant_New_Food Preparation_Natural Gas_Oven_E0 | F0 | Commercial | Restaurant | New | Food Preparation | Natural Gas | Oven | E0 | Economic Unit | ENERGY STAR (>44% Baking Efficiency) | ENERGY STAR (>44% Baking Efficiency) | ENERGY STAR (>44% Baking Efficiency) | ENERGY STAR (>44% Baking Efficiency) | ENERGY STAR (>44% Baking Efficiency) | ENERGY STAR (>44% Baking Efficiency) | ENERGY STAR (>44% Baking Efficiency) | ENERGY STAR (>44% Baking Efficiency) | ENERGY STAR (>44% Baking Efficiency) | ENERGY STAR (>44% Baking Efficiency) | ENERGY STAR (>44% Baking Efficiency) | ENERGY STAR (>44% Baking Efficiency) | ENERGY STAR (>44% Baking Efficiency) | ENERGY STAR (>44% Baking Efficiency) | ENERGY STAR (>44% Baking Efficiency) | ENERGY STAR (>44% Baking Efficiency) | ENERGY STAR (>44% Baking Efficiency) | ENERGY STAR (>44% Baking Efficiency) | ENERGY STAR (>44% Baking Efficiency) | ENERGY STAR (>44% Baking Efficiency) | ENERGY STAR (>44% Baking Efficiency) | ENERGY STAR (>44% Baking Efficiency) | 0 | 0 | 0 | 0 | 0 | 0 | 0 | 0
F1_Commercial_Restaurant_New_Food Preparation_Natural Gas_Oven_E1 | F1 | Commercial | Restaurant | New | Food Preparation | Natural Gas | Oven | E1 | CCE | 0 | 0 | 0 | 0 | 0 | 0 | 0 | 0 | 0 | 0 | 0 | 0 | 0 | 0 | 0 | 0 | 0 | 0 | 0 | 0 | 0 | 0 | 0 | 0 | 0 | 0 | 0 | 0 | 0 | 0
F1_Commercial_Restaurant_New_Food Preparation_Natural Gas_Oven_E2 | F1 | Commercial | Restaurant | New | Food Preparation | Natural Gas | Oven | E2 | CCE | 0.00045896 | 0.00045896 | 0.00048217 | 0.00047484 | 0.00046772 | 0.00045882 | 0.00045757 | 0.00045463 | 0.00045189 | 0.00044776 | 0.00044712 | 0.00044507 | 0.00044323 | 0.00043973 | 0.00044019 | 0.00043885 | 0.00043753 | 0.00043464 | 0.00043549 | 0.00043464 | 0.000434 | 0.00043158 | 0 | 0 | 0 | 0 | 0 | 0 | 0 | 0
F1_Commercial_Restaurant_New_Food Preparation_Natural Gas_Oven_E3 | F1 | Commercial | Restaurant | New | Food Preparation | Natural Gas | Oven | E3 | CCE | 0 | 0 | 0 | 0 | 0 | 0 | 0 | 0 | 0 | 0 | 0 | 0 | 0 | 0 | 0 | 0 | 0 | 0 | 0 | 0 | 0 | 0 | 0 | 0 | 0 | 0 | 0 | 0 | 0 | 0
F1_Commercial_Restaurant_New_Food Preparation_Natural Gas_Oven_E4 | F1 | Commercial | Restaurant | New | Food Preparation | Natural Gas | Oven | E4 | CCE | 0 | 0 | 0 | 0 | 0 | 0 | 0 | 0 | 0 | 0 | 0 | 0 | 0 | 0 | 0 | 0 | 0 | 0 | 0 | 0 | 0 | 0 | 0 | 0 | 0 | 0 | 0 | 0 | 0 | 0
F1_Commercial_Restaurant_New_Food Preparation_Natural Gas_Oven_E5 | F1 | Commercial | Restaurant | New | Food Preparation | Natural Gas | Oven | E5 | CCE | 0 | 0 | 0 | 0 | 0 | 0 | 0 | 0 | 0 | 0 | 0 | 0 | 0 | 0 | 0 | 0 | 0 | 0 | 0 | 0 | 0 | 0 | 0 | 0 | 0 | 0 | 0 | 0 | 0 | 0
F1_Commercial_Restaurant_New_Food Preparation_Natural Gas_Oven_E6 | F1 | Commercial | Restaurant | New | Food Preparation | Natural Gas | Oven | E6 | CCE | 0 | 0 | 0 | 0 | 0 | 0 | 0 | 0 | 0 | 0 | 0 | 0 | 0 | 0 | 0 | 0 | 0 | 0 | 0 | 0 | 0 | 0 | 0 | 0 | 0 | 0 | 0 | 0 | 0 | 0
F1_Commercial_Restaurant_New_Food Preparation_Natural Gas_Oven_E7 | F1 | Commercial | Restaurant | New | Food Preparation | Natural Gas | Oven | E7 | CCE | 0 | 0 | 0 | 0 | 0 | 0 | 0 | 0 | 0 | 0 | 0 | 0 | 0 | 0 | 0 | 0 | 0 | 0 | 0 | 0 | 0 | 0 | 0 | 0 | 0 | 0 | 0 | 0 | 0 | 0
F1_Commercial_Restaurant_New_Food Preparation_Natural Gas_Oven_E8 | F1 | Commercial | Restaurant | New | Food Preparation | Natural Gas | Oven | E8 | CCE | 0 | 0 | 0 | 0 | 0 | 0 | 0 | 0 | 0 | 0 | 0 | 0 | 0 | 0 | 0 | 0 | 0 | 0 | 0 | 0 | 0 | 0 | 0 | 0 | 0 | 0 | 0 | 0 | 0 | 0
F1_Commercial_Restaurant_New_Food Preparation_Natural Gas_Oven_E9 | F1 | Commercial | Restaurant | New | Food Preparation | Natural Gas | Oven | E9 | CCE | 0 | 0 | 0 | 0 | 0 | 0 | 0 | 0 | 0 | 0 | 0 | 0 | 0 | 0 | 0 | 0 | 0 | 0 | 0 | 0 | 0 | 0 | 0 | 0 | 0 | 0 | 0 | 0 | 0 | 0
F1_Commercial_Restaurant_New_Food Preparation_Natural Gas_Oven_E10 | F1 | Commercial | Restaurant | New | Food Preparation | Natural Gas | Oven | E10 | CCE | 0 | 0 | 0 | 0 | 0 | 0 | 0 | 0 | 0 | 0 | 0 | 0 | 0 | 0 | 0 | 0 | 0 | 0 | 0 | 0 | 0 | 0 | 0 | 0 | 0 | 0 | 0 | 0 | 0 | 0
F2_Commercial_Restaurant_New_Food Preparation_Natural Gas_Oven_E1 | F2 | Commercial | Restaurant | New | Food Preparation | Natural Gas | Oven | E1 | TRC BC Ratio | 0.9 | 0.9 | 0.9 | 0.9 | 0.9 | 0.9 | 0.9 | 0.9 | 0.9 | 0.9 | 0.9 | 0.9 | 0.9 | 0.9 | 0.9 | 0.9 | 0.9 | 0.9 | 0.9 | 0.9 | 0.9 | 0.9 | 0 | 0 | 0 | 0 | 0 | 0 | 0 | 0
F2_Commercial_Restaurant_New_Food Preparation_Natural Gas_Oven_E2 | F2 | Commercial | Restaurant | New | Food Preparation | Natural Gas | Oven | E2 | TRC BC Ratio | 19.3861 | 19.5519 | 19.7505 | 20.079 | 20.517 | 21.0337 | 21.5085 | 21.9312 | 22.3413 | 22.739 | 23.1401 | 23.5301 | 23.8972 | 24.2648 | 24.6161 | 24.9765 | 25.3618 | 25.7498 | 26.141 | 26.5337 | 26.9222 | 27.305 | 0 | 0 | 0 | 0 | 0 | 0 | 0 | 0
F2_Commercial_Restaurant_New_Food Preparation_Natural Gas_Oven_E3 | F2 | Commercial | Restaurant | New | Food Preparation | Natural Gas | Oven | E3 | TRC BC Ratio | 0 | 0 | 0 | 0 | 0 | 0 | 0 | 0 | 0 | 0 | 0 | 0 | 0 | 0 | 0 | 0 | 0 | 0 | 0 | 0 | 0 | 0 | 0 | 0 | 0 | 0 | 0 | 0 | 0 | 0
F2_Commercial_Restaurant_New_Food Preparation_Natural Gas_Oven_E4 | F2 | Commercial | Restaurant | New | Food Preparation | Natural Gas | Oven | E4 | TRC BC Ratio | 0 | 0 | 0 | 0 | 0 | 0 | 0 | 0 | 0 | 0 | 0 | 0 | 0 | 0 | 0 | 0 | 0 | 0 | 0 | 0 | 0 | 0 | 0 | 0 | 0 | 0 | 0 | 0 | 0 | 0
F2_Commercial_Restaurant_New_Food Preparation_Natural Gas_Oven_E5 | F2 | Commercial | Restaurant | New | Food Preparation | Natural Gas | Oven | E5 | TRC BC Ratio | 0 | 0 | 0 | 0 | 0 | 0 | 0 | 0 | 0 | 0 | 0 | 0 | 0 | 0 | 0 | 0 | 0 | 0 | 0 | 0 | 0 | 0 | 0 | 0 | 0 | 0 | 0 | 0 | 0 | 0
F2_Commercial_Restaurant_New_Food Preparation_Natural Gas_Oven_E6 | F2 | Commercial | Restaurant | New | Food Preparation | Natural Gas | Oven | E6 | TRC BC Ratio | 0 | 0 | 0 | 0 | 0 | 0 | 0 | 0 | 0 | 0 | 0 | 0 | 0 | 0 | 0 | 0 | 0 | 0 | 0 | 0 | 0 | 0 | 0 | 0 | 0 | 0 | 0 | 0 | 0 | 0
F2_Commercial_Restaurant_New_Food Preparation_Natural Gas_Oven_E7 | F2 | Commercial | Restaurant | New | Food Preparation | Natural Gas | Oven | E7 | TRC BC Ratio | 0 | 0 | 0 | 0 | 0 | 0 | 0 | 0 | 0 | 0 | 0 | 0 | 0 | 0 | 0 | 0 | 0 | 0 | 0 | 0 | 0 | 0 | 0 | 0 | 0 | 0 | 0 | 0 | 0 | 0
F2_Commercial_Restaurant_New_Food Preparation_Natural Gas_Oven_E8 | F2 | Commercial | Restaurant | New | Food Preparation | Natural Gas | Oven | E8 | TRC BC Ratio | 0 | 0 | 0 | 0 | 0 | 0 | 0 | 0 | 0 | 0 | 0 | 0 | 0 | 0 | 0 | 0 | 0 | 0 | 0 | 0 | 0 | 0 | 0 | 0 | 0 | 0 | 0 | 0 | 0 | 0
F2_Commercial_Restaurant_New_Food Preparation_Natural Gas_Oven_E9 | F2 | Commercial | Restaurant | New | Food Preparation | Natural Gas | Oven | E9 | TRC BC Ratio | 0 | 0 | 0 | 0 | 0 | 0 | 0 | 0 | 0 | 0 | 0 | 0 | 0 | 0 | 0 | 0 | 0 | 0 | 0 | 0 | 0 | 0 | 0 | 0 | 0 | 0 | 0 | 0 | 0 | 0
F2_Commercial_Restaurant_New_Food Preparation_Natural Gas_Oven_E10 | F2 | Commercial | Restaurant | New | Food Preparation | Natural Gas | Oven | E10 | TRC BC Ratio | 0 | 0 | 0 | 0 | 0 | 0 | 0 | 0 | 0 | 0 | 0 | 0 | 0 | 0 | 0 | 0 | 0 | 0 | 0 | 0 | 0 | 0 | 0 | 0 | 0 | 0 | 0 | 0 | 0 | 0
F3_Commercial_Restaurant_New_Food Preparation_Natural Gas_Oven_E1 | F3 | Commercial | Restaurant | New | Food Preparation | Natural Gas | Oven | E1 | PACT BC Ratio | 0.9 | 0.9 | 0.9 | 0.9 | 0.9 | 0.9 | 0.9 | 0.9 | 0.9 | 0.9 | 0.9 | 0.9 | 0.9 | 0.9 | 0.9 | 0.9 | 0.9 | 0.9 | 0.9 | 0.9 | 0.9 | 0.9 | 0 | 0 | 0 | 0 | 0 | 0 | 0 | 0
F3_Commercial_Restaurant_New_Food Preparation_Natural Gas_Oven_E2 | F3 | Commercial | Restaurant | New | Food Preparation | Natural Gas | Oven | E2 | PACT BC Ratio | 19.3861 | 19.5519 | 19.7505 | 20.079 | 20.517 | 21.0337 | 21.5085 | 21.9312 | 22.3413 | 22.739 | 23.1401 | 23.5301 | 23.8972 | 24.2648 | 24.6161 | 24.9765 | 25.3618 | 25.7498 | 26.141 | 26.5337 | 26.9222 | 27.305 | 0 | 0 | 0 | 0 | 0 | 0 | 0 | 0
F3_Commercial_Restaurant_New_Food Preparation_Natural Gas_Oven_E3 | F3 | Commercial | Restaurant | New | Food Preparation | Natural Gas | Oven | E3 | PACT BC Ratio | 0 | 0 | 0 | 0 | 0 | 0 | 0 | 0 | 0 | 0 | 0 | 0 | 0 | 0 | 0 | 0 | 0 | 0 | 0 | 0 | 0 | 0 | 0 | 0 | 0 | 0 | 0 | 0 | 0 | 0
F3_Commercial_Restaurant_New_Food Preparation_Natural Gas_Oven_E4 | F3 | Commercial | Restaurant | New | Food Preparation | Natural Gas | Oven | E4 | PACT BC Ratio | 0 | 0 | 0 | 0 | 0 | 0 | 0 | 0 | 0 | 0 | 0 | 0 | 0 | 0 | 0 | 0 | 0 | 0 | 0 | 0 | 0 | 0 | 0 | 0 | 0 | 0 | 0 | 0 | 0 | 0
F3_Commercial_Restaurant_New_Food Preparation_Natural Gas_Oven_E5 | F3 | Commercial | Restaurant | New | Food Preparation | Natural Gas | Oven | E5 | PACT BC Ratio | 0 | 0 | 0 | 0 | 0 | 0 | 0 | 0 | 0 | 0 | 0 | 0 | 0 | 0 | 0 | 0 | 0 | 0 | 0 | 0 | 0 | 0 | 0 | 0 | 0 | 0 | 0 | 0 | 0 | 0
F3_Commercial_Restaurant_New_Food Preparation_Natural Gas_Oven_E6 | F3 | Commercial | Restaurant | New | Food Preparation | Natural Gas | Oven | E6 | PACT BC Ratio | 0 | 0 | 0 | 0 | 0 | 0 | 0 | 0 | 0 | 0 | 0 | 0 | 0 | 0 | 0 | 0 | 0 | 0 | 0 | 0 | 0 | 0 | 0 | 0 | 0 | 0 | 0 | 0 | 0 | 0
F3_Commercial_Restaurant_New_Food Preparation_Natural Gas_Oven_E7 | F3 | Commercial | Restaurant | New | Food Preparation | Natural Gas | Oven | E7 | PACT BC Ratio | 0 | 0 | 0 | 0 | 0 | 0 | 0 | 0 | 0 | 0 | 0 | 0 | 0 | 0 | 0 | 0 | 0 | 0 | 0 | 0 | 0 | 0 | 0 | 0 | 0 | 0 | 0 | 0 | 0 | 0
F3_Commercial_Restaurant_New_Food Preparation_Natural Gas_Oven_E8 | F3 | Commercial | Restaurant | New | Food Preparation | Natural Gas | Oven | E8 | PACT BC Ratio | 0 | 0 | 0 | 0 | 0 | 0 | 0 | 0 | 0 | 0 | 0 | 0 | 0 | 0 | 0 | 0 | 0 | 0 | 0 | 0 | 0 | 0 | 0 | 0 | 0 | 0 | 0 | 0 | 0 | 0
F3_Commercial_Restaurant_New_Food Preparation_Natural Gas_Oven_E9 | F3 | Commercial | Restaurant | New | Food Preparation | Natural Gas | Oven | E9 | PACT BC Ratio | 0 | 0 | 0 | 0 | 0 | 0 | 0 | 0 | 0 | 0 | 0 | 0 | 0 | 0 | 0 | 0 | 0 | 0 | 0 | 0 | 0 | 0 | 0 | 0 | 0 | 0 | 0 | 0 | 0 | 0
F3_Commercial_Restaurant_New_Food Preparation_Natural Gas_Oven_E10 | F3 | Commercial | Restaurant | New | Food Preparation | Natural Gas | Oven | E10 | PACT BC Ratio | 0 | 0 | 0 | 0 | 0 | 0 | 0 | 0 | 0 | 0 | 0 | 0 | 0 | 0 | 0 | 0 | 0 | 0 | 0 | 0 | 0 | 0 | 0 | 0 | 0 | 0 | 0 | 0 | 0 | 0
F4_Commercial_Restaurant_New_Food Preparation_Natural Gas_Oven_E1 | F4 | Commercial | Restaurant | New | Food Preparation | Natural Gas | Oven | E1 | PCT BC Ratio | 0.9 | 0.9 | 0.9 | 0.9 | 0.9 | 0.9 | 0.9 | 0.9 | 0.9 | 0.9 | 0.9 | 0.9 | 0.9 | 0.9 | 0.9 | 0.9 | 0.9 | 0.9 | 0.9 | 0.9 | 0.9 | 0.9 | 0 | 0 | 0 | 0 | 0 | 0 | 0 | 0
F4_Commercial_Restaurant_New_Food Preparation_Natural Gas_Oven_E2 | F4 | Commercial | Restaurant | New | Food Preparation | Natural Gas | Oven | E2 | PCT BC Ratio | 49.7741 | 50.1913 | 50.6909 | 51.5175 | 52.6194 | 53.9194 | 55.1139 | 56.1776 | 57.2092 | 58.2099 | 59.2191 | 60.2001 | 61.1237 | 62.0487 | 62.9326 | 63.8392 | 64.8088 | 65.7849 | 66.769 | 67.7572 | 68.7346 | 69.6977 | 0 | 0 | 0 | 0 | 0 | 0 | 0 | 0
F4_Commercial_Restaurant_New_Food Preparation_Natural Gas_Oven_E3 | F4 | Commercial | Restaurant | New | Food Preparation | Natural Gas | Oven | E3 | PCT BC Ratio | 0 | 0 | 0 | 0 | 0 | 0 | 0 | 0 | 0 | 0 | 0 | 0 | 0 | 0 | 0 | 0 | 0 | 0 | 0 | 0 | 0 | 0 | 0 | 0 | 0 | 0 | 0 | 0 | 0 | 0
F4_Commercial_Restaurant_New_Food Preparation_Natural Gas_Oven_E4 | F4 | Commercial | Restaurant | New | Food Preparation | Natural Gas | Oven | E4 | PCT BC Ratio | 0 | 0 | 0 | 0 | 0 | 0 | 0 | 0 | 0 | 0 | 0 | 0 | 0 | 0 | 0 | 0 | 0 | 0 | 0 | 0 | 0 | 0 | 0 | 0 | 0 | 0 | 0 | 0 | 0 | 0
F4_Commercial_Restaurant_New_Food Preparation_Natural Gas_Oven_E5 | F4 | Commercial | Restaurant | New | Food Preparation | Natural Gas | Oven | E5 | PCT BC Ratio | 0 | 0 | 0 | 0 | 0 | 0 | 0 | 0 | 0 | 0 | 0 | 0 | 0 | 0 | 0 | 0 | 0 | 0 | 0 | 0 | 0 | 0 | 0 | 0 | 0 | 0 | 0 | 0 | 0 | 0
F4_Commercial_Restaurant_New_Food Preparation_Natural Gas_Oven_E6 | F4 | Commercial | Restaurant | New | Food Preparation | Natural Gas | Oven | E6 | PCT BC Ratio | 0 | 0 | 0 | 0 | 0 | 0 | 0 | 0 | 0 | 0 | 0 | 0 | 0 | 0 | 0 | 0 | 0 | 0 | 0 | 0 | 0 | 0 | 0 | 0 | 0 | 0 | 0 | 0 | 0 | 0
F4_Commercial_Restaurant_New_Food Preparation_Natural Gas_Oven_E7 | F4 | Commercial | Restaurant | New | Food Preparation | Natural Gas | Oven | E7 | PCT BC Ratio | 0 | 0 | 0 | 0 | 0 | 0 | 0 | 0 | 0 | 0 | 0 | 0 | 0 | 0 | 0 | 0 | 0 | 0 | 0 | 0 | 0 | 0 | 0 | 0 | 0 | 0 | 0 | 0 | 0 | 0
F4_Commercial_Restaurant_New_Food Preparation_Natural Gas_Oven_E8 | F4 | Commercial | Restaurant | New | Food Preparation | Natural Gas | Oven | E8 | PCT BC Ratio | 0 | 0 | 0 | 0 | 0 | 0 | 0 | 0 | 0 | 0 | 0 | 0 | 0 | 0 | 0 | 0 | 0 | 0 | 0 | 0 | 0 | 0 | 0 | 0 | 0 | 0 | 0 | 0 | 0 | 0
F4_Commercial_Restaurant_New_Food Preparation_Natural Gas_Oven_E9 | F4 | Commercial | Restaurant | New | Food Preparation | Natural Gas | Oven | E9 | PCT BC Ratio | 0 | 0 | 0 | 0 | 0 | 0 | 0 | 0 | 0 | 0 | 0 | 0 | 0 | 0 | 0 | 0 | 0 | 0 | 0 | 0 | 0 | 0 | 0 | 0 | 0 | 0 | 0 | 0 | 0 | 0
F4_Commercial_Restaurant_New_Food Preparation_Natural Gas_Oven_E10 | F4 | Commercial | Restaurant | New | Food Preparation | Natural Gas | Oven | E10 | PCT BC Ratio | 0 | 0 | 0 | 0 | 0 | 0 | 0 | 0 | 0 | 0 | 0 | 0 | 0 | 0 | 0 | 0 | 0 | 0 | 0 | 0 | 0 | 0 | 0 | 0 | 0 | 0 | 0 | 0 | 0 | 0
F5_Commercial_Restaurant_New_Food Preparation_Natural Gas_Oven_E1 | F5 | Commercial | Restaurant | New | Food Preparation | Natural Gas | Oven | E1 | RIM BC Ratio | 0.9 | 0.9 | 0.9 | 0.9 | 0.9 | 0.9 | 0.9 | 0.9 | 0.9 | 0.9 | 0.9 | 0.9 | 0.9 | 0.9 | 0.9 | 0.9 | 0.9 | 0.9 | 0.9 | 0.9 | 0.9 | 0.9 | 0 | 0 | 0 | 0 | 0 | 0 | 0 | 0
F5_Commercial_Restaurant_New_Food Preparation_Natural Gas_Oven_E2 | F5 | Commercial | Restaurant | New | Food Preparation | Natural Gas | Oven | E2 | RIM BC Ratio | 0.80022 | 0.80051 | 0.80083 | 0.80137 | 0.80205 | 0.80282 | 0.8035 | 0.80408 | 0.80462 | 0.80513 | 0.80562 | 0.80608 | 0.80651 | 0.80692 | 0.80731 | 0.80769 | 0.80808 | 0.80847 | 0.80885 | 0.80922 | 0.80958 | 0.80992 | 0 | 0 | 0 | 0 | 0 | 0 | 0 | 0
F5_Commercial_Restaurant_New_Food Preparation_Natural Gas_Oven_E3 | F5 | Commercial | Restaurant | New | Food Preparation | Natural Gas | Oven | E3 | RIM BC Ratio | 0 | 0 | 0 | 0 | 0 | 0 | 0 | 0 | 0 | 0 | 0 | 0 | 0 | 0 | 0 | 0 | 0 | 0 | 0 | 0 | 0 | 0 | 0 | 0 | 0 | 0 | 0 | 0 | 0 | 0
F5_Commercial_Restaurant_New_Food Preparation_Natural Gas_Oven_E4 | F5 | Commercial | Restaurant | New | Food Preparation | Natural Gas | Oven | E4 | RIM BC Ratio | 0 | 0 | 0 | 0 | 0 | 0 | 0 | 0 | 0 | 0 | 0 | 0 | 0 | 0 | 0 | 0 | 0 | 0 | 0 | 0 | 0 | 0 | 0 | 0 | 0 | 0 | 0 | 0 | 0 | 0
F5_Commercial_Restaurant_New_Food Preparation_Natural Gas_Oven_E5 | F5 | Commercial | Restaurant | New | Food Preparation | Natural Gas | Oven | E5 | RIM BC Ratio | 0 | 0 | 0 | 0 | 0 | 0 | 0 | 0 | 0 | 0 | 0 | 0 | 0 | 0 | 0 | 0 | 0 | 0 | 0 | 0 | 0 | 0 | 0 | 0 | 0 | 0 | 0 | 0 | 0 | 0
F5_Commercial_Restaurant_New_Food Preparation_Natural Gas_Oven_E6 | F5 | Commercial | Restaurant | New | Food Preparation | Natural Gas | Oven | E6 | RIM BC Ratio | 0 | 0 | 0 | 0 | 0 | 0 | 0 | 0 | 0 | 0 | 0 | 0 | 0 | 0 | 0 | 0 | 0 | 0 | 0 | 0 | 0 | 0 | 0 | 0 | 0 | 0 | 0 | 0 | 0 | 0
F5_Commercial_Restaurant_New_Food Preparation_Natural Gas_Oven_E7 | F5 | Commercial | Restaurant | New | Food Preparation | Natural Gas | Oven | E7 | RIM BC Ratio | 0 | 0 | 0 | 0 | 0 | 0 | 0 | 0 | 0 | 0 | 0 | 0 | 0 | 0 | 0 | 0 | 0 | 0 | 0 | 0 | 0 | 0 | 0 | 0 | 0 | 0 | 0 | 0 | 0 | 0
F5_Commercial_Restaurant_New_Food Preparation_Natural Gas_Oven_E8 | F5 | Commercial | Restaurant | New | Food Preparation | Natural Gas | Oven | E8 | RIM BC Ratio | 0 | 0 | 0 | 0 | 0 | 0 | 0 | 0 | 0 | 0 | 0 | 0 | 0 | 0 | 0 | 0 | 0 | 0 | 0 | 0 | 0 | 0 | 0 | 0 | 0 | 0 | 0 | 0 | 0 | 0
F5_Commercial_Restaurant_New_Food Preparation_Natural Gas_Oven_E9 | F5 | Commercial | Restaurant | New | Food Preparation | Natural Gas | Oven | E9 | RIM BC Ratio | 0 | 0 | 0 | 0 | 0 | 0 | 0 | 0 | 0 | 0 | 0 | 0 | 0 | 0 | 0 | 0 | 0 | 0 | 0 | 0 | 0 | 0 | 0 | 0 | 0 | 0 | 0 | 0 | 0 | 0
F5_Commercial_Restaurant_New_Food Preparation_Natural Gas_Oven_E10 | F5 | Commercial | Restaurant | New | Food Preparation | Natural Gas | Oven | E10 | RIM BC Ratio | 0 | 0 | 0 | 0 | 0 | 0 | 0 | 0 | 0 | 0 | 0 | 0 | 0 | 0 | 0 | 0 | 0 | 0 | 0 | 0 | 0 | 0 | 0 | 0 | 0 | 0 | 0 | 0 | 0 | 0
F0_Commercial_Restaurant_New_Food Preparation_Natural Gas_Conveyor Oven_E0 | F0 | Commercial | Restaurant | New | Food Preparation | Natural Gas | Conveyor Oven | E0 | Economic Unit | Efficient (>44% Baking Efficiency) | Efficient (>44% Baking Efficiency) | Efficient (>44% Baking Efficiency) | Efficient (>44% Baking Efficiency) | Efficient (>44% Baking Efficiency) | Efficient (>44% Baking Efficiency) | Efficient (>44% Baking Efficiency) | Efficient (>44% Baking Efficiency) | Efficient (>44% Baking Efficiency) | Efficient (>44% Baking Efficiency) | Efficient (>44% Baking Efficiency) | Efficient (>44% Baking Efficiency) | Efficient (>44% Baking Efficiency) | Efficient (>44% Baking Efficiency) | Efficient (>44% Baking Efficiency) | Efficient (>44% Baking Efficiency) | Efficient (>44% Baking Efficiency) | Efficient (>44% Baking Efficiency) | Efficient (>44% Baking Efficiency) | Efficient (>44% Baking Efficiency) | Efficient (>44% Baking Efficiency) | Efficient (>44% Baking Efficiency) | 0 | 0 | 0 | 0 | 0 | 0 | 0 | 0
F1_Commercial_Restaurant_New_Food Preparation_Natural Gas_Conveyor Oven_E1 | F1 | Commercial | Restaurant | New | Food Preparation | Natural Gas | Conveyor Oven | E1 | CCE | 0 | 0 | 0 | 0 | 0 | 0 | 0 | 0 | 0 | 0 | 0 | 0 | 0 | 0 | 0 | 0 | 0 | 0 | 0 | 0 | 0 | 0 | 0 | 0 | 0 | 0 | 0 | 0 | 0 | 0
F1_Commercial_Restaurant_New_Food Preparation_Natural Gas_Conveyor Oven_E2 | F1 | Commercial | Restaurant | New | Food Preparation | Natural Gas | Conveyor Oven | E2 | CCE | 0.0034054 | 0.0034054 | 0.0035776 | 0.0035232 | 0.0034703 | 0.0034043 | 0.003395 | 0.0033732 | 0.0033529 | 0.0033223 | 0.0033175 | 0.0033023 | 0.0032887 | 0.0032626 | 0.0032661 | 0.0032561 | 0.0032463 | 0.0032249 | 0.0032312 | 0.0032249 | 0.0032202 | 0.0032022 | 0 | 0 | 0 | 0 | 0 | 0 | 0 | 0
F1_Commercial_Restaurant_New_Food Preparation_Natural Gas_Conveyor Oven_E3 | F1 | Commercial | Restaurant | New | Food Preparation | Natural Gas | Conveyor Oven | E3 | CCE | 0 | 0 | 0 | 0 | 0 | 0 | 0 | 0 | 0 | 0 | 0 | 0 | 0 | 0 | 0 | 0 | 0 | 0 | 0 | 0 | 0 | 0 | 0 | 0 | 0 | 0 | 0 | 0 | 0 | 0
F1_Commercial_Restaurant_New_Food Preparation_Natural Gas_Conveyor Oven_E4 | F1 | Commercial | Restaurant | New | Food Preparation | Natural Gas | Conveyor Oven | E4 | CCE | 0 | 0 | 0 | 0 | 0 | 0 | 0 | 0 | 0 | 0 | 0 | 0 | 0 | 0 | 0 | 0 | 0 | 0 | 0 | 0 | 0 | 0 | 0 | 0 | 0 | 0 | 0 | 0 | 0 | 0
F1_Commercial_Restaurant_New_Food Preparation_Natural Gas_Conveyor Oven_E5 | F1 | Commercial | Restaurant | New | Food Preparation | Natural Gas | Conveyor Oven | E5 | CCE | 0 | 0 | 0 | 0 | 0 | 0 | 0 | 0 | 0 | 0 | 0 | 0 | 0 | 0 | 0 | 0 | 0 | 0 | 0 | 0 | 0 | 0 | 0 | 0 | 0 | 0 | 0 | 0 | 0 | 0
F1_Commercial_Restaurant_New_Food Preparation_Natural Gas_Conveyor Oven_E6 | F1 | Commercial | Restaurant | New | Food Preparation | Natural Gas | Conveyor Oven | E6 | CCE | 0 | 0 | 0 | 0 | 0 | 0 | 0 | 0 | 0 | 0 | 0 | 0 | 0 | 0 | 0 | 0 | 0 | 0 | 0 | 0 | 0 | 0 | 0 | 0 | 0 | 0 | 0 | 0 | 0 | 0
F1_Commercial_Restaurant_New_Food Preparation_Natural Gas_Conveyor Oven_E7 | F1 | Commercial | Restaurant | New | Food Preparation | Natural Gas | Conveyor Oven | E7 | CCE | 0 | 0 | 0 | 0 | 0 | 0 | 0 | 0 | 0 | 0 | 0 | 0 | 0 | 0 | 0 | 0 | 0 | 0 | 0 | 0 | 0 | 0 | 0 | 0 | 0 | 0 | 0 | 0 | 0 | 0
F1_Commercial_Restaurant_New_Food Preparation_Natural Gas_Conveyor Oven_E8 | F1 | Commercial | Restaurant | New | Food Preparation | Natural Gas | Conveyor Oven | E8 | CCE | 0 | 0 | 0 | 0 | 0 | 0 | 0 | 0 | 0 | 0 | 0 | 0 | 0 | 0 | 0 | 0 | 0 | 0 | 0 | 0 | 0 | 0 | 0 | 0 | 0 | 0 | 0 | 0 | 0 | 0
F1_Commercial_Restaurant_New_Food Preparation_Natural Gas_Conveyor Oven_E9 | F1 | Commercial | Restaurant | New | Food Preparation | Natural Gas | Conveyor Oven | E9 | CCE | 0 | 0 | 0 | 0 | 0 | 0 | 0 | 0 | 0 | 0 | 0 | 0 | 0 | 0 | 0 | 0 | 0 | 0 | 0 | 0 | 0 | 0 | 0 | 0 | 0 | 0 | 0 | 0 | 0 | 0
F1_Commercial_Restaurant_New_Food Preparation_Natural Gas_Conveyor Oven_E10 | F1 | Commercial | Restaurant | New | Food Preparation | Natural Gas | Conveyor Oven | E10 | CCE | 0 | 0 | 0 | 0 | 0 | 0 | 0 | 0 | 0 | 0 | 0 | 0 | 0 | 0 | 0 | 0 | 0 | 0 | 0 | 0 | 0 | 0 | 0 | 0 | 0 | 0 | 0 | 0 | 0 | 0
F2_Commercial_Restaurant_New_Food Preparation_Natural Gas_Conveyor Oven_E1 | F2 | Commercial | Restaurant | New | Food Preparation | Natural Gas | Conveyor Oven | E1 | TRC BC Ratio | 0.9 | 0.9 | 0.9 | 0.9 | 0.9 | 0.9 | 0.9 | 0.9 | 0.9 | 0.9 | 0.9 | 0.9 | 0.9 | 0.9 | 0.9 | 0.9 | 0.9 | 0.9 | 0.9 | 0.9 | 0.9 | 0.9 | 0 | 0 | 0 | 0 | 0 | 0 | 0 | 0
F2_Commercial_Restaurant_New_Food Preparation_Natural Gas_Conveyor Oven_E2 | F2 | Commercial | Restaurant | New | Food Preparation | Natural Gas | Conveyor Oven | E2 | TRC BC Ratio | 2.7176 | 2.748 | 2.7824 | 2.8311 | 2.8898 | 2.9554 | 3.0153 | 3.0676 | 3.1163 | 3.1654 | 3.2167 | 3.269 | 3.3215 | 3.3766 | 3.4303 | 3.4854 | 3.5434 | 3.602 | 3.6613 | 3.7212 | 3.781 | 3.8406 | 0 | 0 | 0 | 0 | 0 | 0 | 0 | 0
F2_Commercial_Restaurant_New_Food Preparation_Natural Gas_Conveyor Oven_E3 | F2 | Commercial | Restaurant | New | Food Preparation | Natural Gas | Conveyor Oven | E3 | TRC BC Ratio | 0 | 0 | 0 | 0 | 0 | 0 | 0 | 0 | 0 | 0 | 0 | 0 | 0 | 0 | 0 | 0 | 0 | 0 | 0 | 0 | 0 | 0 | 0 | 0 | 0 | 0 | 0 | 0 | 0 | 0
F2_Commercial_Restaurant_New_Food Preparation_Natural Gas_Conveyor Oven_E4 | F2 | Commercial | Restaurant | New | Food Preparation | Natural Gas | Conveyor Oven | E4 | TRC BC Ratio | 0 | 0 | 0 | 0 | 0 | 0 | 0 | 0 | 0 | 0 | 0 | 0 | 0 | 0 | 0 | 0 | 0 | 0 | 0 | 0 | 0 | 0 | 0 | 0 | 0 | 0 | 0 | 0 | 0 | 0
F2_Commercial_Restaurant_New_Food Preparation_Natural Gas_Conveyor Oven_E5 | F2 | Commercial | Restaurant | New | Food Preparation | Natural Gas | Conveyor Oven | E5 | TRC BC Ratio | 0 | 0 | 0 | 0 | 0 | 0 | 0 | 0 | 0 | 0 | 0 | 0 | 0 | 0 | 0 | 0 | 0 | 0 | 0 | 0 | 0 | 0 | 0 | 0 | 0 | 0 | 0 | 0 | 0 | 0
F2_Commercial_Restaurant_New_Food Preparation_Natural Gas_Conveyor Oven_E6 | F2 | Commercial | Restaurant | New | Food Preparation | Natural Gas | Conveyor Oven | E6 | TRC BC Ratio | 0 | 0 | 0 | 0 | 0 | 0 | 0 | 0 | 0 | 0 | 0 | 0 | 0 | 0 | 0 | 0 | 0 | 0 | 0 | 0 | 0 | 0 | 0 | 0 | 0 | 0 | 0 | 0 | 0 | 0
F2_Commercial_Restaurant_New_Food Preparation_Natural Gas_Conveyor Oven_E7 | F2 | Commercial | Restaurant | New | Food Preparation | Natural Gas | Conveyor Oven | E7 | TRC BC Ratio | 0 | 0 | 0 | 0 | 0 | 0 | 0 | 0 | 0 | 0 | 0 | 0 | 0 | 0 | 0 | 0 | 0 | 0 | 0 | 0 | 0 | 0 | 0 | 0 | 0 | 0 | 0 | 0 | 0 | 0
F2_Commercial_Restaurant_New_Food Preparation_Natural Gas_Conveyor Oven_E8 | F2 | Commercial | Restaurant | New | Food Preparation | Natural Gas | Conveyor Oven | E8 | TRC BC Ratio | 0 | 0 | 0 | 0 | 0 | 0 | 0 | 0 | 0 | 0 | 0 | 0 | 0 | 0 | 0 | 0 | 0 | 0 | 0 | 0 | 0 | 0 | 0 | 0 | 0 | 0 | 0 | 0 | 0 | 0
F2_Commercial_Restaurant_New_Food Preparation_Natural Gas_Conveyor Oven_E9 | F2 | Commercial | Restaurant | New | Food Preparation | Natural Gas | Conveyor Oven | E9 | TRC BC Ratio | 0 | 0 | 0 | 0 | 0 | 0 | 0 | 0 | 0 | 0 | 0 | 0 | 0 | 0 | 0 | 0 | 0 | 0 | 0 | 0 | 0 | 0 | 0 | 0 | 0 | 0 | 0 | 0 | 0 | 0
F2_Commercial_Restaurant_New_Food Preparation_Natural Gas_Conveyor Oven_E10 | F2 | Commercial | Restaurant | New | Food Preparation | Natural Gas | Conveyor Oven | E10 | TRC BC Ratio | 0 | 0 | 0 | 0 | 0 | 0 | 0 | 0 | 0 | 0 | 0 | 0 | 0 | 0 | 0 | 0 | 0 | 0 | 0 | 0 | 0 | 0 | 0 | 0 | 0 | 0 | 0 | 0 | 0 | 0
F3_Commercial_Restaurant_New_Food Preparation_Natural Gas_Conveyor Oven_E1 | F3 | Commercial | Restaurant | New | Food Preparation | Natural Gas | Conveyor Oven | E1 | PACT BC Ratio | 0.9 | 0.9 | 0.9 | 0.9 | 0.9 | 0.9 | 0.9 | 0.9 | 0.9 | 0.9 | 0.9 | 0.9 | 0.9 | 0.9 | 0.9 | 0.9 | 0.9 | 0.9 | 0.9 | 0.9 | 0.9 | 0.9 | 0 | 0 | 0 | 0 | 0 | 0 | 0 | 0
F3_Commercial_Restaurant_New_Food Preparation_Natural Gas_Conveyor Oven_E2 | F3 | Commercial | Restaurant | New | Food Preparation | Natural Gas | Conveyor Oven | E2 | PACT BC Ratio | 6.4385 | 6.5104 | 6.5921 | 6.7074 | 6.8464 | 7.002 | 7.1438 | 7.2678 | 7.3831 | 7.4995 | 7.621 | 7.745 | 7.8692 | 7.9997 | 8.1271 | 8.2575 | 8.3949 | 8.5337 | 8.6743 | 8.8161 | 8.9578 | 9.0991 | 0 | 0 | 0 | 0 | 0 | 0 | 0 | 0
F3_Commercial_Restaurant_New_Food Preparation_Natural Gas_Conveyor Oven_E3 | F3 | Commercial | Restaurant | New | Food Preparation | Natural Gas | Conveyor Oven | E3 | PACT BC Ratio | 0 | 0 | 0 | 0 | 0 | 0 | 0 | 0 | 0 | 0 | 0 | 0 | 0 | 0 | 0 | 0 | 0 | 0 | 0 | 0 | 0 | 0 | 0 | 0 | 0 | 0 | 0 | 0 | 0 | 0
F3_Commercial_Restaurant_New_Food Preparation_Natural Gas_Conveyor Oven_E4 | F3 | Commercial | Restaurant | New | Food Preparation | Natural Gas | Conveyor Oven | E4 | PACT BC Ratio | 0 | 0 | 0 | 0 | 0 | 0 | 0 | 0 | 0 | 0 | 0 | 0 | 0 | 0 | 0 | 0 | 0 | 0 | 0 | 0 | 0 | 0 | 0 | 0 | 0 | 0 | 0 | 0 | 0 | 0
F3_Commercial_Restaurant_New_Food Preparation_Natural Gas_Conveyor Oven_E5 | F3 | Commercial | Restaurant | New | Food Preparation | Natural Gas | Conveyor Oven | E5 | PACT BC Ratio | 0 | 0 | 0 | 0 | 0 | 0 | 0 | 0 | 0 | 0 | 0 | 0 | 0 | 0 | 0 | 0 | 0 | 0 | 0 | 0 | 0 | 0 | 0 | 0 | 0 | 0 | 0 | 0 | 0 | 0
F3_Commercial_Restaurant_New_Food Preparation_Natural Gas_Conveyor Oven_E6 | F3 | Commercial | Restaurant | New | Food Preparation | Natural Gas | Conveyor Oven | E6 | PACT BC Ratio | 0 | 0 | 0 | 0 | 0 | 0 | 0 | 0 | 0 | 0 | 0 | 0 | 0 | 0 | 0 | 0 | 0 | 0 | 0 | 0 | 0 | 0 | 0 | 0 | 0 | 0 | 0 | 0 | 0 | 0
F3_Commercial_Restaurant_New_Food Preparation_Natural Gas_Conveyor Oven_E7 | F3 | Commercial | Restaurant | New | Food Preparation | Natural Gas | Conveyor Oven | E7 | PACT BC Ratio | 0 | 0 | 0 | 0 | 0 | 0 | 0 | 0 | 0 | 0 | 0 | 0 | 0 | 0 | 0 | 0 | 0 | 0 | 0 | 0 | 0 | 0 | 0 | 0 | 0 | 0 | 0 | 0 | 0 | 0
F3_Commercial_Restaurant_New_Food Preparation_Natural Gas_Conveyor Oven_E8 | F3 | Commercial | Restaurant | New | Food Preparation | Natural Gas | Conveyor Oven | E8 | PACT BC Ratio | 0 | 0 | 0 | 0 | 0 | 0 | 0 | 0 | 0 | 0 | 0 | 0 | 0 | 0 | 0 | 0 | 0 | 0 | 0 | 0 | 0 | 0 | 0 | 0 | 0 | 0 | 0 | 0 | 0 | 0
F3_Commercial_Restaurant_New_Food Preparation_Natural Gas_Conveyor Oven_E9 | F3 | Commercial | Restaurant | New | Food Preparation | Natural Gas | Conveyor Oven | E9 | PACT BC Ratio | 0 | 0 | 0 | 0 | 0 | 0 | 0 | 0 | 0 | 0 | 0 | 0 | 0 | 0 | 0 | 0 | 0 | 0 | 0 | 0 | 0 | 0 | 0 | 0 | 0 | 0 | 0 | 0 | 0 | 0
F3_Commercial_Restaurant_New_Food Preparation_Natural Gas_Conveyor Oven_E10 | F3 | Commercial | Restaurant | New | Food Preparation | Natural Gas | Conveyor Oven | E10 | PACT BC Ratio | 0 | 0 | 0 | 0 | 0 | 0 | 0 | 0 | 0 | 0 | 0 | 0 | 0 | 0 | 0 | 0 | 0 | 0 | 0 | 0 | 0 | 0 | 0 | 0 | 0 | 0 | 0 | 0 | 0 | 0
F4_Commercial_Restaurant_New_Food Preparation_Natural Gas_Conveyor Oven_E1 | F4 | Commercial | Restaurant | New | Food Preparation | Natural Gas | Conveyor Oven | E1 | PCT BC Ratio | 0.9 | 0.9 | 0.9 | 0.9 | 0.9 | 0.9 | 0.9 | 0.9 | 0.9 | 0.9 | 0.9 | 0.9 | 0.9 | 0.9 | 0.9 | 0.9 | 0.9 | 0.9 | 0.9 | 0.9 | 0.9 | 0.9 | 0 | 0 | 0 | 0 | 0 | 0 | 0 | 0
F4_Commercial_Restaurant_New_Food Preparation_Natural Gas_Conveyor Oven_E2 | F4 | Commercial | Restaurant | New | Food Preparation | Natural Gas | Conveyor Oven | E2 | PCT BC Ratio | 4.4381 | 4.4848 | 4.5378 | 4.6126 | 4.7029 | 4.8039 | 4.896 | 4.9765 | 5.0514 | 5.1269 | 5.2058 | 5.2863 | 5.3669 | 5.4517 | 5.5344 | 5.619 | 5.7082 | 5.7984 | 5.8896 | 5.9817 | 6.0737 | 6.1654 | 0 | 0 | 0 | 0 | 0 | 0 | 0 | 0
F4_Commercial_Restaurant_New_Food Preparation_Natural Gas_Conveyor Oven_E3 | F4 | Commercial | Restaurant | New | Food Preparation | Natural Gas | Conveyor Oven | E3 | PCT BC Ratio | 0 | 0 | 0 | 0 | 0 | 0 | 0 | 0 | 0 | 0 | 0 | 0 | 0 | 0 | 0 | 0 | 0 | 0 | 0 | 0 | 0 | 0 | 0 | 0 | 0 | 0 | 0 | 0 | 0 | 0
F4_Commercial_Restaurant_New_Food Preparation_Natural Gas_Conveyor Oven_E4 | F4 | Commercial | Restaurant | New | Food Preparation | Natural Gas | Conveyor Oven | E4 | PCT BC Ratio | 0 | 0 | 0 | 0 | 0 | 0 | 0 | 0 | 0 | 0 | 0 | 0 | 0 | 0 | 0 | 0 | 0 | 0 | 0 | 0 | 0 | 0 | 0 | 0 | 0 | 0 | 0 | 0 | 0 | 0
F4_Commercial_Restaurant_New_Food Preparation_Natural Gas_Conveyor Oven_E5 | F4 | Commercial | Restaurant | New | Food Preparation | Natural Gas | Conveyor Oven | E5 | PCT BC Ratio | 0 | 0 | 0 | 0 | 0 | 0 | 0 | 0 | 0 | 0 | 0 | 0 | 0 | 0 | 0 | 0 | 0 | 0 | 0 | 0 | 0 | 0 | 0 | 0 | 0 | 0 | 0 | 0 | 0 | 0
F4_Commercial_Restaurant_New_Food Preparation_Natural Gas_Conveyor Oven_E6 | F4 | Commercial | Restaurant | New | Food Preparation | Natural Gas | Conveyor Oven | E6 | PCT BC Ratio | 0 | 0 | 0 | 0 | 0 | 0 | 0 | 0 | 0 | 0 | 0 | 0 | 0 | 0 | 0 | 0 | 0 | 0 | 0 | 0 | 0 | 0 | 0 | 0 | 0 | 0 | 0 | 0 | 0 | 0
F4_Commercial_Restaurant_New_Food Preparation_Natural Gas_Conveyor Oven_E7 | F4 | Commercial | Restaurant | New | Food Preparation | Natural Gas | Conveyor Oven | E7 | PCT BC Ratio | 0 | 0 | 0 | 0 | 0 | 0 | 0 | 0 | 0 | 0 | 0 | 0 | 0 | 0 | 0 | 0 | 0 | 0 | 0 | 0 | 0 | 0 | 0 | 0 | 0 | 0 | 0 | 0 | 0 | 0
F4_Commercial_Restaurant_New_Food Preparation_Natural Gas_Conveyor Oven_E8 | F4 | Commercial | Restaurant | New | Food Preparation | Natural Gas | Conveyor Oven | E8 | PCT BC Ratio | 0 | 0 | 0 | 0 | 0 | 0 | 0 | 0 | 0 | 0 | 0 | 0 | 0 | 0 | 0 | 0 | 0 | 0 | 0 | 0 | 0 | 0 | 0 | 0 | 0 | 0 | 0 | 0 | 0 | 0
F4_Commercial_Restaurant_New_Food Preparation_Natural Gas_Conveyor Oven_E9 | F4 | Commercial | Restaurant | New | Food Preparation | Natural Gas | Conveyor Oven | E9 | PCT BC Ratio | 0 | 0 | 0 | 0 | 0 | 0 | 0 | 0 | 0 | 0 | 0 | 0 | 0 | 0 | 0 | 0 | 0 | 0 | 0 | 0 | 0 | 0 | 0 | 0 | 0 | 0 | 0 | 0 | 0 | 0
F4_Commercial_Restaurant_New_Food Preparation_Natural Gas_Conveyor Oven_E10 | F4 | Commercial | Restaurant | New | Food Preparation | Natural Gas | Conveyor Oven | E10 | PCT BC Ratio | 0 | 0 | 0 | 0 | 0 | 0 | 0 | 0 | 0 | 0 | 0 | 0 | 0 | 0 | 0 | 0 | 0 | 0 | 0 | 0 | 0 | 0 | 0 | 0 | 0 | 0 | 0 | 0 | 0 | 0
F5_Commercial_Restaurant_New_Food Preparation_Natural Gas_Conveyor Oven_E1 | F5 | Commercial | Restaurant | New | Food Preparation | Natural Gas | Conveyor Oven | E1 | RIM BC Ratio | 0.9 | 0.9 | 0.9 | 0.9 | 0.9 | 0.9 | 0.9 | 0.9 | 0.9 | 0.9 | 0.9 | 0.9 | 0.9 | 0.9 | 0.9 | 0.9 | 0.9 | 0.9 | 0.9 | 0.9 | 0.9 | 0.9 | 0 | 0 | 0 | 0 | 0 | 0 | 0 | 0
F5_Commercial_Restaurant_New_Food Preparation_Natural Gas_Conveyor Oven_E2 | F5 | Commercial | Restaurant | New | Food Preparation | Natural Gas | Conveyor Oven | E2 | RIM BC Ratio | 0.73889 | 0.73983 | 0.74087 | 0.74231 | 0.74398 | 0.74578 | 0.74736 | 0.74869 | 0.7499 | 0.75108 | 0.75229 | 0.75348 | 0.75464 | 0.75582 | 0.75694 | 0.75805 | 0.75919 | 0.76031 | 0.76141 | 0.76249 | 0.76353 | 0.76455 | 0 | 0 | 0 | 0 | 0 | 0 | 0 | 0
F5_Commercial_Restaurant_New_Food Preparation_Natural Gas_Conveyor Oven_E3 | F5 | Commercial | Restaurant | New | Food Preparation | Natural Gas | Conveyor Oven | E3 | RIM BC Ratio | 0 | 0 | 0 | 0 | 0 | 0 | 0 | 0 | 0 | 0 | 0 | 0 | 0 | 0 | 0 | 0 | 0 | 0 | 0 | 0 | 0 | 0 | 0 | 0 | 0 | 0 | 0 | 0 | 0 | 0
F5_Commercial_Restaurant_New_Food Preparation_Natural Gas_Conveyor Oven_E4 | F5 | Commercial | Restaurant | New | Food Preparation | Natural Gas | Conveyor Oven | E4 | RIM BC Ratio | 0 | 0 | 0 | 0 | 0 | 0 | 0 | 0 | 0 | 0 | 0 | 0 | 0 | 0 | 0 | 0 | 0 | 0 | 0 | 0 | 0 | 0 | 0 | 0 | 0 | 0 | 0 | 0 | 0 | 0
F5_Commercial_Restaurant_New_Food Preparation_Natural Gas_Conveyor Oven_E5 | F5 | Commercial | Restaurant | New | Food Preparation | Natural Gas | Conveyor Oven | E5 | RIM BC Ratio | 0 | 0 | 0 | 0 | 0 | 0 | 0 | 0 | 0 | 0 | 0 | 0 | 0 | 0 | 0 | 0 | 0 | 0 | 0 | 0 | 0 | 0 | 0 | 0 | 0 | 0 | 0 | 0 | 0 | 0
F5_Commercial_Restaurant_New_Food Preparation_Natural Gas_Conveyor Oven_E6 | F5 | Commercial | Restaurant | New | Food Preparation | Natural Gas | Conveyor Oven | E6 | RIM BC Ratio | 0 | 0 | 0 | 0 | 0 | 0 | 0 | 0 | 0 | 0 | 0 | 0 | 0 | 0 | 0 | 0 | 0 | 0 | 0 | 0 | 0 | 0 | 0 | 0 | 0 | 0 | 0 | 0 | 0 | 0
F5_Commercial_Restaurant_New_Food Preparation_Natural Gas_Conveyor Oven_E7 | F5 | Commercial | Restaurant | New | Food Preparation | Natural Gas | Conveyor Oven | E7 | RIM BC Ratio | 0 | 0 | 0 | 0 | 0 | 0 | 0 | 0 | 0 | 0 | 0 | 0 | 0 | 0 | 0 | 0 | 0 | 0 | 0 | 0 | 0 | 0 | 0 | 0 | 0 | 0 | 0 | 0 | 0 | 0
F5_Commercial_Restaurant_New_Food Preparation_Natural Gas_Conveyor Oven_E8 | F5 | Commercial | Restaurant | New | Food Preparation | Natural Gas | Conveyor Oven | E8 | RIM BC Ratio | 0 | 0 | 0 | 0 | 0 | 0 | 0 | 0 | 0 | 0 | 0 | 0 | 0 | 0 | 0 | 0 | 0 | 0 | 0 | 0 | 0 | 0 | 0 | 0 | 0 | 0 | 0 | 0 | 0 | 0
F5_Commercial_Restaurant_New_Food Preparation_Natural Gas_Conveyor Oven_E9 | F5 | Commercial | Restaurant | New | Food Preparation | Natural Gas | Conveyor Oven | E9 | RIM BC Ratio | 0 | 0 | 0 | 0 | 0 | 0 | 0 | 0 | 0 | 0 | 0 | 0 | 0 | 0 | 0 | 0 | 0 | 0 | 0 | 0 | 0 | 0 | 0 | 0 | 0 | 0 | 0 | 0 | 0 | 0
F5_Commercial_Restaurant_New_Food Preparation_Natural Gas_Conveyor Oven_E10 | F5 | Commercial | Restaurant | New | Food Preparation | Natural Gas | Conveyor Oven | E10 | RIM BC Ratio | 0 | 0 | 0 | 0 | 0 | 0 | 0 | 0 | 0 | 0 | 0 | 0 | 0 | 0 | 0 | 0 | 0 | 0 | 0 | 0 | 0 | 0 | 0 | 0 | 0 | 0 | 0 | 0 | 0 | 0
F0_Commercial_Restaurant_New_Food Preparation_Natural Gas_Double Rack Oven_E0 | F0 | Commercial | Restaurant | New | Food Preparation | Natural Gas | Double Rack Oven | E0 | Economic Unit | FTSC Qualified (>50% Cooking Efficiency) | FTSC Qualified (>50% Cooking Efficiency) | FTSC Qualified (>50% Cooking Efficiency) | FTSC Qualified (>50% Cooking Efficiency) | FTSC Qualified (>50% Cooking Efficiency) | FTSC Qualified (>50% Cooking Efficiency) | FTSC Qualified (>50% Cooking Efficiency) | FTSC Qualified (>50% Cooking Efficiency) | FTSC Qualified (>50% Cooking Efficiency) | FTSC Qualified (>50% Cooking Efficiency) | FTSC Qualified (>50% Cooking Efficiency) | FTSC Qualified (>50% Cooking Efficiency) | FTSC Qualified (>50% Cooking Efficiency) | FTSC Qualified (>50% Cooking Efficiency) | FTSC Qualified (>50% Cooking Efficiency) | FTSC Qualified (>50% Cooking Efficiency) | FTSC Qualified (>50% Cooking Efficiency) | FTSC Qualified (>50% Cooking Efficiency) | FTSC Qualified (>50% Cooking Efficiency) | FTSC Qualified (>50% Cooking Efficiency) | FTSC Qualified (>50% Cooking Efficiency) | FTSC Qualified (>50% Cooking Efficiency) | 0 | 0 | 0 | 0 | 0 | 0 | 0 | 0
F1_Commercial_Restaurant_New_Food Preparation_Natural Gas_Double Rack Oven_E1 | F1 | Commercial | Restaurant | New | Food Preparation | Natural Gas | Double Rack Oven | E1 | CCE | 0 | 0 | 0 | 0 | 0 | 0 | 0 | 0 | 0 | 0 | 0 | 0 | 0 | 0 | 0 | 0 | 0 | 0 | 0 | 0 | 0 | 0 | 0 | 0 | 0 | 0 | 0 | 0 | 0 | 0
F1_Commercial_Restaurant_New_Food Preparation_Natural Gas_Double Rack Oven_E2 | F1 | Commercial | Restaurant | New | Food Preparation | Natural Gas | Double Rack Oven | E2 | CCE | 0.0030138 | 0.0030138 | 0.0031663 | 0.0031181 | 0.0030713 | 0.0030129 | 0.0030047 | 0.0029854 | 0.0029674 | 0.0029403 | 0.0029361 | 0.0029226 | 0.0029105 | 0.0028875 | 0.0028906 | 0.0028817 | 0.0028731 | 0.0028541 | 0.0028597 | 0.0028541 | 0.0028499 | 0.002834 | 0 | 0 | 0 | 0 | 0 | 0 | 0 | 0
F1_Commercial_Restaurant_New_Food Preparation_Natural Gas_Double Rack Oven_E3 | F1 | Commercial | Restaurant | New | Food Preparation | Natural Gas | Double Rack Oven | E3 | CCE | 0 | 0 | 0 | 0 | 0 | 0 | 0 | 0 | 0 | 0 | 0 | 0 | 0 | 0 | 0 | 0 | 0 | 0 | 0 | 0 | 0 | 0 | 0 | 0 | 0 | 0 | 0 | 0 | 0 | 0
F1_Commercial_Restaurant_New_Food Preparation_Natural Gas_Double Rack Oven_E4 | F1 | Commercial | Restaurant | New | Food Preparation | Natural Gas | Double Rack Oven | E4 | CCE | 0 | 0 | 0 | 0 | 0 | 0 | 0 | 0 | 0 | 0 | 0 | 0 | 0 | 0 | 0 | 0 | 0 | 0 | 0 | 0 | 0 | 0 | 0 | 0 | 0 | 0 | 0 | 0 | 0 | 0
F1_Commercial_Restaurant_New_Food Preparation_Natural Gas_Double Rack Oven_E5 | F1 | Commercial | Restaurant | New | Food Preparation | Natural Gas | Double Rack Oven | E5 | CCE | 0 | 0 | 0 | 0 | 0 | 0 | 0 | 0 | 0 | 0 | 0 | 0 | 0 | 0 | 0 | 0 | 0 | 0 | 0 | 0 | 0 | 0 | 0 | 0 | 0 | 0 | 0 | 0 | 0 | 0
F1_Commercial_Restaurant_New_Food Preparation_Natural Gas_Double Rack Oven_E6 | F1 | Commercial | Restaurant | New | Food Preparation | Natural Gas | Double Rack Oven | E6 | CCE | 0 | 0 | 0 | 0 | 0 | 0 | 0 | 0 | 0 | 0 | 0 | 0 | 0 | 0 | 0 | 0 | 0 | 0 | 0 | 0 | 0 | 0 | 0 | 0 | 0 | 0 | 0 | 0 | 0 | 0
F1_Commercial_Restaurant_New_Food Preparation_Natural Gas_Double Rack Oven_E7 | F1 | Commercial | Restaurant | New | Food Preparation | Natural Gas | Double Rack Oven | E7 | CCE | 0 | 0 | 0 | 0 | 0 | 0 | 0 | 0 | 0 | 0 | 0 | 0 | 0 | 0 | 0 | 0 | 0 | 0 | 0 | 0 | 0 | 0 | 0 | 0 | 0 | 0 | 0 | 0 | 0 | 0
F1_Commercial_Restaurant_New_Food Preparation_Natural Gas_Double Rack Oven_E8 | F1 | Commercial | Restaurant | New | Food Preparation | Natural Gas | Double Rack Oven | E8 | CCE | 0 | 0 | 0 | 0 | 0 | 0 | 0 | 0 | 0 | 0 | 0 | 0 | 0 | 0 | 0 | 0 | 0 | 0 | 0 | 0 | 0 | 0 | 0 | 0 | 0 | 0 | 0 | 0 | 0 | 0
F1_Commercial_Restaurant_New_Food Preparation_Natural Gas_Double Rack Oven_E9 | F1 | Commercial | Restaurant | New | Food Preparation | Natural Gas | Double Rack Oven | E9 | CCE | 0 | 0 | 0 | 0 | 0 | 0 | 0 | 0 | 0 | 0 | 0 | 0 | 0 | 0 | 0 | 0 | 0 | 0 | 0 | 0 | 0 | 0 | 0 | 0 | 0 | 0 | 0 | 0 | 0 | 0
F1_Commercial_Restaurant_New_Food Preparation_Natural Gas_Double Rack Oven_E10 | F1 | Commercial | Restaurant | New | Food Preparation | Natural Gas | Double Rack Oven | E10 | CCE | 0 | 0 | 0 | 0 | 0 | 0 | 0 | 0 | 0 | 0 | 0 | 0 | 0 | 0 | 0 | 0 | 0 | 0 | 0 | 0 | 0 | 0 | 0 | 0 | 0 | 0 | 0 | 0 | 0 | 0
F2_Commercial_Restaurant_New_Food Preparation_Natural Gas_Double Rack Oven_E1 | F2 | Commercial | Restaurant | New | Food Preparation | Natural Gas | Double Rack Oven | E1 | TRC BC Ratio | 0.9 | 0.9 | 0.9 | 0.9 | 0.9 | 0.9 | 0.9 | 0.9 | 0.9 | 0.9 | 0.9 | 0.9 | 0.9 | 0.9 | 0.9 | 0.9 | 0.9 | 0.9 | 0.9 | 0.9 | 0.9 | 0.9 | 0 | 0 | 0 | 0 | 0 | 0 | 0 | 0
F2_Commercial_Restaurant_New_Food Preparation_Natural Gas_Double Rack Oven_E2 | F2 | Commercial | Restaurant | New | Food Preparation | Natural Gas | Double Rack Oven | E2 | TRC BC Ratio | 2.9522 | 2.9775 | 3.0077 | 3.0577 | 3.1244 | 3.2031 | 3.2754 | 3.3398 | 3.4022 | 3.4628 | 3.5239 | 3.5833 | 3.6392 | 3.6952 | 3.7487 | 3.8035 | 3.8622 | 3.9213 | 3.9809 | 4.0407 | 4.0999 | 4.1582 | 0 | 0 | 0 | 0 | 0 | 0 | 0 | 0
F2_Commercial_Restaurant_New_Food Preparation_Natural Gas_Double Rack Oven_E3 | F2 | Commercial | Restaurant | New | Food Preparation | Natural Gas | Double Rack Oven | E3 | TRC BC Ratio | 0 | 0 | 0 | 0 | 0 | 0 | 0 | 0 | 0 | 0 | 0 | 0 | 0 | 0 | 0 | 0 | 0 | 0 | 0 | 0 | 0 | 0 | 0 | 0 | 0 | 0 | 0 | 0 | 0 | 0
F2_Commercial_Restaurant_New_Food Preparation_Natural Gas_Double Rack Oven_E4 | F2 | Commercial | Restaurant | New | Food Preparation | Natural Gas | Double Rack Oven | E4 | TRC BC Ratio | 0 | 0 | 0 | 0 | 0 | 0 | 0 | 0 | 0 | 0 | 0 | 0 | 0 | 0 | 0 | 0 | 0 | 0 | 0 | 0 | 0 | 0 | 0 | 0 | 0 | 0 | 0 | 0 | 0 | 0
F2_Commercial_Restaurant_New_Food Preparation_Natural Gas_Double Rack Oven_E5 | F2 | Commercial | Restaurant | New | Food Preparation | Natural Gas | Double Rack Oven | E5 | TRC BC Ratio | 0 | 0 | 0 | 0 | 0 | 0 | 0 | 0 | 0 | 0 | 0 | 0 | 0 | 0 | 0 | 0 | 0 | 0 | 0 | 0 | 0 | 0 | 0 | 0 | 0 | 0 | 0 | 0 | 0 | 0
F2_Commercial_Restaurant_New_Food Preparation_Natural Gas_Double Rack Oven_E6 | F2 | Commercial | Restaurant | New | Food Preparation | Natural Gas | Double Rack Oven | E6 | TRC BC Ratio | 0 | 0 | 0 | 0 | 0 | 0 | 0 | 0 | 0 | 0 | 0 | 0 | 0 | 0 | 0 | 0 | 0 | 0 | 0 | 0 | 0 | 0 | 0 | 0 | 0 | 0 | 0 | 0 | 0 | 0
F2_Commercial_Restaurant_New_Food Preparation_Natural Gas_Double Rack Oven_E7 | F2 | Commercial | Restaurant | New | Food Preparation | Natural Gas | Double Rack Oven | E7 | TRC BC Ratio | 0 | 0 | 0 | 0 | 0 | 0 | 0 | 0 | 0 | 0 | 0 | 0 | 0 | 0 | 0 | 0 | 0 | 0 | 0 | 0 | 0 | 0 | 0 | 0 | 0 | 0 | 0 | 0 | 0 | 0
F2_Commercial_Restaurant_New_Food Preparation_Natural Gas_Double Rack Oven_E8 | F2 | Commercial | Restaurant | New | Food Preparation | Natural Gas | Double Rack Oven | E8 | TRC BC Ratio | 0 | 0 | 0 | 0 | 0 | 0 | 0 | 0 | 0 | 0 | 0 | 0 | 0 | 0 | 0 | 0 | 0 | 0 | 0 | 0 | 0 | 0 | 0 | 0 | 0 | 0 | 0 | 0 | 0 | 0
F2_Commercial_Restaurant_New_Food Preparation_Natural Gas_Double Rack Oven_E9 | F2 | Commercial | Restaurant | New | Food Preparation | Natural Gas | Double Rack Oven | E9 | TRC BC Ratio | 0 | 0 | 0 | 0 | 0 | 0 | 0 | 0 | 0 | 0 | 0 | 0 | 0 | 0 | 0 | 0 | 0 | 0 | 0 | 0 | 0 | 0 | 0 | 0 | 0 | 0 | 0 | 0 | 0 | 0
F2_Commercial_Restaurant_New_Food Preparation_Natural Gas_Double Rack Oven_E10 | F2 | Commercial | Restaurant | New | Food Preparation | Natural Gas | Double Rack Oven | E10 | TRC BC Ratio | 0 | 0 | 0 | 0 | 0 | 0 | 0 | 0 | 0 | 0 | 0 | 0 | 0 | 0 | 0 | 0 | 0 | 0 | 0 | 0 | 0 | 0 | 0 | 0 | 0 | 0 | 0 | 0 | 0 | 0
F3_Commercial_Restaurant_New_Food Preparation_Natural Gas_Double Rack Oven_E1 | F3 | Commercial | Restaurant | New | Food Preparation | Natural Gas | Double Rack Oven | E1 | PACT BC Ratio | 0.9 | 0.9 | 0.9 | 0.9 | 0.9 | 0.9 | 0.9 | 0.9 | 0.9 | 0.9 | 0.9 | 0.9 | 0.9 | 0.9 | 0.9 | 0.9 | 0.9 | 0.9 | 0.9 | 0.9 | 0.9 | 0.9 | 0 | 0 | 0 | 0 | 0 | 0 | 0 | 0
F3_Commercial_Restaurant_New_Food Preparation_Natural Gas_Double Rack Oven_E2 | F3 | Commercial | Restaurant | New | Food Preparation | Natural Gas | Double Rack Oven | E2 | PACT BC Ratio | 6.3603 | 6.4147 | 6.4799 | 6.5877 | 6.7314 | 6.9009 | 7.0567 | 7.1954 | 7.3299 | 7.4604 | 7.592 | 7.7199 | 7.8404 | 7.961 | 8.0763 | 8.1945 | 8.3209 | 8.4482 | 8.5765 | 8.7054 | 8.8329 | 8.9584 | 0 | 0 | 0 | 0 | 0 | 0 | 0 | 0
F3_Commercial_Restaurant_New_Food Preparation_Natural Gas_Double Rack Oven_E3 | F3 | Commercial | Restaurant | New | Food Preparation | Natural Gas | Double Rack Oven | E3 | PACT BC Ratio | 0 | 0 | 0 | 0 | 0 | 0 | 0 | 0 | 0 | 0 | 0 | 0 | 0 | 0 | 0 | 0 | 0 | 0 | 0 | 0 | 0 | 0 | 0 | 0 | 0 | 0 | 0 | 0 | 0 | 0
F3_Commercial_Restaurant_New_Food Preparation_Natural Gas_Double Rack Oven_E4 | F3 | Commercial | Restaurant | New | Food Preparation | Natural Gas | Double Rack Oven | E4 | PACT BC Ratio | 0 | 0 | 0 | 0 | 0 | 0 | 0 | 0 | 0 | 0 | 0 | 0 | 0 | 0 | 0 | 0 | 0 | 0 | 0 | 0 | 0 | 0 | 0 | 0 | 0 | 0 | 0 | 0 | 0 | 0
F3_Commercial_Restaurant_New_Food Preparation_Natural Gas_Double Rack Oven_E5 | F3 | Commercial | Restaurant | New | Food Preparation | Natural Gas | Double Rack Oven | E5 | PACT BC Ratio | 0 | 0 | 0 | 0 | 0 | 0 | 0 | 0 | 0 | 0 | 0 | 0 | 0 | 0 | 0 | 0 | 0 | 0 | 0 | 0 | 0 | 0 | 0 | 0 | 0 | 0 | 0 | 0 | 0 | 0
F3_Commercial_Restaurant_New_Food Preparation_Natural Gas_Double Rack Oven_E6 | F3 | Commercial | Restaurant | New | Food Preparation | Natural Gas | Double Rack Oven | E6 | PACT BC Ratio | 0 | 0 | 0 | 0 | 0 | 0 | 0 | 0 | 0 | 0 | 0 | 0 | 0 | 0 | 0 | 0 | 0 | 0 | 0 | 0 | 0 | 0 | 0 | 0 | 0 | 0 | 0 | 0 | 0 | 0
F3_Commercial_Restaurant_New_Food Preparation_Natural Gas_Double Rack Oven_E7 | F3 | Commercial | Restaurant | New | Food Preparation | Natural Gas | Double Rack Oven | E7 | PACT BC Ratio | 0 | 0 | 0 | 0 | 0 | 0 | 0 | 0 | 0 | 0 | 0 | 0 | 0 | 0 | 0 | 0 | 0 | 0 | 0 | 0 | 0 | 0 | 0 | 0 | 0 | 0 | 0 | 0 | 0 | 0
F3_Commercial_Restaurant_New_Food Preparation_Natural Gas_Double Rack Oven_E8 | F3 | Commercial | Restaurant | New | Food Preparation | Natural Gas | Double Rack Oven | E8 | PACT BC Ratio | 0 | 0 | 0 | 0 | 0 | 0 | 0 | 0 | 0 | 0 | 0 | 0 | 0 | 0 | 0 | 0 | 0 | 0 | 0 | 0 | 0 | 0 | 0 | 0 | 0 | 0 | 0 | 0 | 0 | 0
F3_Commercial_Restaurant_New_Food Preparation_Natural Gas_Double Rack Oven_E9 | F3 | Commercial | Restaurant | New | Food Preparation | Natural Gas | Double Rack Oven | E9 | PACT BC Ratio | 0 | 0 | 0 | 0 | 0 | 0 | 0 | 0 | 0 | 0 | 0 | 0 | 0 | 0 | 0 | 0 | 0 | 0 | 0 | 0 | 0 | 0 | 0 | 0 | 0 | 0 | 0 | 0 | 0 | 0
F3_Commercial_Restaurant_New_Food Preparation_Natural Gas_Double Rack Oven_E10 | F3 | Commercial | Restaurant | New | Food Preparation | Natural Gas | Double Rack Oven | E10 | PACT BC Ratio | 0 | 0 | 0 | 0 | 0 | 0 | 0 | 0 | 0 | 0 | 0 | 0 | 0 | 0 | 0 | 0 | 0 | 0 | 0 | 0 | 0 | 0 | 0 | 0 | 0 | 0 | 0 | 0 | 0 | 0
F4_Commercial_Restaurant_New_Food Preparation_Natural Gas_Double Rack Oven_E1 | F4 | Commercial | Restaurant | New | Food Preparation | Natural Gas | Double Rack Oven | E1 | PCT BC Ratio | 0.9 | 0.9 | 0.9 | 0.9 | 0.9 | 0.9 | 0.9 | 0.9 | 0.9 | 0.9 | 0.9 | 0.9 | 0.9 | 0.9 | 0.9 | 0.9 | 0.9 | 0.9 | 0.9 | 0.9 | 0.9 | 0.9 | 0 | 0 | 0 | 0 | 0 | 0 | 0 | 0
F4_Commercial_Restaurant_New_Food Preparation_Natural Gas_Double Rack Oven_E2 | F4 | Commercial | Restaurant | New | Food Preparation | Natural Gas | Double Rack Oven | E2 | PCT BC Ratio | 4.9652 | 5.0051 | 5.053 | 5.1322 | 5.2378 | 5.3623 | 5.4768 | 5.5787 | 5.6775 | 5.7734 | 5.8701 | 5.9641 | 6.0526 | 6.1412 | 6.2259 | 6.3128 | 6.4057 | 6.4992 | 6.5935 | 6.6882 | 6.7818 | 6.8741 | 0 | 0 | 0 | 0 | 0 | 0 | 0 | 0
F4_Commercial_Restaurant_New_Food Preparation_Natural Gas_Double Rack Oven_E3 | F4 | Commercial | Restaurant | New | Food Preparation | Natural Gas | Double Rack Oven | E3 | PCT BC Ratio | 0 | 0 | 0 | 0 | 0 | 0 | 0 | 0 | 0 | 0 | 0 | 0 | 0 | 0 | 0 | 0 | 0 | 0 | 0 | 0 | 0 | 0 | 0 | 0 | 0 | 0 | 0 | 0 | 0 | 0
F4_Commercial_Restaurant_New_Food Preparation_Natural Gas_Double Rack Oven_E4 | F4 | Commercial | Restaurant | New | Food Preparation | Natural Gas | Double Rack Oven | E4 | PCT BC Ratio | 0 | 0 | 0 | 0 | 0 | 0 | 0 | 0 | 0 | 0 | 0 | 0 | 0 | 0 | 0 | 0 | 0 | 0 | 0 | 0 | 0 | 0 | 0 | 0 | 0 | 0 | 0 | 0 | 0 | 0
F4_Commercial_Restaurant_New_Food Preparation_Natural Gas_Double Rack Oven_E5 | F4 | Commercial | Restaurant | New | Food Preparation | Natural Gas | Double Rack Oven | E5 | PCT BC Ratio | 0 | 0 | 0 | 0 | 0 | 0 | 0 | 0 | 0 | 0 | 0 | 0 | 0 | 0 | 0 | 0 | 0 | 0 | 0 | 0 | 0 | 0 | 0 | 0 | 0 | 0 | 0 | 0 | 0 | 0
F4_Commercial_Restaurant_New_Food Preparation_Natural Gas_Double Rack Oven_E6 | F4 | Commercial | Restaurant | New | Food Preparation | Natural Gas | Double Rack Oven | E6 | PCT BC Ratio | 0 | 0 | 0 | 0 | 0 | 0 | 0 | 0 | 0 | 0 | 0 | 0 | 0 | 0 | 0 | 0 | 0 | 0 | 0 | 0 | 0 | 0 | 0 | 0 | 0 | 0 | 0 | 0 | 0 | 0
F4_Commercial_Restaurant_New_Food Preparation_Natural Gas_Double Rack Oven_E7 | F4 | Commercial | Restaurant | New | Food Preparation | Natural Gas | Double Rack Oven | E7 | PCT BC Ratio | 0 | 0 | 0 | 0 | 0 | 0 | 0 | 0 | 0 | 0 | 0 | 0 | 0 | 0 | 0 | 0 | 0 | 0 | 0 | 0 | 0 | 0 | 0 | 0 | 0 | 0 | 0 | 0 | 0 | 0
F4_Commercial_Restaurant_New_Food Preparation_Natural Gas_Double Rack Oven_E8 | F4 | Commercial | Restaurant | New | Food Preparation | Natural Gas | Double Rack Oven | E8 | PCT BC Ratio | 0 | 0 | 0 | 0 | 0 | 0 | 0 | 0 | 0 | 0 | 0 | 0 | 0 | 0 | 0 | 0 | 0 | 0 | 0 | 0 | 0 | 0 | 0 | 0 | 0 | 0 | 0 | 0 | 0 | 0
F4_Commercial_Restaurant_New_Food Preparation_Natural Gas_Double Rack Oven_E9 | F4 | Commercial | Restaurant | New | Food Preparation | Natural Gas | Double Rack Oven | E9 | PCT BC Ratio | 0 | 0 | 0 | 0 | 0 | 0 | 0 | 0 | 0 | 0 | 0 | 0 | 0 | 0 | 0 | 0 | 0 | 0 | 0 | 0 | 0 | 0 | 0 | 0 | 0 | 0 | 0 | 0 | 0 | 0
F4_Commercial_Restaurant_New_Food Preparation_Natural Gas_Double Rack Oven_E10 | F4 | Commercial | Restaurant | New | Food Preparation | Natural Gas | Double Rack Oven | E10 | PCT BC Ratio | 0 | 0 | 0 | 0 | 0 | 0 | 0 | 0 | 0 | 0 | 0 | 0 | 0 | 0 | 0 | 0 | 0 | 0 | 0 | 0 | 0 | 0 | 0 | 0 | 0 | 0 | 0 | 0 | 0 | 0
F5_Commercial_Restaurant_New_Food Preparation_Natural Gas_Double Rack Oven_E1 | F5 | Commercial | Restaurant | New | Food Preparation | Natural Gas | Double Rack Oven | E1 | RIM BC Ratio | 0.9 | 0.9 | 0.9 | 0.9 | 0.9 | 0.9 | 0.9 | 0.9 | 0.9 | 0.9 | 0.9 | 0.9 | 0.9 | 0.9 | 0.9 | 0.9 | 0.9 | 0.9 | 0.9 | 0.9 | 0.9 | 0.9 | 0 | 0 | 0 | 0 | 0 | 0 | 0 | 0
F5_Commercial_Restaurant_New_Food Preparation_Natural Gas_Double Rack Oven_E2 | F5 | Commercial | Restaurant | New | Food Preparation | Natural Gas | Double Rack Oven | E2 | RIM BC Ratio | 0.73785 | 0.73858 | 0.73943 | 0.74082 | 0.7426 | 0.74462 | 0.74639 | 0.74792 | 0.74935 | 0.75069 | 0.752 | 0.75324 | 0.75437 | 0.75547 | 0.7565 | 0.75752 | 0.75858 | 0.75963 | 0.76065 | 0.76165 | 0.76261 | 0.76354 | 0 | 0 | 0 | 0 | 0 | 0 | 0 | 0
F5_Commercial_Restaurant_New_Food Preparation_Natural Gas_Double Rack Oven_E3 | F5 | Commercial | Restaurant | New | Food Preparation | Natural Gas | Double Rack Oven | E3 | RIM BC Ratio | 0 | 0 | 0 | 0 | 0 | 0 | 0 | 0 | 0 | 0 | 0 | 0 | 0 | 0 | 0 | 0 | 0 | 0 | 0 | 0 | 0 | 0 | 0 | 0 | 0 | 0 | 0 | 0 | 0 | 0
F5_Commercial_Restaurant_New_Food Preparation_Natural Gas_Double Rack Oven_E4 | F5 | Commercial | Restaurant | New | Food Preparation | Natural Gas | Double Rack Oven | E4 | RIM BC Ratio | 0 | 0 | 0 | 0 | 0 | 0 | 0 | 0 | 0 | 0 | 0 | 0 | 0 | 0 | 0 | 0 | 0 | 0 | 0 | 0 | 0 | 0 | 0 | 0 | 0 | 0 | 0 | 0 | 0 | 0
F5_Commercial_Restaurant_New_Food Preparation_Natural Gas_Double Rack Oven_E5 | F5 | Commercial | Restaurant | New | Food Preparation | Natural Gas | Double Rack Oven | E5 | RIM BC Ratio | 0 | 0 | 0 | 0 | 0 | 0 | 0 | 0 | 0 | 0 | 0 | 0 | 0 | 0 | 0 | 0 | 0 | 0 | 0 | 0 | 0 | 0 | 0 | 0 | 0 | 0 | 0 | 0 | 0 | 0
F5_Commercial_Restaurant_New_Food Preparation_Natural Gas_Double Rack Oven_E6 | F5 | Commercial | Restaurant | New | Food Preparation | Natural Gas | Double Rack Oven | E6 | RIM BC Ratio | 0 | 0 | 0 | 0 | 0 | 0 | 0 | 0 | 0 | 0 | 0 | 0 | 0 | 0 | 0 | 0 | 0 | 0 | 0 | 0 | 0 | 0 | 0 | 0 | 0 | 0 | 0 | 0 | 0 | 0
F5_Commercial_Restaurant_New_Food Preparation_Natural Gas_Double Rack Oven_E7 | F5 | Commercial | Restaurant | New | Food Preparation | Natural Gas | Double Rack Oven | E7 | RIM BC Ratio | 0 | 0 | 0 | 0 | 0 | 0 | 0 | 0 | 0 | 0 | 0 | 0 | 0 | 0 | 0 | 0 | 0 | 0 | 0 | 0 | 0 | 0 | 0 | 0 | 0 | 0 | 0 | 0 | 0 | 0
F5_Commercial_Restaurant_New_Food Preparation_Natural Gas_Double Rack Oven_E8 | F5 | Commercial | Restaurant | New | Food Preparation | Natural Gas | Double Rack Oven | E8 | RIM BC Ratio | 0 | 0 | 0 | 0 | 0 | 0 | 0 | 0 | 0 | 0 | 0 | 0 | 0 | 0 | 0 | 0 | 0 | 0 | 0 | 0 | 0 | 0 | 0 | 0 | 0 | 0 | 0 | 0 | 0 | 0
F5_Commercial_Restaurant_New_Food Preparation_Natural Gas_Double Rack Oven_E9 | F5 | Commercial | Restaurant | New | Food Preparation | Natural Gas | Double Rack Oven | E9 | RIM BC Ratio | 0 | 0 | 0 | 0 | 0 | 0 | 0 | 0 | 0 | 0 | 0 | 0 | 0 | 0 | 0 | 0 | 0 | 0 | 0 | 0 | 0 | 0 | 0 | 0 | 0 | 0 | 0 | 0 | 0 | 0
F5_Commercial_Restaurant_New_Food Preparation_Natural Gas_Double Rack Oven_E10 | F5 | Commercial | Restaurant | New | Food Preparation | Natural Gas | Double Rack Oven | E10 | RIM BC Ratio | 0 | 0 | 0 | 0 | 0 | 0 | 0 | 0 | 0 | 0 | 0 | 0 | 0 | 0 | 0 | 0 | 0 | 0 | 0 | 0 | 0 | 0 | 0 | 0 | 0 | 0 | 0 | 0 | 0 | 0
F0_Commercial_Restaurant_New_Food Preparation_Natural Gas_Fryer_E0 | F0 | Commercial | Restaurant | New | Food Preparation | Natural Gas | Fryer | E0 | Economic Unit | ENERGY STAR | ENERGY STAR | ENERGY STAR | ENERGY STAR | ENERGY STAR | ENERGY STAR | ENERGY STAR | ENERGY STAR | ENERGY STAR | ENERGY STAR | ENERGY STAR | ENERGY STAR | ENERGY STAR | ENERGY STAR | ENERGY STAR | ENERGY STAR | ENERGY STAR | ENERGY STAR | ENERGY STAR | ENERGY STAR | ENERGY STAR | ENERGY STAR | 0 | 0 | 0 | 0 | 0 | 0 | 0 | 0
F1_Commercial_Restaurant_New_Food Preparation_Natural Gas_Fryer_E1 | F1 | Commercial | Restaurant | New | Food Preparation | Natural Gas | Fryer | E1 | CCE | 0 | 0 | 0 | 0 | 0 | 0 | 0 | 0 | 0 | 0 | 0 | 0 | 0 | 0 | 0 | 0 | 0 | 0 | 0 | 0 | 0 | 0 | 0 | 0 | 0 | 0 | 0 | 0 | 0 | 0
F1_Commercial_Restaurant_New_Food Preparation_Natural Gas_Fryer_E2 | F1 | Commercial | Restaurant | New | Food Preparation | Natural Gas | Fryer | E2 | CCE | 0.0070192 | 0.0070192 | 0.0073742 | 0.0072621 | 0.0071531 | 0.0070171 | 0.0069979 | 0.0069529 | 0.006911 | 0.0068479 | 0.0068381 | 0.0068066 | 0.0067786 | 0.006725 | 0.0067321 | 0.0067115 | 0.0066913 | 0.0066471 | 0.0066602 | 0.0066472 | 0.0066374 | 0.0066003 | 0 | 0 | 0 | 0 | 0 | 0 | 0 | 0
F1_Commercial_Restaurant_New_Food Preparation_Natural Gas_Fryer_E3 | F1 | Commercial | Restaurant | New | Food Preparation | Natural Gas | Fryer | E3 | CCE | 0 | 0 | 0 | 0 | 0 | 0 | 0 | 0 | 0 | 0 | 0 | 0 | 0 | 0 | 0 | 0 | 0 | 0 | 0 | 0 | 0 | 0 | 0 | 0 | 0 | 0 | 0 | 0 | 0 | 0
F1_Commercial_Restaurant_New_Food Preparation_Natural Gas_Fryer_E4 | F1 | Commercial | Restaurant | New | Food Preparation | Natural Gas | Fryer | E4 | CCE | 0 | 0 | 0 | 0 | 0 | 0 | 0 | 0 | 0 | 0 | 0 | 0 | 0 | 0 | 0 | 0 | 0 | 0 | 0 | 0 | 0 | 0 | 0 | 0 | 0 | 0 | 0 | 0 | 0 | 0
F1_Commercial_Restaurant_New_Food Preparation_Natural Gas_Fryer_E5 | F1 | Commercial | Restaurant | New | Food Preparation | Natural Gas | Fryer | E5 | CCE | 0 | 0 | 0 | 0 | 0 | 0 | 0 | 0 | 0 | 0 | 0 | 0 | 0 | 0 | 0 | 0 | 0 | 0 | 0 | 0 | 0 | 0 | 0 | 0 | 0 | 0 | 0 | 0 | 0 | 0
F1_Commercial_Restaurant_New_Food Preparation_Natural Gas_Fryer_E6 | F1 | Commercial | Restaurant | New | Food Preparation | Natural Gas | Fryer | E6 | CCE | 0 | 0 | 0 | 0 | 0 | 0 | 0 | 0 | 0 | 0 | 0 | 0 | 0 | 0 | 0 | 0 | 0 | 0 | 0 | 0 | 0 | 0 | 0 | 0 | 0 | 0 | 0 | 0 | 0 | 0
F1_Commercial_Restaurant_New_Food Preparation_Natural Gas_Fryer_E7 | F1 | Commercial | Restaurant | New | Food Preparation | Natural Gas | Fryer | E7 | CCE | 0 | 0 | 0 | 0 | 0 | 0 | 0 | 0 | 0 | 0 | 0 | 0 | 0 | 0 | 0 | 0 | 0 | 0 | 0 | 0 | 0 | 0 | 0 | 0 | 0 | 0 | 0 | 0 | 0 | 0
F1_Commercial_Restaurant_New_Food Preparation_Natural Gas_Fryer_E8 | F1 | Commercial | Restaurant | New | Food Preparation | Natural Gas | Fryer | E8 | CCE | 0 | 0 | 0 | 0 | 0 | 0 | 0 | 0 | 0 | 0 | 0 | 0 | 0 | 0 | 0 | 0 | 0 | 0 | 0 | 0 | 0 | 0 | 0 | 0 | 0 | 0 | 0 | 0 | 0 | 0
F1_Commercial_Restaurant_New_Food Preparation_Natural Gas_Fryer_E9 | F1 | Commercial | Restaurant | New | Food Preparation | Natural Gas | Fryer | E9 | CCE | 0 | 0 | 0 | 0 | 0 | 0 | 0 | 0 | 0 | 0 | 0 | 0 | 0 | 0 | 0 | 0 | 0 | 0 | 0 | 0 | 0 | 0 | 0 | 0 | 0 | 0 | 0 | 0 | 0 | 0
F1_Commercial_Restaurant_New_Food Preparation_Natural Gas_Fryer_E10 | F1 | Commercial | Restaurant | New | Food Preparation | Natural Gas | Fryer | E10 | CCE | 0 | 0 | 0 | 0 | 0 | 0 | 0 | 0 | 0 | 0 | 0 | 0 | 0 | 0 | 0 | 0 | 0 | 0 | 0 | 0 | 0 | 0 | 0 | 0 | 0 | 0 | 0 | 0 | 0 | 0
F2_Commercial_Restaurant_New_Food Preparation_Natural Gas_Fryer_E1 | F2 | Commercial | Restaurant | New | Food Preparation | Natural Gas | Fryer | E1 | TRC BC Ratio | 0.9 | 0.9 | 0.9 | 0.9 | 0.9 | 0.9 | 0.9 | 0.9 | 0.9 | 0.9 | 0.9 | 0.9 | 0.9 | 0.9 | 0.9 | 0.9 | 0.9 | 0.9 | 0.9 | 0.9 | 0.9 | 0.9 | 0 | 0 | 0 | 0 | 0 | 0 | 0 | 0
F2_Commercial_Restaurant_New_Food Preparation_Natural Gas_Fryer_E2 | F2 | Commercial | Restaurant | New | Food Preparation | Natural Gas | Fryer | E2 | TRC BC Ratio | 1.215 | 1.2059 | 1.2046 | 1.2221 | 1.2535 | 1.2946 | 1.3292 | 1.3564 | 1.3811 | 1.4053 | 1.4318 | 1.4585 | 1.4845 | 1.5137 | 1.5415 | 1.571 | 1.6001 | 1.6254 | 1.6465 | 1.6626 | 1.6776 | 1.6911 | 0 | 0 | 0 | 0 | 0 | 0 | 0 | 0
F2_Commercial_Restaurant_New_Food Preparation_Natural Gas_Fryer_E3 | F2 | Commercial | Restaurant | New | Food Preparation | Natural Gas | Fryer | E3 | TRC BC Ratio | 0 | 0 | 0 | 0 | 0 | 0 | 0 | 0 | 0 | 0 | 0 | 0 | 0 | 0 | 0 | 0 | 0 | 0 | 0 | 0 | 0 | 0 | 0 | 0 | 0 | 0 | 0 | 0 | 0 | 0
F2_Commercial_Restaurant_New_Food Preparation_Natural Gas_Fryer_E4 | F2 | Commercial | Restaurant | New | Food Preparation | Natural Gas | Fryer | E4 | TRC BC Ratio | 0 | 0 | 0 | 0 | 0 | 0 | 0 | 0 | 0 | 0 | 0 | 0 | 0 | 0 | 0 | 0 | 0 | 0 | 0 | 0 | 0 | 0 | 0 | 0 | 0 | 0 | 0 | 0 | 0 | 0
F2_Commercial_Restaurant_New_Food Preparation_Natural Gas_Fryer_E5 | F2 | Commercial | Restaurant | New | Food Preparation | Natural Gas | Fryer | E5 | TRC BC Ratio | 0 | 0 | 0 | 0 | 0 | 0 | 0 | 0 | 0 | 0 | 0 | 0 | 0 | 0 | 0 | 0 | 0 | 0 | 0 | 0 | 0 | 0 | 0 | 0 | 0 | 0 | 0 | 0 | 0 | 0
F2_Commercial_Restaurant_New_Food Preparation_Natural Gas_Fryer_E6 | F2 | Commercial | Restaurant | New | Food Preparation | Natural Gas | Fryer | E6 | TRC BC Ratio | 0 | 0 | 0 | 0 | 0 | 0 | 0 | 0 | 0 | 0 | 0 | 0 | 0 | 0 | 0 | 0 | 0 | 0 | 0 | 0 | 0 | 0 | 0 | 0 | 0 | 0 | 0 | 0 | 0 | 0
F2_Commercial_Restaurant_New_Food Preparation_Natural Gas_Fryer_E7 | F2 | Commercial | Restaurant | New | Food Preparation | Natural Gas | Fryer | E7 | TRC BC Ratio | 0 | 0 | 0 | 0 | 0 | 0 | 0 | 0 | 0 | 0 | 0 | 0 | 0 | 0 | 0 | 0 | 0 | 0 | 0 | 0 | 0 | 0 | 0 | 0 | 0 | 0 | 0 | 0 | 0 | 0
F2_Commercial_Restaurant_New_Food Preparation_Natural Gas_Fryer_E8 | F2 | Commercial | Restaurant | New | Food Preparation | Natural Gas | Fryer | E8 | TRC BC Ratio | 0 | 0 | 0 | 0 | 0 | 0 | 0 | 0 | 0 | 0 | 0 | 0 | 0 | 0 | 0 | 0 | 0 | 0 | 0 | 0 | 0 | 0 | 0 | 0 | 0 | 0 | 0 | 0 | 0 | 0
F2_Commercial_Restaurant_New_Food Preparation_Natural Gas_Fryer_E9 | F2 | Commercial | Restaurant | New | Food Preparation | Natural Gas | Fryer | E9 | TRC BC Ratio | 0 | 0 | 0 | 0 | 0 | 0 | 0 | 0 | 0 | 0 | 0 | 0 | 0 | 0 | 0 | 0 | 0 | 0 | 0 | 0 | 0 | 0 | 0 | 0 | 0 | 0 | 0 | 0 | 0 | 0
F2_Commercial_Restaurant_New_Food Preparation_Natural Gas_Fryer_E10 | F2 | Commercial | Restaurant | New | Food Preparation | Natural Gas | Fryer | E10 | TRC BC Ratio | 0 | 0 | 0 | 0 | 0 | 0 | 0 | 0 | 0 | 0 | 0 | 0 | 0 | 0 | 0 | 0 | 0 | 0 | 0 | 0 | 0 | 0 | 0 | 0 | 0 | 0 | 0 | 0 | 0 | 0
F3_Commercial_Restaurant_New_Food Preparation_Natural Gas_Fryer_E1 | F3 | Commercial | Restaurant | New | Food Preparation | Natural Gas | Fryer | E1 | PACT BC Ratio | 0.9 | 0.9 | 0.9 | 0.9 | 0.9 | 0.9 | 0.9 | 0.9 | 0.9 | 0.9 | 0.9 | 0.9 | 0.9 | 0.9 | 0.9 | 0.9 | 0.9 | 0.9 | 0.9 | 0.9 | 0.9 | 0.9 | 0 | 0 | 0 | 0 | 0 | 0 | 0 | 0
F3_Commercial_Restaurant_New_Food Preparation_Natural Gas_Fryer_E2 | F3 | Commercial | Restaurant | New | Food Preparation | Natural Gas | Fryer | E2 | PACT BC Ratio | 1.5621 | 1.5504 | 1.5488 | 1.5712 | 1.6116 | 1.6645 | 1.709 | 1.7439 | 1.7757 | 1.8068 | 1.8409 | 1.8752 | 1.9086 | 1.9462 | 1.9819 | 2.0198 | 2.0573 | 2.0898 | 2.1169 | 2.1377 | 2.1569 | 2.1743 | 0 | 0 | 0 | 0 | 0 | 0 | 0 | 0
F3_Commercial_Restaurant_New_Food Preparation_Natural Gas_Fryer_E3 | F3 | Commercial | Restaurant | New | Food Preparation | Natural Gas | Fryer | E3 | PACT BC Ratio | 0 | 0 | 0 | 0 | 0 | 0 | 0 | 0 | 0 | 0 | 0 | 0 | 0 | 0 | 0 | 0 | 0 | 0 | 0 | 0 | 0 | 0 | 0 | 0 | 0 | 0 | 0 | 0 | 0 | 0
F3_Commercial_Restaurant_New_Food Preparation_Natural Gas_Fryer_E4 | F3 | Commercial | Restaurant | New | Food Preparation | Natural Gas | Fryer | E4 | PACT BC Ratio | 0 | 0 | 0 | 0 | 0 | 0 | 0 | 0 | 0 | 0 | 0 | 0 | 0 | 0 | 0 | 0 | 0 | 0 | 0 | 0 | 0 | 0 | 0 | 0 | 0 | 0 | 0 | 0 | 0 | 0
F3_Commercial_Restaurant_New_Food Preparation_Natural Gas_Fryer_E5 | F3 | Commercial | Restaurant | New | Food Preparation | Natural Gas | Fryer | E5 | PACT BC Ratio | 0 | 0 | 0 | 0 | 0 | 0 | 0 | 0 | 0 | 0 | 0 | 0 | 0 | 0 | 0 | 0 | 0 | 0 | 0 | 0 | 0 | 0 | 0 | 0 | 0 | 0 | 0 | 0 | 0 | 0
F3_Commercial_Restaurant_New_Food Preparation_Natural Gas_Fryer_E6 | F3 | Commercial | Restaurant | New | Food Preparation | Natural Gas | Fryer | E6 | PACT BC Ratio | 0 | 0 | 0 | 0 | 0 | 0 | 0 | 0 | 0 | 0 | 0 | 0 | 0 | 0 | 0 | 0 | 0 | 0 | 0 | 0 | 0 | 0 | 0 | 0 | 0 | 0 | 0 | 0 | 0 | 0
F3_Commercial_Restaurant_New_Food Preparation_Natural Gas_Fryer_E7 | F3 | Commercial | Restaurant | New | Food Preparation | Natural Gas | Fryer | E7 | PACT BC Ratio | 0 | 0 | 0 | 0 | 0 | 0 | 0 | 0 | 0 | 0 | 0 | 0 | 0 | 0 | 0 | 0 | 0 | 0 | 0 | 0 | 0 | 0 | 0 | 0 | 0 | 0 | 0 | 0 | 0 | 0
F3_Commercial_Restaurant_New_Food Preparation_Natural Gas_Fryer_E8 | F3 | Commercial | Restaurant | New | Food Preparation | Natural Gas | Fryer | E8 | PACT BC Ratio | 0 | 0 | 0 | 0 | 0 | 0 | 0 | 0 | 0 | 0 | 0 | 0 | 0 | 0 | 0 | 0 | 0 | 0 | 0 | 0 | 0 | 0 | 0 | 0 | 0 | 0 | 0 | 0 | 0 | 0
F3_Commercial_Restaurant_New_Food Preparation_Natural Gas_Fryer_E9 | F3 | Commercial | Restaurant | New | Food Preparation | Natural Gas | Fryer | E9 | PACT BC Ratio | 0 | 0 | 0 | 0 | 0 | 0 | 0 | 0 | 0 | 0 | 0 | 0 | 0 | 0 | 0 | 0 | 0 | 0 | 0 | 0 | 0 | 0 | 0 | 0 | 0 | 0 | 0 | 0 | 0 | 0
F3_Commercial_Restaurant_New_Food Preparation_Natural Gas_Fryer_E10 | F3 | Commercial | Restaurant | New | Food Preparation | Natural Gas | Fryer | E10 | PACT BC Ratio | 0 | 0 | 0 | 0 | 0 | 0 | 0 | 0 | 0 | 0 | 0 | 0 | 0 | 0 | 0 | 0 | 0 | 0 | 0 | 0 | 0 | 0 | 0 | 0 | 0 | 0 | 0 | 0 | 0 | 0
F4_Commercial_Restaurant_New_Food Preparation_Natural Gas_Fryer_E1 | F4 | Commercial | Restaurant | New | Food Preparation | Natural Gas | Fryer | E1 | PCT BC Ratio | 0.9 | 0.9 | 0.9 | 0.9 | 0.9 | 0.9 | 0.9 | 0.9 | 0.9 | 0.9 | 0.9 | 0.9 | 0.9 | 0.9 | 0.9 | 0.9 | 0.9 | 0.9 | 0.9 | 0.9 | 0.9 | 0.9 | 0 | 0 | 0 | 0 | 0 | 0 | 0 | 0
F4_Commercial_Restaurant_New_Food Preparation_Natural Gas_Fryer_E2 | F4 | Commercial | Restaurant | New | Food Preparation | Natural Gas | Fryer | E2 | PCT BC Ratio | 3.0813 | 3.063 | 3.0604 | 3.0957 | 3.1592 | 3.2424 | 3.3124 | 3.3673 | 3.4172 | 3.4661 | 3.5197 | 3.5737 | 3.6262 | 3.6853 | 3.7415 | 3.8011 | 3.86 | 3.9112 | 3.9537 | 3.9864 | 4.0167 | 4.044 | 0 | 0 | 0 | 0 | 0 | 0 | 0 | 0
F4_Commercial_Restaurant_New_Food Preparation_Natural Gas_Fryer_E3 | F4 | Commercial | Restaurant | New | Food Preparation | Natural Gas | Fryer | E3 | PCT BC Ratio | 0 | 0 | 0 | 0 | 0 | 0 | 0 | 0 | 0 | 0 | 0 | 0 | 0 | 0 | 0 | 0 | 0 | 0 | 0 | 0 | 0 | 0 | 0 | 0 | 0 | 0 | 0 | 0 | 0 | 0
F4_Commercial_Restaurant_New_Food Preparation_Natural Gas_Fryer_E4 | F4 | Commercial | Restaurant | New | Food Preparation | Natural Gas | Fryer | E4 | PCT BC Ratio | 0 | 0 | 0 | 0 | 0 | 0 | 0 | 0 | 0 | 0 | 0 | 0 | 0 | 0 | 0 | 0 | 0 | 0 | 0 | 0 | 0 | 0 | 0 | 0 | 0 | 0 | 0 | 0 | 0 | 0
F4_Commercial_Restaurant_New_Food Preparation_Natural Gas_Fryer_E5 | F4 | Commercial | Restaurant | New | Food Preparation | Natural Gas | Fryer | E5 | PCT BC Ratio | 0 | 0 | 0 | 0 | 0 | 0 | 0 | 0 | 0 | 0 | 0 | 0 | 0 | 0 | 0 | 0 | 0 | 0 | 0 | 0 | 0 | 0 | 0 | 0 | 0 | 0 | 0 | 0 | 0 | 0
F4_Commercial_Restaurant_New_Food Preparation_Natural Gas_Fryer_E6 | F4 | Commercial | Restaurant | New | Food Preparation | Natural Gas | Fryer | E6 | PCT BC Ratio | 0 | 0 | 0 | 0 | 0 | 0 | 0 | 0 | 0 | 0 | 0 | 0 | 0 | 0 | 0 | 0 | 0 | 0 | 0 | 0 | 0 | 0 | 0 | 0 | 0 | 0 | 0 | 0 | 0 | 0
F4_Commercial_Restaurant_New_Food Preparation_Natural Gas_Fryer_E7 | F4 | Commercial | Restaurant | New | Food Preparation | Natural Gas | Fryer | E7 | PCT BC Ratio | 0 | 0 | 0 | 0 | 0 | 0 | 0 | 0 | 0 | 0 | 0 | 0 | 0 | 0 | 0 | 0 | 0 | 0 | 0 | 0 | 0 | 0 | 0 | 0 | 0 | 0 | 0 | 0 | 0 | 0
F4_Commercial_Restaurant_New_Food Preparation_Natural Gas_Fryer_E8 | F4 | Commercial | Restaurant | New | Food Preparation | Natural Gas | Fryer | E8 | PCT BC Ratio | 0 | 0 | 0 | 0 | 0 | 0 | 0 | 0 | 0 | 0 | 0 | 0 | 0 | 0 | 0 | 0 | 0 | 0 | 0 | 0 | 0 | 0 | 0 | 0 | 0 | 0 | 0 | 0 | 0 | 0
F4_Commercial_Restaurant_New_Food Preparation_Natural Gas_Fryer_E9 | F4 | Commercial | Restaurant | New | Food Preparation | Natural Gas | Fryer | E9 | PCT BC Ratio | 0 | 0 | 0 | 0 | 0 | 0 | 0 | 0 | 0 | 0 | 0 | 0 | 0 | 0 | 0 | 0 | 0 | 0 | 0 | 0 | 0 | 0 | 0 | 0 | 0 | 0 | 0 | 0 | 0 | 0
F4_Commercial_Restaurant_New_Food Preparation_Natural Gas_Fryer_E10 | F4 | Commercial | Restaurant | New | Food Preparation | Natural Gas | Fryer | E10 | PCT BC Ratio | 0 | 0 | 0 | 0 | 0 | 0 | 0 | 0 | 0 | 0 | 0 | 0 | 0 | 0 | 0 | 0 | 0 | 0 | 0 | 0 | 0 | 0 | 0 | 0 | 0 | 0 | 0 | 0 | 0 | 0
F5_Commercial_Restaurant_New_Food Preparation_Natural Gas_Fryer_E1 | F5 | Commercial | Restaurant | New | Food Preparation | Natural Gas | Fryer | E1 | RIM BC Ratio | 0.9 | 0.9 | 0.9 | 0.9 | 0.9 | 0.9 | 0.9 | 0.9 | 0.9 | 0.9 | 0.9 | 0.9 | 0.9 | 0.9 | 0.9 | 0.9 | 0.9 | 0.9 | 0.9 | 0.9 | 0.9 | 0.9 | 0 | 0 | 0 | 0 | 0 | 0 | 0 | 0
F5_Commercial_Restaurant_New_Food Preparation_Natural Gas_Fryer_E2 | F5 | Commercial | Restaurant | New | Food Preparation | Natural Gas | Fryer | E2 | RIM BC Ratio | 0.544 | 0.54258 | 0.54238 | 0.54511 | 0.54988 | 0.55591 | 0.56079 | 0.5645 | 0.56779 | 0.57093 | 0.57429 | 0.57759 | 0.58072 | 0.58415 | 0.58733 | 0.59061 | 0.59377 | 0.59646 | 0.59864 | 0.60029 | 0.6018 | 0.60314 | 0 | 0 | 0 | 0 | 0 | 0 | 0 | 0
F5_Commercial_Restaurant_New_Food Preparation_Natural Gas_Fryer_E3 | F5 | Commercial | Restaurant | New | Food Preparation | Natural Gas | Fryer | E3 | RIM BC Ratio | 0 | 0 | 0 | 0 | 0 | 0 | 0 | 0 | 0 | 0 | 0 | 0 | 0 | 0 | 0 | 0 | 0 | 0 | 0 | 0 | 0 | 0 | 0 | 0 | 0 | 0 | 0 | 0 | 0 | 0
F5_Commercial_Restaurant_New_Food Preparation_Natural Gas_Fryer_E4 | F5 | Commercial | Restaurant | New | Food Preparation | Natural Gas | Fryer | E4 | RIM BC Ratio | 0 | 0 | 0 | 0 | 0 | 0 | 0 | 0 | 0 | 0 | 0 | 0 | 0 | 0 | 0 | 0 | 0 | 0 | 0 | 0 | 0 | 0 | 0 | 0 | 0 | 0 | 0 | 0 | 0 | 0
F5_Commercial_Restaurant_New_Food Preparation_Natural Gas_Fryer_E5 | F5 | Commercial | Restaurant | New | Food Preparation | Natural Gas | Fryer | E5 | RIM BC Ratio | 0 | 0 | 0 | 0 | 0 | 0 | 0 | 0 | 0 | 0 | 0 | 0 | 0 | 0 | 0 | 0 | 0 | 0 | 0 | 0 | 0 | 0 | 0 | 0 | 0 | 0 | 0 | 0 | 0 | 0
F5_Commercial_Restaurant_New_Food Preparation_Natural Gas_Fryer_E6 | F5 | Commercial | Restaurant | New | Food Preparation | Natural Gas | Fryer | E6 | RIM BC Ratio | 0 | 0 | 0 | 0 | 0 | 0 | 0 | 0 | 0 | 0 | 0 | 0 | 0 | 0 | 0 | 0 | 0 | 0 | 0 | 0 | 0 | 0 | 0 | 0 | 0 | 0 | 0 | 0 | 0 | 0
F5_Commercial_Restaurant_New_Food Preparation_Natural Gas_Fryer_E7 | F5 | Commercial | Restaurant | New | Food Preparation | Natural Gas | Fryer | E7 | RIM BC Ratio | 0 | 0 | 0 | 0 | 0 | 0 | 0 | 0 | 0 | 0 | 0 | 0 | 0 | 0 | 0 | 0 | 0 | 0 | 0 | 0 | 0 | 0 | 0 | 0 | 0 | 0 | 0 | 0 | 0 | 0
F5_Commercial_Restaurant_New_Food Preparation_Natural Gas_Fryer_E8 | F5 | Commercial | Restaurant | New | Food Preparation | Natural Gas | Fryer | E8 | RIM BC Ratio | 0 | 0 | 0 | 0 | 0 | 0 | 0 | 0 | 0 | 0 | 0 | 0 | 0 | 0 | 0 | 0 | 0 | 0 | 0 | 0 | 0 | 0 | 0 | 0 | 0 | 0 | 0 | 0 | 0 | 0
F5_Commercial_Restaurant_New_Food Preparation_Natural Gas_Fryer_E9 | F5 | Commercial | Restaurant | New | Food Preparation | Natural Gas | Fryer | E9 | RIM BC Ratio | 0 | 0 | 0 | 0 | 0 | 0 | 0 | 0 | 0 | 0 | 0 | 0 | 0 | 0 | 0 | 0 | 0 | 0 | 0 | 0 | 0 | 0 | 0 | 0 | 0 | 0 | 0 | 0 | 0 | 0
F5_Commercial_Restaurant_New_Food Preparation_Natural Gas_Fryer_E10 | F5 | Commercial | Restaurant | New | Food Preparation | Natural Gas | Fryer | E10 | RIM BC Ratio | 0 | 0 | 0 | 0 | 0 | 0 | 0 | 0 | 0 | 0 | 0 | 0 | 0 | 0 | 0 | 0 | 0 | 0 | 0 | 0 | 0 | 0 | 0 | 0 | 0 | 0 | 0 | 0 | 0 | 0
F0_Commercial_Restaurant_New_Food Preparation_Natural Gas_Broiler_E0 | F0 | Commercial | Restaurant | New | Food Preparation | Natural Gas | Broiler | E0 | Economic Unit | Infrared Burners | Infrared Burners | Infrared Burners | Infrared Burners | Infrared Burners | Infrared Burners | Infrared Burners | Infrared Burners | Infrared Burners | Infrared Burners | Infrared Burners | Infrared Burners | Infrared Burners | Infrared Burners | Infrared Burners | Infrared Burners | Infrared Burners | Infrared Burners | Infrared Burners | Infrared Burners | Infrared Burners | Infrared Burners | 0 | 0 | 0 | 0 | 0 | 0 | 0 | 0
F1_Commercial_Restaurant_New_Food Preparation_Natural Gas_Broiler_E1 | F1 | Commercial | Restaurant | New | Food Preparation | Natural Gas | Broiler | E1 | CCE | 0 | 0 | 0 | 0 | 0 | 0 | 0 | 0 | 0 | 0 | 0 | 0 | 0 | 0 | 0 | 0 | 0 | 0 | 0 | 0 | 0 | 0 | 0 | 0 | 0 | 0 | 0 | 0 | 0 | 0
F1_Commercial_Restaurant_New_Food Preparation_Natural Gas_Broiler_E2 | F1 | Commercial | Restaurant | New | Food Preparation | Natural Gas | Broiler | E2 | CCE | 0.0083589 | 0.0083589 | 0.0087817 | 0.0086482 | 0.0085184 | 0.0083564 | 0.0083336 | 0.00828 | 0.0082301 | 0.0081549 | 0.0081433 | 0.0081058 | 0.0080724 | 0.0080086 | 0.008017 | 0.0079925 | 0.0079685 | 0.0079158 | 0.0079314 | 0.0079159 | 0.0079043 | 0.0078601 | 0 | 0 | 0 | 0 | 0 | 0 | 0 | 0
F1_Commercial_Restaurant_New_Food Preparation_Natural Gas_Broiler_E3 | F1 | Commercial | Restaurant | New | Food Preparation | Natural Gas | Broiler | E3 | CCE | 0 | 0 | 0 | 0 | 0 | 0 | 0 | 0 | 0 | 0 | 0 | 0 | 0 | 0 | 0 | 0 | 0 | 0 | 0 | 0 | 0 | 0 | 0 | 0 | 0 | 0 | 0 | 0 | 0 | 0
F1_Commercial_Restaurant_New_Food Preparation_Natural Gas_Broiler_E4 | F1 | Commercial | Restaurant | New | Food Preparation | Natural Gas | Broiler | E4 | CCE | 0 | 0 | 0 | 0 | 0 | 0 | 0 | 0 | 0 | 0 | 0 | 0 | 0 | 0 | 0 | 0 | 0 | 0 | 0 | 0 | 0 | 0 | 0 | 0 | 0 | 0 | 0 | 0 | 0 | 0
F1_Commercial_Restaurant_New_Food Preparation_Natural Gas_Broiler_E5 | F1 | Commercial | Restaurant | New | Food Preparation | Natural Gas | Broiler | E5 | CCE | 0 | 0 | 0 | 0 | 0 | 0 | 0 | 0 | 0 | 0 | 0 | 0 | 0 | 0 | 0 | 0 | 0 | 0 | 0 | 0 | 0 | 0 | 0 | 0 | 0 | 0 | 0 | 0 | 0 | 0
F1_Commercial_Restaurant_New_Food Preparation_Natural Gas_Broiler_E6 | F1 | Commercial | Restaurant | New | Food Preparation | Natural Gas | Broiler | E6 | CCE | 0 | 0 | 0 | 0 | 0 | 0 | 0 | 0 | 0 | 0 | 0 | 0 | 0 | 0 | 0 | 0 | 0 | 0 | 0 | 0 | 0 | 0 | 0 | 0 | 0 | 0 | 0 | 0 | 0 | 0
F1_Commercial_Restaurant_New_Food Preparation_Natural Gas_Broiler_E7 | F1 | Commercial | Restaurant | New | Food Preparation | Natural Gas | Broiler | E7 | CCE | 0 | 0 | 0 | 0 | 0 | 0 | 0 | 0 | 0 | 0 | 0 | 0 | 0 | 0 | 0 | 0 | 0 | 0 | 0 | 0 | 0 | 0 | 0 | 0 | 0 | 0 | 0 | 0 | 0 | 0
F1_Commercial_Restaurant_New_Food Preparation_Natural Gas_Broiler_E8 | F1 | Commercial | Restaurant | New | Food Preparation | Natural Gas | Broiler | E8 | CCE | 0 | 0 | 0 | 0 | 0 | 0 | 0 | 0 | 0 | 0 | 0 | 0 | 0 | 0 | 0 | 0 | 0 | 0 | 0 | 0 | 0 | 0 | 0 | 0 | 0 | 0 | 0 | 0 | 0 | 0
F1_Commercial_Restaurant_New_Food Preparation_Natural Gas_Broiler_E9 | F1 | Commercial | Restaurant | New | Food Preparation | Natural Gas | Broiler | E9 | CCE | 0 | 0 | 0 | 0 | 0 | 0 | 0 | 0 | 0 | 0 | 0 | 0 | 0 | 0 | 0 | 0 | 0 | 0 | 0 | 0 | 0 | 0 | 0 | 0 | 0 | 0 | 0 | 0 | 0 | 0
F1_Commercial_Restaurant_New_Food Preparation_Natural Gas_Broiler_E10 | F1 | Commercial | Restaurant | New | Food Preparation | Natural Gas | Broiler | E10 | CCE | 0 | 0 | 0 | 0 | 0 | 0 | 0 | 0 | 0 | 0 | 0 | 0 | 0 | 0 | 0 | 0 | 0 | 0 | 0 | 0 | 0 | 0 | 0 | 0 | 0 | 0 | 0 | 0 | 0 | 0
F2_Commercial_Restaurant_New_Food Preparation_Natural Gas_Broiler_E1 | F2 | Commercial | Restaurant | New | Food Preparation | Natural Gas | Broiler | E1 | TRC BC Ratio | 0.9 | 0.9 | 0.9 | 0.9 | 0.9 | 0.9 | 0.9 | 0.9 | 0.9 | 0.9 | 0.9 | 0.9 | 0.9 | 0.9 | 0.9 | 0.9 | 0.9 | 0.9 | 0.9 | 0.9 | 0.9 | 0.9 | 0 | 0 | 0 | 0 | 0 | 0 | 0 | 0
F2_Commercial_Restaurant_New_Food Preparation_Natural Gas_Broiler_E2 | F2 | Commercial | Restaurant | New | Food Preparation | Natural Gas | Broiler | E2 | TRC BC Ratio | 1.0644 | 1.0735 | 1.0844 | 1.1025 | 1.1265 | 1.1549 | 1.181 | 1.2042 | 1.2267 | 1.2485 | 1.2706 | 1.292 | 1.3121 | 1.3323 | 1.3516 | 1.3714 | 1.3925 | 1.4138 | 1.4353 | 1.4569 | 1.4782 | 1.4992 | 0 | 0 | 0 | 0 | 0 | 0 | 0 | 0
F2_Commercial_Restaurant_New_Food Preparation_Natural Gas_Broiler_E3 | F2 | Commercial | Restaurant | New | Food Preparation | Natural Gas | Broiler | E3 | TRC BC Ratio | 0 | 0 | 0 | 0 | 0 | 0 | 0 | 0 | 0 | 0 | 0 | 0 | 0 | 0 | 0 | 0 | 0 | 0 | 0 | 0 | 0 | 0 | 0 | 0 | 0 | 0 | 0 | 0 | 0 | 0
F2_Commercial_Restaurant_New_Food Preparation_Natural Gas_Broiler_E4 | F2 | Commercial | Restaurant | New | Food Preparation | Natural Gas | Broiler | E4 | TRC BC Ratio | 0 | 0 | 0 | 0 | 0 | 0 | 0 | 0 | 0 | 0 | 0 | 0 | 0 | 0 | 0 | 0 | 0 | 0 | 0 | 0 | 0 | 0 | 0 | 0 | 0 | 0 | 0 | 0 | 0 | 0
F2_Commercial_Restaurant_New_Food Preparation_Natural Gas_Broiler_E5 | F2 | Commercial | Restaurant | New | Food Preparation | Natural Gas | Broiler | E5 | TRC BC Ratio | 0 | 0 | 0 | 0 | 0 | 0 | 0 | 0 | 0 | 0 | 0 | 0 | 0 | 0 | 0 | 0 | 0 | 0 | 0 | 0 | 0 | 0 | 0 | 0 | 0 | 0 | 0 | 0 | 0 | 0
F2_Commercial_Restaurant_New_Food Preparation_Natural Gas_Broiler_E6 | F2 | Commercial | Restaurant | New | Food Preparation | Natural Gas | Broiler | E6 | TRC BC Ratio | 0 | 0 | 0 | 0 | 0 | 0 | 0 | 0 | 0 | 0 | 0 | 0 | 0 | 0 | 0 | 0 | 0 | 0 | 0 | 0 | 0 | 0 | 0 | 0 | 0 | 0 | 0 | 0 | 0 | 0
F2_Commercial_Restaurant_New_Food Preparation_Natural Gas_Broiler_E7 | F2 | Commercial | Restaurant | New | Food Preparation | Natural Gas | Broiler | E7 | TRC BC Ratio | 0 | 0 | 0 | 0 | 0 | 0 | 0 | 0 | 0 | 0 | 0 | 0 | 0 | 0 | 0 | 0 | 0 | 0 | 0 | 0 | 0 | 0 | 0 | 0 | 0 | 0 | 0 | 0 | 0 | 0
F2_Commercial_Restaurant_New_Food Preparation_Natural Gas_Broiler_E8 | F2 | Commercial | Restaurant | New | Food Preparation | Natural Gas | Broiler | E8 | TRC BC Ratio | 0 | 0 | 0 | 0 | 0 | 0 | 0 | 0 | 0 | 0 | 0 | 0 | 0 | 0 | 0 | 0 | 0 | 0 | 0 | 0 | 0 | 0 | 0 | 0 | 0 | 0 | 0 | 0 | 0 | 0
F2_Commercial_Restaurant_New_Food Preparation_Natural Gas_Broiler_E9 | F2 | Commercial | Restaurant | New | Food Preparation | Natural Gas | Broiler | E9 | TRC BC Ratio | 0 | 0 | 0 | 0 | 0 | 0 | 0 | 0 | 0 | 0 | 0 | 0 | 0 | 0 | 0 | 0 | 0 | 0 | 0 | 0 | 0 | 0 | 0 | 0 | 0 | 0 | 0 | 0 | 0 | 0
F2_Commercial_Restaurant_New_Food Preparation_Natural Gas_Broiler_E10 | F2 | Commercial | Restaurant | New | Food Preparation | Natural Gas | Broiler | E10 | TRC BC Ratio | 0 | 0 | 0 | 0 | 0 | 0 | 0 | 0 | 0 | 0 | 0 | 0 | 0 | 0 | 0 | 0 | 0 | 0 | 0 | 0 | 0 | 0 | 0 | 0 | 0 | 0 | 0 | 0 | 0 | 0
F3_Commercial_Restaurant_New_Food Preparation_Natural Gas_Broiler_E1 | F3 | Commercial | Restaurant | New | Food Preparation | Natural Gas | Broiler | E1 | PACT BC Ratio | 0.9 | 0.9 | 0.9 | 0.9 | 0.9 | 0.9 | 0.9 | 0.9 | 0.9 | 0.9 | 0.9 | 0.9 | 0.9 | 0.9 | 0.9 | 0.9 | 0.9 | 0.9 | 0.9 | 0.9 | 0.9 | 0.9 | 0 | 0 | 0 | 0 | 0 | 0 | 0 | 0
F3_Commercial_Restaurant_New_Food Preparation_Natural Gas_Broiler_E2 | F3 | Commercial | Restaurant | New | Food Preparation | Natural Gas | Broiler | E2 | PACT BC Ratio | 1.3204 | 1.3317 | 1.3453 | 1.3676 | 1.3975 | 1.4327 | 1.465 | 1.4938 | 1.5217 | 1.5488 | 1.5761 | 1.6027 | 1.6277 | 1.6527 | 1.6767 | 1.7012 | 1.7275 | 1.7539 | 1.7805 | 1.8073 | 1.8337 | 1.8598 | 0 | 0 | 0 | 0 | 0 | 0 | 0 | 0
F3_Commercial_Restaurant_New_Food Preparation_Natural Gas_Broiler_E3 | F3 | Commercial | Restaurant | New | Food Preparation | Natural Gas | Broiler | E3 | PACT BC Ratio | 0 | 0 | 0 | 0 | 0 | 0 | 0 | 0 | 0 | 0 | 0 | 0 | 0 | 0 | 0 | 0 | 0 | 0 | 0 | 0 | 0 | 0 | 0 | 0 | 0 | 0 | 0 | 0 | 0 | 0
F3_Commercial_Restaurant_New_Food Preparation_Natural Gas_Broiler_E4 | F3 | Commercial | Restaurant | New | Food Preparation | Natural Gas | Broiler | E4 | PACT BC Ratio | 0 | 0 | 0 | 0 | 0 | 0 | 0 | 0 | 0 | 0 | 0 | 0 | 0 | 0 | 0 | 0 | 0 | 0 | 0 | 0 | 0 | 0 | 0 | 0 | 0 | 0 | 0 | 0 | 0 | 0
F3_Commercial_Restaurant_New_Food Preparation_Natural Gas_Broiler_E5 | F3 | Commercial | Restaurant | New | Food Preparation | Natural Gas | Broiler | E5 | PACT BC Ratio | 0 | 0 | 0 | 0 | 0 | 0 | 0 | 0 | 0 | 0 | 0 | 0 | 0 | 0 | 0 | 0 | 0 | 0 | 0 | 0 | 0 | 0 | 0 | 0 | 0 | 0 | 0 | 0 | 0 | 0
F3_Commercial_Restaurant_New_Food Preparation_Natural Gas_Broiler_E6 | F3 | Commercial | Restaurant | New | Food Preparation | Natural Gas | Broiler | E6 | PACT BC Ratio | 0 | 0 | 0 | 0 | 0 | 0 | 0 | 0 | 0 | 0 | 0 | 0 | 0 | 0 | 0 | 0 | 0 | 0 | 0 | 0 | 0 | 0 | 0 | 0 | 0 | 0 | 0 | 0 | 0 | 0
F3_Commercial_Restaurant_New_Food Preparation_Natural Gas_Broiler_E7 | F3 | Commercial | Restaurant | New | Food Preparation | Natural Gas | Broiler | E7 | PACT BC Ratio | 0 | 0 | 0 | 0 | 0 | 0 | 0 | 0 | 0 | 0 | 0 | 0 | 0 | 0 | 0 | 0 | 0 | 0 | 0 | 0 | 0 | 0 | 0 | 0 | 0 | 0 | 0 | 0 | 0 | 0
F3_Commercial_Restaurant_New_Food Preparation_Natural Gas_Broiler_E8 | F3 | Commercial | Restaurant | New | Food Preparation | Natural Gas | Broiler | E8 | PACT BC Ratio | 0 | 0 | 0 | 0 | 0 | 0 | 0 | 0 | 0 | 0 | 0 | 0 | 0 | 0 | 0 | 0 | 0 | 0 | 0 | 0 | 0 | 0 | 0 | 0 | 0 | 0 | 0 | 0 | 0 | 0
F3_Commercial_Restaurant_New_Food Preparation_Natural Gas_Broiler_E9 | F3 | Commercial | Restaurant | New | Food Preparation | Natural Gas | Broiler | E9 | PACT BC Ratio | 0 | 0 | 0 | 0 | 0 | 0 | 0 | 0 | 0 | 0 | 0 | 0 | 0 | 0 | 0 | 0 | 0 | 0 | 0 | 0 | 0 | 0 | 0 | 0 | 0 | 0 | 0 | 0 | 0 | 0
F3_Commercial_Restaurant_New_Food Preparation_Natural Gas_Broiler_E10 | F3 | Commercial | Restaurant | New | Food Preparation | Natural Gas | Broiler | E10 | PACT BC Ratio | 0 | 0 | 0 | 0 | 0 | 0 | 0 | 0 | 0 | 0 | 0 | 0 | 0 | 0 | 0 | 0 | 0 | 0 | 0 | 0 | 0 | 0 | 0 | 0 | 0 | 0 | 0 | 0 | 0 | 0
F4_Commercial_Restaurant_New_Food Preparation_Natural Gas_Broiler_E1 | F4 | Commercial | Restaurant | New | Food Preparation | Natural Gas | Broiler | E1 | PCT BC Ratio | 0.9 | 0.9 | 0.9 | 0.9 | 0.9 | 0.9 | 0.9 | 0.9 | 0.9 | 0.9 | 0.9 | 0.9 | 0.9 | 0.9 | 0.9 | 0.9 | 0.9 | 0.9 | 0.9 | 0.9 | 0.9 | 0.9 | 0 | 0 | 0 | 0 | 0 | 0 | 0 | 0
F4_Commercial_Restaurant_New_Food Preparation_Natural Gas_Broiler_E2 | F4 | Commercial | Restaurant | New | Food Preparation | Natural Gas | Broiler | E2 | PCT BC Ratio | 2.8717 | 2.8906 | 2.9132 | 2.9506 | 3.0005 | 3.0593 | 3.1134 | 3.1615 | 3.2082 | 3.2535 | 3.2991 | 3.3435 | 3.3853 | 3.4272 | 3.4672 | 3.5082 | 3.5521 | 3.5963 | 3.6408 | 3.6855 | 3.7298 | 3.7734 | 0 | 0 | 0 | 0 | 0 | 0 | 0 | 0
F4_Commercial_Restaurant_New_Food Preparation_Natural Gas_Broiler_E3 | F4 | Commercial | Restaurant | New | Food Preparation | Natural Gas | Broiler | E3 | PCT BC Ratio | 0 | 0 | 0 | 0 | 0 | 0 | 0 | 0 | 0 | 0 | 0 | 0 | 0 | 0 | 0 | 0 | 0 | 0 | 0 | 0 | 0 | 0 | 0 | 0 | 0 | 0 | 0 | 0 | 0 | 0
F4_Commercial_Restaurant_New_Food Preparation_Natural Gas_Broiler_E4 | F4 | Commercial | Restaurant | New | Food Preparation | Natural Gas | Broiler | E4 | PCT BC Ratio | 0 | 0 | 0 | 0 | 0 | 0 | 0 | 0 | 0 | 0 | 0 | 0 | 0 | 0 | 0 | 0 | 0 | 0 | 0 | 0 | 0 | 0 | 0 | 0 | 0 | 0 | 0 | 0 | 0 | 0
F4_Commercial_Restaurant_New_Food Preparation_Natural Gas_Broiler_E5 | F4 | Commercial | Restaurant | New | Food Preparation | Natural Gas | Broiler | E5 | PCT BC Ratio | 0 | 0 | 0 | 0 | 0 | 0 | 0 | 0 | 0 | 0 | 0 | 0 | 0 | 0 | 0 | 0 | 0 | 0 | 0 | 0 | 0 | 0 | 0 | 0 | 0 | 0 | 0 | 0 | 0 | 0
F4_Commercial_Restaurant_New_Food Preparation_Natural Gas_Broiler_E6 | F4 | Commercial | Restaurant | New | Food Preparation | Natural Gas | Broiler | E6 | PCT BC Ratio | 0 | 0 | 0 | 0 | 0 | 0 | 0 | 0 | 0 | 0 | 0 | 0 | 0 | 0 | 0 | 0 | 0 | 0 | 0 | 0 | 0 | 0 | 0 | 0 | 0 | 0 | 0 | 0 | 0 | 0
F4_Commercial_Restaurant_New_Food Preparation_Natural Gas_Broiler_E7 | F4 | Commercial | Restaurant | New | Food Preparation | Natural Gas | Broiler | E7 | PCT BC Ratio | 0 | 0 | 0 | 0 | 0 | 0 | 0 | 0 | 0 | 0 | 0 | 0 | 0 | 0 | 0 | 0 | 0 | 0 | 0 | 0 | 0 | 0 | 0 | 0 | 0 | 0 | 0 | 0 | 0 | 0
F4_Commercial_Restaurant_New_Food Preparation_Natural Gas_Broiler_E8 | F4 | Commercial | Restaurant | New | Food Preparation | Natural Gas | Broiler | E8 | PCT BC Ratio | 0 | 0 | 0 | 0 | 0 | 0 | 0 | 0 | 0 | 0 | 0 | 0 | 0 | 0 | 0 | 0 | 0 | 0 | 0 | 0 | 0 | 0 | 0 | 0 | 0 | 0 | 0 | 0 | 0 | 0
F4_Commercial_Restaurant_New_Food Preparation_Natural Gas_Broiler_E9 | F4 | Commercial | Restaurant | New | Food Preparation | Natural Gas | Broiler | E9 | PCT BC Ratio | 0 | 0 | 0 | 0 | 0 | 0 | 0 | 0 | 0 | 0 | 0 | 0 | 0 | 0 | 0 | 0 | 0 | 0 | 0 | 0 | 0 | 0 | 0 | 0 | 0 | 0 | 0 | 0 | 0 | 0
F4_Commercial_Restaurant_New_Food Preparation_Natural Gas_Broiler_E10 | F4 | Commercial | Restaurant | New | Food Preparation | Natural Gas | Broiler | E10 | PCT BC Ratio | 0 | 0 | 0 | 0 | 0 | 0 | 0 | 0 | 0 | 0 | 0 | 0 | 0 | 0 | 0 | 0 | 0 | 0 | 0 | 0 | 0 | 0 | 0 | 0 | 0 | 0 | 0 | 0 | 0 | 0
F5_Commercial_Restaurant_New_Food Preparation_Natural Gas_Broiler_E1 | F5 | Commercial | Restaurant | New | Food Preparation | Natural Gas | Broiler | E1 | RIM BC Ratio | 0.9 | 0.9 | 0.9 | 0.9 | 0.9 | 0.9 | 0.9 | 0.9 | 0.9 | 0.9 | 0.9 | 0.9 | 0.9 | 0.9 | 0.9 | 0.9 | 0.9 | 0.9 | 0.9 | 0.9 | 0.9 | 0.9 | 0 | 0 | 0 | 0 | 0 | 0 | 0 | 0
F5_Commercial_Restaurant_New_Food Preparation_Natural Gas_Broiler_E2 | F5 | Commercial | Restaurant | New | Food Preparation | Natural Gas | Broiler | E2 | RIM BC Ratio | 0.51141 | 0.51309 | 0.51509 | 0.51833 | 0.52256 | 0.52741 | 0.53173 | 0.53547 | 0.53902 | 0.54238 | 0.54569 | 0.54884 | 0.55175 | 0.55459 | 0.55726 | 0.55995 | 0.56276 | 0.56554 | 0.56828 | 0.57098 | 0.57359 | 0.57612 | 0 | 0 | 0 | 0 | 0 | 0 | 0 | 0
F5_Commercial_Restaurant_New_Food Preparation_Natural Gas_Broiler_E3 | F5 | Commercial | Restaurant | New | Food Preparation | Natural Gas | Broiler | E3 | RIM BC Ratio | 0 | 0 | 0 | 0 | 0 | 0 | 0 | 0 | 0 | 0 | 0 | 0 | 0 | 0 | 0 | 0 | 0 | 0 | 0 | 0 | 0 | 0 | 0 | 0 | 0 | 0 | 0 | 0 | 0 | 0
F5_Commercial_Restaurant_New_Food Preparation_Natural Gas_Broiler_E4 | F5 | Commercial | Restaurant | New | Food Preparation | Natural Gas | Broiler | E4 | RIM BC Ratio | 0 | 0 | 0 | 0 | 0 | 0 | 0 | 0 | 0 | 0 | 0 | 0 | 0 | 0 | 0 | 0 | 0 | 0 | 0 | 0 | 0 | 0 | 0 | 0 | 0 | 0 | 0 | 0 | 0 | 0
F5_Commercial_Restaurant_New_Food Preparation_Natural Gas_Broiler_E5 | F5 | Commercial | Restaurant | New | Food Preparation | Natural Gas | Broiler | E5 | RIM BC Ratio | 0 | 0 | 0 | 0 | 0 | 0 | 0 | 0 | 0 | 0 | 0 | 0 | 0 | 0 | 0 | 0 | 0 | 0 | 0 | 0 | 0 | 0 | 0 | 0 | 0 | 0 | 0 | 0 | 0 | 0
F5_Commercial_Restaurant_New_Food Preparation_Natural Gas_Broiler_E6 | F5 | Commercial | Restaurant | New | Food Preparation | Natural Gas | Broiler | E6 | RIM BC Ratio | 0 | 0 | 0 | 0 | 0 | 0 | 0 | 0 | 0 | 0 | 0 | 0 | 0 | 0 | 0 | 0 | 0 | 0 | 0 | 0 | 0 | 0 | 0 | 0 | 0 | 0 | 0 | 0 | 0 | 0
F5_Commercial_Restaurant_New_Food Preparation_Natural Gas_Broiler_E7 | F5 | Commercial | Restaurant | New | Food Preparation | Natural Gas | Broiler | E7 | RIM BC Ratio | 0 | 0 | 0 | 0 | 0 | 0 | 0 | 0 | 0 | 0 | 0 | 0 | 0 | 0 | 0 | 0 | 0 | 0 | 0 | 0 | 0 | 0 | 0 | 0 | 0 | 0 | 0 | 0 | 0 | 0
F5_Commercial_Restaurant_New_Food Preparation_Natural Gas_Broiler_E8 | F5 | Commercial | Restaurant | New | Food Preparation | Natural Gas | Broiler | E8 | RIM BC Ratio | 0 | 0 | 0 | 0 | 0 | 0 | 0 | 0 | 0 | 0 | 0 | 0 | 0 | 0 | 0 | 0 | 0 | 0 | 0 | 0 | 0 | 0 | 0 | 0 | 0 | 0 | 0 | 0 | 0 | 0
F5_Commercial_Restaurant_New_Food Preparation_Natural Gas_Broiler_E9 | F5 | Commercial | Restaurant | New | Food Preparation | Natural Gas | Broiler | E9 | RIM BC Ratio | 0 | 0 | 0 | 0 | 0 | 0 | 0 | 0 | 0 | 0 | 0 | 0 | 0 | 0 | 0 | 0 | 0 | 0 | 0 | 0 | 0 | 0 | 0 | 0 | 0 | 0 | 0 | 0 | 0 | 0
F5_Commercial_Restaurant_New_Food Preparation_Natural Gas_Broiler_E10 | F5 | Commercial | Restaurant | New | Food Preparation | Natural Gas | Broiler | E10 | RIM BC Ratio | 0 | 0 | 0 | 0 | 0 | 0 | 0 | 0 | 0 | 0 | 0 | 0 | 0 | 0 | 0 | 0 | 0 | 0 | 0 | 0 | 0 | 0 | 0 | 0 | 0 | 0 | 0 | 0 | 0 | 0
F0_Commercial_Restaurant_New_Food Preparation_Natural Gas_Griddle_E0 | F0 | Commercial | Restaurant | New | Food Preparation | Natural Gas | Griddle | E0 | Economic Unit | ENERGY STAR | ENERGY STAR | ENERGY STAR | ENERGY STAR | ENERGY STAR | ENERGY STAR | ENERGY STAR | ENERGY STAR | ENERGY STAR | ENERGY STAR | ENERGY STAR | ENERGY STAR | ENERGY STAR | ENERGY STAR | ENERGY STAR | ENERGY STAR | ENERGY STAR | ENERGY STAR | ENERGY STAR | ENERGY STAR | ENERGY STAR | ENERGY STAR | 0 | 0 | 0 | 0 | 0 | 0 | 0 | 0
F1_Commercial_Restaurant_New_Food Preparation_Natural Gas_Griddle_E1 | F1 | Commercial | Restaurant | New | Food Preparation | Natural Gas | Griddle | E1 | CCE | 0 | 0 | 0 | 0 | 0 | 0 | 0 | 0 | 0 | 0 | 0 | 0 | 0 | 0 | 0 | 0 | 0 | 0 | 0 | 0 | 0 | 0 | 0 | 0 | 0 | 0 | 0 | 0 | 0 | 0
F1_Commercial_Restaurant_New_Food Preparation_Natural Gas_Griddle_E2 | F1 | Commercial | Restaurant | New | Food Preparation | Natural Gas | Griddle | E2 | CCE | 0.0050309 | 0.0050309 | 0.0052853 | 0.0052049 | 0.0051268 | 0.0050293 | 0.0050156 | 0.0049833 | 0.0049533 | 0.0049081 | 0.0049011 | 0.0048785 | 0.0048584 | 0.00482 | 0.0048251 | 0.0048103 | 0.0047959 | 0.0047642 | 0.0047735 | 0.0047642 | 0.0047572 | 0.0047306 | 0 | 0 | 0 | 0 | 0 | 0 | 0 | 0
F1_Commercial_Restaurant_New_Food Preparation_Natural Gas_Griddle_E3 | F1 | Commercial | Restaurant | New | Food Preparation | Natural Gas | Griddle | E3 | CCE | 0 | 0 | 0 | 0 | 0 | 0 | 0 | 0 | 0 | 0 | 0 | 0 | 0 | 0 | 0 | 0 | 0 | 0 | 0 | 0 | 0 | 0 | 0 | 0 | 0 | 0 | 0 | 0 | 0 | 0
F1_Commercial_Restaurant_New_Food Preparation_Natural Gas_Griddle_E4 | F1 | Commercial | Restaurant | New | Food Preparation | Natural Gas | Griddle | E4 | CCE | 0 | 0 | 0 | 0 | 0 | 0 | 0 | 0 | 0 | 0 | 0 | 0 | 0 | 0 | 0 | 0 | 0 | 0 | 0 | 0 | 0 | 0 | 0 | 0 | 0 | 0 | 0 | 0 | 0 | 0
F1_Commercial_Restaurant_New_Food Preparation_Natural Gas_Griddle_E5 | F1 | Commercial | Restaurant | New | Food Preparation | Natural Gas | Griddle | E5 | CCE | 0 | 0 | 0 | 0 | 0 | 0 | 0 | 0 | 0 | 0 | 0 | 0 | 0 | 0 | 0 | 0 | 0 | 0 | 0 | 0 | 0 | 0 | 0 | 0 | 0 | 0 | 0 | 0 | 0 | 0
F1_Commercial_Restaurant_New_Food Preparation_Natural Gas_Griddle_E6 | F1 | Commercial | Restaurant | New | Food Preparation | Natural Gas | Griddle | E6 | CCE | 0 | 0 | 0 | 0 | 0 | 0 | 0 | 0 | 0 | 0 | 0 | 0 | 0 | 0 | 0 | 0 | 0 | 0 | 0 | 0 | 0 | 0 | 0 | 0 | 0 | 0 | 0 | 0 | 0 | 0
F1_Commercial_Restaurant_New_Food Preparation_Natural Gas_Griddle_E7 | F1 | Commercial | Restaurant | New | Food Preparation | Natural Gas | Griddle | E7 | CCE | 0 | 0 | 0 | 0 | 0 | 0 | 0 | 0 | 0 | 0 | 0 | 0 | 0 | 0 | 0 | 0 | 0 | 0 | 0 | 0 | 0 | 0 | 0 | 0 | 0 | 0 | 0 | 0 | 0 | 0
F1_Commercial_Restaurant_New_Food Preparation_Natural Gas_Griddle_E8 | F1 | Commercial | Restaurant | New | Food Preparation | Natural Gas | Griddle | E8 | CCE | 0 | 0 | 0 | 0 | 0 | 0 | 0 | 0 | 0 | 0 | 0 | 0 | 0 | 0 | 0 | 0 | 0 | 0 | 0 | 0 | 0 | 0 | 0 | 0 | 0 | 0 | 0 | 0 | 0 | 0
F1_Commercial_Restaurant_New_Food Preparation_Natural Gas_Griddle_E9 | F1 | Commercial | Restaurant | New | Food Preparation | Natural Gas | Griddle | E9 | CCE | 0 | 0 | 0 | 0 | 0 | 0 | 0 | 0 | 0 | 0 | 0 | 0 | 0 | 0 | 0 | 0 | 0 | 0 | 0 | 0 | 0 | 0 | 0 | 0 | 0 | 0 | 0 | 0 | 0 | 0
F1_Commercial_Restaurant_New_Food Preparation_Natural Gas_Griddle_E10 | F1 | Commercial | Restaurant | New | Food Preparation | Natural Gas | Griddle | E10 | CCE | 0 | 0 | 0 | 0 | 0 | 0 | 0 | 0 | 0 | 0 | 0 | 0 | 0 | 0 | 0 | 0 | 0 | 0 | 0 | 0 | 0 | 0 | 0 | 0 | 0 | 0 | 0 | 0 | 0 | 0
F2_Commercial_Restaurant_New_Food Preparation_Natural Gas_Griddle_E1 | F2 | Commercial | Restaurant | New | Food Preparation | Natural Gas | Griddle | E1 | TRC BC Ratio | 0.9 | 0.9 | 0.9 | 0.9 | 0.9 | 0.9 | 0.9 | 0.9 | 0.9 | 0.9 | 0.9 | 0.9 | 0.9 | 0.9 | 0.9 | 0.9 | 0.9 | 0.9 | 0.9 | 0.9 | 0.9 | 0.9 | 0 | 0 | 0 | 0 | 0 | 0 | 0 | 0
F2_Commercial_Restaurant_New_Food Preparation_Natural Gas_Griddle_E2 | F2 | Commercial | Restaurant | New | Food Preparation | Natural Gas | Griddle | E2 | TRC BC Ratio | 1.7686 | 1.7837 | 1.8018 | 1.8318 | 1.8718 | 1.9189 | 1.9622 | 2.0008 | 2.0382 | 2.0745 | 2.1111 | 2.1466 | 2.1801 | 2.2137 | 2.2457 | 2.2786 | 2.3138 | 2.3491 | 2.3848 | 2.4207 | 2.4561 | 2.491 | 0 | 0 | 0 | 0 | 0 | 0 | 0 | 0
F2_Commercial_Restaurant_New_Food Preparation_Natural Gas_Griddle_E3 | F2 | Commercial | Restaurant | New | Food Preparation | Natural Gas | Griddle | E3 | TRC BC Ratio | 0 | 0 | 0 | 0 | 0 | 0 | 0 | 0 | 0 | 0 | 0 | 0 | 0 | 0 | 0 | 0 | 0 | 0 | 0 | 0 | 0 | 0 | 0 | 0 | 0 | 0 | 0 | 0 | 0 | 0
F2_Commercial_Restaurant_New_Food Preparation_Natural Gas_Griddle_E4 | F2 | Commercial | Restaurant | New | Food Preparation | Natural Gas | Griddle | E4 | TRC BC Ratio | 0 | 0 | 0 | 0 | 0 | 0 | 0 | 0 | 0 | 0 | 0 | 0 | 0 | 0 | 0 | 0 | 0 | 0 | 0 | 0 | 0 | 0 | 0 | 0 | 0 | 0 | 0 | 0 | 0 | 0
F2_Commercial_Restaurant_New_Food Preparation_Natural Gas_Griddle_E5 | F2 | Commercial | Restaurant | New | Food Preparation | Natural Gas | Griddle | E5 | TRC BC Ratio | 0 | 0 | 0 | 0 | 0 | 0 | 0 | 0 | 0 | 0 | 0 | 0 | 0 | 0 | 0 | 0 | 0 | 0 | 0 | 0 | 0 | 0 | 0 | 0 | 0 | 0 | 0 | 0 | 0 | 0
F2_Commercial_Restaurant_New_Food Preparation_Natural Gas_Griddle_E6 | F2 | Commercial | Restaurant | New | Food Preparation | Natural Gas | Griddle | E6 | TRC BC Ratio | 0 | 0 | 0 | 0 | 0 | 0 | 0 | 0 | 0 | 0 | 0 | 0 | 0 | 0 | 0 | 0 | 0 | 0 | 0 | 0 | 0 | 0 | 0 | 0 | 0 | 0 | 0 | 0 | 0 | 0
F2_Commercial_Restaurant_New_Food Preparation_Natural Gas_Griddle_E7 | F2 | Commercial | Restaurant | New | Food Preparation | Natural Gas | Griddle | E7 | TRC BC Ratio | 0 | 0 | 0 | 0 | 0 | 0 | 0 | 0 | 0 | 0 | 0 | 0 | 0 | 0 | 0 | 0 | 0 | 0 | 0 | 0 | 0 | 0 | 0 | 0 | 0 | 0 | 0 | 0 | 0 | 0
F2_Commercial_Restaurant_New_Food Preparation_Natural Gas_Griddle_E8 | F2 | Commercial | Restaurant | New | Food Preparation | Natural Gas | Griddle | E8 | TRC BC Ratio | 0 | 0 | 0 | 0 | 0 | 0 | 0 | 0 | 0 | 0 | 0 | 0 | 0 | 0 | 0 | 0 | 0 | 0 | 0 | 0 | 0 | 0 | 0 | 0 | 0 | 0 | 0 | 0 | 0 | 0
F2_Commercial_Restaurant_New_Food Preparation_Natural Gas_Griddle_E9 | F2 | Commercial | Restaurant | New | Food Preparation | Natural Gas | Griddle | E9 | TRC BC Ratio | 0 | 0 | 0 | 0 | 0 | 0 | 0 | 0 | 0 | 0 | 0 | 0 | 0 | 0 | 0 | 0 | 0 | 0 | 0 | 0 | 0 | 0 | 0 | 0 | 0 | 0 | 0 | 0 | 0 | 0
F2_Commercial_Restaurant_New_Food Preparation_Natural Gas_Griddle_E10 | F2 | Commercial | Restaurant | New | Food Preparation | Natural Gas | Griddle | E10 | TRC BC Ratio | 0 | 0 | 0 | 0 | 0 | 0 | 0 | 0 | 0 | 0 | 0 | 0 | 0 | 0 | 0 | 0 | 0 | 0 | 0 | 0 | 0 | 0 | 0 | 0 | 0 | 0 | 0 | 0 | 0 | 0
F3_Commercial_Restaurant_New_Food Preparation_Natural Gas_Griddle_E1 | F3 | Commercial | Restaurant | New | Food Preparation | Natural Gas | Griddle | E1 | PACT BC Ratio | 0.9 | 0.9 | 0.9 | 0.9 | 0.9 | 0.9 | 0.9 | 0.9 | 0.9 | 0.9 | 0.9 | 0.9 | 0.9 | 0.9 | 0.9 | 0.9 | 0.9 | 0.9 | 0.9 | 0.9 | 0.9 | 0.9 | 0 | 0 | 0 | 0 | 0 | 0 | 0 | 0
F3_Commercial_Restaurant_New_Food Preparation_Natural Gas_Griddle_E2 | F3 | Commercial | Restaurant | New | Food Preparation | Natural Gas | Griddle | E2 | PACT BC Ratio | 1.7686 | 1.7837 | 1.8018 | 1.8318 | 1.8718 | 1.9189 | 1.9622 | 2.0008 | 2.0382 | 2.0745 | 2.1111 | 2.1466 | 2.1801 | 2.2137 | 2.2457 | 2.2786 | 2.3138 | 2.3491 | 2.3848 | 2.4207 | 2.4561 | 2.491 | 0 | 0 | 0 | 0 | 0 | 0 | 0 | 0
F3_Commercial_Restaurant_New_Food Preparation_Natural Gas_Griddle_E3 | F3 | Commercial | Restaurant | New | Food Preparation | Natural Gas | Griddle | E3 | PACT BC Ratio | 0 | 0 | 0 | 0 | 0 | 0 | 0 | 0 | 0 | 0 | 0 | 0 | 0 | 0 | 0 | 0 | 0 | 0 | 0 | 0 | 0 | 0 | 0 | 0 | 0 | 0 | 0 | 0 | 0 | 0
F3_Commercial_Restaurant_New_Food Preparation_Natural Gas_Griddle_E4 | F3 | Commercial | Restaurant | New | Food Preparation | Natural Gas | Griddle | E4 | PACT BC Ratio | 0 | 0 | 0 | 0 | 0 | 0 | 0 | 0 | 0 | 0 | 0 | 0 | 0 | 0 | 0 | 0 | 0 | 0 | 0 | 0 | 0 | 0 | 0 | 0 | 0 | 0 | 0 | 0 | 0 | 0
F3_Commercial_Restaurant_New_Food Preparation_Natural Gas_Griddle_E5 | F3 | Commercial | Restaurant | New | Food Preparation | Natural Gas | Griddle | E5 | PACT BC Ratio | 0 | 0 | 0 | 0 | 0 | 0 | 0 | 0 | 0 | 0 | 0 | 0 | 0 | 0 | 0 | 0 | 0 | 0 | 0 | 0 | 0 | 0 | 0 | 0 | 0 | 0 | 0 | 0 | 0 | 0
F3_Commercial_Restaurant_New_Food Preparation_Natural Gas_Griddle_E6 | F3 | Commercial | Restaurant | New | Food Preparation | Natural Gas | Griddle | E6 | PACT BC Ratio | 0 | 0 | 0 | 0 | 0 | 0 | 0 | 0 | 0 | 0 | 0 | 0 | 0 | 0 | 0 | 0 | 0 | 0 | 0 | 0 | 0 | 0 | 0 | 0 | 0 | 0 | 0 | 0 | 0 | 0
F3_Commercial_Restaurant_New_Food Preparation_Natural Gas_Griddle_E7 | F3 | Commercial | Restaurant | New | Food Preparation | Natural Gas | Griddle | E7 | PACT BC Ratio | 0 | 0 | 0 | 0 | 0 | 0 | 0 | 0 | 0 | 0 | 0 | 0 | 0 | 0 | 0 | 0 | 0 | 0 | 0 | 0 | 0 | 0 | 0 | 0 | 0 | 0 | 0 | 0 | 0 | 0
F3_Commercial_Restaurant_New_Food Preparation_Natural Gas_Griddle_E8 | F3 | Commercial | Restaurant | New | Food Preparation | Natural Gas | Griddle | E8 | PACT BC Ratio | 0 | 0 | 0 | 0 | 0 | 0 | 0 | 0 | 0 | 0 | 0 | 0 | 0 | 0 | 0 | 0 | 0 | 0 | 0 | 0 | 0 | 0 | 0 | 0 | 0 | 0 | 0 | 0 | 0 | 0
F3_Commercial_Restaurant_New_Food Preparation_Natural Gas_Griddle_E9 | F3 | Commercial | Restaurant | New | Food Preparation | Natural Gas | Griddle | E9 | PACT BC Ratio | 0 | 0 | 0 | 0 | 0 | 0 | 0 | 0 | 0 | 0 | 0 | 0 | 0 | 0 | 0 | 0 | 0 | 0 | 0 | 0 | 0 | 0 | 0 | 0 | 0 | 0 | 0 | 0 | 0 | 0
F3_Commercial_Restaurant_New_Food Preparation_Natural Gas_Griddle_E10 | F3 | Commercial | Restaurant | New | Food Preparation | Natural Gas | Griddle | E10 | PACT BC Ratio | 0 | 0 | 0 | 0 | 0 | 0 | 0 | 0 | 0 | 0 | 0 | 0 | 0 | 0 | 0 | 0 | 0 | 0 | 0 | 0 | 0 | 0 | 0 | 0 | 0 | 0 | 0 | 0 | 0 | 0
F4_Commercial_Restaurant_New_Food Preparation_Natural Gas_Griddle_E1 | F4 | Commercial | Restaurant | New | Food Preparation | Natural Gas | Griddle | E1 | PCT BC Ratio | 0.9 | 0.9 | 0.9 | 0.9 | 0.9 | 0.9 | 0.9 | 0.9 | 0.9 | 0.9 | 0.9 | 0.9 | 0.9 | 0.9 | 0.9 | 0.9 | 0.9 | 0.9 | 0.9 | 0.9 | 0.9 | 0.9 | 0 | 0 | 0 | 0 | 0 | 0 | 0 | 0
F4_Commercial_Restaurant_New_Food Preparation_Natural Gas_Griddle_E2 | F4 | Commercial | Restaurant | New | Food Preparation | Natural Gas | Griddle | E2 | PCT BC Ratio | 5.4497 | 5.4877 | 5.5333 | 5.6087 | 5.7092 | 5.8278 | 5.9368 | 6.0338 | 6.128 | 6.2192 | 6.3113 | 6.4008 | 6.4851 | 6.5695 | 6.6501 | 6.7328 | 6.8213 | 6.9103 | 7.0001 | 7.0902 | 7.1794 | 7.2673 | 0 | 0 | 0 | 0 | 0 | 0 | 0 | 0
F4_Commercial_Restaurant_New_Food Preparation_Natural Gas_Griddle_E3 | F4 | Commercial | Restaurant | New | Food Preparation | Natural Gas | Griddle | E3 | PCT BC Ratio | 0 | 0 | 0 | 0 | 0 | 0 | 0 | 0 | 0 | 0 | 0 | 0 | 0 | 0 | 0 | 0 | 0 | 0 | 0 | 0 | 0 | 0 | 0 | 0 | 0 | 0 | 0 | 0 | 0 | 0
F4_Commercial_Restaurant_New_Food Preparation_Natural Gas_Griddle_E4 | F4 | Commercial | Restaurant | New | Food Preparation | Natural Gas | Griddle | E4 | PCT BC Ratio | 0 | 0 | 0 | 0 | 0 | 0 | 0 | 0 | 0 | 0 | 0 | 0 | 0 | 0 | 0 | 0 | 0 | 0 | 0 | 0 | 0 | 0 | 0 | 0 | 0 | 0 | 0 | 0 | 0 | 0
F4_Commercial_Restaurant_New_Food Preparation_Natural Gas_Griddle_E5 | F4 | Commercial | Restaurant | New | Food Preparation | Natural Gas | Griddle | E5 | PCT BC Ratio | 0 | 0 | 0 | 0 | 0 | 0 | 0 | 0 | 0 | 0 | 0 | 0 | 0 | 0 | 0 | 0 | 0 | 0 | 0 | 0 | 0 | 0 | 0 | 0 | 0 | 0 | 0 | 0 | 0 | 0
F4_Commercial_Restaurant_New_Food Preparation_Natural Gas_Griddle_E6 | F4 | Commercial | Restaurant | New | Food Preparation | Natural Gas | Griddle | E6 | PCT BC Ratio | 0 | 0 | 0 | 0 | 0 | 0 | 0 | 0 | 0 | 0 | 0 | 0 | 0 | 0 | 0 | 0 | 0 | 0 | 0 | 0 | 0 | 0 | 0 | 0 | 0 | 0 | 0 | 0 | 0 | 0
F4_Commercial_Restaurant_New_Food Preparation_Natural Gas_Griddle_E7 | F4 | Commercial | Restaurant | New | Food Preparation | Natural Gas | Griddle | E7 | PCT BC Ratio | 0 | 0 | 0 | 0 | 0 | 0 | 0 | 0 | 0 | 0 | 0 | 0 | 0 | 0 | 0 | 0 | 0 | 0 | 0 | 0 | 0 | 0 | 0 | 0 | 0 | 0 | 0 | 0 | 0 | 0
F4_Commercial_Restaurant_New_Food Preparation_Natural Gas_Griddle_E8 | F4 | Commercial | Restaurant | New | Food Preparation | Natural Gas | Griddle | E8 | PCT BC Ratio | 0 | 0 | 0 | 0 | 0 | 0 | 0 | 0 | 0 | 0 | 0 | 0 | 0 | 0 | 0 | 0 | 0 | 0 | 0 | 0 | 0 | 0 | 0 | 0 | 0 | 0 | 0 | 0 | 0 | 0
F4_Commercial_Restaurant_New_Food Preparation_Natural Gas_Griddle_E9 | F4 | Commercial | Restaurant | New | Food Preparation | Natural Gas | Griddle | E9 | PCT BC Ratio | 0 | 0 | 0 | 0 | 0 | 0 | 0 | 0 | 0 | 0 | 0 | 0 | 0 | 0 | 0 | 0 | 0 | 0 | 0 | 0 | 0 | 0 | 0 | 0 | 0 | 0 | 0 | 0 | 0 | 0
F4_Commercial_Restaurant_New_Food Preparation_Natural Gas_Griddle_E10 | F4 | Commercial | Restaurant | New | Food Preparation | Natural Gas | Griddle | E10 | PCT BC Ratio | 0 | 0 | 0 | 0 | 0 | 0 | 0 | 0 | 0 | 0 | 0 | 0 | 0 | 0 | 0 | 0 | 0 | 0 | 0 | 0 | 0 | 0 | 0 | 0 | 0 | 0 | 0 | 0 | 0 | 0
F5_Commercial_Restaurant_New_Food Preparation_Natural Gas_Griddle_E1 | F5 | Commercial | Restaurant | New | Food Preparation | Natural Gas | Griddle | E1 | RIM BC Ratio | 0.9 | 0.9 | 0.9 | 0.9 | 0.9 | 0.9 | 0.9 | 0.9 | 0.9 | 0.9 | 0.9 | 0.9 | 0.9 | 0.9 | 0.9 | 0.9 | 0.9 | 0.9 | 0.9 | 0.9 | 0.9 | 0.9 | 0 | 0 | 0 | 0 | 0 | 0 | 0 | 0
F5_Commercial_Restaurant_New_Food Preparation_Natural Gas_Griddle_E2 | F5 | Commercial | Restaurant | New | Food Preparation | Natural Gas | Griddle | E2 | RIM BC Ratio | 0.56706 | 0.5686 | 0.57043 | 0.5734 | 0.57726 | 0.58167 | 0.58559 | 0.58897 | 0.59217 | 0.5952 | 0.59817 | 0.60099 | 0.60359 | 0.60613 | 0.60851 | 0.6109 | 0.6134 | 0.61586 | 0.61828 | 0.62067 | 0.62297 | 0.62519 | 0 | 0 | 0 | 0 | 0 | 0 | 0 | 0
F5_Commercial_Restaurant_New_Food Preparation_Natural Gas_Griddle_E3 | F5 | Commercial | Restaurant | New | Food Preparation | Natural Gas | Griddle | E3 | RIM BC Ratio | 0 | 0 | 0 | 0 | 0 | 0 | 0 | 0 | 0 | 0 | 0 | 0 | 0 | 0 | 0 | 0 | 0 | 0 | 0 | 0 | 0 | 0 | 0 | 0 | 0 | 0 | 0 | 0 | 0 | 0
F5_Commercial_Restaurant_New_Food Preparation_Natural Gas_Griddle_E4 | F5 | Commercial | Restaurant | New | Food Preparation | Natural Gas | Griddle | E4 | RIM BC Ratio | 0 | 0 | 0 | 0 | 0 | 0 | 0 | 0 | 0 | 0 | 0 | 0 | 0 | 0 | 0 | 0 | 0 | 0 | 0 | 0 | 0 | 0 | 0 | 0 | 0 | 0 | 0 | 0 | 0 | 0
F5_Commercial_Restaurant_New_Food Preparation_Natural Gas_Griddle_E5 | F5 | Commercial | Restaurant | New | Food Preparation | Natural Gas | Griddle | E5 | RIM BC Ratio | 0 | 0 | 0 | 0 | 0 | 0 | 0 | 0 | 0 | 0 | 0 | 0 | 0 | 0 | 0 | 0 | 0 | 0 | 0 | 0 | 0 | 0 | 0 | 0 | 0 | 0 | 0 | 0 | 0 | 0
F5_Commercial_Restaurant_New_Food Preparation_Natural Gas_Griddle_E6 | F5 | Commercial | Restaurant | New | Food Preparation | Natural Gas | Griddle | E6 | RIM BC Ratio | 0 | 0 | 0 | 0 | 0 | 0 | 0 | 0 | 0 | 0 | 0 | 0 | 0 | 0 | 0 | 0 | 0 | 0 | 0 | 0 | 0 | 0 | 0 | 0 | 0 | 0 | 0 | 0 | 0 | 0
F5_Commercial_Restaurant_New_Food Preparation_Natural Gas_Griddle_E7 | F5 | Commercial | Restaurant | New | Food Preparation | Natural Gas | Griddle | E7 | RIM BC Ratio | 0 | 0 | 0 | 0 | 0 | 0 | 0 | 0 | 0 | 0 | 0 | 0 | 0 | 0 | 0 | 0 | 0 | 0 | 0 | 0 | 0 | 0 | 0 | 0 | 0 | 0 | 0 | 0 | 0 | 0
F5_Commercial_Restaurant_New_Food Preparation_Natural Gas_Griddle_E8 | F5 | Commercial | Restaurant | New | Food Preparation | Natural Gas | Griddle | E8 | RIM BC Ratio | 0 | 0 | 0 | 0 | 0 | 0 | 0 | 0 | 0 | 0 | 0 | 0 | 0 | 0 | 0 | 0 | 0 | 0 | 0 | 0 | 0 | 0 | 0 | 0 | 0 | 0 | 0 | 0 | 0 | 0
F5_Commercial_Restaurant_New_Food Preparation_Natural Gas_Griddle_E9 | F5 | Commercial | Restaurant | New | Food Preparation | Natural Gas | Griddle | E9 | RIM BC Ratio | 0 | 0 | 0 | 0 | 0 | 0 | 0 | 0 | 0 | 0 | 0 | 0 | 0 | 0 | 0 | 0 | 0 | 0 | 0 | 0 | 0 | 0 | 0 | 0 | 0 | 0 | 0 | 0 | 0 | 0
F5_Commercial_Restaurant_New_Food Preparation_Natural Gas_Griddle_E10 | F5 | Commercial | Restaurant | New | Food Preparation | Natural Gas | Griddle | E10 | RIM BC Ratio | 0 | 0 | 0 | 0 | 0 | 0 | 0 | 0 | 0 | 0 | 0 | 0 | 0 | 0 | 0 | 0 | 0 | 0 | 0 | 0 | 0 | 0 | 0 | 0 | 0 | 0 | 0 | 0 | 0 | 0
F0_Commercial_Restaurant_New_Food Preparation_Natural Gas_Range_E0 | F0 | Commercial | Restaurant | New | Food Preparation | Natural Gas | Range | E0 | Economic Unit | High Efficiency | High Efficiency | High Efficiency | High Efficiency | High Efficiency | High Efficiency | High Efficiency | High Efficiency | High Efficiency | High Efficiency | High Efficiency | High Efficiency | High Efficiency | High Efficiency | High Efficiency | High Efficiency | High Efficiency | High Efficiency | High Efficiency | High Efficiency | High Efficiency | High Efficiency | 0 | 0 | 0 | 0 | 0 | 0 | 0 | 0
F1_Commercial_Restaurant_New_Food Preparation_Natural Gas_Range_E1 | F1 | Commercial | Restaurant | New | Food Preparation | Natural Gas | Range | E1 | CCE | 0 | 0 | 0 | 0 | 0 | 0 | 0 | 0 | 0 | 0 | 0 | 0 | 0 | 0 | 0 | 0 | 0 | 0 | 0 | 0 | 0 | 0 | 0 | 0 | 0 | 0 | 0 | 0 | 0 | 0
F1_Commercial_Restaurant_New_Food Preparation_Natural Gas_Range_E2 | F1 | Commercial | Restaurant | New | Food Preparation | Natural Gas | Range | E2 | CCE | 8.5926e-06 | 8.5926e-06 | 9.0272e-06 | 8.8899e-06 | 8.7566e-06 | 8.59e-06 | 8.5665e-06 | 8.5115e-06 | 8.4602e-06 | 8.3829e-06 | 8.3709e-06 | 8.3324e-06 | 8.2981e-06 | 8.2325e-06 | 8.2412e-06 | 8.216e-06 | 8.1913e-06 | 8.1372e-06 | 8.1531e-06 | 8.1372e-06 | 8.1253e-06 | 8.0799e-06 | 0 | 0 | 0 | 0 | 0 | 0 | 0 | 0
F1_Commercial_Restaurant_New_Food Preparation_Natural Gas_Range_E3 | F1 | Commercial | Restaurant | New | Food Preparation | Natural Gas | Range | E3 | CCE | 0 | 0 | 0 | 0 | 0 | 0 | 0 | 0 | 0 | 0 | 0 | 0 | 0 | 0 | 0 | 0 | 0 | 0 | 0 | 0 | 0 | 0 | 0 | 0 | 0 | 0 | 0 | 0 | 0 | 0
F1_Commercial_Restaurant_New_Food Preparation_Natural Gas_Range_E4 | F1 | Commercial | Restaurant | New | Food Preparation | Natural Gas | Range | E4 | CCE | 0 | 0 | 0 | 0 | 0 | 0 | 0 | 0 | 0 | 0 | 0 | 0 | 0 | 0 | 0 | 0 | 0 | 0 | 0 | 0 | 0 | 0 | 0 | 0 | 0 | 0 | 0 | 0 | 0 | 0
F1_Commercial_Restaurant_New_Food Preparation_Natural Gas_Range_E5 | F1 | Commercial | Restaurant | New | Food Preparation | Natural Gas | Range | E5 | CCE | 0 | 0 | 0 | 0 | 0 | 0 | 0 | 0 | 0 | 0 | 0 | 0 | 0 | 0 | 0 | 0 | 0 | 0 | 0 | 0 | 0 | 0 | 0 | 0 | 0 | 0 | 0 | 0 | 0 | 0
F1_Commercial_Restaurant_New_Food Preparation_Natural Gas_Range_E6 | F1 | Commercial | Restaurant | New | Food Preparation | Natural Gas | Range | E6 | CCE | 0 | 0 | 0 | 0 | 0 | 0 | 0 | 0 | 0 | 0 | 0 | 0 | 0 | 0 | 0 | 0 | 0 | 0 | 0 | 0 | 0 | 0 | 0 | 0 | 0 | 0 | 0 | 0 | 0 | 0
F1_Commercial_Restaurant_New_Food Preparation_Natural Gas_Range_E7 | F1 | Commercial | Restaurant | New | Food Preparation | Natural Gas | Range | E7 | CCE | 0 | 0 | 0 | 0 | 0 | 0 | 0 | 0 | 0 | 0 | 0 | 0 | 0 | 0 | 0 | 0 | 0 | 0 | 0 | 0 | 0 | 0 | 0 | 0 | 0 | 0 | 0 | 0 | 0 | 0
F1_Commercial_Restaurant_New_Food Preparation_Natural Gas_Range_E8 | F1 | Commercial | Restaurant | New | Food Preparation | Natural Gas | Range | E8 | CCE | 0 | 0 | 0 | 0 | 0 | 0 | 0 | 0 | 0 | 0 | 0 | 0 | 0 | 0 | 0 | 0 | 0 | 0 | 0 | 0 | 0 | 0 | 0 | 0 | 0 | 0 | 0 | 0 | 0 | 0
F1_Commercial_Restaurant_New_Food Preparation_Natural Gas_Range_E9 | F1 | Commercial | Restaurant | New | Food Preparation | Natural Gas | Range | E9 | CCE | 0 | 0 | 0 | 0 | 0 | 0 | 0 | 0 | 0 | 0 | 0 | 0 | 0 | 0 | 0 | 0 | 0 | 0 | 0 | 0 | 0 | 0 | 0 | 0 | 0 | 0 | 0 | 0 | 0 | 0
F1_Commercial_Restaurant_New_Food Preparation_Natural Gas_Range_E10 | F1 | Commercial | Restaurant | New | Food Preparation | Natural Gas | Range | E10 | CCE | 0 | 0 | 0 | 0 | 0 | 0 | 0 | 0 | 0 | 0 | 0 | 0 | 0 | 0 | 0 | 0 | 0 | 0 | 0 | 0 | 0 | 0 | 0 | 0 | 0 | 0 | 0 | 0 | 0 | 0
F2_Commercial_Restaurant_New_Food Preparation_Natural Gas_Range_E1 | F2 | Commercial | Restaurant | New | Food Preparation | Natural Gas | Range | E1 | TRC BC Ratio | 0.9 | 0.9 | 0.9 | 0.9 | 0.9 | 0.9 | 0.9 | 0.9 | 0.9 | 0.9 | 0.9 | 0.9 | 0.9 | 0.9 | 0.9 | 0.9 | 0.9 | 0.9 | 0.9 | 0.9 | 0.9 | 0.9 | 0 | 0 | 0 | 0 | 0 | 0 | 0 | 0
F2_Commercial_Restaurant_New_Food Preparation_Natural Gas_Range_E2 | F2 | Commercial | Restaurant | New | Food Preparation | Natural Gas | Range | E2 | TRC BC Ratio | 1019.1653 | 1025.957 | 1034.7565 | 1051.749 | 1075.3352 | 1103.7208 | 1129.4917 | 1151.5715 | 1172.5295 | 1193.9346 | 1216.8518 | 1239.2069 | 1260.3448 | 1281.6317 | 1300.4442 | 1318.2534 | 1337.5282 | 1356.8704 | 1376.316 | 1395.7637 | 1414.8475 | 1433.4759 | 0 | 0 | 0 | 0 | 0 | 0 | 0 | 0
F2_Commercial_Restaurant_New_Food Preparation_Natural Gas_Range_E3 | F2 | Commercial | Restaurant | New | Food Preparation | Natural Gas | Range | E3 | TRC BC Ratio | 0 | 0 | 0 | 0 | 0 | 0 | 0 | 0 | 0 | 0 | 0 | 0 | 0 | 0 | 0 | 0 | 0 | 0 | 0 | 0 | 0 | 0 | 0 | 0 | 0 | 0 | 0 | 0 | 0 | 0
F2_Commercial_Restaurant_New_Food Preparation_Natural Gas_Range_E4 | F2 | Commercial | Restaurant | New | Food Preparation | Natural Gas | Range | E4 | TRC BC Ratio | 0 | 0 | 0 | 0 | 0 | 0 | 0 | 0 | 0 | 0 | 0 | 0 | 0 | 0 | 0 | 0 | 0 | 0 | 0 | 0 | 0 | 0 | 0 | 0 | 0 | 0 | 0 | 0 | 0 | 0
F2_Commercial_Restaurant_New_Food Preparation_Natural Gas_Range_E5 | F2 | Commercial | Restaurant | New | Food Preparation | Natural Gas | Range | E5 | TRC BC Ratio | 0 | 0 | 0 | 0 | 0 | 0 | 0 | 0 | 0 | 0 | 0 | 0 | 0 | 0 | 0 | 0 | 0 | 0 | 0 | 0 | 0 | 0 | 0 | 0 | 0 | 0 | 0 | 0 | 0 | 0
F2_Commercial_Restaurant_New_Food Preparation_Natural Gas_Range_E6 | F2 | Commercial | Restaurant | New | Food Preparation | Natural Gas | Range | E6 | TRC BC Ratio | 0 | 0 | 0 | 0 | 0 | 0 | 0 | 0 | 0 | 0 | 0 | 0 | 0 | 0 | 0 | 0 | 0 | 0 | 0 | 0 | 0 | 0 | 0 | 0 | 0 | 0 | 0 | 0 | 0 | 0
F2_Commercial_Restaurant_New_Food Preparation_Natural Gas_Range_E7 | F2 | Commercial | Restaurant | New | Food Preparation | Natural Gas | Range | E7 | TRC BC Ratio | 0 | 0 | 0 | 0 | 0 | 0 | 0 | 0 | 0 | 0 | 0 | 0 | 0 | 0 | 0 | 0 | 0 | 0 | 0 | 0 | 0 | 0 | 0 | 0 | 0 | 0 | 0 | 0 | 0 | 0
F2_Commercial_Restaurant_New_Food Preparation_Natural Gas_Range_E8 | F2 | Commercial | Restaurant | New | Food Preparation | Natural Gas | Range | E8 | TRC BC Ratio | 0 | 0 | 0 | 0 | 0 | 0 | 0 | 0 | 0 | 0 | 0 | 0 | 0 | 0 | 0 | 0 | 0 | 0 | 0 | 0 | 0 | 0 | 0 | 0 | 0 | 0 | 0 | 0 | 0 | 0
F2_Commercial_Restaurant_New_Food Preparation_Natural Gas_Range_E9 | F2 | Commercial | Restaurant | New | Food Preparation | Natural Gas | Range | E9 | TRC BC Ratio | 0 | 0 | 0 | 0 | 0 | 0 | 0 | 0 | 0 | 0 | 0 | 0 | 0 | 0 | 0 | 0 | 0 | 0 | 0 | 0 | 0 | 0 | 0 | 0 | 0 | 0 | 0 | 0 | 0 | 0
F2_Commercial_Restaurant_New_Food Preparation_Natural Gas_Range_E10 | F2 | Commercial | Restaurant | New | Food Preparation | Natural Gas | Range | E10 | TRC BC Ratio | 0 | 0 | 0 | 0 | 0 | 0 | 0 | 0 | 0 | 0 | 0 | 0 | 0 | 0 | 0 | 0 | 0 | 0 | 0 | 0 | 0 | 0 | 0 | 0 | 0 | 0 | 0 | 0 | 0 | 0
F3_Commercial_Restaurant_New_Food Preparation_Natural Gas_Range_E1 | F3 | Commercial | Restaurant | New | Food Preparation | Natural Gas | Range | E1 | PACT BC Ratio | 0.9 | 0.9 | 0.9 | 0.9 | 0.9 | 0.9 | 0.9 | 0.9 | 0.9 | 0.9 | 0.9 | 0.9 | 0.9 | 0.9 | 0.9 | 0.9 | 0.9 | 0.9 | 0.9 | 0.9 | 0.9 | 0.9 | 0 | 0 | 0 | 0 | 0 | 0 | 0 | 0
F3_Commercial_Restaurant_New_Food Preparation_Natural Gas_Range_E2 | F3 | Commercial | Restaurant | New | Food Preparation | Natural Gas | Range | E2 | PACT BC Ratio | 1019.1653 | 1025.957 | 1034.7565 | 1051.749 | 1075.3352 | 1103.7208 | 1129.4917 | 1151.5715 | 1172.5295 | 1193.9346 | 1216.8518 | 1239.2069 | 1260.3448 | 1281.6317 | 1300.4442 | 1318.2534 | 1337.5282 | 1356.8704 | 1376.316 | 1395.7637 | 1414.8475 | 1433.4759 | 0 | 0 | 0 | 0 | 0 | 0 | 0 | 0
F3_Commercial_Restaurant_New_Food Preparation_Natural Gas_Range_E3 | F3 | Commercial | Restaurant | New | Food Preparation | Natural Gas | Range | E3 | PACT BC Ratio | 0 | 0 | 0 | 0 | 0 | 0 | 0 | 0 | 0 | 0 | 0 | 0 | 0 | 0 | 0 | 0 | 0 | 0 | 0 | 0 | 0 | 0 | 0 | 0 | 0 | 0 | 0 | 0 | 0 | 0
F3_Commercial_Restaurant_New_Food Preparation_Natural Gas_Range_E4 | F3 | Commercial | Restaurant | New | Food Preparation | Natural Gas | Range | E4 | PACT BC Ratio | 0 | 0 | 0 | 0 | 0 | 0 | 0 | 0 | 0 | 0 | 0 | 0 | 0 | 0 | 0 | 0 | 0 | 0 | 0 | 0 | 0 | 0 | 0 | 0 | 0 | 0 | 0 | 0 | 0 | 0
F3_Commercial_Restaurant_New_Food Preparation_Natural Gas_Range_E5 | F3 | Commercial | Restaurant | New | Food Preparation | Natural Gas | Range | E5 | PACT BC Ratio | 0 | 0 | 0 | 0 | 0 | 0 | 0 | 0 | 0 | 0 | 0 | 0 | 0 | 0 | 0 | 0 | 0 | 0 | 0 | 0 | 0 | 0 | 0 | 0 | 0 | 0 | 0 | 0 | 0 | 0
F3_Commercial_Restaurant_New_Food Preparation_Natural Gas_Range_E6 | F3 | Commercial | Restaurant | New | Food Preparation | Natural Gas | Range | E6 | PACT BC Ratio | 0 | 0 | 0 | 0 | 0 | 0 | 0 | 0 | 0 | 0 | 0 | 0 | 0 | 0 | 0 | 0 | 0 | 0 | 0 | 0 | 0 | 0 | 0 | 0 | 0 | 0 | 0 | 0 | 0 | 0
F3_Commercial_Restaurant_New_Food Preparation_Natural Gas_Range_E7 | F3 | Commercial | Restaurant | New | Food Preparation | Natural Gas | Range | E7 | PACT BC Ratio | 0 | 0 | 0 | 0 | 0 | 0 | 0 | 0 | 0 | 0 | 0 | 0 | 0 | 0 | 0 | 0 | 0 | 0 | 0 | 0 | 0 | 0 | 0 | 0 | 0 | 0 | 0 | 0 | 0 | 0
F3_Commercial_Restaurant_New_Food Preparation_Natural Gas_Range_E8 | F3 | Commercial | Restaurant | New | Food Preparation | Natural Gas | Range | E8 | PACT BC Ratio | 0 | 0 | 0 | 0 | 0 | 0 | 0 | 0 | 0 | 0 | 0 | 0 | 0 | 0 | 0 | 0 | 0 | 0 | 0 | 0 | 0 | 0 | 0 | 0 | 0 | 0 | 0 | 0 | 0 | 0
F3_Commercial_Restaurant_New_Food Preparation_Natural Gas_Range_E9 | F3 | Commercial | Restaurant | New | Food Preparation | Natural Gas | Range | E9 | PACT BC Ratio | 0 | 0 | 0 | 0 | 0 | 0 | 0 | 0 | 0 | 0 | 0 | 0 | 0 | 0 | 0 | 0 | 0 | 0 | 0 | 0 | 0 | 0 | 0 | 0 | 0 | 0 | 0 | 0 | 0 | 0
F3_Commercial_Restaurant_New_Food Preparation_Natural Gas_Range_E10 | F3 | Commercial | Restaurant | New | Food Preparation | Natural Gas | Range | E10 | PACT BC Ratio | 0 | 0 | 0 | 0 | 0 | 0 | 0 | 0 | 0 | 0 | 0 | 0 | 0 | 0 | 0 | 0 | 0 | 0 | 0 | 0 | 0 | 0 | 0 | 0 | 0 | 0 | 0 | 0 | 0 | 0
F4_Commercial_Restaurant_New_Food Preparation_Natural Gas_Range_E1 | F4 | Commercial | Restaurant | New | Food Preparation | Natural Gas | Range | E1 | PCT BC Ratio | 0.9 | 0.9 | 0.9 | 0.9 | 0.9 | 0.9 | 0.9 | 0.9 | 0.9 | 0.9 | 0.9 | 0.9 | 0.9 | 0.9 | 0.9 | 0.9 | 0.9 | 0.9 | 0.9 | 0.9 | 0.9 | 0.9 | 0 | 0 | 0 | 0 | 0 | 0 | 0 | 0
F4_Commercial_Restaurant_New_Food Preparation_Natural Gas_Range_E2 | F4 | Commercial | Restaurant | New | Food Preparation | Natural Gas | Range | E2 | PCT BC Ratio | 2565.1554 | 2582.2429 | 2604.3819 | 2647.1341 | 2706.4754 | 2777.8917 | 2842.7298 | 2898.2811 | 2951.01 | 3004.864 | 3062.5221 | 3118.7661 | 3171.9478 | 3225.5042 | 3272.8355 | 3317.6421 | 3366.1364 | 3414.8 | 3463.724 | 3512.6533 | 3560.6668 | 3607.5346 | 0 | 0 | 0 | 0 | 0 | 0 | 0 | 0
F4_Commercial_Restaurant_New_Food Preparation_Natural Gas_Range_E3 | F4 | Commercial | Restaurant | New | Food Preparation | Natural Gas | Range | E3 | PCT BC Ratio | 0 | 0 | 0 | 0 | 0 | 0 | 0 | 0 | 0 | 0 | 0 | 0 | 0 | 0 | 0 | 0 | 0 | 0 | 0 | 0 | 0 | 0 | 0 | 0 | 0 | 0 | 0 | 0 | 0 | 0
F4_Commercial_Restaurant_New_Food Preparation_Natural Gas_Range_E4 | F4 | Commercial | Restaurant | New | Food Preparation | Natural Gas | Range | E4 | PCT BC Ratio | 0 | 0 | 0 | 0 | 0 | 0 | 0 | 0 | 0 | 0 | 0 | 0 | 0 | 0 | 0 | 0 | 0 | 0 | 0 | 0 | 0 | 0 | 0 | 0 | 0 | 0 | 0 | 0 | 0 | 0
F4_Commercial_Restaurant_New_Food Preparation_Natural Gas_Range_E5 | F4 | Commercial | Restaurant | New | Food Preparation | Natural Gas | Range | E5 | PCT BC Ratio | 0 | 0 | 0 | 0 | 0 | 0 | 0 | 0 | 0 | 0 | 0 | 0 | 0 | 0 | 0 | 0 | 0 | 0 | 0 | 0 | 0 | 0 | 0 | 0 | 0 | 0 | 0 | 0 | 0 | 0
F4_Commercial_Restaurant_New_Food Preparation_Natural Gas_Range_E6 | F4 | Commercial | Restaurant | New | Food Preparation | Natural Gas | Range | E6 | PCT BC Ratio | 0 | 0 | 0 | 0 | 0 | 0 | 0 | 0 | 0 | 0 | 0 | 0 | 0 | 0 | 0 | 0 | 0 | 0 | 0 | 0 | 0 | 0 | 0 | 0 | 0 | 0 | 0 | 0 | 0 | 0
F4_Commercial_Restaurant_New_Food Preparation_Natural Gas_Range_E7 | F4 | Commercial | Restaurant | New | Food Preparation | Natural Gas | Range | E7 | PCT BC Ratio | 0 | 0 | 0 | 0 | 0 | 0 | 0 | 0 | 0 | 0 | 0 | 0 | 0 | 0 | 0 | 0 | 0 | 0 | 0 | 0 | 0 | 0 | 0 | 0 | 0 | 0 | 0 | 0 | 0 | 0
F4_Commercial_Restaurant_New_Food Preparation_Natural Gas_Range_E8 | F4 | Commercial | Restaurant | New | Food Preparation | Natural Gas | Range | E8 | PCT BC Ratio | 0 | 0 | 0 | 0 | 0 | 0 | 0 | 0 | 0 | 0 | 0 | 0 | 0 | 0 | 0 | 0 | 0 | 0 | 0 | 0 | 0 | 0 | 0 | 0 | 0 | 0 | 0 | 0 | 0 | 0
F4_Commercial_Restaurant_New_Food Preparation_Natural Gas_Range_E9 | F4 | Commercial | Restaurant | New | Food Preparation | Natural Gas | Range | E9 | PCT BC Ratio | 0 | 0 | 0 | 0 | 0 | 0 | 0 | 0 | 0 | 0 | 0 | 0 | 0 | 0 | 0 | 0 | 0 | 0 | 0 | 0 | 0 | 0 | 0 | 0 | 0 | 0 | 0 | 0 | 0 | 0
F4_Commercial_Restaurant_New_Food Preparation_Natural Gas_Range_E10 | F4 | Commercial | Restaurant | New | Food Preparation | Natural Gas | Range | E10 | PCT BC Ratio | 0 | 0 | 0 | 0 | 0 | 0 | 0 | 0 | 0 | 0 | 0 | 0 | 0 | 0 | 0 | 0 | 0 | 0 | 0 | 0 | 0 | 0 | 0 | 0 | 0 | 0 | 0 | 0 | 0 | 0
F5_Commercial_Restaurant_New_Food Preparation_Natural Gas_Range_E1 | F5 | Commercial | Restaurant | New | Food Preparation | Natural Gas | Range | E1 | RIM BC Ratio | 0.9 | 0.9 | 0.9 | 0.9 | 0.9 | 0.9 | 0.9 | 0.9 | 0.9 | 0.9 | 0.9 | 0.9 | 0.9 | 0.9 | 0.9 | 0.9 | 0.9 | 0.9 | 0.9 | 0.9 | 0.9 | 0.9 | 0 | 0 | 0 | 0 | 0 | 0 | 0 | 0
F5_Commercial_Restaurant_New_Food Preparation_Natural Gas_Range_E2 | F5 | Commercial | Restaurant | New | Food Preparation | Natural Gas | Range | E2 | RIM BC Ratio | 0.834 | 0.834 | 0.83401 | 0.83402 | 0.83403 | 0.83405 | 0.83406 | 0.83407 | 0.83409 | 0.8341 | 0.83411 | 0.83412 | 0.83413 | 0.83414 | 0.83414 | 0.83415 | 0.83416 | 0.83417 | 0.83417 | 0.83418 | 0.83419 | 0.83419 | 0 | 0 | 0 | 0 | 0 | 0 | 0 | 0
F5_Commercial_Restaurant_New_Food Preparation_Natural Gas_Range_E3 | F5 | Commercial | Restaurant | New | Food Preparation | Natural Gas | Range | E3 | RIM BC Ratio | 0 | 0 | 0 | 0 | 0 | 0 | 0 | 0 | 0 | 0 | 0 | 0 | 0 | 0 | 0 | 0 | 0 | 0 | 0 | 0 | 0 | 0 | 0 | 0 | 0 | 0 | 0 | 0 | 0 | 0
F5_Commercial_Restaurant_New_Food Preparation_Natural Gas_Range_E4 | F5 | Commercial | Restaurant | New | Food Preparation | Natural Gas | Range | E4 | RIM BC Ratio | 0 | 0 | 0 | 0 | 0 | 0 | 0 | 0 | 0 | 0 | 0 | 0 | 0 | 0 | 0 | 0 | 0 | 0 | 0 | 0 | 0 | 0 | 0 | 0 | 0 | 0 | 0 | 0 | 0 | 0
F5_Commercial_Restaurant_New_Food Preparation_Natural Gas_Range_E5 | F5 | Commercial | Restaurant | New | Food Preparation | Natural Gas | Range | E5 | RIM BC Ratio | 0 | 0 | 0 | 0 | 0 | 0 | 0 | 0 | 0 | 0 | 0 | 0 | 0 | 0 | 0 | 0 | 0 | 0 | 0 | 0 | 0 | 0 | 0 | 0 | 0 | 0 | 0 | 0 | 0 | 0
F5_Commercial_Restaurant_New_Food Preparation_Natural Gas_Range_E6 | F5 | Commercial | Restaurant | New | Food Preparation | Natural Gas | Range | E6 | RIM BC Ratio | 0 | 0 | 0 | 0 | 0 | 0 | 0 | 0 | 0 | 0 | 0 | 0 | 0 | 0 | 0 | 0 | 0 | 0 | 0 | 0 | 0 | 0 | 0 | 0 | 0 | 0 | 0 | 0 | 0 | 0
F5_Commercial_Restaurant_New_Food Preparation_Natural Gas_Range_E7 | F5 | Commercial | Restaurant | New | Food Preparation | Natural Gas | Range | E7 | RIM BC Ratio | 0 | 0 | 0 | 0 | 0 | 0 | 0 | 0 | 0 | 0 | 0 | 0 | 0 | 0 | 0 | 0 | 0 | 0 | 0 | 0 | 0 | 0 | 0 | 0 | 0 | 0 | 0 | 0 | 0 | 0
F5_Commercial_Restaurant_New_Food Preparation_Natural Gas_Range_E8 | F5 | Commercial | Restaurant | New | Food Preparation | Natural Gas | Range | E8 | RIM BC Ratio | 0 | 0 | 0 | 0 | 0 | 0 | 0 | 0 | 0 | 0 | 0 | 0 | 0 | 0 | 0 | 0 | 0 | 0 | 0 | 0 | 0 | 0 | 0 | 0 | 0 | 0 | 0 | 0 | 0 | 0
F5_Commercial_Restaurant_New_Food Preparation_Natural Gas_Range_E9 | F5 | Commercial | Restaurant | New | Food Preparation | Natural Gas | Range | E9 | RIM BC Ratio | 0 | 0 | 0 | 0 | 0 | 0 | 0 | 0 | 0 | 0 | 0 | 0 | 0 | 0 | 0 | 0 | 0 | 0 | 0 | 0 | 0 | 0 | 0 | 0 | 0 | 0 | 0 | 0 | 0 | 0
F5_Commercial_Restaurant_New_Food Preparation_Natural Gas_Range_E10 | F5 | Commercial | Restaurant | New | Food Preparation | Natural Gas | Range | E10 | RIM BC Ratio | 0 | 0 | 0 | 0 | 0 | 0 | 0 | 0 | 0 | 0 | 0 | 0 | 0 | 0 | 0 | 0 | 0 | 0 | 0 | 0 | 0 | 0 | 0 | 0 | 0 | 0 | 0 | 0 | 0 | 0
F0_Commercial_Restaurant_New_Food Preparation_Natural Gas_Steamer_E0 | F0 | Commercial | Restaurant | New | Food Preparation | Natural Gas | Steamer | E0 | Economic Unit | ENERGY STAR | ENERGY STAR | ENERGY STAR | ENERGY STAR | ENERGY STAR | ENERGY STAR | ENERGY STAR | ENERGY STAR | ENERGY STAR | ENERGY STAR | ENERGY STAR | ENERGY STAR | ENERGY STAR | ENERGY STAR | ENERGY STAR | ENERGY STAR | ENERGY STAR | ENERGY STAR | ENERGY STAR | ENERGY STAR | ENERGY STAR | ENERGY STAR | 0 | 0 | 0 | 0 | 0 | 0 | 0 | 0
F1_Commercial_Restaurant_New_Food Preparation_Natural Gas_Steamer_E1 | F1 | Commercial | Restaurant | New | Food Preparation | Natural Gas | Steamer | E1 | CCE | 0 | 0 | 0 | 0 | 0 | 0 | 0 | 0 | 0 | 0 | 0 | 0 | 0 | 0 | 0 | 0 | 0 | 0 | 0 | 0 | 0 | 0 | 0 | 0 | 0 | 0 | 0 | 0 | 0 | 0
F1_Commercial_Restaurant_New_Food Preparation_Natural Gas_Steamer_E2 | F1 | Commercial | Restaurant | New | Food Preparation | Natural Gas | Steamer | E2 | CCE | 0.0017749 | 0.0017749 | 0.0018646 | 0.0018363 | 0.0018088 | 0.0017743 | 0.0017695 | 0.0017581 | 0.0017475 | 0.0017316 | 0.0017291 | 0.0017211 | 0.0017141 | 0.0017005 | 0.0017023 | 0.0016971 | 0.001692 | 0.0016808 | 0.0016841 | 0.0016808 | 0.0016784 | 0.001669 | 0 | 0 | 0 | 0 | 0 | 0 | 0 | 0
F1_Commercial_Restaurant_New_Food Preparation_Natural Gas_Steamer_E3 | F1 | Commercial | Restaurant | New | Food Preparation | Natural Gas | Steamer | E3 | CCE | 0 | 0 | 0 | 0 | 0 | 0 | 0 | 0 | 0 | 0 | 0 | 0 | 0 | 0 | 0 | 0 | 0 | 0 | 0 | 0 | 0 | 0 | 0 | 0 | 0 | 0 | 0 | 0 | 0 | 0
F1_Commercial_Restaurant_New_Food Preparation_Natural Gas_Steamer_E4 | F1 | Commercial | Restaurant | New | Food Preparation | Natural Gas | Steamer | E4 | CCE | 0 | 0 | 0 | 0 | 0 | 0 | 0 | 0 | 0 | 0 | 0 | 0 | 0 | 0 | 0 | 0 | 0 | 0 | 0 | 0 | 0 | 0 | 0 | 0 | 0 | 0 | 0 | 0 | 0 | 0
F1_Commercial_Restaurant_New_Food Preparation_Natural Gas_Steamer_E5 | F1 | Commercial | Restaurant | New | Food Preparation | Natural Gas | Steamer | E5 | CCE | 0 | 0 | 0 | 0 | 0 | 0 | 0 | 0 | 0 | 0 | 0 | 0 | 0 | 0 | 0 | 0 | 0 | 0 | 0 | 0 | 0 | 0 | 0 | 0 | 0 | 0 | 0 | 0 | 0 | 0
F1_Commercial_Restaurant_New_Food Preparation_Natural Gas_Steamer_E6 | F1 | Commercial | Restaurant | New | Food Preparation | Natural Gas | Steamer | E6 | CCE | 0 | 0 | 0 | 0 | 0 | 0 | 0 | 0 | 0 | 0 | 0 | 0 | 0 | 0 | 0 | 0 | 0 | 0 | 0 | 0 | 0 | 0 | 0 | 0 | 0 | 0 | 0 | 0 | 0 | 0
F1_Commercial_Restaurant_New_Food Preparation_Natural Gas_Steamer_E7 | F1 | Commercial | Restaurant | New | Food Preparation | Natural Gas | Steamer | E7 | CCE | 0 | 0 | 0 | 0 | 0 | 0 | 0 | 0 | 0 | 0 | 0 | 0 | 0 | 0 | 0 | 0 | 0 | 0 | 0 | 0 | 0 | 0 | 0 | 0 | 0 | 0 | 0 | 0 | 0 | 0
F1_Commercial_Restaurant_New_Food Preparation_Natural Gas_Steamer_E8 | F1 | Commercial | Restaurant | New | Food Preparation | Natural Gas | Steamer | E8 | CCE | 0 | 0 | 0 | 0 | 0 | 0 | 0 | 0 | 0 | 0 | 0 | 0 | 0 | 0 | 0 | 0 | 0 | 0 | 0 | 0 | 0 | 0 | 0 | 0 | 0 | 0 | 0 | 0 | 0 | 0
F1_Commercial_Restaurant_New_Food Preparation_Natural Gas_Steamer_E9 | F1 | Commercial | Restaurant | New | Food Preparation | Natural Gas | Steamer | E9 | CCE | 0 | 0 | 0 | 0 | 0 | 0 | 0 | 0 | 0 | 0 | 0 | 0 | 0 | 0 | 0 | 0 | 0 | 0 | 0 | 0 | 0 | 0 | 0 | 0 | 0 | 0 | 0 | 0 | 0 | 0
F1_Commercial_Restaurant_New_Food Preparation_Natural Gas_Steamer_E10 | F1 | Commercial | Restaurant | New | Food Preparation | Natural Gas | Steamer | E10 | CCE | 0 | 0 | 0 | 0 | 0 | 0 | 0 | 0 | 0 | 0 | 0 | 0 | 0 | 0 | 0 | 0 | 0 | 0 | 0 | 0 | 0 | 0 | 0 | 0 | 0 | 0 | 0 | 0 | 0 | 0
F2_Commercial_Restaurant_New_Food Preparation_Natural Gas_Steamer_E1 | F2 | Commercial | Restaurant | New | Food Preparation | Natural Gas | Steamer | E1 | TRC BC Ratio | 0.9 | 0.9 | 0.9 | 0.9 | 0.9 | 0.9 | 0.9 | 0.9 | 0.9 | 0.9 | 0.9 | 0.9 | 0.9 | 0.9 | 0.9 | 0.9 | 0.9 | 0.9 | 0.9 | 0.9 | 0.9 | 0.9 | 0 | 0 | 0 | 0 | 0 | 0 | 0 | 0
F2_Commercial_Restaurant_New_Food Preparation_Natural Gas_Steamer_E2 | F2 | Commercial | Restaurant | New | Food Preparation | Natural Gas | Steamer | E2 | TRC BC Ratio | 4.9998 | 5.0422 | 5.093 | 5.1779 | 5.291 | 5.4252 | 5.5491 | 5.656 | 5.7559 | 5.8544 | 5.9559 | 6.057 | 6.1552 | 6.2565 | 6.3505 | 6.4434 | 6.5427 | 6.6427 | 6.7436 | 6.8448 | 6.9449 | 7.0436 | 0 | 0 | 0 | 0 | 0 | 0 | 0 | 0
F2_Commercial_Restaurant_New_Food Preparation_Natural Gas_Steamer_E3 | F2 | Commercial | Restaurant | New | Food Preparation | Natural Gas | Steamer | E3 | TRC BC Ratio | 0 | 0 | 0 | 0 | 0 | 0 | 0 | 0 | 0 | 0 | 0 | 0 | 0 | 0 | 0 | 0 | 0 | 0 | 0 | 0 | 0 | 0 | 0 | 0 | 0 | 0 | 0 | 0 | 0 | 0
F2_Commercial_Restaurant_New_Food Preparation_Natural Gas_Steamer_E4 | F2 | Commercial | Restaurant | New | Food Preparation | Natural Gas | Steamer | E4 | TRC BC Ratio | 0 | 0 | 0 | 0 | 0 | 0 | 0 | 0 | 0 | 0 | 0 | 0 | 0 | 0 | 0 | 0 | 0 | 0 | 0 | 0 | 0 | 0 | 0 | 0 | 0 | 0 | 0 | 0 | 0 | 0
F2_Commercial_Restaurant_New_Food Preparation_Natural Gas_Steamer_E5 | F2 | Commercial | Restaurant | New | Food Preparation | Natural Gas | Steamer | E5 | TRC BC Ratio | 0 | 0 | 0 | 0 | 0 | 0 | 0 | 0 | 0 | 0 | 0 | 0 | 0 | 0 | 0 | 0 | 0 | 0 | 0 | 0 | 0 | 0 | 0 | 0 | 0 | 0 | 0 | 0 | 0 | 0
F2_Commercial_Restaurant_New_Food Preparation_Natural Gas_Steamer_E6 | F2 | Commercial | Restaurant | New | Food Preparation | Natural Gas | Steamer | E6 | TRC BC Ratio | 0 | 0 | 0 | 0 | 0 | 0 | 0 | 0 | 0 | 0 | 0 | 0 | 0 | 0 | 0 | 0 | 0 | 0 | 0 | 0 | 0 | 0 | 0 | 0 | 0 | 0 | 0 | 0 | 0 | 0
F2_Commercial_Restaurant_New_Food Preparation_Natural Gas_Steamer_E7 | F2 | Commercial | Restaurant | New | Food Preparation | Natural Gas | Steamer | E7 | TRC BC Ratio | 0 | 0 | 0 | 0 | 0 | 0 | 0 | 0 | 0 | 0 | 0 | 0 | 0 | 0 | 0 | 0 | 0 | 0 | 0 | 0 | 0 | 0 | 0 | 0 | 0 | 0 | 0 | 0 | 0 | 0
F2_Commercial_Restaurant_New_Food Preparation_Natural Gas_Steamer_E8 | F2 | Commercial | Restaurant | New | Food Preparation | Natural Gas | Steamer | E8 | TRC BC Ratio | 0 | 0 | 0 | 0 | 0 | 0 | 0 | 0 | 0 | 0 | 0 | 0 | 0 | 0 | 0 | 0 | 0 | 0 | 0 | 0 | 0 | 0 | 0 | 0 | 0 | 0 | 0 | 0 | 0 | 0
F2_Commercial_Restaurant_New_Food Preparation_Natural Gas_Steamer_E9 | F2 | Commercial | Restaurant | New | Food Preparation | Natural Gas | Steamer | E9 | TRC BC Ratio | 0 | 0 | 0 | 0 | 0 | 0 | 0 | 0 | 0 | 0 | 0 | 0 | 0 | 0 | 0 | 0 | 0 | 0 | 0 | 0 | 0 | 0 | 0 | 0 | 0 | 0 | 0 | 0 | 0 | 0
F2_Commercial_Restaurant_New_Food Preparation_Natural Gas_Steamer_E10 | F2 | Commercial | Restaurant | New | Food Preparation | Natural Gas | Steamer | E10 | TRC BC Ratio | 0 | 0 | 0 | 0 | 0 | 0 | 0 | 0 | 0 | 0 | 0 | 0 | 0 | 0 | 0 | 0 | 0 | 0 | 0 | 0 | 0 | 0 | 0 | 0 | 0 | 0 | 0 | 0 | 0 | 0
F3_Commercial_Restaurant_New_Food Preparation_Natural Gas_Steamer_E1 | F3 | Commercial | Restaurant | New | Food Preparation | Natural Gas | Steamer | E1 | PACT BC Ratio | 0.9 | 0.9 | 0.9 | 0.9 | 0.9 | 0.9 | 0.9 | 0.9 | 0.9 | 0.9 | 0.9 | 0.9 | 0.9 | 0.9 | 0.9 | 0.9 | 0.9 | 0.9 | 0.9 | 0.9 | 0.9 | 0.9 | 0 | 0 | 0 | 0 | 0 | 0 | 0 | 0
F3_Commercial_Restaurant_New_Food Preparation_Natural Gas_Steamer_E2 | F3 | Commercial | Restaurant | New | Food Preparation | Natural Gas | Steamer | E2 | PACT BC Ratio | 5.4144 | 5.4603 | 5.5153 | 5.6072 | 5.7297 | 5.875 | 6.0092 | 6.1249 | 6.2331 | 6.3398 | 6.4497 | 6.5592 | 6.6655 | 6.7753 | 6.877 | 6.9776 | 7.0852 | 7.1935 | 7.3027 | 7.4123 | 7.5208 | 7.6276 | 0 | 0 | 0 | 0 | 0 | 0 | 0 | 0
F3_Commercial_Restaurant_New_Food Preparation_Natural Gas_Steamer_E3 | F3 | Commercial | Restaurant | New | Food Preparation | Natural Gas | Steamer | E3 | PACT BC Ratio | 0 | 0 | 0 | 0 | 0 | 0 | 0 | 0 | 0 | 0 | 0 | 0 | 0 | 0 | 0 | 0 | 0 | 0 | 0 | 0 | 0 | 0 | 0 | 0 | 0 | 0 | 0 | 0 | 0 | 0
F3_Commercial_Restaurant_New_Food Preparation_Natural Gas_Steamer_E4 | F3 | Commercial | Restaurant | New | Food Preparation | Natural Gas | Steamer | E4 | PACT BC Ratio | 0 | 0 | 0 | 0 | 0 | 0 | 0 | 0 | 0 | 0 | 0 | 0 | 0 | 0 | 0 | 0 | 0 | 0 | 0 | 0 | 0 | 0 | 0 | 0 | 0 | 0 | 0 | 0 | 0 | 0
F3_Commercial_Restaurant_New_Food Preparation_Natural Gas_Steamer_E5 | F3 | Commercial | Restaurant | New | Food Preparation | Natural Gas | Steamer | E5 | PACT BC Ratio | 0 | 0 | 0 | 0 | 0 | 0 | 0 | 0 | 0 | 0 | 0 | 0 | 0 | 0 | 0 | 0 | 0 | 0 | 0 | 0 | 0 | 0 | 0 | 0 | 0 | 0 | 0 | 0 | 0 | 0
F3_Commercial_Restaurant_New_Food Preparation_Natural Gas_Steamer_E6 | F3 | Commercial | Restaurant | New | Food Preparation | Natural Gas | Steamer | E6 | PACT BC Ratio | 0 | 0 | 0 | 0 | 0 | 0 | 0 | 0 | 0 | 0 | 0 | 0 | 0 | 0 | 0 | 0 | 0 | 0 | 0 | 0 | 0 | 0 | 0 | 0 | 0 | 0 | 0 | 0 | 0 | 0
F3_Commercial_Restaurant_New_Food Preparation_Natural Gas_Steamer_E7 | F3 | Commercial | Restaurant | New | Food Preparation | Natural Gas | Steamer | E7 | PACT BC Ratio | 0 | 0 | 0 | 0 | 0 | 0 | 0 | 0 | 0 | 0 | 0 | 0 | 0 | 0 | 0 | 0 | 0 | 0 | 0 | 0 | 0 | 0 | 0 | 0 | 0 | 0 | 0 | 0 | 0 | 0
F3_Commercial_Restaurant_New_Food Preparation_Natural Gas_Steamer_E8 | F3 | Commercial | Restaurant | New | Food Preparation | Natural Gas | Steamer | E8 | PACT BC Ratio | 0 | 0 | 0 | 0 | 0 | 0 | 0 | 0 | 0 | 0 | 0 | 0 | 0 | 0 | 0 | 0 | 0 | 0 | 0 | 0 | 0 | 0 | 0 | 0 | 0 | 0 | 0 | 0 | 0 | 0
F3_Commercial_Restaurant_New_Food Preparation_Natural Gas_Steamer_E9 | F3 | Commercial | Restaurant | New | Food Preparation | Natural Gas | Steamer | E9 | PACT BC Ratio | 0 | 0 | 0 | 0 | 0 | 0 | 0 | 0 | 0 | 0 | 0 | 0 | 0 | 0 | 0 | 0 | 0 | 0 | 0 | 0 | 0 | 0 | 0 | 0 | 0 | 0 | 0 | 0 | 0 | 0
F3_Commercial_Restaurant_New_Food Preparation_Natural Gas_Steamer_E10 | F3 | Commercial | Restaurant | New | Food Preparation | Natural Gas | Steamer | E10 | PACT BC Ratio | 0 | 0 | 0 | 0 | 0 | 0 | 0 | 0 | 0 | 0 | 0 | 0 | 0 | 0 | 0 | 0 | 0 | 0 | 0 | 0 | 0 | 0 | 0 | 0 | 0 | 0 | 0 | 0 | 0 | 0
F4_Commercial_Restaurant_New_Food Preparation_Natural Gas_Steamer_E1 | F4 | Commercial | Restaurant | New | Food Preparation | Natural Gas | Steamer | E1 | PCT BC Ratio | 0.9 | 0.9 | 0.9 | 0.9 | 0.9 | 0.9 | 0.9 | 0.9 | 0.9 | 0.9 | 0.9 | 0.9 | 0.9 | 0.9 | 0.9 | 0.9 | 0.9 | 0.9 | 0.9 | 0.9 | 0.9 | 0.9 | 0 | 0 | 0 | 0 | 0 | 0 | 0 | 0
F4_Commercial_Restaurant_New_Food Preparation_Natural Gas_Steamer_E2 | F4 | Commercial | Restaurant | New | Food Preparation | Natural Gas | Steamer | E2 | PCT BC Ratio | 12.4539 | 12.5522 | 12.6701 | 12.8671 | 13.1296 | 13.4409 | 13.7285 | 13.9764 | 14.2082 | 14.4369 | 14.6723 | 14.9069 | 15.1348 | 15.37 | 15.588 | 15.8035 | 16.0341 | 16.2662 | 16.5002 | 16.7351 | 16.9674 | 17.1964 | 0 | 0 | 0 | 0 | 0 | 0 | 0 | 0
F4_Commercial_Restaurant_New_Food Preparation_Natural Gas_Steamer_E3 | F4 | Commercial | Restaurant | New | Food Preparation | Natural Gas | Steamer | E3 | PCT BC Ratio | 0 | 0 | 0 | 0 | 0 | 0 | 0 | 0 | 0 | 0 | 0 | 0 | 0 | 0 | 0 | 0 | 0 | 0 | 0 | 0 | 0 | 0 | 0 | 0 | 0 | 0 | 0 | 0 | 0 | 0
F4_Commercial_Restaurant_New_Food Preparation_Natural Gas_Steamer_E4 | F4 | Commercial | Restaurant | New | Food Preparation | Natural Gas | Steamer | E4 | PCT BC Ratio | 0 | 0 | 0 | 0 | 0 | 0 | 0 | 0 | 0 | 0 | 0 | 0 | 0 | 0 | 0 | 0 | 0 | 0 | 0 | 0 | 0 | 0 | 0 | 0 | 0 | 0 | 0 | 0 | 0 | 0
F4_Commercial_Restaurant_New_Food Preparation_Natural Gas_Steamer_E5 | F4 | Commercial | Restaurant | New | Food Preparation | Natural Gas | Steamer | E5 | PCT BC Ratio | 0 | 0 | 0 | 0 | 0 | 0 | 0 | 0 | 0 | 0 | 0 | 0 | 0 | 0 | 0 | 0 | 0 | 0 | 0 | 0 | 0 | 0 | 0 | 0 | 0 | 0 | 0 | 0 | 0 | 0
F4_Commercial_Restaurant_New_Food Preparation_Natural Gas_Steamer_E6 | F4 | Commercial | Restaurant | New | Food Preparation | Natural Gas | Steamer | E6 | PCT BC Ratio | 0 | 0 | 0 | 0 | 0 | 0 | 0 | 0 | 0 | 0 | 0 | 0 | 0 | 0 | 0 | 0 | 0 | 0 | 0 | 0 | 0 | 0 | 0 | 0 | 0 | 0 | 0 | 0 | 0 | 0
F4_Commercial_Restaurant_New_Food Preparation_Natural Gas_Steamer_E7 | F4 | Commercial | Restaurant | New | Food Preparation | Natural Gas | Steamer | E7 | PCT BC Ratio | 0 | 0 | 0 | 0 | 0 | 0 | 0 | 0 | 0 | 0 | 0 | 0 | 0 | 0 | 0 | 0 | 0 | 0 | 0 | 0 | 0 | 0 | 0 | 0 | 0 | 0 | 0 | 0 | 0 | 0
F4_Commercial_Restaurant_New_Food Preparation_Natural Gas_Steamer_E8 | F4 | Commercial | Restaurant | New | Food Preparation | Natural Gas | Steamer | E8 | PCT BC Ratio | 0 | 0 | 0 | 0 | 0 | 0 | 0 | 0 | 0 | 0 | 0 | 0 | 0 | 0 | 0 | 0 | 0 | 0 | 0 | 0 | 0 | 0 | 0 | 0 | 0 | 0 | 0 | 0 | 0 | 0
F4_Commercial_Restaurant_New_Food Preparation_Natural Gas_Steamer_E9 | F4 | Commercial | Restaurant | New | Food Preparation | Natural Gas | Steamer | E9 | PCT BC Ratio | 0 | 0 | 0 | 0 | 0 | 0 | 0 | 0 | 0 | 0 | 0 | 0 | 0 | 0 | 0 | 0 | 0 | 0 | 0 | 0 | 0 | 0 | 0 | 0 | 0 | 0 | 0 | 0 | 0 | 0
F4_Commercial_Restaurant_New_Food Preparation_Natural Gas_Steamer_E10 | F4 | Commercial | Restaurant | New | Food Preparation | Natural Gas | Steamer | E10 | PCT BC Ratio | 0 | 0 | 0 | 0 | 0 | 0 | 0 | 0 | 0 | 0 | 0 | 0 | 0 | 0 | 0 | 0 | 0 | 0 | 0 | 0 | 0 | 0 | 0 | 0 | 0 | 0 | 0 | 0 | 0 | 0
F5_Commercial_Restaurant_New_Food Preparation_Natural Gas_Steamer_E1 | F5 | Commercial | Restaurant | New | Food Preparation | Natural Gas | Steamer | E1 | RIM BC Ratio | 0.9 | 0.9 | 0.9 | 0.9 | 0.9 | 0.9 | 0.9 | 0.9 | 0.9 | 0.9 | 0.9 | 0.9 | 0.9 | 0.9 | 0.9 | 0.9 | 0.9 | 0.9 | 0.9 | 0.9 | 0.9 | 0.9 | 0 | 0 | 0 | 0 | 0 | 0 | 0 | 0
F5_Commercial_Restaurant_New_Food Preparation_Natural Gas_Steamer_E2 | F5 | Commercial | Restaurant | New | Food Preparation | Natural Gas | Steamer | E2 | RIM BC Ratio | 0.72319 | 0.72401 | 0.72496 | 0.72653 | 0.72855 | 0.73085 | 0.73288 | 0.73457 | 0.73611 | 0.73757 | 0.73904 | 0.74045 | 0.74179 | 0.74313 | 0.74434 | 0.7455 | 0.74671 | 0.7479 | 0.74906 | 0.7502 | 0.7513 | 0.75235 | 0 | 0 | 0 | 0 | 0 | 0 | 0 | 0
F5_Commercial_Restaurant_New_Food Preparation_Natural Gas_Steamer_E3 | F5 | Commercial | Restaurant | New | Food Preparation | Natural Gas | Steamer | E3 | RIM BC Ratio | 0 | 0 | 0 | 0 | 0 | 0 | 0 | 0 | 0 | 0 | 0 | 0 | 0 | 0 | 0 | 0 | 0 | 0 | 0 | 0 | 0 | 0 | 0 | 0 | 0 | 0 | 0 | 0 | 0 | 0
F5_Commercial_Restaurant_New_Food Preparation_Natural Gas_Steamer_E4 | F5 | Commercial | Restaurant | New | Food Preparation | Natural Gas | Steamer | E4 | RIM BC Ratio | 0 | 0 | 0 | 0 | 0 | 0 | 0 | 0 | 0 | 0 | 0 | 0 | 0 | 0 | 0 | 0 | 0 | 0 | 0 | 0 | 0 | 0 | 0 | 0 | 0 | 0 | 0 | 0 | 0 | 0
F5_Commercial_Restaurant_New_Food Preparation_Natural Gas_Steamer_E5 | F5 | Commercial | Restaurant | New | Food Preparation | Natural Gas | Steamer | E5 | RIM BC Ratio | 0 | 0 | 0 | 0 | 0 | 0 | 0 | 0 | 0 | 0 | 0 | 0 | 0 | 0 | 0 | 0 | 0 | 0 | 0 | 0 | 0 | 0 | 0 | 0 | 0 | 0 | 0 | 0 | 0 | 0
F5_Commercial_Restaurant_New_Food Preparation_Natural Gas_Steamer_E6 | F5 | Commercial | Restaurant | New | Food Preparation | Natural Gas | Steamer | E6 | RIM BC Ratio | 0 | 0 | 0 | 0 | 0 | 0 | 0 | 0 | 0 | 0 | 0 | 0 | 0 | 0 | 0 | 0 | 0 | 0 | 0 | 0 | 0 | 0 | 0 | 0 | 0 | 0 | 0 | 0 | 0 | 0
F5_Commercial_Restaurant_New_Food Preparation_Natural Gas_Steamer_E7 | F5 | Commercial | Restaurant | New | Food Preparation | Natural Gas | Steamer | E7 | RIM BC Ratio | 0 | 0 | 0 | 0 | 0 | 0 | 0 | 0 | 0 | 0 | 0 | 0 | 0 | 0 | 0 | 0 | 0 | 0 | 0 | 0 | 0 | 0 | 0 | 0 | 0 | 0 | 0 | 0 | 0 | 0
F5_Commercial_Restaurant_New_Food Preparation_Natural Gas_Steamer_E8 | F5 | Commercial | Restaurant | New | Food Preparation | Natural Gas | Steamer | E8 | RIM BC Ratio | 0 | 0 | 0 | 0 | 0 | 0 | 0 | 0 | 0 | 0 | 0 | 0 | 0 | 0 | 0 | 0 | 0 | 0 | 0 | 0 | 0 | 0 | 0 | 0 | 0 | 0 | 0 | 0 | 0 | 0
F5_Commercial_Restaurant_New_Food Preparation_Natural Gas_Steamer_E9 | F5 | Commercial | Restaurant | New | Food Preparation | Natural Gas | Steamer | E9 | RIM BC Ratio | 0 | 0 | 0 | 0 | 0 | 0 | 0 | 0 | 0 | 0 | 0 | 0 | 0 | 0 | 0 | 0 | 0 | 0 | 0 | 0 | 0 | 0 | 0 | 0 | 0 | 0 | 0 | 0 | 0 | 0
F5_Commercial_Restaurant_New_Food Preparation_Natural Gas_Steamer_E10 | F5 | Commercial | Restaurant | New | Food Preparation | Natural Gas | Steamer | E10 | RIM BC Ratio | 0 | 0 | 0 | 0 | 0 | 0 | 0 | 0 | 0 | 0 | 0 | 0 | 0 | 0 | 0 | 0 | 0 | 0 | 0 | 0 | 0 | 0 | 0 | 0 | 0 | 0 | 0 | 0 | 0 | 0
F0_Commercial_Restaurant_New_Food Preparation_Natural Gas_Food Prep Other_E0 | F0 | Commercial | Restaurant | New | Food Preparation | Natural Gas | Food Prep Other | E0 | Economic Unit | ENERGY STAR | ENERGY STAR | ENERGY STAR | ENERGY STAR | ENERGY STAR | ENERGY STAR | ENERGY STAR | ENERGY STAR | ENERGY STAR | ENERGY STAR | ENERGY STAR | ENERGY STAR | ENERGY STAR | ENERGY STAR | ENERGY STAR | ENERGY STAR | ENERGY STAR | ENERGY STAR | ENERGY STAR | ENERGY STAR | ENERGY STAR | ENERGY STAR | 0 | 0 | 0 | 0 | 0 | 0 | 0 | 0
F1_Commercial_Restaurant_New_Food Preparation_Natural Gas_Food Prep Other_E1 | F1 | Commercial | Restaurant | New | Food Preparation | Natural Gas | Food Prep Other | E1 | CCE | 0 | 0 | 0 | 0 | 0 | 0 | 0 | 0 | 0 | 0 | 0 | 0 | 0 | 0 | 0 | 0 | 0 | 0 | 0 | 0 | 0 | 0 | 0 | 0 | 0 | 0 | 0 | 0 | 0 | 0
F1_Commercial_Restaurant_New_Food Preparation_Natural Gas_Food Prep Other_E2 | F1 | Commercial | Restaurant | New | Food Preparation | Natural Gas | Food Prep Other | E2 | CCE | 0.14135 | 0.14135 | 0.1485 | 0.14624 | 0.14404 | 0.1413 | 0.14092 | 0.14001 | 0.13917 | 0.1379 | 0.1377 | 0.13707 | 0.1365 | 0.13542 | 0.13557 | 0.13515 | 0.13475 | 0.13386 | 0.13412 | 0.13386 | 0.13366 | 0.13291 | 0 | 0 | 0 | 0 | 0 | 0 | 0 | 0
F1_Commercial_Restaurant_New_Food Preparation_Natural Gas_Food Prep Other_E3 | F1 | Commercial | Restaurant | New | Food Preparation | Natural Gas | Food Prep Other | E3 | CCE | 0 | 0 | 0 | 0 | 0 | 0 | 0 | 0 | 0 | 0 | 0 | 0 | 0 | 0 | 0 | 0 | 0 | 0 | 0 | 0 | 0 | 0 | 0 | 0 | 0 | 0 | 0 | 0 | 0 | 0
F1_Commercial_Restaurant_New_Food Preparation_Natural Gas_Food Prep Other_E4 | F1 | Commercial | Restaurant | New | Food Preparation | Natural Gas | Food Prep Other | E4 | CCE | 0 | 0 | 0 | 0 | 0 | 0 | 0 | 0 | 0 | 0 | 0 | 0 | 0 | 0 | 0 | 0 | 0 | 0 | 0 | 0 | 0 | 0 | 0 | 0 | 0 | 0 | 0 | 0 | 0 | 0
F1_Commercial_Restaurant_New_Food Preparation_Natural Gas_Food Prep Other_E5 | F1 | Commercial | Restaurant | New | Food Preparation | Natural Gas | Food Prep Other | E5 | CCE | 0 | 0 | 0 | 0 | 0 | 0 | 0 | 0 | 0 | 0 | 0 | 0 | 0 | 0 | 0 | 0 | 0 | 0 | 0 | 0 | 0 | 0 | 0 | 0 | 0 | 0 | 0 | 0 | 0 | 0
F1_Commercial_Restaurant_New_Food Preparation_Natural Gas_Food Prep Other_E6 | F1 | Commercial | Restaurant | New | Food Preparation | Natural Gas | Food Prep Other | E6 | CCE | 0 | 0 | 0 | 0 | 0 | 0 | 0 | 0 | 0 | 0 | 0 | 0 | 0 | 0 | 0 | 0 | 0 | 0 | 0 | 0 | 0 | 0 | 0 | 0 | 0 | 0 | 0 | 0 | 0 | 0
F1_Commercial_Restaurant_New_Food Preparation_Natural Gas_Food Prep Other_E7 | F1 | Commercial | Restaurant | New | Food Preparation | Natural Gas | Food Prep Other | E7 | CCE | 0 | 0 | 0 | 0 | 0 | 0 | 0 | 0 | 0 | 0 | 0 | 0 | 0 | 0 | 0 | 0 | 0 | 0 | 0 | 0 | 0 | 0 | 0 | 0 | 0 | 0 | 0 | 0 | 0 | 0
F1_Commercial_Restaurant_New_Food Preparation_Natural Gas_Food Prep Other_E8 | F1 | Commercial | Restaurant | New | Food Preparation | Natural Gas | Food Prep Other | E8 | CCE | 0 | 0 | 0 | 0 | 0 | 0 | 0 | 0 | 0 | 0 | 0 | 0 | 0 | 0 | 0 | 0 | 0 | 0 | 0 | 0 | 0 | 0 | 0 | 0 | 0 | 0 | 0 | 0 | 0 | 0
F1_Commercial_Restaurant_New_Food Preparation_Natural Gas_Food Prep Other_E9 | F1 | Commercial | Restaurant | New | Food Preparation | Natural Gas | Food Prep Other | E9 | CCE | 0 | 0 | 0 | 0 | 0 | 0 | 0 | 0 | 0 | 0 | 0 | 0 | 0 | 0 | 0 | 0 | 0 | 0 | 0 | 0 | 0 | 0 | 0 | 0 | 0 | 0 | 0 | 0 | 0 | 0
F1_Commercial_Restaurant_New_Food Preparation_Natural Gas_Food Prep Other_E10 | F1 | Commercial | Restaurant | New | Food Preparation | Natural Gas | Food Prep Other | E10 | CCE | 0 | 0 | 0 | 0 | 0 | 0 | 0 | 0 | 0 | 0 | 0 | 0 | 0 | 0 | 0 | 0 | 0 | 0 | 0 | 0 | 0 | 0 | 0 | 0 | 0 | 0 | 0 | 0 | 0 | 0
F2_Commercial_Restaurant_New_Food Preparation_Natural Gas_Food Prep Other_E1 | F2 | Commercial | Restaurant | New | Food Preparation | Natural Gas | Food Prep Other | E1 | TRC BC Ratio | 0.9 | 0.9 | 0.9 | 0.9 | 0.9 | 0.9 | 0.9 | 0.9 | 0.9 | 0.9 | 0.9 | 0.9 | 0.9 | 0.9 | 0.9 | 0.9 | 0.9 | 0.9 | 0.9 | 0.9 | 0.9 | 0.9 | 0 | 0 | 0 | 0 | 0 | 0 | 0 | 0
F2_Commercial_Restaurant_New_Food Preparation_Natural Gas_Food Prep Other_E2 | F2 | Commercial | Restaurant | New | Food Preparation | Natural Gas | Food Prep Other | E2 | TRC BC Ratio | 0.061956 | 0.062369 | 0.062904 | 0.063937 | 0.06537 | 0.067096 | 0.068663 | 0.070005 | 0.071279 | 0.07258 | 0.073973 | 0.075332 | 0.076617 | 0.077911 | 0.079055 | 0.080138 | 0.081309 | 0.082485 | 0.083667 | 0.084849 | 0.08601 | 0.087142 | 0 | 0 | 0 | 0 | 0 | 0 | 0 | 0
F2_Commercial_Restaurant_New_Food Preparation_Natural Gas_Food Prep Other_E3 | F2 | Commercial | Restaurant | New | Food Preparation | Natural Gas | Food Prep Other | E3 | TRC BC Ratio | 0 | 0 | 0 | 0 | 0 | 0 | 0 | 0 | 0 | 0 | 0 | 0 | 0 | 0 | 0 | 0 | 0 | 0 | 0 | 0 | 0 | 0 | 0 | 0 | 0 | 0 | 0 | 0 | 0 | 0
F2_Commercial_Restaurant_New_Food Preparation_Natural Gas_Food Prep Other_E4 | F2 | Commercial | Restaurant | New | Food Preparation | Natural Gas | Food Prep Other | E4 | TRC BC Ratio | 0 | 0 | 0 | 0 | 0 | 0 | 0 | 0 | 0 | 0 | 0 | 0 | 0 | 0 | 0 | 0 | 0 | 0 | 0 | 0 | 0 | 0 | 0 | 0 | 0 | 0 | 0 | 0 | 0 | 0
F2_Commercial_Restaurant_New_Food Preparation_Natural Gas_Food Prep Other_E5 | F2 | Commercial | Restaurant | New | Food Preparation | Natural Gas | Food Prep Other | E5 | TRC BC Ratio | 0 | 0 | 0 | 0 | 0 | 0 | 0 | 0 | 0 | 0 | 0 | 0 | 0 | 0 | 0 | 0 | 0 | 0 | 0 | 0 | 0 | 0 | 0 | 0 | 0 | 0 | 0 | 0 | 0 | 0
F2_Commercial_Restaurant_New_Food Preparation_Natural Gas_Food Prep Other_E6 | F2 | Commercial | Restaurant | New | Food Preparation | Natural Gas | Food Prep Other | E6 | TRC BC Ratio | 0 | 0 | 0 | 0 | 0 | 0 | 0 | 0 | 0 | 0 | 0 | 0 | 0 | 0 | 0 | 0 | 0 | 0 | 0 | 0 | 0 | 0 | 0 | 0 | 0 | 0 | 0 | 0 | 0 | 0
F2_Commercial_Restaurant_New_Food Preparation_Natural Gas_Food Prep Other_E7 | F2 | Commercial | Restaurant | New | Food Preparation | Natural Gas | Food Prep Other | E7 | TRC BC Ratio | 0 | 0 | 0 | 0 | 0 | 0 | 0 | 0 | 0 | 0 | 0 | 0 | 0 | 0 | 0 | 0 | 0 | 0 | 0 | 0 | 0 | 0 | 0 | 0 | 0 | 0 | 0 | 0 | 0 | 0
F2_Commercial_Restaurant_New_Food Preparation_Natural Gas_Food Prep Other_E8 | F2 | Commercial | Restaurant | New | Food Preparation | Natural Gas | Food Prep Other | E8 | TRC BC Ratio | 0 | 0 | 0 | 0 | 0 | 0 | 0 | 0 | 0 | 0 | 0 | 0 | 0 | 0 | 0 | 0 | 0 | 0 | 0 | 0 | 0 | 0 | 0 | 0 | 0 | 0 | 0 | 0 | 0 | 0
F2_Commercial_Restaurant_New_Food Preparation_Natural Gas_Food Prep Other_E9 | F2 | Commercial | Restaurant | New | Food Preparation | Natural Gas | Food Prep Other | E9 | TRC BC Ratio | 0 | 0 | 0 | 0 | 0 | 0 | 0 | 0 | 0 | 0 | 0 | 0 | 0 | 0 | 0 | 0 | 0 | 0 | 0 | 0 | 0 | 0 | 0 | 0 | 0 | 0 | 0 | 0 | 0 | 0
F2_Commercial_Restaurant_New_Food Preparation_Natural Gas_Food Prep Other_E10 | F2 | Commercial | Restaurant | New | Food Preparation | Natural Gas | Food Prep Other | E10 | TRC BC Ratio | 0 | 0 | 0 | 0 | 0 | 0 | 0 | 0 | 0 | 0 | 0 | 0 | 0 | 0 | 0 | 0 | 0 | 0 | 0 | 0 | 0 | 0 | 0 | 0 | 0 | 0 | 0 | 0 | 0 | 0
F3_Commercial_Restaurant_New_Food Preparation_Natural Gas_Food Prep Other_E1 | F3 | Commercial | Restaurant | New | Food Preparation | Natural Gas | Food Prep Other | E1 | PACT BC Ratio | 0.9 | 0.9 | 0.9 | 0.9 | 0.9 | 0.9 | 0.9 | 0.9 | 0.9 | 0.9 | 0.9 | 0.9 | 0.9 | 0.9 | 0.9 | 0.9 | 0.9 | 0.9 | 0.9 | 0.9 | 0.9 | 0.9 | 0 | 0 | 0 | 0 | 0 | 0 | 0 | 0
F3_Commercial_Restaurant_New_Food Preparation_Natural Gas_Food Prep Other_E2 | F3 | Commercial | Restaurant | New | Food Preparation | Natural Gas | Food Prep Other | E2 | PACT BC Ratio | 1.0937 | 1.101 | 1.1104 | 1.1287 | 1.154 | 1.1844 | 1.2121 | 1.2358 | 1.2583 | 1.2813 | 1.3058 | 1.3298 | 1.3525 | 1.3754 | 1.3956 | 1.4147 | 1.4353 | 1.4561 | 1.477 | 1.4978 | 1.5183 | 1.5383 | 0 | 0 | 0 | 0 | 0 | 0 | 0 | 0
F3_Commercial_Restaurant_New_Food Preparation_Natural Gas_Food Prep Other_E3 | F3 | Commercial | Restaurant | New | Food Preparation | Natural Gas | Food Prep Other | E3 | PACT BC Ratio | 0 | 0 | 0 | 0 | 0 | 0 | 0 | 0 | 0 | 0 | 0 | 0 | 0 | 0 | 0 | 0 | 0 | 0 | 0 | 0 | 0 | 0 | 0 | 0 | 0 | 0 | 0 | 0 | 0 | 0
F3_Commercial_Restaurant_New_Food Preparation_Natural Gas_Food Prep Other_E4 | F3 | Commercial | Restaurant | New | Food Preparation | Natural Gas | Food Prep Other | E4 | PACT BC Ratio | 0 | 0 | 0 | 0 | 0 | 0 | 0 | 0 | 0 | 0 | 0 | 0 | 0 | 0 | 0 | 0 | 0 | 0 | 0 | 0 | 0 | 0 | 0 | 0 | 0 | 0 | 0 | 0 | 0 | 0
F3_Commercial_Restaurant_New_Food Preparation_Natural Gas_Food Prep Other_E5 | F3 | Commercial | Restaurant | New | Food Preparation | Natural Gas | Food Prep Other | E5 | PACT BC Ratio | 0 | 0 | 0 | 0 | 0 | 0 | 0 | 0 | 0 | 0 | 0 | 0 | 0 | 0 | 0 | 0 | 0 | 0 | 0 | 0 | 0 | 0 | 0 | 0 | 0 | 0 | 0 | 0 | 0 | 0
F3_Commercial_Restaurant_New_Food Preparation_Natural Gas_Food Prep Other_E6 | F3 | Commercial | Restaurant | New | Food Preparation | Natural Gas | Food Prep Other | E6 | PACT BC Ratio | 0 | 0 | 0 | 0 | 0 | 0 | 0 | 0 | 0 | 0 | 0 | 0 | 0 | 0 | 0 | 0 | 0 | 0 | 0 | 0 | 0 | 0 | 0 | 0 | 0 | 0 | 0 | 0 | 0 | 0
F3_Commercial_Restaurant_New_Food Preparation_Natural Gas_Food Prep Other_E7 | F3 | Commercial | Restaurant | New | Food Preparation | Natural Gas | Food Prep Other | E7 | PACT BC Ratio | 0 | 0 | 0 | 0 | 0 | 0 | 0 | 0 | 0 | 0 | 0 | 0 | 0 | 0 | 0 | 0 | 0 | 0 | 0 | 0 | 0 | 0 | 0 | 0 | 0 | 0 | 0 | 0 | 0 | 0
F3_Commercial_Restaurant_New_Food Preparation_Natural Gas_Food Prep Other_E8 | F3 | Commercial | Restaurant | New | Food Preparation | Natural Gas | Food Prep Other | E8 | PACT BC Ratio | 0 | 0 | 0 | 0 | 0 | 0 | 0 | 0 | 0 | 0 | 0 | 0 | 0 | 0 | 0 | 0 | 0 | 0 | 0 | 0 | 0 | 0 | 0 | 0 | 0 | 0 | 0 | 0 | 0 | 0
F3_Commercial_Restaurant_New_Food Preparation_Natural Gas_Food Prep Other_E9 | F3 | Commercial | Restaurant | New | Food Preparation | Natural Gas | Food Prep Other | E9 | PACT BC Ratio | 0 | 0 | 0 | 0 | 0 | 0 | 0 | 0 | 0 | 0 | 0 | 0 | 0 | 0 | 0 | 0 | 0 | 0 | 0 | 0 | 0 | 0 | 0 | 0 | 0 | 0 | 0 | 0 | 0 | 0
F3_Commercial_Restaurant_New_Food Preparation_Natural Gas_Food Prep Other_E10 | F3 | Commercial | Restaurant | New | Food Preparation | Natural Gas | Food Prep Other | E10 | PACT BC Ratio | 0 | 0 | 0 | 0 | 0 | 0 | 0 | 0 | 0 | 0 | 0 | 0 | 0 | 0 | 0 | 0 | 0 | 0 | 0 | 0 | 0 | 0 | 0 | 0 | 0 | 0 | 0 | 0 | 0 | 0
F4_Commercial_Restaurant_New_Food Preparation_Natural Gas_Food Prep Other_E1 | F4 | Commercial | Restaurant | New | Food Preparation | Natural Gas | Food Prep Other | E1 | PCT BC Ratio | 0.9 | 0.9 | 0.9 | 0.9 | 0.9 | 0.9 | 0.9 | 0.9 | 0.9 | 0.9 | 0.9 | 0.9 | 0.9 | 0.9 | 0.9 | 0.9 | 0.9 | 0.9 | 0.9 | 0.9 | 0.9 | 0.9 | 0 | 0 | 0 | 0 | 0 | 0 | 0 | 0
F4_Commercial_Restaurant_New_Food Preparation_Natural Gas_Food Prep Other_E2 | F4 | Commercial | Restaurant | New | Food Preparation | Natural Gas | Food Prep Other | E2 | PCT BC Ratio | 0.1043 | 0.10481 | 0.10547 | 0.10674 | 0.10851 | 0.11064 | 0.11258 | 0.11424 | 0.11581 | 0.11741 | 0.11913 | 0.12081 | 0.1224 | 0.124 | 0.12541 | 0.12675 | 0.12819 | 0.12964 | 0.1311 | 0.13256 | 0.134 | 0.13539 | 0 | 0 | 0 | 0 | 0 | 0 | 0 | 0
F4_Commercial_Restaurant_New_Food Preparation_Natural Gas_Food Prep Other_E3 | F4 | Commercial | Restaurant | New | Food Preparation | Natural Gas | Food Prep Other | E3 | PCT BC Ratio | 0 | 0 | 0 | 0 | 0 | 0 | 0 | 0 | 0 | 0 | 0 | 0 | 0 | 0 | 0 | 0 | 0 | 0 | 0 | 0 | 0 | 0 | 0 | 0 | 0 | 0 | 0 | 0 | 0 | 0
F4_Commercial_Restaurant_New_Food Preparation_Natural Gas_Food Prep Other_E4 | F4 | Commercial | Restaurant | New | Food Preparation | Natural Gas | Food Prep Other | E4 | PCT BC Ratio | 0 | 0 | 0 | 0 | 0 | 0 | 0 | 0 | 0 | 0 | 0 | 0 | 0 | 0 | 0 | 0 | 0 | 0 | 0 | 0 | 0 | 0 | 0 | 0 | 0 | 0 | 0 | 0 | 0 | 0
F4_Commercial_Restaurant_New_Food Preparation_Natural Gas_Food Prep Other_E5 | F4 | Commercial | Restaurant | New | Food Preparation | Natural Gas | Food Prep Other | E5 | PCT BC Ratio | 0 | 0 | 0 | 0 | 0 | 0 | 0 | 0 | 0 | 0 | 0 | 0 | 0 | 0 | 0 | 0 | 0 | 0 | 0 | 0 | 0 | 0 | 0 | 0 | 0 | 0 | 0 | 0 | 0 | 0
F4_Commercial_Restaurant_New_Food Preparation_Natural Gas_Food Prep Other_E6 | F4 | Commercial | Restaurant | New | Food Preparation | Natural Gas | Food Prep Other | E6 | PCT BC Ratio | 0 | 0 | 0 | 0 | 0 | 0 | 0 | 0 | 0 | 0 | 0 | 0 | 0 | 0 | 0 | 0 | 0 | 0 | 0 | 0 | 0 | 0 | 0 | 0 | 0 | 0 | 0 | 0 | 0 | 0
F4_Commercial_Restaurant_New_Food Preparation_Natural Gas_Food Prep Other_E7 | F4 | Commercial | Restaurant | New | Food Preparation | Natural Gas | Food Prep Other | E7 | PCT BC Ratio | 0 | 0 | 0 | 0 | 0 | 0 | 0 | 0 | 0 | 0 | 0 | 0 | 0 | 0 | 0 | 0 | 0 | 0 | 0 | 0 | 0 | 0 | 0 | 0 | 0 | 0 | 0 | 0 | 0 | 0
F4_Commercial_Restaurant_New_Food Preparation_Natural Gas_Food Prep Other_E8 | F4 | Commercial | Restaurant | New | Food Preparation | Natural Gas | Food Prep Other | E8 | PCT BC Ratio | 0 | 0 | 0 | 0 | 0 | 0 | 0 | 0 | 0 | 0 | 0 | 0 | 0 | 0 | 0 | 0 | 0 | 0 | 0 | 0 | 0 | 0 | 0 | 0 | 0 | 0 | 0 | 0 | 0 | 0
F4_Commercial_Restaurant_New_Food Preparation_Natural Gas_Food Prep Other_E9 | F4 | Commercial | Restaurant | New | Food Preparation | Natural Gas | Food Prep Other | E9 | PCT BC Ratio | 0 | 0 | 0 | 0 | 0 | 0 | 0 | 0 | 0 | 0 | 0 | 0 | 0 | 0 | 0 | 0 | 0 | 0 | 0 | 0 | 0 | 0 | 0 | 0 | 0 | 0 | 0 | 0 | 0 | 0
F4_Commercial_Restaurant_New_Food Preparation_Natural Gas_Food Prep Other_E10 | F4 | Commercial | Restaurant | New | Food Preparation | Natural Gas | Food Prep Other | E10 | PCT BC Ratio | 0 | 0 | 0 | 0 | 0 | 0 | 0 | 0 | 0 | 0 | 0 | 0 | 0 | 0 | 0 | 0 | 0 | 0 | 0 | 0 | 0 | 0 | 0 | 0 | 0 | 0 | 0 | 0 | 0 | 0
F5_Commercial_Restaurant_New_Food Preparation_Natural Gas_Food Prep Other_E1 | F5 | Commercial | Restaurant | New | Food Preparation | Natural Gas | Food Prep Other | E1 | RIM BC Ratio | 0.9 | 0.9 | 0.9 | 0.9 | 0.9 | 0.9 | 0.9 | 0.9 | 0.9 | 0.9 | 0.9 | 0.9 | 0.9 | 0.9 | 0.9 | 0.9 | 0.9 | 0.9 | 0.9 | 0.9 | 0.9 | 0.9 | 0 | 0 | 0 | 0 | 0 | 0 | 0 | 0
F5_Commercial_Restaurant_New_Food Preparation_Natural Gas_Food Prep Other_E2 | F5 | Commercial | Restaurant | New | Food Preparation | Natural Gas | Food Prep Other | E2 | RIM BC Ratio | 0.4734 | 0.47476 | 0.47651 | 0.47983 | 0.48435 | 0.48963 | 0.4943 | 0.49819 | 0.50181 | 0.50542 | 0.5092 | 0.51281 | 0.51615 | 0.51944 | 0.5223 | 0.52495 | 0.52777 | 0.53055 | 0.5333 | 0.53599 | 0.53859 | 0.54109 | 0 | 0 | 0 | 0 | 0 | 0 | 0 | 0
F5_Commercial_Restaurant_New_Food Preparation_Natural Gas_Food Prep Other_E3 | F5 | Commercial | Restaurant | New | Food Preparation | Natural Gas | Food Prep Other | E3 | RIM BC Ratio | 0 | 0 | 0 | 0 | 0 | 0 | 0 | 0 | 0 | 0 | 0 | 0 | 0 | 0 | 0 | 0 | 0 | 0 | 0 | 0 | 0 | 0 | 0 | 0 | 0 | 0 | 0 | 0 | 0 | 0
F5_Commercial_Restaurant_New_Food Preparation_Natural Gas_Food Prep Other_E4 | F5 | Commercial | Restaurant | New | Food Preparation | Natural Gas | Food Prep Other | E4 | RIM BC Ratio | 0 | 0 | 0 | 0 | 0 | 0 | 0 | 0 | 0 | 0 | 0 | 0 | 0 | 0 | 0 | 0 | 0 | 0 | 0 | 0 | 0 | 0 | 0 | 0 | 0 | 0 | 0 | 0 | 0 | 0
F5_Commercial_Restaurant_New_Food Preparation_Natural Gas_Food Prep Other_E5 | F5 | Commercial | Restaurant | New | Food Preparation | Natural Gas | Food Prep Other | E5 | RIM BC Ratio | 0 | 0 | 0 | 0 | 0 | 0 | 0 | 0 | 0 | 0 | 0 | 0 | 0 | 0 | 0 | 0 | 0 | 0 | 0 | 0 | 0 | 0 | 0 | 0 | 0 | 0 | 0 | 0 | 0 | 0
F5_Commercial_Restaurant_New_Food Preparation_Natural Gas_Food Prep Other_E6 | F5 | Commercial | Restaurant | New | Food Preparation | Natural Gas | Food Prep Other | E6 | RIM BC Ratio | 0 | 0 | 0 | 0 | 0 | 0 | 0 | 0 | 0 | 0 | 0 | 0 | 0 | 0 | 0 | 0 | 0 | 0 | 0 | 0 | 0 | 0 | 0 | 0 | 0 | 0 | 0 | 0 | 0 | 0
F5_Commercial_Restaurant_New_Food Preparation_Natural Gas_Food Prep Other_E7 | F5 | Commercial | Restaurant | New | Food Preparation | Natural Gas | Food Prep Other | E7 | RIM BC Ratio | 0 | 0 | 0 | 0 | 0 | 0 | 0 | 0 | 0 | 0 | 0 | 0 | 0 | 0 | 0 | 0 | 0 | 0 | 0 | 0 | 0 | 0 | 0 | 0 | 0 | 0 | 0 | 0 | 0 | 0
F5_Commercial_Restaurant_New_Food Preparation_Natural Gas_Food Prep Other_E8 | F5 | Commercial | Restaurant | New | Food Preparation | Natural Gas | Food Prep Other | E8 | RIM BC Ratio | 0 | 0 | 0 | 0 | 0 | 0 | 0 | 0 | 0 | 0 | 0 | 0 | 0 | 0 | 0 | 0 | 0 | 0 | 0 | 0 | 0 | 0 | 0 | 0 | 0 | 0 | 0 | 0 | 0 | 0
F5_Commercial_Restaurant_New_Food Preparation_Natural Gas_Food Prep Other_E9 | F5 | Commercial | Restaurant | New | Food Preparation | Natural Gas | Food Prep Other | E9 | RIM BC Ratio | 0 | 0 | 0 | 0 | 0 | 0 | 0 | 0 | 0 | 0 | 0 | 0 | 0 | 0 | 0 | 0 | 0 | 0 | 0 | 0 | 0 | 0 | 0 | 0 | 0 | 0 | 0 | 0 | 0 | 0
F5_Commercial_Restaurant_New_Food Preparation_Natural Gas_Food Prep Other_E10 | F5 | Commercial | Restaurant | New | Food Preparation | Natural Gas | Food Prep Other | E10 | RIM BC Ratio | 0 | 0 | 0 | 0 | 0 | 0 | 0 | 0 | 0 | 0 | 0 | 0 | 0 | 0 | 0 | 0 | 0 | 0 | 0 | 0 | 0 | 0 | 0 | 0 | 0 | 0 | 0 | 0 | 0 | 0
F0_Commercial_Restaurant_New_Miscellaneous_Natural Gas_Pool Heater_E0 | F0 | Commercial | Restaurant | New | Miscellaneous | Natural Gas | Pool Heater | E0 | Economic Unit | Standard (EF .78) | Standard (EF .78) | Standard (EF .78) | Standard (EF .78) | Standard (EF .78) | Standard (EF .78) | Standard (EF .78) | Standard (EF .78) | Standard (EF .78) | Standard (EF .78) | Standard (EF .78) | Standard (EF .78) | Condensing (EF .90) | Condensing (EF .90) | Condensing (EF .90) | Condensing (EF .90) | Condensing (EF .90) | Condensing (EF .90) | Condensing (EF .90) | Condensing (EF .90) | Condensing (EF .90) | Condensing (EF .90) | 0 | 0 | 0 | 0 | 0 | 0 | 0 | 0
F1_Commercial_Restaurant_New_Miscellaneous_Natural Gas_Pool Heater_E1 | F1 | Commercial | Restaurant | New | Miscellaneous | Natural Gas | Pool Heater | E1 | CCE | 0 | 0 | 0 | 0 | 0 | 0 | 0 | 0 | 0 | 0 | 0 | 0 | 0 | 0 | 0 | 0 | 0 | 0 | 0 | 0 | 0 | 0 | 0 | 0 | 0 | 0 | 0 | 0 | 0 | 0
F1_Commercial_Restaurant_New_Miscellaneous_Natural Gas_Pool Heater_E2 | F1 | Commercial | Restaurant | New | Miscellaneous | Natural Gas | Pool Heater | E2 | CCE | 0.016289 | 0.016289 | 0.017113 | 0.016853 | 0.0166 | 0.016284 | 0.016239 | 0.016135 | 0.016038 | 0.015891 | 0.015869 | 0.015796 | 0.015731 | 0.015606 | 0.015623 | 0.015575 | 0.015528 | 0.015425 | 0.015456 | 0.015426 | 0.015403 | 0.015317 | 0 | 0 | 0 | 0 | 0 | 0 | 0 | 0
F1_Commercial_Restaurant_New_Miscellaneous_Natural Gas_Pool Heater_E3 | F1 | Commercial | Restaurant | New | Miscellaneous | Natural Gas | Pool Heater | E3 | CCE | 0 | 0 | 0 | 0 | 0 | 0 | 0 | 0 | 0 | 0 | 0 | 0 | 0 | 0 | 0 | 0 | 0 | 0 | 0 | 0 | 0 | 0 | 0 | 0 | 0 | 0 | 0 | 0 | 0 | 0
F1_Commercial_Restaurant_New_Miscellaneous_Natural Gas_Pool Heater_E4 | F1 | Commercial | Restaurant | New | Miscellaneous | Natural Gas | Pool Heater | E4 | CCE | 0 | 0 | 0 | 0 | 0 | 0 | 0 | 0 | 0 | 0 | 0 | 0 | 0 | 0 | 0 | 0 | 0 | 0 | 0 | 0 | 0 | 0 | 0 | 0 | 0 | 0 | 0 | 0 | 0 | 0
F1_Commercial_Restaurant_New_Miscellaneous_Natural Gas_Pool Heater_E5 | F1 | Commercial | Restaurant | New | Miscellaneous | Natural Gas | Pool Heater | E5 | CCE | 0 | 0 | 0 | 0 | 0 | 0 | 0 | 0 | 0 | 0 | 0 | 0 | 0 | 0 | 0 | 0 | 0 | 0 | 0 | 0 | 0 | 0 | 0 | 0 | 0 | 0 | 0 | 0 | 0 | 0
F1_Commercial_Restaurant_New_Miscellaneous_Natural Gas_Pool Heater_E6 | F1 | Commercial | Restaurant | New | Miscellaneous | Natural Gas | Pool Heater | E6 | CCE | 0 | 0 | 0 | 0 | 0 | 0 | 0 | 0 | 0 | 0 | 0 | 0 | 0 | 0 | 0 | 0 | 0 | 0 | 0 | 0 | 0 | 0 | 0 | 0 | 0 | 0 | 0 | 0 | 0 | 0
F1_Commercial_Restaurant_New_Miscellaneous_Natural Gas_Pool Heater_E7 | F1 | Commercial | Restaurant | New | Miscellaneous | Natural Gas | Pool Heater | E7 | CCE | 0 | 0 | 0 | 0 | 0 | 0 | 0 | 0 | 0 | 0 | 0 | 0 | 0 | 0 | 0 | 0 | 0 | 0 | 0 | 0 | 0 | 0 | 0 | 0 | 0 | 0 | 0 | 0 | 0 | 0
F1_Commercial_Restaurant_New_Miscellaneous_Natural Gas_Pool Heater_E8 | F1 | Commercial | Restaurant | New | Miscellaneous | Natural Gas | Pool Heater | E8 | CCE | 0 | 0 | 0 | 0 | 0 | 0 | 0 | 0 | 0 | 0 | 0 | 0 | 0 | 0 | 0 | 0 | 0 | 0 | 0 | 0 | 0 | 0 | 0 | 0 | 0 | 0 | 0 | 0 | 0 | 0
F1_Commercial_Restaurant_New_Miscellaneous_Natural Gas_Pool Heater_E9 | F1 | Commercial | Restaurant | New | Miscellaneous | Natural Gas | Pool Heater | E9 | CCE | 0 | 0 | 0 | 0 | 0 | 0 | 0 | 0 | 0 | 0 | 0 | 0 | 0 | 0 | 0 | 0 | 0 | 0 | 0 | 0 | 0 | 0 | 0 | 0 | 0 | 0 | 0 | 0 | 0 | 0
F1_Commercial_Restaurant_New_Miscellaneous_Natural Gas_Pool Heater_E10 | F1 | Commercial | Restaurant | New | Miscellaneous | Natural Gas | Pool Heater | E10 | CCE | 0 | 0 | 0 | 0 | 0 | 0 | 0 | 0 | 0 | 0 | 0 | 0 | 0 | 0 | 0 | 0 | 0 | 0 | 0 | 0 | 0 | 0 | 0 | 0 | 0 | 0 | 0 | 0 | 0 | 0
F2_Commercial_Restaurant_New_Miscellaneous_Natural Gas_Pool Heater_E1 | F2 | Commercial | Restaurant | New | Miscellaneous | Natural Gas | Pool Heater | E1 | TRC BC Ratio | 0.9 | 0.9 | 0.9 | 0.9 | 0.9 | 0.9 | 0.9 | 0.9 | 0.9 | 0.9 | 0.9 | 0.9 | 0.9 | 0.9 | 0.9 | 0.9 | 0.9 | 0.9 | 0.9 | 0.9 | 0.9 | 0.9 | 0 | 0 | 0 | 0 | 0 | 0 | 0 | 0
F2_Commercial_Restaurant_New_Miscellaneous_Natural Gas_Pool Heater_E2 | F2 | Commercial | Restaurant | New | Miscellaneous | Natural Gas | Pool Heater | E2 | TRC BC Ratio | 0.5239 | 0.52164 | 0.52208 | 0.52981 | 0.54312 | 0.56021 | 0.57494 | 0.58666 | 0.59726 | 0.60773 | 0.61914 | 0.63073 | 0.64215 | 0.65494 | 0.66711 | 0.67867 | 0.69034 | 0.7008 | 0.70989 | 0.71743 | 0.72449 | 0.73101 | 0 | 0 | 0 | 0 | 0 | 0 | 0 | 0
F2_Commercial_Restaurant_New_Miscellaneous_Natural Gas_Pool Heater_E3 | F2 | Commercial | Restaurant | New | Miscellaneous | Natural Gas | Pool Heater | E3 | TRC BC Ratio | 0 | 0 | 0 | 0 | 0 | 0 | 0 | 0 | 0 | 0 | 0 | 0 | 0 | 0 | 0 | 0 | 0 | 0 | 0 | 0 | 0 | 0 | 0 | 0 | 0 | 0 | 0 | 0 | 0 | 0
F2_Commercial_Restaurant_New_Miscellaneous_Natural Gas_Pool Heater_E4 | F2 | Commercial | Restaurant | New | Miscellaneous | Natural Gas | Pool Heater | E4 | TRC BC Ratio | 0 | 0 | 0 | 0 | 0 | 0 | 0 | 0 | 0 | 0 | 0 | 0 | 0 | 0 | 0 | 0 | 0 | 0 | 0 | 0 | 0 | 0 | 0 | 0 | 0 | 0 | 0 | 0 | 0 | 0
F2_Commercial_Restaurant_New_Miscellaneous_Natural Gas_Pool Heater_E5 | F2 | Commercial | Restaurant | New | Miscellaneous | Natural Gas | Pool Heater | E5 | TRC BC Ratio | 0 | 0 | 0 | 0 | 0 | 0 | 0 | 0 | 0 | 0 | 0 | 0 | 0 | 0 | 0 | 0 | 0 | 0 | 0 | 0 | 0 | 0 | 0 | 0 | 0 | 0 | 0 | 0 | 0 | 0
F2_Commercial_Restaurant_New_Miscellaneous_Natural Gas_Pool Heater_E6 | F2 | Commercial | Restaurant | New | Miscellaneous | Natural Gas | Pool Heater | E6 | TRC BC Ratio | 0 | 0 | 0 | 0 | 0 | 0 | 0 | 0 | 0 | 0 | 0 | 0 | 0 | 0 | 0 | 0 | 0 | 0 | 0 | 0 | 0 | 0 | 0 | 0 | 0 | 0 | 0 | 0 | 0 | 0
F2_Commercial_Restaurant_New_Miscellaneous_Natural Gas_Pool Heater_E7 | F2 | Commercial | Restaurant | New | Miscellaneous | Natural Gas | Pool Heater | E7 | TRC BC Ratio | 0 | 0 | 0 | 0 | 0 | 0 | 0 | 0 | 0 | 0 | 0 | 0 | 0 | 0 | 0 | 0 | 0 | 0 | 0 | 0 | 0 | 0 | 0 | 0 | 0 | 0 | 0 | 0 | 0 | 0
F2_Commercial_Restaurant_New_Miscellaneous_Natural Gas_Pool Heater_E8 | F2 | Commercial | Restaurant | New | Miscellaneous | Natural Gas | Pool Heater | E8 | TRC BC Ratio | 0 | 0 | 0 | 0 | 0 | 0 | 0 | 0 | 0 | 0 | 0 | 0 | 0 | 0 | 0 | 0 | 0 | 0 | 0 | 0 | 0 | 0 | 0 | 0 | 0 | 0 | 0 | 0 | 0 | 0
F2_Commercial_Restaurant_New_Miscellaneous_Natural Gas_Pool Heater_E9 | F2 | Commercial | Restaurant | New | Miscellaneous | Natural Gas | Pool Heater | E9 | TRC BC Ratio | 0 | 0 | 0 | 0 | 0 | 0 | 0 | 0 | 0 | 0 | 0 | 0 | 0 | 0 | 0 | 0 | 0 | 0 | 0 | 0 | 0 | 0 | 0 | 0 | 0 | 0 | 0 | 0 | 0 | 0
F2_Commercial_Restaurant_New_Miscellaneous_Natural Gas_Pool Heater_E10 | F2 | Commercial | Restaurant | New | Miscellaneous | Natural Gas | Pool Heater | E10 | TRC BC Ratio | 0 | 0 | 0 | 0 | 0 | 0 | 0 | 0 | 0 | 0 | 0 | 0 | 0 | 0 | 0 | 0 | 0 | 0 | 0 | 0 | 0 | 0 | 0 | 0 | 0 | 0 | 0 | 0 | 0 | 0
F3_Commercial_Restaurant_New_Miscellaneous_Natural Gas_Pool Heater_E1 | F3 | Commercial | Restaurant | New | Miscellaneous | Natural Gas | Pool Heater | E1 | PACT BC Ratio | 0.9 | 0.9 | 0.9 | 0.9 | 0.9 | 0.9 | 0.9 | 0.9 | 0.9 | 0.9 | 0.9 | 0.9 | 0.9 | 0.9 | 0.9 | 0.9 | 0.9 | 0.9 | 0.9 | 0.9 | 0.9 | 0.9 | 0 | 0 | 0 | 0 | 0 | 0 | 0 | 0
F3_Commercial_Restaurant_New_Miscellaneous_Natural Gas_Pool Heater_E2 | F3 | Commercial | Restaurant | New | Miscellaneous | Natural Gas | Pool Heater | E2 | PACT BC Ratio | 0.73673 | 0.73355 | 0.73416 | 0.74503 | 0.76375 | 0.78778 | 0.8085 | 0.82498 | 0.83988 | 0.8546 | 0.87065 | 0.88694 | 0.903 | 0.921 | 0.93811 | 0.95437 | 0.97078 | 0.98549 | 0.99827 | 1.0089 | 1.0188 | 1.028 | 0 | 0 | 0 | 0 | 0 | 0 | 0 | 0
F3_Commercial_Restaurant_New_Miscellaneous_Natural Gas_Pool Heater_E3 | F3 | Commercial | Restaurant | New | Miscellaneous | Natural Gas | Pool Heater | E3 | PACT BC Ratio | 0 | 0 | 0 | 0 | 0 | 0 | 0 | 0 | 0 | 0 | 0 | 0 | 0 | 0 | 0 | 0 | 0 | 0 | 0 | 0 | 0 | 0 | 0 | 0 | 0 | 0 | 0 | 0 | 0 | 0
F3_Commercial_Restaurant_New_Miscellaneous_Natural Gas_Pool Heater_E4 | F3 | Commercial | Restaurant | New | Miscellaneous | Natural Gas | Pool Heater | E4 | PACT BC Ratio | 0 | 0 | 0 | 0 | 0 | 0 | 0 | 0 | 0 | 0 | 0 | 0 | 0 | 0 | 0 | 0 | 0 | 0 | 0 | 0 | 0 | 0 | 0 | 0 | 0 | 0 | 0 | 0 | 0 | 0
F3_Commercial_Restaurant_New_Miscellaneous_Natural Gas_Pool Heater_E5 | F3 | Commercial | Restaurant | New | Miscellaneous | Natural Gas | Pool Heater | E5 | PACT BC Ratio | 0 | 0 | 0 | 0 | 0 | 0 | 0 | 0 | 0 | 0 | 0 | 0 | 0 | 0 | 0 | 0 | 0 | 0 | 0 | 0 | 0 | 0 | 0 | 0 | 0 | 0 | 0 | 0 | 0 | 0
F3_Commercial_Restaurant_New_Miscellaneous_Natural Gas_Pool Heater_E6 | F3 | Commercial | Restaurant | New | Miscellaneous | Natural Gas | Pool Heater | E6 | PACT BC Ratio | 0 | 0 | 0 | 0 | 0 | 0 | 0 | 0 | 0 | 0 | 0 | 0 | 0 | 0 | 0 | 0 | 0 | 0 | 0 | 0 | 0 | 0 | 0 | 0 | 0 | 0 | 0 | 0 | 0 | 0
F3_Commercial_Restaurant_New_Miscellaneous_Natural Gas_Pool Heater_E7 | F3 | Commercial | Restaurant | New | Miscellaneous | Natural Gas | Pool Heater | E7 | PACT BC Ratio | 0 | 0 | 0 | 0 | 0 | 0 | 0 | 0 | 0 | 0 | 0 | 0 | 0 | 0 | 0 | 0 | 0 | 0 | 0 | 0 | 0 | 0 | 0 | 0 | 0 | 0 | 0 | 0 | 0 | 0
F3_Commercial_Restaurant_New_Miscellaneous_Natural Gas_Pool Heater_E8 | F3 | Commercial | Restaurant | New | Miscellaneous | Natural Gas | Pool Heater | E8 | PACT BC Ratio | 0 | 0 | 0 | 0 | 0 | 0 | 0 | 0 | 0 | 0 | 0 | 0 | 0 | 0 | 0 | 0 | 0 | 0 | 0 | 0 | 0 | 0 | 0 | 0 | 0 | 0 | 0 | 0 | 0 | 0
F3_Commercial_Restaurant_New_Miscellaneous_Natural Gas_Pool Heater_E9 | F3 | Commercial | Restaurant | New | Miscellaneous | Natural Gas | Pool Heater | E9 | PACT BC Ratio | 0 | 0 | 0 | 0 | 0 | 0 | 0 | 0 | 0 | 0 | 0 | 0 | 0 | 0 | 0 | 0 | 0 | 0 | 0 | 0 | 0 | 0 | 0 | 0 | 0 | 0 | 0 | 0 | 0 | 0
F3_Commercial_Restaurant_New_Miscellaneous_Natural Gas_Pool Heater_E10 | F3 | Commercial | Restaurant | New | Miscellaneous | Natural Gas | Pool Heater | E10 | PACT BC Ratio | 0 | 0 | 0 | 0 | 0 | 0 | 0 | 0 | 0 | 0 | 0 | 0 | 0 | 0 | 0 | 0 | 0 | 0 | 0 | 0 | 0 | 0 | 0 | 0 | 0 | 0 | 0 | 0 | 0 | 0
F4_Commercial_Restaurant_New_Miscellaneous_Natural Gas_Pool Heater_E1 | F4 | Commercial | Restaurant | New | Miscellaneous | Natural Gas | Pool Heater | E1 | PCT BC Ratio | 0.9 | 0.9 | 0.9 | 0.9 | 0.9 | 0.9 | 0.9 | 0.9 | 0.9 | 0.9 | 0.9 | 0.9 | 0.9 | 0.9 | 0.9 | 0.9 | 0.9 | 0.9 | 0.9 | 0.9 | 0.9 | 0.9 | 0 | 0 | 0 | 0 | 0 | 0 | 0 | 0
F4_Commercial_Restaurant_New_Miscellaneous_Natural Gas_Pool Heater_E2 | F4 | Commercial | Restaurant | New | Miscellaneous | Natural Gas | Pool Heater | E2 | PCT BC Ratio | 1.5399 | 1.5356 | 1.5364 | 1.5512 | 1.5766 | 1.6092 | 1.6373 | 1.6597 | 1.6799 | 1.6999 | 1.7217 | 1.7439 | 1.7657 | 1.7901 | 1.8133 | 1.8354 | 1.8577 | 1.8776 | 1.895 | 1.9094 | 1.9229 | 1.9353 | 0 | 0 | 0 | 0 | 0 | 0 | 0 | 0
F4_Commercial_Restaurant_New_Miscellaneous_Natural Gas_Pool Heater_E3 | F4 | Commercial | Restaurant | New | Miscellaneous | Natural Gas | Pool Heater | E3 | PCT BC Ratio | 0 | 0 | 0 | 0 | 0 | 0 | 0 | 0 | 0 | 0 | 0 | 0 | 0 | 0 | 0 | 0 | 0 | 0 | 0 | 0 | 0 | 0 | 0 | 0 | 0 | 0 | 0 | 0 | 0 | 0
F4_Commercial_Restaurant_New_Miscellaneous_Natural Gas_Pool Heater_E4 | F4 | Commercial | Restaurant | New | Miscellaneous | Natural Gas | Pool Heater | E4 | PCT BC Ratio | 0 | 0 | 0 | 0 | 0 | 0 | 0 | 0 | 0 | 0 | 0 | 0 | 0 | 0 | 0 | 0 | 0 | 0 | 0 | 0 | 0 | 0 | 0 | 0 | 0 | 0 | 0 | 0 | 0 | 0
F4_Commercial_Restaurant_New_Miscellaneous_Natural Gas_Pool Heater_E5 | F4 | Commercial | Restaurant | New | Miscellaneous | Natural Gas | Pool Heater | E5 | PCT BC Ratio | 0 | 0 | 0 | 0 | 0 | 0 | 0 | 0 | 0 | 0 | 0 | 0 | 0 | 0 | 0 | 0 | 0 | 0 | 0 | 0 | 0 | 0 | 0 | 0 | 0 | 0 | 0 | 0 | 0 | 0
F4_Commercial_Restaurant_New_Miscellaneous_Natural Gas_Pool Heater_E6 | F4 | Commercial | Restaurant | New | Miscellaneous | Natural Gas | Pool Heater | E6 | PCT BC Ratio | 0 | 0 | 0 | 0 | 0 | 0 | 0 | 0 | 0 | 0 | 0 | 0 | 0 | 0 | 0 | 0 | 0 | 0 | 0 | 0 | 0 | 0 | 0 | 0 | 0 | 0 | 0 | 0 | 0 | 0
F4_Commercial_Restaurant_New_Miscellaneous_Natural Gas_Pool Heater_E7 | F4 | Commercial | Restaurant | New | Miscellaneous | Natural Gas | Pool Heater | E7 | PCT BC Ratio | 0 | 0 | 0 | 0 | 0 | 0 | 0 | 0 | 0 | 0 | 0 | 0 | 0 | 0 | 0 | 0 | 0 | 0 | 0 | 0 | 0 | 0 | 0 | 0 | 0 | 0 | 0 | 0 | 0 | 0
F4_Commercial_Restaurant_New_Miscellaneous_Natural Gas_Pool Heater_E8 | F4 | Commercial | Restaurant | New | Miscellaneous | Natural Gas | Pool Heater | E8 | PCT BC Ratio | 0 | 0 | 0 | 0 | 0 | 0 | 0 | 0 | 0 | 0 | 0 | 0 | 0 | 0 | 0 | 0 | 0 | 0 | 0 | 0 | 0 | 0 | 0 | 0 | 0 | 0 | 0 | 0 | 0 | 0
F4_Commercial_Restaurant_New_Miscellaneous_Natural Gas_Pool Heater_E9 | F4 | Commercial | Restaurant | New | Miscellaneous | Natural Gas | Pool Heater | E9 | PCT BC Ratio | 0 | 0 | 0 | 0 | 0 | 0 | 0 | 0 | 0 | 0 | 0 | 0 | 0 | 0 | 0 | 0 | 0 | 0 | 0 | 0 | 0 | 0 | 0 | 0 | 0 | 0 | 0 | 0 | 0 | 0
F4_Commercial_Restaurant_New_Miscellaneous_Natural Gas_Pool Heater_E10 | F4 | Commercial | Restaurant | New | Miscellaneous | Natural Gas | Pool Heater | E10 | PCT BC Ratio | 0 | 0 | 0 | 0 | 0 | 0 | 0 | 0 | 0 | 0 | 0 | 0 | 0 | 0 | 0 | 0 | 0 | 0 | 0 | 0 | 0 | 0 | 0 | 0 | 0 | 0 | 0 | 0 | 0 | 0
F5_Commercial_Restaurant_New_Miscellaneous_Natural Gas_Pool Heater_E1 | F5 | Commercial | Restaurant | New | Miscellaneous | Natural Gas | Pool Heater | E1 | RIM BC Ratio | 0.9 | 0.9 | 0.9 | 0.9 | 0.9 | 0.9 | 0.9 | 0.9 | 0.9 | 0.9 | 0.9 | 0.9 | 0.9 | 0.9 | 0.9 | 0.9 | 0.9 | 0.9 | 0.9 | 0.9 | 0.9 | 0.9 | 0 | 0 | 0 | 0 | 0 | 0 | 0 | 0
F5_Commercial_Restaurant_New_Miscellaneous_Natural Gas_Pool Heater_E2 | F5 | Commercial | Restaurant | New | Miscellaneous | Natural Gas | Pool Heater | E2 | RIM BC Ratio | 0.39133 | 0.39043 | 0.3906 | 0.39366 | 0.39882 | 0.40528 | 0.41069 | 0.4149 | 0.41863 | 0.42226 | 0.42614 | 0.43001 | 0.43375 | 0.43786 | 0.44169 | 0.44526 | 0.4488 | 0.45192 | 0.45459 | 0.45677 | 0.4588 | 0.46065 | 0 | 0 | 0 | 0 | 0 | 0 | 0 | 0
F5_Commercial_Restaurant_New_Miscellaneous_Natural Gas_Pool Heater_E3 | F5 | Commercial | Restaurant | New | Miscellaneous | Natural Gas | Pool Heater | E3 | RIM BC Ratio | 0 | 0 | 0 | 0 | 0 | 0 | 0 | 0 | 0 | 0 | 0 | 0 | 0 | 0 | 0 | 0 | 0 | 0 | 0 | 0 | 0 | 0 | 0 | 0 | 0 | 0 | 0 | 0 | 0 | 0
F5_Commercial_Restaurant_New_Miscellaneous_Natural Gas_Pool Heater_E4 | F5 | Commercial | Restaurant | New | Miscellaneous | Natural Gas | Pool Heater | E4 | RIM BC Ratio | 0 | 0 | 0 | 0 | 0 | 0 | 0 | 0 | 0 | 0 | 0 | 0 | 0 | 0 | 0 | 0 | 0 | 0 | 0 | 0 | 0 | 0 | 0 | 0 | 0 | 0 | 0 | 0 | 0 | 0
F5_Commercial_Restaurant_New_Miscellaneous_Natural Gas_Pool Heater_E5 | F5 | Commercial | Restaurant | New | Miscellaneous | Natural Gas | Pool Heater | E5 | RIM BC Ratio | 0 | 0 | 0 | 0 | 0 | 0 | 0 | 0 | 0 | 0 | 0 | 0 | 0 | 0 | 0 | 0 | 0 | 0 | 0 | 0 | 0 | 0 | 0 | 0 | 0 | 0 | 0 | 0 | 0 | 0
F5_Commercial_Restaurant_New_Miscellaneous_Natural Gas_Pool Heater_E6 | F5 | Commercial | Restaurant | New | Miscellaneous | Natural Gas | Pool Heater | E6 | RIM BC Ratio | 0 | 0 | 0 | 0 | 0 | 0 | 0 | 0 | 0 | 0 | 0 | 0 | 0 | 0 | 0 | 0 | 0 | 0 | 0 | 0 | 0 | 0 | 0 | 0 | 0 | 0 | 0 | 0 | 0 | 0
F5_Commercial_Restaurant_New_Miscellaneous_Natural Gas_Pool Heater_E7 | F5 | Commercial | Restaurant | New | Miscellaneous | Natural Gas | Pool Heater | E7 | RIM BC Ratio | 0 | 0 | 0 | 0 | 0 | 0 | 0 | 0 | 0 | 0 | 0 | 0 | 0 | 0 | 0 | 0 | 0 | 0 | 0 | 0 | 0 | 0 | 0 | 0 | 0 | 0 | 0 | 0 | 0 | 0
F5_Commercial_Restaurant_New_Miscellaneous_Natural Gas_Pool Heater_E8 | F5 | Commercial | Restaurant | New | Miscellaneous | Natural Gas | Pool Heater | E8 | RIM BC Ratio | 0 | 0 | 0 | 0 | 0 | 0 | 0 | 0 | 0 | 0 | 0 | 0 | 0 | 0 | 0 | 0 | 0 | 0 | 0 | 0 | 0 | 0 | 0 | 0 | 0 | 0 | 0 | 0 | 0 | 0
F5_Commercial_Restaurant_New_Miscellaneous_Natural Gas_Pool Heater_E9 | F5 | Commercial | Restaurant | New | Miscellaneous | Natural Gas | Pool Heater | E9 | RIM BC Ratio | 0 | 0 | 0 | 0 | 0 | 0 | 0 | 0 | 0 | 0 | 0 | 0 | 0 | 0 | 0 | 0 | 0 | 0 | 0 | 0 | 0 | 0 | 0 | 0 | 0 | 0 | 0 | 0 | 0 | 0
F5_Commercial_Restaurant_New_Miscellaneous_Natural Gas_Pool Heater_E10 | F5 | Commercial | Restaurant | New | Miscellaneous | Natural Gas | Pool Heater | E10 | RIM BC Ratio | 0 | 0 | 0 | 0 | 0 | 0 | 0 | 0 | 0 | 0 | 0 | 0 | 0 | 0 | 0 | 0 | 0 | 0 | 0 | 0 | 0 | 0 | 0 | 0 | 0 | 0 | 0 | 0 | 0 | 0
F0_Commercial_Restaurant_New_Miscellaneous_Natural Gas_Miscellaneous_E0 | F0 | Commercial | Restaurant | New | Miscellaneous | Natural Gas | Miscellaneous | E0 | Economic Unit | Miscellaneous | Miscellaneous | Miscellaneous | Miscellaneous | Miscellaneous | Miscellaneous | Miscellaneous | Miscellaneous | Miscellaneous | Miscellaneous | Miscellaneous | Miscellaneous | Miscellaneous | Miscellaneous | Miscellaneous | Miscellaneous | Miscellaneous | Miscellaneous | Miscellaneous | Miscellaneous | Miscellaneous | Miscellaneous | 0 | 0 | 0 | 0 | 0 | 0 | 0 | 0
F1_Commercial_Restaurant_New_Miscellaneous_Natural Gas_Miscellaneous_E1 | F1 | Commercial | Restaurant | New | Miscellaneous | Natural Gas | Miscellaneous | E1 | CCE | 0 | 0 | 0 | 0 | 0 | 0 | 0 | 0 | 0 | 0 | 0 | 0 | 0 | 0 | 0 | 0 | 0 | 0 | 0 | 0 | 0 | 0 | 0 | 0 | 0 | 0 | 0 | 0 | 0 | 0
F1_Commercial_Restaurant_New_Miscellaneous_Natural Gas_Miscellaneous_E2 | F1 | Commercial | Restaurant | New | Miscellaneous | Natural Gas | Miscellaneous | E2 | CCE | 0 | 0 | 0 | 0 | 0 | 0 | 0 | 0 | 0 | 0 | 0 | 0 | 0 | 0 | 0 | 0 | 0 | 0 | 0 | 0 | 0 | 0 | 0 | 0 | 0 | 0 | 0 | 0 | 0 | 0
F1_Commercial_Restaurant_New_Miscellaneous_Natural Gas_Miscellaneous_E3 | F1 | Commercial | Restaurant | New | Miscellaneous | Natural Gas | Miscellaneous | E3 | CCE | 0 | 0 | 0 | 0 | 0 | 0 | 0 | 0 | 0 | 0 | 0 | 0 | 0 | 0 | 0 | 0 | 0 | 0 | 0 | 0 | 0 | 0 | 0 | 0 | 0 | 0 | 0 | 0 | 0 | 0
F1_Commercial_Restaurant_New_Miscellaneous_Natural Gas_Miscellaneous_E4 | F1 | Commercial | Restaurant | New | Miscellaneous | Natural Gas | Miscellaneous | E4 | CCE | 0 | 0 | 0 | 0 | 0 | 0 | 0 | 0 | 0 | 0 | 0 | 0 | 0 | 0 | 0 | 0 | 0 | 0 | 0 | 0 | 0 | 0 | 0 | 0 | 0 | 0 | 0 | 0 | 0 | 0
F1_Commercial_Restaurant_New_Miscellaneous_Natural Gas_Miscellaneous_E5 | F1 | Commercial | Restaurant | New | Miscellaneous | Natural Gas | Miscellaneous | E5 | CCE | 0 | 0 | 0 | 0 | 0 | 0 | 0 | 0 | 0 | 0 | 0 | 0 | 0 | 0 | 0 | 0 | 0 | 0 | 0 | 0 | 0 | 0 | 0 | 0 | 0 | 0 | 0 | 0 | 0 | 0
F1_Commercial_Restaurant_New_Miscellaneous_Natural Gas_Miscellaneous_E6 | F1 | Commercial | Restaurant | New | Miscellaneous | Natural Gas | Miscellaneous | E6 | CCE | 0 | 0 | 0 | 0 | 0 | 0 | 0 | 0 | 0 | 0 | 0 | 0 | 0 | 0 | 0 | 0 | 0 | 0 | 0 | 0 | 0 | 0 | 0 | 0 | 0 | 0 | 0 | 0 | 0 | 0
F1_Commercial_Restaurant_New_Miscellaneous_Natural Gas_Miscellaneous_E7 | F1 | Commercial | Restaurant | New | Miscellaneous | Natural Gas | Miscellaneous | E7 | CCE | 0 | 0 | 0 | 0 | 0 | 0 | 0 | 0 | 0 | 0 | 0 | 0 | 0 | 0 | 0 | 0 | 0 | 0 | 0 | 0 | 0 | 0 | 0 | 0 | 0 | 0 | 0 | 0 | 0 | 0
F1_Commercial_Restaurant_New_Miscellaneous_Natural Gas_Miscellaneous_E8 | F1 | Commercial | Restaurant | New | Miscellaneous | Natural Gas | Miscellaneous | E8 | CCE | 0 | 0 | 0 | 0 | 0 | 0 | 0 | 0 | 0 | 0 | 0 | 0 | 0 | 0 | 0 | 0 | 0 | 0 | 0 | 0 | 0 | 0 | 0 | 0 | 0 | 0 | 0 | 0 | 0 | 0
F1_Commercial_Restaurant_New_Miscellaneous_Natural Gas_Miscellaneous_E9 | F1 | Commercial | Restaurant | New | Miscellaneous | Natural Gas | Miscellaneous | E9 | CCE | 0 | 0 | 0 | 0 | 0 | 0 | 0 | 0 | 0 | 0 | 0 | 0 | 0 | 0 | 0 | 0 | 0 | 0 | 0 | 0 | 0 | 0 | 0 | 0 | 0 | 0 | 0 | 0 | 0 | 0
F1_Commercial_Restaurant_New_Miscellaneous_Natural Gas_Miscellaneous_E10 | F1 | Commercial | Restaurant | New | Miscellaneous | Natural Gas | Miscellaneous | E10 | CCE | 0 | 0 | 0 | 0 | 0 | 0 | 0 | 0 | 0 | 0 | 0 | 0 | 0 | 0 | 0 | 0 | 0 | 0 | 0 | 0 | 0 | 0 | 0 | 0 | 0 | 0 | 0 | 0 | 0 | 0
F2_Commercial_Restaurant_New_Miscellaneous_Natural Gas_Miscellaneous_E1 | F2 | Commercial | Restaurant | New | Miscellaneous | Natural Gas | Miscellaneous | E1 | TRC BC Ratio | 0.9 | 0.9 | 0.9 | 0.9 | 0.9 | 0.9 | 0.9 | 0.9 | 0.9 | 0.9 | 0.9 | 0.9 | 0.9 | 0.9 | 0.9 | 0.9 | 0.9 | 0.9 | 0.9 | 0.9 | 0.9 | 0.9 | 0 | 0 | 0 | 0 | 0 | 0 | 0 | 0
F2_Commercial_Restaurant_New_Miscellaneous_Natural Gas_Miscellaneous_E2 | F2 | Commercial | Restaurant | New | Miscellaneous | Natural Gas | Miscellaneous | E2 | TRC BC Ratio | 0 | 0 | 0 | 0 | 0 | 0 | 0 | 0 | 0 | 0 | 0 | 0 | 0 | 0 | 0 | 0 | 0 | 0 | 0 | 0 | 0 | 0 | 0 | 0 | 0 | 0 | 0 | 0 | 0 | 0
F2_Commercial_Restaurant_New_Miscellaneous_Natural Gas_Miscellaneous_E3 | F2 | Commercial | Restaurant | New | Miscellaneous | Natural Gas | Miscellaneous | E3 | TRC BC Ratio | 0 | 0 | 0 | 0 | 0 | 0 | 0 | 0 | 0 | 0 | 0 | 0 | 0 | 0 | 0 | 0 | 0 | 0 | 0 | 0 | 0 | 0 | 0 | 0 | 0 | 0 | 0 | 0 | 0 | 0
F2_Commercial_Restaurant_New_Miscellaneous_Natural Gas_Miscellaneous_E4 | F2 | Commercial | Restaurant | New | Miscellaneous | Natural Gas | Miscellaneous | E4 | TRC BC Ratio | 0 | 0 | 0 | 0 | 0 | 0 | 0 | 0 | 0 | 0 | 0 | 0 | 0 | 0 | 0 | 0 | 0 | 0 | 0 | 0 | 0 | 0 | 0 | 0 | 0 | 0 | 0 | 0 | 0 | 0
F2_Commercial_Restaurant_New_Miscellaneous_Natural Gas_Miscellaneous_E5 | F2 | Commercial | Restaurant | New | Miscellaneous | Natural Gas | Miscellaneous | E5 | TRC BC Ratio | 0 | 0 | 0 | 0 | 0 | 0 | 0 | 0 | 0 | 0 | 0 | 0 | 0 | 0 | 0 | 0 | 0 | 0 | 0 | 0 | 0 | 0 | 0 | 0 | 0 | 0 | 0 | 0 | 0 | 0
F2_Commercial_Restaurant_New_Miscellaneous_Natural Gas_Miscellaneous_E6 | F2 | Commercial | Restaurant | New | Miscellaneous | Natural Gas | Miscellaneous | E6 | TRC BC Ratio | 0 | 0 | 0 | 0 | 0 | 0 | 0 | 0 | 0 | 0 | 0 | 0 | 0 | 0 | 0 | 0 | 0 | 0 | 0 | 0 | 0 | 0 | 0 | 0 | 0 | 0 | 0 | 0 | 0 | 0
F2_Commercial_Restaurant_New_Miscellaneous_Natural Gas_Miscellaneous_E7 | F2 | Commercial | Restaurant | New | Miscellaneous | Natural Gas | Miscellaneous | E7 | TRC BC Ratio | 0 | 0 | 0 | 0 | 0 | 0 | 0 | 0 | 0 | 0 | 0 | 0 | 0 | 0 | 0 | 0 | 0 | 0 | 0 | 0 | 0 | 0 | 0 | 0 | 0 | 0 | 0 | 0 | 0 | 0
F2_Commercial_Restaurant_New_Miscellaneous_Natural Gas_Miscellaneous_E8 | F2 | Commercial | Restaurant | New | Miscellaneous | Natural Gas | Miscellaneous | E8 | TRC BC Ratio | 0 | 0 | 0 | 0 | 0 | 0 | 0 | 0 | 0 | 0 | 0 | 0 | 0 | 0 | 0 | 0 | 0 | 0 | 0 | 0 | 0 | 0 | 0 | 0 | 0 | 0 | 0 | 0 | 0 | 0
F2_Commercial_Restaurant_New_Miscellaneous_Natural Gas_Miscellaneous_E9 | F2 | Commercial | Restaurant | New | Miscellaneous | Natural Gas | Miscellaneous | E9 | TRC BC Ratio | 0 | 0 | 0 | 0 | 0 | 0 | 0 | 0 | 0 | 0 | 0 | 0 | 0 | 0 | 0 | 0 | 0 | 0 | 0 | 0 | 0 | 0 | 0 | 0 | 0 | 0 | 0 | 0 | 0 | 0
F2_Commercial_Restaurant_New_Miscellaneous_Natural Gas_Miscellaneous_E10 | F2 | Commercial | Restaurant | New | Miscellaneous | Natural Gas | Miscellaneous | E10 | TRC BC Ratio | 0 | 0 | 0 | 0 | 0 | 0 | 0 | 0 | 0 | 0 | 0 | 0 | 0 | 0 | 0 | 0 | 0 | 0 | 0 | 0 | 0 | 0 | 0 | 0 | 0 | 0 | 0 | 0 | 0 | 0
F3_Commercial_Restaurant_New_Miscellaneous_Natural Gas_Miscellaneous_E1 | F3 | Commercial | Restaurant | New | Miscellaneous | Natural Gas | Miscellaneous | E1 | PACT BC Ratio | 0.9 | 0.9 | 0.9 | 0.9 | 0.9 | 0.9 | 0.9 | 0.9 | 0.9 | 0.9 | 0.9 | 0.9 | 0.9 | 0.9 | 0.9 | 0.9 | 0.9 | 0.9 | 0.9 | 0.9 | 0.9 | 0.9 | 0 | 0 | 0 | 0 | 0 | 0 | 0 | 0
F3_Commercial_Restaurant_New_Miscellaneous_Natural Gas_Miscellaneous_E2 | F3 | Commercial | Restaurant | New | Miscellaneous | Natural Gas | Miscellaneous | E2 | PACT BC Ratio | 0 | 0 | 0 | 0 | 0 | 0 | 0 | 0 | 0 | 0 | 0 | 0 | 0 | 0 | 0 | 0 | 0 | 0 | 0 | 0 | 0 | 0 | 0 | 0 | 0 | 0 | 0 | 0 | 0 | 0
F3_Commercial_Restaurant_New_Miscellaneous_Natural Gas_Miscellaneous_E3 | F3 | Commercial | Restaurant | New | Miscellaneous | Natural Gas | Miscellaneous | E3 | PACT BC Ratio | 0 | 0 | 0 | 0 | 0 | 0 | 0 | 0 | 0 | 0 | 0 | 0 | 0 | 0 | 0 | 0 | 0 | 0 | 0 | 0 | 0 | 0 | 0 | 0 | 0 | 0 | 0 | 0 | 0 | 0
F3_Commercial_Restaurant_New_Miscellaneous_Natural Gas_Miscellaneous_E4 | F3 | Commercial | Restaurant | New | Miscellaneous | Natural Gas | Miscellaneous | E4 | PACT BC Ratio | 0 | 0 | 0 | 0 | 0 | 0 | 0 | 0 | 0 | 0 | 0 | 0 | 0 | 0 | 0 | 0 | 0 | 0 | 0 | 0 | 0 | 0 | 0 | 0 | 0 | 0 | 0 | 0 | 0 | 0
F3_Commercial_Restaurant_New_Miscellaneous_Natural Gas_Miscellaneous_E5 | F3 | Commercial | Restaurant | New | Miscellaneous | Natural Gas | Miscellaneous | E5 | PACT BC Ratio | 0 | 0 | 0 | 0 | 0 | 0 | 0 | 0 | 0 | 0 | 0 | 0 | 0 | 0 | 0 | 0 | 0 | 0 | 0 | 0 | 0 | 0 | 0 | 0 | 0 | 0 | 0 | 0 | 0 | 0
F3_Commercial_Restaurant_New_Miscellaneous_Natural Gas_Miscellaneous_E6 | F3 | Commercial | Restaurant | New | Miscellaneous | Natural Gas | Miscellaneous | E6 | PACT BC Ratio | 0 | 0 | 0 | 0 | 0 | 0 | 0 | 0 | 0 | 0 | 0 | 0 | 0 | 0 | 0 | 0 | 0 | 0 | 0 | 0 | 0 | 0 | 0 | 0 | 0 | 0 | 0 | 0 | 0 | 0
F3_Commercial_Restaurant_New_Miscellaneous_Natural Gas_Miscellaneous_E7 | F3 | Commercial | Restaurant | New | Miscellaneous | Natural Gas | Miscellaneous | E7 | PACT BC Ratio | 0 | 0 | 0 | 0 | 0 | 0 | 0 | 0 | 0 | 0 | 0 | 0 | 0 | 0 | 0 | 0 | 0 | 0 | 0 | 0 | 0 | 0 | 0 | 0 | 0 | 0 | 0 | 0 | 0 | 0
F3_Commercial_Restaurant_New_Miscellaneous_Natural Gas_Miscellaneous_E8 | F3 | Commercial | Restaurant | New | Miscellaneous | Natural Gas | Miscellaneous | E8 | PACT BC Ratio | 0 | 0 | 0 | 0 | 0 | 0 | 0 | 0 | 0 | 0 | 0 | 0 | 0 | 0 | 0 | 0 | 0 | 0 | 0 | 0 | 0 | 0 | 0 | 0 | 0 | 0 | 0 | 0 | 0 | 0
F3_Commercial_Restaurant_New_Miscellaneous_Natural Gas_Miscellaneous_E9 | F3 | Commercial | Restaurant | New | Miscellaneous | Natural Gas | Miscellaneous | E9 | PACT BC Ratio | 0 | 0 | 0 | 0 | 0 | 0 | 0 | 0 | 0 | 0 | 0 | 0 | 0 | 0 | 0 | 0 | 0 | 0 | 0 | 0 | 0 | 0 | 0 | 0 | 0 | 0 | 0 | 0 | 0 | 0
F3_Commercial_Restaurant_New_Miscellaneous_Natural Gas_Miscellaneous_E10 | F3 | Commercial | Restaurant | New | Miscellaneous | Natural Gas | Miscellaneous | E10 | PACT BC Ratio | 0 | 0 | 0 | 0 | 0 | 0 | 0 | 0 | 0 | 0 | 0 | 0 | 0 | 0 | 0 | 0 | 0 | 0 | 0 | 0 | 0 | 0 | 0 | 0 | 0 | 0 | 0 | 0 | 0 | 0
F4_Commercial_Restaurant_New_Miscellaneous_Natural Gas_Miscellaneous_E1 | F4 | Commercial | Restaurant | New | Miscellaneous | Natural Gas | Miscellaneous | E1 | PCT BC Ratio | 0.9 | 0.9 | 0.9 | 0.9 | 0.9 | 0.9 | 0.9 | 0.9 | 0.9 | 0.9 | 0.9 | 0.9 | 0.9 | 0.9 | 0.9 | 0.9 | 0.9 | 0.9 | 0.9 | 0.9 | 0.9 | 0.9 | 0 | 0 | 0 | 0 | 0 | 0 | 0 | 0
F4_Commercial_Restaurant_New_Miscellaneous_Natural Gas_Miscellaneous_E2 | F4 | Commercial | Restaurant | New | Miscellaneous | Natural Gas | Miscellaneous | E2 | PCT BC Ratio | 0 | 0 | 0 | 0 | 0 | 0 | 0 | 0 | 0 | 0 | 0 | 0 | 0 | 0 | 0 | 0 | 0 | 0 | 0 | 0 | 0 | 0 | 0 | 0 | 0 | 0 | 0 | 0 | 0 | 0
F4_Commercial_Restaurant_New_Miscellaneous_Natural Gas_Miscellaneous_E3 | F4 | Commercial | Restaurant | New | Miscellaneous | Natural Gas | Miscellaneous | E3 | PCT BC Ratio | 0 | 0 | 0 | 0 | 0 | 0 | 0 | 0 | 0 | 0 | 0 | 0 | 0 | 0 | 0 | 0 | 0 | 0 | 0 | 0 | 0 | 0 | 0 | 0 | 0 | 0 | 0 | 0 | 0 | 0
F4_Commercial_Restaurant_New_Miscellaneous_Natural Gas_Miscellaneous_E4 | F4 | Commercial | Restaurant | New | Miscellaneous | Natural Gas | Miscellaneous | E4 | PCT BC Ratio | 0 | 0 | 0 | 0 | 0 | 0 | 0 | 0 | 0 | 0 | 0 | 0 | 0 | 0 | 0 | 0 | 0 | 0 | 0 | 0 | 0 | 0 | 0 | 0 | 0 | 0 | 0 | 0 | 0 | 0
F4_Commercial_Restaurant_New_Miscellaneous_Natural Gas_Miscellaneous_E5 | F4 | Commercial | Restaurant | New | Miscellaneous | Natural Gas | Miscellaneous | E5 | PCT BC Ratio | 0 | 0 | 0 | 0 | 0 | 0 | 0 | 0 | 0 | 0 | 0 | 0 | 0 | 0 | 0 | 0 | 0 | 0 | 0 | 0 | 0 | 0 | 0 | 0 | 0 | 0 | 0 | 0 | 0 | 0
F4_Commercial_Restaurant_New_Miscellaneous_Natural Gas_Miscellaneous_E6 | F4 | Commercial | Restaurant | New | Miscellaneous | Natural Gas | Miscellaneous | E6 | PCT BC Ratio | 0 | 0 | 0 | 0 | 0 | 0 | 0 | 0 | 0 | 0 | 0 | 0 | 0 | 0 | 0 | 0 | 0 | 0 | 0 | 0 | 0 | 0 | 0 | 0 | 0 | 0 | 0 | 0 | 0 | 0
F4_Commercial_Restaurant_New_Miscellaneous_Natural Gas_Miscellaneous_E7 | F4 | Commercial | Restaurant | New | Miscellaneous | Natural Gas | Miscellaneous | E7 | PCT BC Ratio | 0 | 0 | 0 | 0 | 0 | 0 | 0 | 0 | 0 | 0 | 0 | 0 | 0 | 0 | 0 | 0 | 0 | 0 | 0 | 0 | 0 | 0 | 0 | 0 | 0 | 0 | 0 | 0 | 0 | 0
F4_Commercial_Restaurant_New_Miscellaneous_Natural Gas_Miscellaneous_E8 | F4 | Commercial | Restaurant | New | Miscellaneous | Natural Gas | Miscellaneous | E8 | PCT BC Ratio | 0 | 0 | 0 | 0 | 0 | 0 | 0 | 0 | 0 | 0 | 0 | 0 | 0 | 0 | 0 | 0 | 0 | 0 | 0 | 0 | 0 | 0 | 0 | 0 | 0 | 0 | 0 | 0 | 0 | 0
F4_Commercial_Restaurant_New_Miscellaneous_Natural Gas_Miscellaneous_E9 | F4 | Commercial | Restaurant | New | Miscellaneous | Natural Gas | Miscellaneous | E9 | PCT BC Ratio | 0 | 0 | 0 | 0 | 0 | 0 | 0 | 0 | 0 | 0 | 0 | 0 | 0 | 0 | 0 | 0 | 0 | 0 | 0 | 0 | 0 | 0 | 0 | 0 | 0 | 0 | 0 | 0 | 0 | 0
F4_Commercial_Restaurant_New_Miscellaneous_Natural Gas_Miscellaneous_E10 | F4 | Commercial | Restaurant | New | Miscellaneous | Natural Gas | Miscellaneous | E10 | PCT BC Ratio | 0 | 0 | 0 | 0 | 0 | 0 | 0 | 0 | 0 | 0 | 0 | 0 | 0 | 0 | 0 | 0 | 0 | 0 | 0 | 0 | 0 | 0 | 0 | 0 | 0 | 0 | 0 | 0 | 0 | 0
F5_Commercial_Restaurant_New_Miscellaneous_Natural Gas_Miscellaneous_E1 | F5 | Commercial | Restaurant | New | Miscellaneous | Natural Gas | Miscellaneous | E1 | RIM BC Ratio | 0.9 | 0.9 | 0.9 | 0.9 | 0.9 | 0.9 | 0.9 | 0.9 | 0.9 | 0.9 | 0.9 | 0.9 | 0.9 | 0.9 | 0.9 | 0.9 | 0.9 | 0.9 | 0.9 | 0.9 | 0.9 | 0.9 | 0 | 0 | 0 | 0 | 0 | 0 | 0 | 0
F5_Commercial_Restaurant_New_Miscellaneous_Natural Gas_Miscellaneous_E2 | F5 | Commercial | Restaurant | New | Miscellaneous | Natural Gas | Miscellaneous | E2 | RIM BC Ratio | 0 | 0 | 0 | 0 | 0 | 0 | 0 | 0 | 0 | 0 | 0 | 0 | 0 | 0 | 0 | 0 | 0 | 0 | 0 | 0 | 0 | 0 | 0 | 0 | 0 | 0 | 0 | 0 | 0 | 0
F5_Commercial_Restaurant_New_Miscellaneous_Natural Gas_Miscellaneous_E3 | F5 | Commercial | Restaurant | New | Miscellaneous | Natural Gas | Miscellaneous | E3 | RIM BC Ratio | 0 | 0 | 0 | 0 | 0 | 0 | 0 | 0 | 0 | 0 | 0 | 0 | 0 | 0 | 0 | 0 | 0 | 0 | 0 | 0 | 0 | 0 | 0 | 0 | 0 | 0 | 0 | 0 | 0 | 0
F5_Commercial_Restaurant_New_Miscellaneous_Natural Gas_Miscellaneous_E4 | F5 | Commercial | Restaurant | New | Miscellaneous | Natural Gas | Miscellaneous | E4 | RIM BC Ratio | 0 | 0 | 0 | 0 | 0 | 0 | 0 | 0 | 0 | 0 | 0 | 0 | 0 | 0 | 0 | 0 | 0 | 0 | 0 | 0 | 0 | 0 | 0 | 0 | 0 | 0 | 0 | 0 | 0 | 0
F5_Commercial_Restaurant_New_Miscellaneous_Natural Gas_Miscellaneous_E5 | F5 | Commercial | Restaurant | New | Miscellaneous | Natural Gas | Miscellaneous | E5 | RIM BC Ratio | 0 | 0 | 0 | 0 | 0 | 0 | 0 | 0 | 0 | 0 | 0 | 0 | 0 | 0 | 0 | 0 | 0 | 0 | 0 | 0 | 0 | 0 | 0 | 0 | 0 | 0 | 0 | 0 | 0 | 0
F5_Commercial_Restaurant_New_Miscellaneous_Natural Gas_Miscellaneous_E6 | F5 | Commercial | Restaurant | New | Miscellaneous | Natural Gas | Miscellaneous | E6 | RIM BC Ratio | 0 | 0 | 0 | 0 | 0 | 0 | 0 | 0 | 0 | 0 | 0 | 0 | 0 | 0 | 0 | 0 | 0 | 0 | 0 | 0 | 0 | 0 | 0 | 0 | 0 | 0 | 0 | 0 | 0 | 0
F5_Commercial_Restaurant_New_Miscellaneous_Natural Gas_Miscellaneous_E7 | F5 | Commercial | Restaurant | New | Miscellaneous | Natural Gas | Miscellaneous | E7 | RIM BC Ratio | 0 | 0 | 0 | 0 | 0 | 0 | 0 | 0 | 0 | 0 | 0 | 0 | 0 | 0 | 0 | 0 | 0 | 0 | 0 | 0 | 0 | 0 | 0 | 0 | 0 | 0 | 0 | 0 | 0 | 0
F5_Commercial_Restaurant_New_Miscellaneous_Natural Gas_Miscellaneous_E8 | F5 | Commercial | Restaurant | New | Miscellaneous | Natural Gas | Miscellaneous | E8 | RIM BC Ratio | 0 | 0 | 0 | 0 | 0 | 0 | 0 | 0 | 0 | 0 | 0 | 0 | 0 | 0 | 0 | 0 | 0 | 0 | 0 | 0 | 0 | 0 | 0 | 0 | 0 | 0 | 0 | 0 | 0 | 0
F5_Commercial_Restaurant_New_Miscellaneous_Natural Gas_Miscellaneous_E9 | F5 | Commercial | Restaurant | New | Miscellaneous | Natural Gas | Miscellaneous | E9 | RIM BC Ratio | 0 | 0 | 0 | 0 | 0 | 0 | 0 | 0 | 0 | 0 | 0 | 0 | 0 | 0 | 0 | 0 | 0 | 0 | 0 | 0 | 0 | 0 | 0 | 0 | 0 | 0 | 0 | 0 | 0 | 0
F5_Commercial_Restaurant_New_Miscellaneous_Natural Gas_Miscellaneous_E10 | F5 | Commercial | Restaurant | New | Miscellaneous | Natural Gas | Miscellaneous | E10 | RIM BC Ratio | 0 | 0 | 0 | 0 | 0 | 0 | 0 | 0 | 0 | 0 | 0 | 0 | 0 | 0 | 0 | 0 | 0 | 0 | 0 | 0 | 0 | 0 | 0 | 0 | 0 | 0 | 0 | 0 | 0 | 0
F0_Commercial_Grocery_Existing_Space Heating_Natural Gas_Furnace_E0 | F0 | Commercial | Grocery | Existing | Space Heating | Natural Gas | Furnace | E0 | Economic Unit | AFUE 96% | AFUE 96% | AFUE 96% | AFUE 96% | AFUE 96% | AFUE 96% | AFUE 96% | AFUE 96% | AFUE 96% | AFUE 96% | AFUE 96% | AFUE 96% | AFUE 96% | AFUE 96% | AFUE 96% | AFUE 96% | AFUE 96% | AFUE 96% | AFUE 96% | AFUE 96% | AFUE 96% | AFUE 96% | 0 | 0 | 0 | 0 | 0 | 0 | 0 | 0
F1_Commercial_Grocery_Existing_Space Heating_Natural Gas_Furnace_E1 | F1 | Commercial | Grocery | Existing | Space Heating | Natural Gas | Furnace | E1 | CCE | 0 | 0 | 0 | 0 | 0 | 0 | 0 | 0 | 0 | 0 | 0 | 0 | 0 | 0 | 0 | 0 | 0 | 0 | 0 | 0 | 0 | 0 | 0 | 0 | 0 | 0 | 0 | 0 | 0 | 0
F1_Commercial_Grocery_Existing_Space Heating_Natural Gas_Furnace_E2 | F1 | Commercial | Grocery | Existing | Space Heating | Natural Gas | Furnace | E2 | CCE | 0.0016468 | 0.0016468 | 0.0017301 | 0.0017038 | 0.0016782 | 0.0016463 | 0.0016418 | 0.0016312 | 0.0016214 | 0.0016066 | 0.0016043 | 0.0015969 | 0.0015903 | 0.0015778 | 0.0015794 | 0.0015746 | 0.0015699 | 0.0015595 | 0.0015625 | 0.0015595 | 0.0015572 | 0.0015485 | 0 | 0 | 0 | 0 | 0 | 0 | 0 | 0
F1_Commercial_Grocery_Existing_Space Heating_Natural Gas_Furnace_E3 | F1 | Commercial | Grocery | Existing | Space Heating | Natural Gas | Furnace | E3 | CCE | 0.0023173 | 0.0023173 | 0.0024345 | 0.0023975 | 0.0023615 | 0.0023166 | 0.0023103 | 0.0022954 | 0.0022816 | 0.0022608 | 0.0022576 | 0.0022472 | 0.0022379 | 0.0022202 | 0.0022226 | 0.0022158 | 0.0022091 | 0.0021945 | 0.0021988 | 0.0021945 | 0.0021913 | 0.002179 | 0 | 0 | 0 | 0 | 0 | 0 | 0 | 0
F1_Commercial_Grocery_Existing_Space Heating_Natural Gas_Furnace_E4 | F1 | Commercial | Grocery | Existing | Space Heating | Natural Gas | Furnace | E4 | CCE | 0 | 0 | 0 | 0 | 0 | 0 | 0 | 0 | 0 | 0 | 0 | 0 | 0 | 0 | 0 | 0 | 0 | 0 | 0 | 0 | 0 | 0 | 0 | 0 | 0 | 0 | 0 | 0 | 0 | 0
F1_Commercial_Grocery_Existing_Space Heating_Natural Gas_Furnace_E5 | F1 | Commercial | Grocery | Existing | Space Heating | Natural Gas | Furnace | E5 | CCE | 0 | 0 | 0 | 0 | 0 | 0 | 0 | 0 | 0 | 0 | 0 | 0 | 0 | 0 | 0 | 0 | 0 | 0 | 0 | 0 | 0 | 0 | 0 | 0 | 0 | 0 | 0 | 0 | 0 | 0
F1_Commercial_Grocery_Existing_Space Heating_Natural Gas_Furnace_E6 | F1 | Commercial | Grocery | Existing | Space Heating | Natural Gas | Furnace | E6 | CCE | 0 | 0 | 0 | 0 | 0 | 0 | 0 | 0 | 0 | 0 | 0 | 0 | 0 | 0 | 0 | 0 | 0 | 0 | 0 | 0 | 0 | 0 | 0 | 0 | 0 | 0 | 0 | 0 | 0 | 0
F1_Commercial_Grocery_Existing_Space Heating_Natural Gas_Furnace_E7 | F1 | Commercial | Grocery | Existing | Space Heating | Natural Gas | Furnace | E7 | CCE | 0 | 0 | 0 | 0 | 0 | 0 | 0 | 0 | 0 | 0 | 0 | 0 | 0 | 0 | 0 | 0 | 0 | 0 | 0 | 0 | 0 | 0 | 0 | 0 | 0 | 0 | 0 | 0 | 0 | 0
F1_Commercial_Grocery_Existing_Space Heating_Natural Gas_Furnace_E8 | F1 | Commercial | Grocery | Existing | Space Heating | Natural Gas | Furnace | E8 | CCE | 0 | 0 | 0 | 0 | 0 | 0 | 0 | 0 | 0 | 0 | 0 | 0 | 0 | 0 | 0 | 0 | 0 | 0 | 0 | 0 | 0 | 0 | 0 | 0 | 0 | 0 | 0 | 0 | 0 | 0
F1_Commercial_Grocery_Existing_Space Heating_Natural Gas_Furnace_E9 | F1 | Commercial | Grocery | Existing | Space Heating | Natural Gas | Furnace | E9 | CCE | 0 | 0 | 0 | 0 | 0 | 0 | 0 | 0 | 0 | 0 | 0 | 0 | 0 | 0 | 0 | 0 | 0 | 0 | 0 | 0 | 0 | 0 | 0 | 0 | 0 | 0 | 0 | 0 | 0 | 0
F1_Commercial_Grocery_Existing_Space Heating_Natural Gas_Furnace_E10 | F1 | Commercial | Grocery | Existing | Space Heating | Natural Gas | Furnace | E10 | CCE | 0 | 0 | 0 | 0 | 0 | 0 | 0 | 0 | 0 | 0 | 0 | 0 | 0 | 0 | 0 | 0 | 0 | 0 | 0 | 0 | 0 | 0 | 0 | 0 | 0 | 0 | 0 | 0 | 0 | 0
F2_Commercial_Grocery_Existing_Space Heating_Natural Gas_Furnace_E1 | F2 | Commercial | Grocery | Existing | Space Heating | Natural Gas | Furnace | E1 | TRC BC Ratio | 0.9 | 0.9 | 0.9 | 0.9 | 0.9 | 0.9 | 0.9 | 0.9 | 0.9 | 0.9 | 0.9 | 0.9 | 0.9 | 0.9 | 0.9 | 0.9 | 0.9 | 0.9 | 0.9 | 0.9 | 0.9 | 0.9 | 0 | 0 | 0 | 0 | 0 | 0 | 0 | 0
F2_Commercial_Grocery_Existing_Space Heating_Natural Gas_Furnace_E2 | F2 | Commercial | Grocery | Existing | Space Heating | Natural Gas | Furnace | E2 | TRC BC Ratio | 5.8455 | 5.915 | 5.9903 | 6.0879 | 6.2039 | 6.3331 | 6.4546 | 6.5671 | 6.6773 | 6.7887 | 6.9045 | 7.0225 | 7.1413 | 7.2652 | 7.3875 | 7.5125 | 7.6432 | 7.7756 | 7.9098 | 8.0457 | 8.1818 | 8.3174 | 0 | 0 | 0 | 0 | 0 | 0 | 0 | 0
F2_Commercial_Grocery_Existing_Space Heating_Natural Gas_Furnace_E3 | F2 | Commercial | Grocery | Existing | Space Heating | Natural Gas | Furnace | E3 | TRC BC Ratio | 4.154 | 4.2034 | 4.2569 | 4.3263 | 4.4087 | 4.5005 | 4.5869 | 4.6668 | 4.7451 | 4.8243 | 4.9065 | 4.9904 | 5.0748 | 5.1629 | 5.2498 | 5.3387 | 5.4315 | 5.5256 | 5.621 | 5.7176 | 5.8143 | 5.9106 | 0 | 0 | 0 | 0 | 0 | 0 | 0 | 0
F2_Commercial_Grocery_Existing_Space Heating_Natural Gas_Furnace_E4 | F2 | Commercial | Grocery | Existing | Space Heating | Natural Gas | Furnace | E4 | TRC BC Ratio | 0 | 0 | 0 | 0 | 0 | 0 | 0 | 0 | 0 | 0 | 0 | 0 | 0 | 0 | 0 | 0 | 0 | 0 | 0 | 0 | 0 | 0 | 0 | 0 | 0 | 0 | 0 | 0 | 0 | 0
F2_Commercial_Grocery_Existing_Space Heating_Natural Gas_Furnace_E5 | F2 | Commercial | Grocery | Existing | Space Heating | Natural Gas | Furnace | E5 | TRC BC Ratio | 0 | 0 | 0 | 0 | 0 | 0 | 0 | 0 | 0 | 0 | 0 | 0 | 0 | 0 | 0 | 0 | 0 | 0 | 0 | 0 | 0 | 0 | 0 | 0 | 0 | 0 | 0 | 0 | 0 | 0
F2_Commercial_Grocery_Existing_Space Heating_Natural Gas_Furnace_E6 | F2 | Commercial | Grocery | Existing | Space Heating | Natural Gas | Furnace | E6 | TRC BC Ratio | 0 | 0 | 0 | 0 | 0 | 0 | 0 | 0 | 0 | 0 | 0 | 0 | 0 | 0 | 0 | 0 | 0 | 0 | 0 | 0 | 0 | 0 | 0 | 0 | 0 | 0 | 0 | 0 | 0 | 0
F2_Commercial_Grocery_Existing_Space Heating_Natural Gas_Furnace_E7 | F2 | Commercial | Grocery | Existing | Space Heating | Natural Gas | Furnace | E7 | TRC BC Ratio | 0 | 0 | 0 | 0 | 0 | 0 | 0 | 0 | 0 | 0 | 0 | 0 | 0 | 0 | 0 | 0 | 0 | 0 | 0 | 0 | 0 | 0 | 0 | 0 | 0 | 0 | 0 | 0 | 0 | 0
F2_Commercial_Grocery_Existing_Space Heating_Natural Gas_Furnace_E8 | F2 | Commercial | Grocery | Existing | Space Heating | Natural Gas | Furnace | E8 | TRC BC Ratio | 0 | 0 | 0 | 0 | 0 | 0 | 0 | 0 | 0 | 0 | 0 | 0 | 0 | 0 | 0 | 0 | 0 | 0 | 0 | 0 | 0 | 0 | 0 | 0 | 0 | 0 | 0 | 0 | 0 | 0
F2_Commercial_Grocery_Existing_Space Heating_Natural Gas_Furnace_E9 | F2 | Commercial | Grocery | Existing | Space Heating | Natural Gas | Furnace | E9 | TRC BC Ratio | 0 | 0 | 0 | 0 | 0 | 0 | 0 | 0 | 0 | 0 | 0 | 0 | 0 | 0 | 0 | 0 | 0 | 0 | 0 | 0 | 0 | 0 | 0 | 0 | 0 | 0 | 0 | 0 | 0 | 0
F2_Commercial_Grocery_Existing_Space Heating_Natural Gas_Furnace_E10 | F2 | Commercial | Grocery | Existing | Space Heating | Natural Gas | Furnace | E10 | TRC BC Ratio | 0 | 0 | 0 | 0 | 0 | 0 | 0 | 0 | 0 | 0 | 0 | 0 | 0 | 0 | 0 | 0 | 0 | 0 | 0 | 0 | 0 | 0 | 0 | 0 | 0 | 0 | 0 | 0 | 0 | 0
F3_Commercial_Grocery_Existing_Space Heating_Natural Gas_Furnace_E1 | F3 | Commercial | Grocery | Existing | Space Heating | Natural Gas | Furnace | E1 | PACT BC Ratio | 0.9 | 0.9 | 0.9 | 0.9 | 0.9 | 0.9 | 0.9 | 0.9 | 0.9 | 0.9 | 0.9 | 0.9 | 0.9 | 0.9 | 0.9 | 0.9 | 0.9 | 0.9 | 0.9 | 0.9 | 0.9 | 0.9 | 0 | 0 | 0 | 0 | 0 | 0 | 0 | 0
F3_Commercial_Grocery_Existing_Space Heating_Natural Gas_Furnace_E2 | F3 | Commercial | Grocery | Existing | Space Heating | Natural Gas | Furnace | E2 | PACT BC Ratio | 16.8684 | 17.0691 | 17.2862 | 17.568 | 17.9026 | 18.2756 | 18.6263 | 18.9507 | 19.2687 | 19.5903 | 19.9243 | 20.2648 | 20.6076 | 20.9652 | 21.3181 | 21.6791 | 22.0561 | 22.4381 | 22.8255 | 23.2176 | 23.6103 | 24.0017 | 0 | 0 | 0 | 0 | 0 | 0 | 0 | 0
F3_Commercial_Grocery_Existing_Space Heating_Natural Gas_Furnace_E3 | F3 | Commercial | Grocery | Existing | Space Heating | Natural Gas | Furnace | E3 | PACT BC Ratio | 11.9873 | 12.1299 | 12.2841 | 12.4844 | 12.7222 | 12.9873 | 13.2365 | 13.4671 | 13.693 | 13.9216 | 14.1589 | 14.4009 | 14.6445 | 14.8986 | 15.1494 | 15.4059 | 15.6738 | 15.9453 | 16.2206 | 16.4992 | 16.7783 | 17.0564 | 0 | 0 | 0 | 0 | 0 | 0 | 0 | 0
F3_Commercial_Grocery_Existing_Space Heating_Natural Gas_Furnace_E4 | F3 | Commercial | Grocery | Existing | Space Heating | Natural Gas | Furnace | E4 | PACT BC Ratio | 0 | 0 | 0 | 0 | 0 | 0 | 0 | 0 | 0 | 0 | 0 | 0 | 0 | 0 | 0 | 0 | 0 | 0 | 0 | 0 | 0 | 0 | 0 | 0 | 0 | 0 | 0 | 0 | 0 | 0
F3_Commercial_Grocery_Existing_Space Heating_Natural Gas_Furnace_E5 | F3 | Commercial | Grocery | Existing | Space Heating | Natural Gas | Furnace | E5 | PACT BC Ratio | 0 | 0 | 0 | 0 | 0 | 0 | 0 | 0 | 0 | 0 | 0 | 0 | 0 | 0 | 0 | 0 | 0 | 0 | 0 | 0 | 0 | 0 | 0 | 0 | 0 | 0 | 0 | 0 | 0 | 0
F3_Commercial_Grocery_Existing_Space Heating_Natural Gas_Furnace_E6 | F3 | Commercial | Grocery | Existing | Space Heating | Natural Gas | Furnace | E6 | PACT BC Ratio | 0 | 0 | 0 | 0 | 0 | 0 | 0 | 0 | 0 | 0 | 0 | 0 | 0 | 0 | 0 | 0 | 0 | 0 | 0 | 0 | 0 | 0 | 0 | 0 | 0 | 0 | 0 | 0 | 0 | 0
F3_Commercial_Grocery_Existing_Space Heating_Natural Gas_Furnace_E7 | F3 | Commercial | Grocery | Existing | Space Heating | Natural Gas | Furnace | E7 | PACT BC Ratio | 0 | 0 | 0 | 0 | 0 | 0 | 0 | 0 | 0 | 0 | 0 | 0 | 0 | 0 | 0 | 0 | 0 | 0 | 0 | 0 | 0 | 0 | 0 | 0 | 0 | 0 | 0 | 0 | 0 | 0
F3_Commercial_Grocery_Existing_Space Heating_Natural Gas_Furnace_E8 | F3 | Commercial | Grocery | Existing | Space Heating | Natural Gas | Furnace | E8 | PACT BC Ratio | 0 | 0 | 0 | 0 | 0 | 0 | 0 | 0 | 0 | 0 | 0 | 0 | 0 | 0 | 0 | 0 | 0 | 0 | 0 | 0 | 0 | 0 | 0 | 0 | 0 | 0 | 0 | 0 | 0 | 0
F3_Commercial_Grocery_Existing_Space Heating_Natural Gas_Furnace_E9 | F3 | Commercial | Grocery | Existing | Space Heating | Natural Gas | Furnace | E9 | PACT BC Ratio | 0 | 0 | 0 | 0 | 0 | 0 | 0 | 0 | 0 | 0 | 0 | 0 | 0 | 0 | 0 | 0 | 0 | 0 | 0 | 0 | 0 | 0 | 0 | 0 | 0 | 0 | 0 | 0 | 0 | 0
F3_Commercial_Grocery_Existing_Space Heating_Natural Gas_Furnace_E10 | F3 | Commercial | Grocery | Existing | Space Heating | Natural Gas | Furnace | E10 | PACT BC Ratio | 0 | 0 | 0 | 0 | 0 | 0 | 0 | 0 | 0 | 0 | 0 | 0 | 0 | 0 | 0 | 0 | 0 | 0 | 0 | 0 | 0 | 0 | 0 | 0 | 0 | 0 | 0 | 0 | 0 | 0
F4_Commercial_Grocery_Existing_Space Heating_Natural Gas_Furnace_E1 | F4 | Commercial | Grocery | Existing | Space Heating | Natural Gas | Furnace | E1 | PCT BC Ratio | 0.9 | 0.9 | 0.9 | 0.9 | 0.9 | 0.9 | 0.9 | 0.9 | 0.9 | 0.9 | 0.9 | 0.9 | 0.9 | 0.9 | 0.9 | 0.9 | 0.9 | 0.9 | 0.9 | 0.9 | 0.9 | 0.9 | 0 | 0 | 0 | 0 | 0 | 0 | 0 | 0
F4_Commercial_Grocery_Existing_Space Heating_Natural Gas_Furnace_E2 | F4 | Commercial | Grocery | Existing | Space Heating | Natural Gas | Furnace | E2 | PCT BC Ratio | 8.758 | 8.8598 | 8.9699 | 9.1129 | 9.2826 | 9.4718 | 9.6497 | 9.8143 | 9.9756 | 10.1387 | 10.3081 | 10.4808 | 10.6547 | 10.8361 | 11.0151 | 11.1982 | 11.3895 | 11.5832 | 11.7798 | 11.9786 | 12.1778 | 12.3763 | 0 | 0 | 0 | 0 | 0 | 0 | 0 | 0
F4_Commercial_Grocery_Existing_Space Heating_Natural Gas_Furnace_E3 | F4 | Commercial | Grocery | Existing | Space Heating | Natural Gas | Furnace | E3 | PCT BC Ratio | 6.2821 | 6.3544 | 6.4327 | 6.5343 | 6.6549 | 6.7893 | 6.9157 | 7.0327 | 7.1473 | 7.2633 | 7.3836 | 7.5064 | 7.63 | 7.7588 | 7.8861 | 8.0162 | 8.1521 | 8.2898 | 8.4294 | 8.5708 | 8.7123 | 8.8534 | 0 | 0 | 0 | 0 | 0 | 0 | 0 | 0
F4_Commercial_Grocery_Existing_Space Heating_Natural Gas_Furnace_E4 | F4 | Commercial | Grocery | Existing | Space Heating | Natural Gas | Furnace | E4 | PCT BC Ratio | 0 | 0 | 0 | 0 | 0 | 0 | 0 | 0 | 0 | 0 | 0 | 0 | 0 | 0 | 0 | 0 | 0 | 0 | 0 | 0 | 0 | 0 | 0 | 0 | 0 | 0 | 0 | 0 | 0 | 0
F4_Commercial_Grocery_Existing_Space Heating_Natural Gas_Furnace_E5 | F4 | Commercial | Grocery | Existing | Space Heating | Natural Gas | Furnace | E5 | PCT BC Ratio | 0 | 0 | 0 | 0 | 0 | 0 | 0 | 0 | 0 | 0 | 0 | 0 | 0 | 0 | 0 | 0 | 0 | 0 | 0 | 0 | 0 | 0 | 0 | 0 | 0 | 0 | 0 | 0 | 0 | 0
F4_Commercial_Grocery_Existing_Space Heating_Natural Gas_Furnace_E6 | F4 | Commercial | Grocery | Existing | Space Heating | Natural Gas | Furnace | E6 | PCT BC Ratio | 0 | 0 | 0 | 0 | 0 | 0 | 0 | 0 | 0 | 0 | 0 | 0 | 0 | 0 | 0 | 0 | 0 | 0 | 0 | 0 | 0 | 0 | 0 | 0 | 0 | 0 | 0 | 0 | 0 | 0
F4_Commercial_Grocery_Existing_Space Heating_Natural Gas_Furnace_E7 | F4 | Commercial | Grocery | Existing | Space Heating | Natural Gas | Furnace | E7 | PCT BC Ratio | 0 | 0 | 0 | 0 | 0 | 0 | 0 | 0 | 0 | 0 | 0 | 0 | 0 | 0 | 0 | 0 | 0 | 0 | 0 | 0 | 0 | 0 | 0 | 0 | 0 | 0 | 0 | 0 | 0 | 0
F4_Commercial_Grocery_Existing_Space Heating_Natural Gas_Furnace_E8 | F4 | Commercial | Grocery | Existing | Space Heating | Natural Gas | Furnace | E8 | PCT BC Ratio | 0 | 0 | 0 | 0 | 0 | 0 | 0 | 0 | 0 | 0 | 0 | 0 | 0 | 0 | 0 | 0 | 0 | 0 | 0 | 0 | 0 | 0 | 0 | 0 | 0 | 0 | 0 | 0 | 0 | 0
F4_Commercial_Grocery_Existing_Space Heating_Natural Gas_Furnace_E9 | F4 | Commercial | Grocery | Existing | Space Heating | Natural Gas | Furnace | E9 | PCT BC Ratio | 0 | 0 | 0 | 0 | 0 | 0 | 0 | 0 | 0 | 0 | 0 | 0 | 0 | 0 | 0 | 0 | 0 | 0 | 0 | 0 | 0 | 0 | 0 | 0 | 0 | 0 | 0 | 0 | 0 | 0
F4_Commercial_Grocery_Existing_Space Heating_Natural Gas_Furnace_E10 | F4 | Commercial | Grocery | Existing | Space Heating | Natural Gas | Furnace | E10 | PCT BC Ratio | 0 | 0 | 0 | 0 | 0 | 0 | 0 | 0 | 0 | 0 | 0 | 0 | 0 | 0 | 0 | 0 | 0 | 0 | 0 | 0 | 0 | 0 | 0 | 0 | 0 | 0 | 0 | 0 | 0 | 0
F5_Commercial_Grocery_Existing_Space Heating_Natural Gas_Furnace_E1 | F5 | Commercial | Grocery | Existing | Space Heating | Natural Gas | Furnace | E1 | RIM BC Ratio | 0.9 | 0.9 | 0.9 | 0.9 | 0.9 | 0.9 | 0.9 | 0.9 | 0.9 | 0.9 | 0.9 | 0.9 | 0.9 | 0.9 | 0.9 | 0.9 | 0.9 | 0.9 | 0.9 | 0.9 | 0.9 | 0.9 | 0 | 0 | 0 | 0 | 0 | 0 | 0 | 0
F5_Commercial_Grocery_Existing_Space Heating_Natural Gas_Furnace_E2 | F5 | Commercial | Grocery | Existing | Space Heating | Natural Gas | Furnace | E2 | RIM BC Ratio | 0.79533 | 0.79577 | 0.79623 | 0.79682 | 0.7975 | 0.79822 | 0.79888 | 0.79947 | 0.80002 | 0.80057 | 0.80112 | 0.80166 | 0.80219 | 0.80272 | 0.80323 | 0.80373 | 0.80424 | 0.80474 | 0.80523 | 0.80571 | 0.80618 | 0.80663 | 0 | 0 | 0 | 0 | 0 | 0 | 0 | 0
F5_Commercial_Grocery_Existing_Space Heating_Natural Gas_Furnace_E3 | F5 | Commercial | Grocery | Existing | Space Heating | Natural Gas | Furnace | E3 | RIM BC Ratio | 0.78034 | 0.78094 | 0.78157 | 0.78237 | 0.78329 | 0.78427 | 0.78517 | 0.78597 | 0.78672 | 0.78747 | 0.78821 | 0.78895 | 0.78967 | 0.7904 | 0.79109 | 0.79178 | 0.79248 | 0.79316 | 0.79383 | 0.79449 | 0.79512 | 0.79574 | 0 | 0 | 0 | 0 | 0 | 0 | 0 | 0
F5_Commercial_Grocery_Existing_Space Heating_Natural Gas_Furnace_E4 | F5 | Commercial | Grocery | Existing | Space Heating | Natural Gas | Furnace | E4 | RIM BC Ratio | 0 | 0 | 0 | 0 | 0 | 0 | 0 | 0 | 0 | 0 | 0 | 0 | 0 | 0 | 0 | 0 | 0 | 0 | 0 | 0 | 0 | 0 | 0 | 0 | 0 | 0 | 0 | 0 | 0 | 0
F5_Commercial_Grocery_Existing_Space Heating_Natural Gas_Furnace_E5 | F5 | Commercial | Grocery | Existing | Space Heating | Natural Gas | Furnace | E5 | RIM BC Ratio | 0 | 0 | 0 | 0 | 0 | 0 | 0 | 0 | 0 | 0 | 0 | 0 | 0 | 0 | 0 | 0 | 0 | 0 | 0 | 0 | 0 | 0 | 0 | 0 | 0 | 0 | 0 | 0 | 0 | 0
F5_Commercial_Grocery_Existing_Space Heating_Natural Gas_Furnace_E6 | F5 | Commercial | Grocery | Existing | Space Heating | Natural Gas | Furnace | E6 | RIM BC Ratio | 0 | 0 | 0 | 0 | 0 | 0 | 0 | 0 | 0 | 0 | 0 | 0 | 0 | 0 | 0 | 0 | 0 | 0 | 0 | 0 | 0 | 0 | 0 | 0 | 0 | 0 | 0 | 0 | 0 | 0
F5_Commercial_Grocery_Existing_Space Heating_Natural Gas_Furnace_E7 | F5 | Commercial | Grocery | Existing | Space Heating | Natural Gas | Furnace | E7 | RIM BC Ratio | 0 | 0 | 0 | 0 | 0 | 0 | 0 | 0 | 0 | 0 | 0 | 0 | 0 | 0 | 0 | 0 | 0 | 0 | 0 | 0 | 0 | 0 | 0 | 0 | 0 | 0 | 0 | 0 | 0 | 0
F5_Commercial_Grocery_Existing_Space Heating_Natural Gas_Furnace_E8 | F5 | Commercial | Grocery | Existing | Space Heating | Natural Gas | Furnace | E8 | RIM BC Ratio | 0 | 0 | 0 | 0 | 0 | 0 | 0 | 0 | 0 | 0 | 0 | 0 | 0 | 0 | 0 | 0 | 0 | 0 | 0 | 0 | 0 | 0 | 0 | 0 | 0 | 0 | 0 | 0 | 0 | 0
F5_Commercial_Grocery_Existing_Space Heating_Natural Gas_Furnace_E9 | F5 | Commercial | Grocery | Existing | Space Heating | Natural Gas | Furnace | E9 | RIM BC Ratio | 0 | 0 | 0 | 0 | 0 | 0 | 0 | 0 | 0 | 0 | 0 | 0 | 0 | 0 | 0 | 0 | 0 | 0 | 0 | 0 | 0 | 0 | 0 | 0 | 0 | 0 | 0 | 0 | 0 | 0
F5_Commercial_Grocery_Existing_Space Heating_Natural Gas_Furnace_E10 | F5 | Commercial | Grocery | Existing | Space Heating | Natural Gas | Furnace | E10 | RIM BC Ratio | 0 | 0 | 0 | 0 | 0 | 0 | 0 | 0 | 0 | 0 | 0 | 0 | 0 | 0 | 0 | 0 | 0 | 0 | 0 | 0 | 0 | 0 | 0 | 0 | 0 | 0 | 0 | 0 | 0 | 0
F0_Commercial_Grocery_Existing_Space Heating_Natural Gas_Boiler_E0 | F0 | Commercial | Grocery | Existing | Space Heating | Natural Gas | Boiler | E0 | Economic Unit | AFUE 97% | AFUE 97% | AFUE 97% | AFUE 97% | AFUE 97% | AFUE 97% | AFUE 97% | AFUE 97% | AFUE 97% | AFUE 97% | AFUE 97% | AFUE 97% | AFUE 97% | AFUE 97% | AFUE 97% | AFUE 97% | AFUE 97% | AFUE 97% | AFUE 97% | AFUE 97% | AFUE 97% | AFUE 97% | 0 | 0 | 0 | 0 | 0 | 0 | 0 | 0
F1_Commercial_Grocery_Existing_Space Heating_Natural Gas_Boiler_E1 | F1 | Commercial | Grocery | Existing | Space Heating | Natural Gas | Boiler | E1 | CCE | 0 | 0 | 0 | 0 | 0 | 0 | 0 | 0 | 0 | 0 | 0 | 0 | 0 | 0 | 0 | 0 | 0 | 0 | 0 | 0 | 0 | 0 | 0 | 0 | 0 | 0 | 0 | 0 | 0 | 0
F1_Commercial_Grocery_Existing_Space Heating_Natural Gas_Boiler_E2 | F1 | Commercial | Grocery | Existing | Space Heating | Natural Gas | Boiler | E2 | CCE | 0.0027943 | 0.0027943 | 0.0029356 | 0.002891 | 0.0028476 | 0.0027935 | 0.0027858 | 0.0027679 | 0.0027513 | 0.0027261 | 0.0027222 | 0.0027097 | 0.0026985 | 0.0026772 | 0.00268 | 0.0026718 | 0.0026638 | 0.0026462 | 0.0026514 | 0.0026462 | 0.0026423 | 0.0026276 | 0 | 0 | 0 | 0 | 0 | 0 | 0 | 0
F1_Commercial_Grocery_Existing_Space Heating_Natural Gas_Boiler_E3 | F1 | Commercial | Grocery | Existing | Space Heating | Natural Gas | Boiler | E3 | CCE | 0.0028215 | 0.0028215 | 0.0029642 | 0.0029191 | 0.0028753 | 0.0028206 | 0.0028129 | 0.0027948 | 0.002778 | 0.0027526 | 0.0027487 | 0.0027361 | 0.0027248 | 0.0027032 | 0.0027061 | 0.0026978 | 0.0026897 | 0.0026719 | 0.0026772 | 0.002672 | 0.002668 | 0.0026531 | 0 | 0 | 0 | 0 | 0 | 0 | 0 | 0
F1_Commercial_Grocery_Existing_Space Heating_Natural Gas_Boiler_E4 | F1 | Commercial | Grocery | Existing | Space Heating | Natural Gas | Boiler | E4 | CCE | 0.019309 | 0.019309 | 0.020286 | 0.019977 | 0.019678 | 0.019303 | 0.019251 | 0.019127 | 0.019012 | 0.018838 | 0.018811 | 0.018724 | 0.018647 | 0.0185 | 0.018519 | 0.018463 | 0.018407 | 0.018286 | 0.018322 | 0.018286 | 0.018259 | 0.018157 | 0 | 0 | 0 | 0 | 0 | 0 | 0 | 0
F1_Commercial_Grocery_Existing_Space Heating_Natural Gas_Boiler_E5 | F1 | Commercial | Grocery | Existing | Space Heating | Natural Gas | Boiler | E5 | CCE | 0 | 0 | 0 | 0 | 0 | 0 | 0 | 0 | 0 | 0 | 0 | 0 | 0 | 0 | 0 | 0 | 0 | 0 | 0 | 0 | 0 | 0 | 0 | 0 | 0 | 0 | 0 | 0 | 0 | 0
F1_Commercial_Grocery_Existing_Space Heating_Natural Gas_Boiler_E6 | F1 | Commercial | Grocery | Existing | Space Heating | Natural Gas | Boiler | E6 | CCE | 0 | 0 | 0 | 0 | 0 | 0 | 0 | 0 | 0 | 0 | 0 | 0 | 0 | 0 | 0 | 0 | 0 | 0 | 0 | 0 | 0 | 0 | 0 | 0 | 0 | 0 | 0 | 0 | 0 | 0
F1_Commercial_Grocery_Existing_Space Heating_Natural Gas_Boiler_E7 | F1 | Commercial | Grocery | Existing | Space Heating | Natural Gas | Boiler | E7 | CCE | 0 | 0 | 0 | 0 | 0 | 0 | 0 | 0 | 0 | 0 | 0 | 0 | 0 | 0 | 0 | 0 | 0 | 0 | 0 | 0 | 0 | 0 | 0 | 0 | 0 | 0 | 0 | 0 | 0 | 0
F1_Commercial_Grocery_Existing_Space Heating_Natural Gas_Boiler_E8 | F1 | Commercial | Grocery | Existing | Space Heating | Natural Gas | Boiler | E8 | CCE | 0 | 0 | 0 | 0 | 0 | 0 | 0 | 0 | 0 | 0 | 0 | 0 | 0 | 0 | 0 | 0 | 0 | 0 | 0 | 0 | 0 | 0 | 0 | 0 | 0 | 0 | 0 | 0 | 0 | 0
F1_Commercial_Grocery_Existing_Space Heating_Natural Gas_Boiler_E9 | F1 | Commercial | Grocery | Existing | Space Heating | Natural Gas | Boiler | E9 | CCE | 0 | 0 | 0 | 0 | 0 | 0 | 0 | 0 | 0 | 0 | 0 | 0 | 0 | 0 | 0 | 0 | 0 | 0 | 0 | 0 | 0 | 0 | 0 | 0 | 0 | 0 | 0 | 0 | 0 | 0
F1_Commercial_Grocery_Existing_Space Heating_Natural Gas_Boiler_E10 | F1 | Commercial | Grocery | Existing | Space Heating | Natural Gas | Boiler | E10 | CCE | 0 | 0 | 0 | 0 | 0 | 0 | 0 | 0 | 0 | 0 | 0 | 0 | 0 | 0 | 0 | 0 | 0 | 0 | 0 | 0 | 0 | 0 | 0 | 0 | 0 | 0 | 0 | 0 | 0 | 0
F2_Commercial_Grocery_Existing_Space Heating_Natural Gas_Boiler_E1 | F2 | Commercial | Grocery | Existing | Space Heating | Natural Gas | Boiler | E1 | TRC BC Ratio | 0.9 | 0.9 | 0.9 | 0.9 | 0.9 | 0.9 | 0.9 | 0.9 | 0.9 | 0.9 | 0.9 | 0.9 | 0.9 | 0.9 | 0.9 | 0.9 | 0.9 | 0.9 | 0.9 | 0.9 | 0.9 | 0.9 | 0 | 0 | 0 | 0 | 0 | 0 | 0 | 0
F2_Commercial_Grocery_Existing_Space Heating_Natural Gas_Boiler_E2 | F2 | Commercial | Grocery | Existing | Space Heating | Natural Gas | Boiler | E2 | TRC BC Ratio | 3.4962 | 3.5383 | 3.5834 | 3.6408 | 3.7091 | 3.7856 | 3.8584 | 3.9263 | 3.993 | 4.0605 | 4.1305 | 4.2019 | 4.2739 | 4.3488 | 4.4229 | 4.4988 | 4.5778 | 4.6579 | 4.7392 | 4.8213 | 4.9032 | 4.9847 | 0 | 0 | 0 | 0 | 0 | 0 | 0 | 0
F2_Commercial_Grocery_Existing_Space Heating_Natural Gas_Boiler_E3 | F2 | Commercial | Grocery | Existing | Space Heating | Natural Gas | Boiler | E3 | TRC BC Ratio | 3.4625 | 3.5042 | 3.5489 | 3.6058 | 3.6734 | 3.7491 | 3.8212 | 3.8885 | 3.9545 | 4.0214 | 4.0908 | 4.1615 | 4.2327 | 4.3069 | 4.3803 | 4.4554 | 4.5337 | 4.6131 | 4.6936 | 4.7748 | 4.856 | 4.9367 | 0 | 0 | 0 | 0 | 0 | 0 | 0 | 0
F2_Commercial_Grocery_Existing_Space Heating_Natural Gas_Boiler_E4 | F2 | Commercial | Grocery | Existing | Space Heating | Natural Gas | Boiler | E4 | TRC BC Ratio | 0.55364 | 0.56136 | 0.56912 | 0.57769 | 0.58714 | 0.59738 | 0.60768 | 0.61796 | 0.62847 | 0.63933 | 0.65068 | 0.66248 | 0.67472 | 0.68758 | 0.70055 | 0.7138 | 0.72741 | 0.74127 | 0.75538 | 0.76964 | 0.78393 | 0.79814 | 0 | 0 | 0 | 0 | 0 | 0 | 0 | 0
F2_Commercial_Grocery_Existing_Space Heating_Natural Gas_Boiler_E5 | F2 | Commercial | Grocery | Existing | Space Heating | Natural Gas | Boiler | E5 | TRC BC Ratio | 0 | 0 | 0 | 0 | 0 | 0 | 0 | 0 | 0 | 0 | 0 | 0 | 0 | 0 | 0 | 0 | 0 | 0 | 0 | 0 | 0 | 0 | 0 | 0 | 0 | 0 | 0 | 0 | 0 | 0
F2_Commercial_Grocery_Existing_Space Heating_Natural Gas_Boiler_E6 | F2 | Commercial | Grocery | Existing | Space Heating | Natural Gas | Boiler | E6 | TRC BC Ratio | 0 | 0 | 0 | 0 | 0 | 0 | 0 | 0 | 0 | 0 | 0 | 0 | 0 | 0 | 0 | 0 | 0 | 0 | 0 | 0 | 0 | 0 | 0 | 0 | 0 | 0 | 0 | 0 | 0 | 0
F2_Commercial_Grocery_Existing_Space Heating_Natural Gas_Boiler_E7 | F2 | Commercial | Grocery | Existing | Space Heating | Natural Gas | Boiler | E7 | TRC BC Ratio | 0 | 0 | 0 | 0 | 0 | 0 | 0 | 0 | 0 | 0 | 0 | 0 | 0 | 0 | 0 | 0 | 0 | 0 | 0 | 0 | 0 | 0 | 0 | 0 | 0 | 0 | 0 | 0 | 0 | 0
F2_Commercial_Grocery_Existing_Space Heating_Natural Gas_Boiler_E8 | F2 | Commercial | Grocery | Existing | Space Heating | Natural Gas | Boiler | E8 | TRC BC Ratio | 0 | 0 | 0 | 0 | 0 | 0 | 0 | 0 | 0 | 0 | 0 | 0 | 0 | 0 | 0 | 0 | 0 | 0 | 0 | 0 | 0 | 0 | 0 | 0 | 0 | 0 | 0 | 0 | 0 | 0
F2_Commercial_Grocery_Existing_Space Heating_Natural Gas_Boiler_E9 | F2 | Commercial | Grocery | Existing | Space Heating | Natural Gas | Boiler | E9 | TRC BC Ratio | 0 | 0 | 0 | 0 | 0 | 0 | 0 | 0 | 0 | 0 | 0 | 0 | 0 | 0 | 0 | 0 | 0 | 0 | 0 | 0 | 0 | 0 | 0 | 0 | 0 | 0 | 0 | 0 | 0 | 0
F2_Commercial_Grocery_Existing_Space Heating_Natural Gas_Boiler_E10 | F2 | Commercial | Grocery | Existing | Space Heating | Natural Gas | Boiler | E10 | TRC BC Ratio | 0 | 0 | 0 | 0 | 0 | 0 | 0 | 0 | 0 | 0 | 0 | 0 | 0 | 0 | 0 | 0 | 0 | 0 | 0 | 0 | 0 | 0 | 0 | 0 | 0 | 0 | 0 | 0 | 0 | 0
F3_Commercial_Grocery_Existing_Space Heating_Natural Gas_Boiler_E1 | F3 | Commercial | Grocery | Existing | Space Heating | Natural Gas | Boiler | E1 | PACT BC Ratio | 0.9 | 0.9 | 0.9 | 0.9 | 0.9 | 0.9 | 0.9 | 0.9 | 0.9 | 0.9 | 0.9 | 0.9 | 0.9 | 0.9 | 0.9 | 0.9 | 0.9 | 0.9 | 0.9 | 0.9 | 0.9 | 0.9 | 0 | 0 | 0 | 0 | 0 | 0 | 0 | 0
F3_Commercial_Grocery_Existing_Space Heating_Natural Gas_Boiler_E2 | F3 | Commercial | Grocery | Existing | Space Heating | Natural Gas | Boiler | E2 | PACT BC Ratio | 3.6002 | 3.6436 | 3.69 | 3.7492 | 3.8195 | 3.8982 | 3.9732 | 4.0431 | 4.1118 | 4.1814 | 4.2535 | 4.327 | 4.4011 | 4.4782 | 4.5546 | 4.6326 | 4.714 | 4.7965 | 4.8803 | 4.9648 | 5.0492 | 5.1331 | 0 | 0 | 0 | 0 | 0 | 0 | 0 | 0
F3_Commercial_Grocery_Existing_Space Heating_Natural Gas_Boiler_E3 | F3 | Commercial | Grocery | Existing | Space Heating | Natural Gas | Boiler | E3 | PACT BC Ratio | 3.5656 | 3.6085 | 3.6545 | 3.7131 | 3.7827 | 3.8607 | 3.935 | 4.0042 | 4.0722 | 4.1411 | 4.2125 | 4.2853 | 4.3587 | 4.4351 | 4.5107 | 4.588 | 4.6686 | 4.7504 | 4.8333 | 4.9169 | 5.0005 | 5.0836 | 0 | 0 | 0 | 0 | 0 | 0 | 0 | 0
F3_Commercial_Grocery_Existing_Space Heating_Natural Gas_Boiler_E4 | F3 | Commercial | Grocery | Existing | Space Heating | Natural Gas | Boiler | E4 | PACT BC Ratio | 0.57011 | 0.57806 | 0.58606 | 0.59488 | 0.60462 | 0.61516 | 0.62577 | 0.63636 | 0.64717 | 0.65836 | 0.67004 | 0.6822 | 0.69481 | 0.70804 | 0.7214 | 0.73504 | 0.74906 | 0.76333 | 0.77786 | 0.79255 | 0.80726 | 0.82189 | 0 | 0 | 0 | 0 | 0 | 0 | 0 | 0
F3_Commercial_Grocery_Existing_Space Heating_Natural Gas_Boiler_E5 | F3 | Commercial | Grocery | Existing | Space Heating | Natural Gas | Boiler | E5 | PACT BC Ratio | 0 | 0 | 0 | 0 | 0 | 0 | 0 | 0 | 0 | 0 | 0 | 0 | 0 | 0 | 0 | 0 | 0 | 0 | 0 | 0 | 0 | 0 | 0 | 0 | 0 | 0 | 0 | 0 | 0 | 0
F3_Commercial_Grocery_Existing_Space Heating_Natural Gas_Boiler_E6 | F3 | Commercial | Grocery | Existing | Space Heating | Natural Gas | Boiler | E6 | PACT BC Ratio | 0 | 0 | 0 | 0 | 0 | 0 | 0 | 0 | 0 | 0 | 0 | 0 | 0 | 0 | 0 | 0 | 0 | 0 | 0 | 0 | 0 | 0 | 0 | 0 | 0 | 0 | 0 | 0 | 0 | 0
F3_Commercial_Grocery_Existing_Space Heating_Natural Gas_Boiler_E7 | F3 | Commercial | Grocery | Existing | Space Heating | Natural Gas | Boiler | E7 | PACT BC Ratio | 0 | 0 | 0 | 0 | 0 | 0 | 0 | 0 | 0 | 0 | 0 | 0 | 0 | 0 | 0 | 0 | 0 | 0 | 0 | 0 | 0 | 0 | 0 | 0 | 0 | 0 | 0 | 0 | 0 | 0
F3_Commercial_Grocery_Existing_Space Heating_Natural Gas_Boiler_E8 | F3 | Commercial | Grocery | Existing | Space Heating | Natural Gas | Boiler | E8 | PACT BC Ratio | 0 | 0 | 0 | 0 | 0 | 0 | 0 | 0 | 0 | 0 | 0 | 0 | 0 | 0 | 0 | 0 | 0 | 0 | 0 | 0 | 0 | 0 | 0 | 0 | 0 | 0 | 0 | 0 | 0 | 0
F3_Commercial_Grocery_Existing_Space Heating_Natural Gas_Boiler_E9 | F3 | Commercial | Grocery | Existing | Space Heating | Natural Gas | Boiler | E9 | PACT BC Ratio | 0 | 0 | 0 | 0 | 0 | 0 | 0 | 0 | 0 | 0 | 0 | 0 | 0 | 0 | 0 | 0 | 0 | 0 | 0 | 0 | 0 | 0 | 0 | 0 | 0 | 0 | 0 | 0 | 0 | 0
F3_Commercial_Grocery_Existing_Space Heating_Natural Gas_Boiler_E10 | F3 | Commercial | Grocery | Existing | Space Heating | Natural Gas | Boiler | E10 | PACT BC Ratio | 0 | 0 | 0 | 0 | 0 | 0 | 0 | 0 | 0 | 0 | 0 | 0 | 0 | 0 | 0 | 0 | 0 | 0 | 0 | 0 | 0 | 0 | 0 | 0 | 0 | 0 | 0 | 0 | 0 | 0
F4_Commercial_Grocery_Existing_Space Heating_Natural Gas_Boiler_E1 | F4 | Commercial | Grocery | Existing | Space Heating | Natural Gas | Boiler | E1 | PCT BC Ratio | 0.9 | 0.9 | 0.9 | 0.9 | 0.9 | 0.9 | 0.9 | 0.9 | 0.9 | 0.9 | 0.9 | 0.9 | 0.9 | 0.9 | 0.9 | 0.9 | 0.9 | 0.9 | 0.9 | 0.9 | 0.9 | 0.9 | 0 | 0 | 0 | 0 | 0 | 0 | 0 | 0
F4_Commercial_Grocery_Existing_Space Heating_Natural Gas_Boiler_E2 | F4 | Commercial | Grocery | Existing | Space Heating | Natural Gas | Boiler | E2 | PCT BC Ratio | 9.4663 | 9.569 | 9.6789 | 9.8191 | 9.9856 | 10.1719 | 10.3495 | 10.5151 | 10.6777 | 10.8424 | 11.0132 | 11.1873 | 11.3627 | 11.5454 | 11.7262 | 11.911 | 12.1037 | 12.2991 | 12.4973 | 12.6974 | 12.8973 | 13.0959 | 0 | 0 | 0 | 0 | 0 | 0 | 0 | 0
F4_Commercial_Grocery_Existing_Space Heating_Natural Gas_Boiler_E3 | F4 | Commercial | Grocery | Existing | Space Heating | Natural Gas | Boiler | E3 | PCT BC Ratio | 9.3842 | 9.4859 | 9.5948 | 9.7336 | 9.8985 | 10.083 | 10.2589 | 10.4229 | 10.584 | 10.747 | 10.9162 | 11.0886 | 11.2623 | 11.4432 | 11.6223 | 11.8054 | 11.9962 | 12.1897 | 12.3861 | 12.5842 | 12.7822 | 12.9789 | 0 | 0 | 0 | 0 | 0 | 0 | 0 | 0
F4_Commercial_Grocery_Existing_Space Heating_Natural Gas_Boiler_E4 | F4 | Commercial | Grocery | Existing | Space Heating | Natural Gas | Boiler | E4 | PCT BC Ratio | 2.2912 | 2.31 | 2.3289 | 2.3498 | 2.3729 | 2.3978 | 2.423 | 2.448 | 2.4736 | 2.5001 | 2.5278 | 2.5566 | 2.5864 | 2.6178 | 2.6494 | 2.6817 | 2.7149 | 2.7487 | 2.7831 | 2.8179 | 2.8527 | 2.8874 | 0 | 0 | 0 | 0 | 0 | 0 | 0 | 0
F4_Commercial_Grocery_Existing_Space Heating_Natural Gas_Boiler_E5 | F4 | Commercial | Grocery | Existing | Space Heating | Natural Gas | Boiler | E5 | PCT BC Ratio | 0 | 0 | 0 | 0 | 0 | 0 | 0 | 0 | 0 | 0 | 0 | 0 | 0 | 0 | 0 | 0 | 0 | 0 | 0 | 0 | 0 | 0 | 0 | 0 | 0 | 0 | 0 | 0 | 0 | 0
F4_Commercial_Grocery_Existing_Space Heating_Natural Gas_Boiler_E6 | F4 | Commercial | Grocery | Existing | Space Heating | Natural Gas | Boiler | E6 | PCT BC Ratio | 0 | 0 | 0 | 0 | 0 | 0 | 0 | 0 | 0 | 0 | 0 | 0 | 0 | 0 | 0 | 0 | 0 | 0 | 0 | 0 | 0 | 0 | 0 | 0 | 0 | 0 | 0 | 0 | 0 | 0
F4_Commercial_Grocery_Existing_Space Heating_Natural Gas_Boiler_E7 | F4 | Commercial | Grocery | Existing | Space Heating | Natural Gas | Boiler | E7 | PCT BC Ratio | 0 | 0 | 0 | 0 | 0 | 0 | 0 | 0 | 0 | 0 | 0 | 0 | 0 | 0 | 0 | 0 | 0 | 0 | 0 | 0 | 0 | 0 | 0 | 0 | 0 | 0 | 0 | 0 | 0 | 0
F4_Commercial_Grocery_Existing_Space Heating_Natural Gas_Boiler_E8 | F4 | Commercial | Grocery | Existing | Space Heating | Natural Gas | Boiler | E8 | PCT BC Ratio | 0 | 0 | 0 | 0 | 0 | 0 | 0 | 0 | 0 | 0 | 0 | 0 | 0 | 0 | 0 | 0 | 0 | 0 | 0 | 0 | 0 | 0 | 0 | 0 | 0 | 0 | 0 | 0 | 0 | 0
F4_Commercial_Grocery_Existing_Space Heating_Natural Gas_Boiler_E9 | F4 | Commercial | Grocery | Existing | Space Heating | Natural Gas | Boiler | E9 | PCT BC Ratio | 0 | 0 | 0 | 0 | 0 | 0 | 0 | 0 | 0 | 0 | 0 | 0 | 0 | 0 | 0 | 0 | 0 | 0 | 0 | 0 | 0 | 0 | 0 | 0 | 0 | 0 | 0 | 0 | 0 | 0
F4_Commercial_Grocery_Existing_Space Heating_Natural Gas_Boiler_E10 | F4 | Commercial | Grocery | Existing | Space Heating | Natural Gas | Boiler | E10 | PCT BC Ratio | 0 | 0 | 0 | 0 | 0 | 0 | 0 | 0 | 0 | 0 | 0 | 0 | 0 | 0 | 0 | 0 | 0 | 0 | 0 | 0 | 0 | 0 | 0 | 0 | 0 | 0 | 0 | 0 | 0 | 0
F5_Commercial_Grocery_Existing_Space Heating_Natural Gas_Boiler_E1 | F5 | Commercial | Grocery | Existing | Space Heating | Natural Gas | Boiler | E1 | RIM BC Ratio | 0.9 | 0.9 | 0.9 | 0.9 | 0.9 | 0.9 | 0.9 | 0.9 | 0.9 | 0.9 | 0.9 | 0.9 | 0.9 | 0.9 | 0.9 | 0.9 | 0.9 | 0.9 | 0.9 | 0.9 | 0.9 | 0.9 | 0 | 0 | 0 | 0 | 0 | 0 | 0 | 0
F5_Commercial_Grocery_Existing_Space Heating_Natural Gas_Boiler_E2 | F5 | Commercial | Grocery | Existing | Space Heating | Natural Gas | Boiler | E2 | RIM BC Ratio | 0.67759 | 0.67911 | 0.6807 | 0.68269 | 0.68499 | 0.68748 | 0.68977 | 0.69185 | 0.69383 | 0.69579 | 0.69776 | 0.69971 | 0.70162 | 0.70355 | 0.70541 | 0.70725 | 0.70912 | 0.71096 | 0.71277 | 0.71455 | 0.71627 | 0.71794 | 0 | 0 | 0 | 0 | 0 | 0 | 0 | 0
F5_Commercial_Grocery_Existing_Space Heating_Natural Gas_Boiler_E3 | F5 | Commercial | Grocery | Existing | Space Heating | Natural Gas | Boiler | E3 | RIM BC Ratio | 0.67635 | 0.67788 | 0.67949 | 0.68149 | 0.6838 | 0.6863 | 0.68861 | 0.6907 | 0.6927 | 0.69466 | 0.69664 | 0.69861 | 0.70053 | 0.70247 | 0.70434 | 0.7062 | 0.70808 | 0.70994 | 0.71176 | 0.71355 | 0.71529 | 0.71696 | 0 | 0 | 0 | 0 | 0 | 0 | 0 | 0
F5_Commercial_Grocery_Existing_Space Heating_Natural Gas_Boiler_E4 | F5 | Commercial | Grocery | Existing | Space Heating | Natural Gas | Boiler | E4 | RIM BC Ratio | 0.33874 | 0.34153 | 0.34431 | 0.34733 | 0.35063 | 0.35415 | 0.35764 | 0.36107 | 0.36453 | 0.36805 | 0.37168 | 0.37539 | 0.37917 | 0.38308 | 0.38696 | 0.39085 | 0.39478 | 0.39871 | 0.40263 | 0.40653 | 0.41037 | 0.41412 | 0 | 0 | 0 | 0 | 0 | 0 | 0 | 0
F5_Commercial_Grocery_Existing_Space Heating_Natural Gas_Boiler_E5 | F5 | Commercial | Grocery | Existing | Space Heating | Natural Gas | Boiler | E5 | RIM BC Ratio | 0 | 0 | 0 | 0 | 0 | 0 | 0 | 0 | 0 | 0 | 0 | 0 | 0 | 0 | 0 | 0 | 0 | 0 | 0 | 0 | 0 | 0 | 0 | 0 | 0 | 0 | 0 | 0 | 0 | 0
F5_Commercial_Grocery_Existing_Space Heating_Natural Gas_Boiler_E6 | F5 | Commercial | Grocery | Existing | Space Heating | Natural Gas | Boiler | E6 | RIM BC Ratio | 0 | 0 | 0 | 0 | 0 | 0 | 0 | 0 | 0 | 0 | 0 | 0 | 0 | 0 | 0 | 0 | 0 | 0 | 0 | 0 | 0 | 0 | 0 | 0 | 0 | 0 | 0 | 0 | 0 | 0
F5_Commercial_Grocery_Existing_Space Heating_Natural Gas_Boiler_E7 | F5 | Commercial | Grocery | Existing | Space Heating | Natural Gas | Boiler | E7 | RIM BC Ratio | 0 | 0 | 0 | 0 | 0 | 0 | 0 | 0 | 0 | 0 | 0 | 0 | 0 | 0 | 0 | 0 | 0 | 0 | 0 | 0 | 0 | 0 | 0 | 0 | 0 | 0 | 0 | 0 | 0 | 0
F5_Commercial_Grocery_Existing_Space Heating_Natural Gas_Boiler_E8 | F5 | Commercial | Grocery | Existing | Space Heating | Natural Gas | Boiler | E8 | RIM BC Ratio | 0 | 0 | 0 | 0 | 0 | 0 | 0 | 0 | 0 | 0 | 0 | 0 | 0 | 0 | 0 | 0 | 0 | 0 | 0 | 0 | 0 | 0 | 0 | 0 | 0 | 0 | 0 | 0 | 0 | 0
F5_Commercial_Grocery_Existing_Space Heating_Natural Gas_Boiler_E9 | F5 | Commercial | Grocery | Existing | Space Heating | Natural Gas | Boiler | E9 | RIM BC Ratio | 0 | 0 | 0 | 0 | 0 | 0 | 0 | 0 | 0 | 0 | 0 | 0 | 0 | 0 | 0 | 0 | 0 | 0 | 0 | 0 | 0 | 0 | 0 | 0 | 0 | 0 | 0 | 0 | 0 | 0
F5_Commercial_Grocery_Existing_Space Heating_Natural Gas_Boiler_E10 | F5 | Commercial | Grocery | Existing | Space Heating | Natural Gas | Boiler | E10 | RIM BC Ratio | 0 | 0 | 0 | 0 | 0 | 0 | 0 | 0 | 0 | 0 | 0 | 0 | 0 | 0 | 0 | 0 | 0 | 0 | 0 | 0 | 0 | 0 | 0 | 0 | 0 | 0 | 0 | 0 | 0 | 0
F0_Commercial_Grocery_Existing_Space Heating_Natural Gas_Unit Heater_E0 | F0 | Commercial | Grocery | Existing | Space Heating | Natural Gas | Unit Heater | E0 | Economic Unit | Infrared Radiant | Infrared Radiant | Infrared Radiant | Infrared Radiant | Infrared Radiant | Infrared Radiant | Infrared Radiant | Infrared Radiant | Infrared Radiant | Infrared Radiant | Infrared Radiant | Infrared Radiant | Infrared Radiant | Infrared Radiant | Infrared Radiant | Infrared Radiant | Infrared Radiant | Infrared Radiant | Infrared Radiant | Infrared Radiant | Infrared Radiant | Infrared Radiant | 0 | 0 | 0 | 0 | 0 | 0 | 0 | 0
F1_Commercial_Grocery_Existing_Space Heating_Natural Gas_Unit Heater_E1 | F1 | Commercial | Grocery | Existing | Space Heating | Natural Gas | Unit Heater | E1 | CCE | 0 | 0 | 0 | 0 | 0 | 0 | 0 | 0 | 0 | 0 | 0 | 0 | 0 | 0 | 0 | 0 | 0 | 0 | 0 | 0 | 0 | 0 | 0 | 0 | 0 | 0 | 0 | 0 | 0 | 0
F1_Commercial_Grocery_Existing_Space Heating_Natural Gas_Unit Heater_E2 | F1 | Commercial | Grocery | Existing | Space Heating | Natural Gas | Unit Heater | E2 | CCE | 0.025298 | 0.025298 | 0.026577 | 0.026173 | 0.025781 | 0.02529 | 0.025221 | 0.025059 | 0.024908 | 0.024681 | 0.024645 | 0.024532 | 0.024431 | 0.024238 | 0.024263 | 0.024189 | 0.024116 | 0.023957 | 0.024004 | 0.023957 | 0.023922 | 0.023788 | 0 | 0 | 0 | 0 | 0 | 0 | 0 | 0
F1_Commercial_Grocery_Existing_Space Heating_Natural Gas_Unit Heater_E3 | F1 | Commercial | Grocery | Existing | Space Heating | Natural Gas | Unit Heater | E3 | CCE | 0.0011378 | 0.0011378 | 0.0011954 | 0.0011772 | 0.0011596 | 0.0011375 | 0.0011344 | 0.0011271 | 0.0011203 | 0.0011101 | 0.0011085 | 0.0011034 | 0.0010988 | 0.0010902 | 0.0010913 | 0.001088 | 0.0010847 | 0.0010775 | 0.0010796 | 0.0010775 | 0.001076 | 0.0010699 | 0 | 0 | 0 | 0 | 0 | 0 | 0 | 0
F1_Commercial_Grocery_Existing_Space Heating_Natural Gas_Unit Heater_E4 | F1 | Commercial | Grocery | Existing | Space Heating | Natural Gas | Unit Heater | E4 | CCE | 0 | 0 | 0 | 0 | 0 | 0 | 0 | 0 | 0 | 0 | 0 | 0 | 0 | 0 | 0 | 0 | 0 | 0 | 0 | 0 | 0 | 0 | 0 | 0 | 0 | 0 | 0 | 0 | 0 | 0
F1_Commercial_Grocery_Existing_Space Heating_Natural Gas_Unit Heater_E5 | F1 | Commercial | Grocery | Existing | Space Heating | Natural Gas | Unit Heater | E5 | CCE | 0 | 0 | 0 | 0 | 0 | 0 | 0 | 0 | 0 | 0 | 0 | 0 | 0 | 0 | 0 | 0 | 0 | 0 | 0 | 0 | 0 | 0 | 0 | 0 | 0 | 0 | 0 | 0 | 0 | 0
F1_Commercial_Grocery_Existing_Space Heating_Natural Gas_Unit Heater_E6 | F1 | Commercial | Grocery | Existing | Space Heating | Natural Gas | Unit Heater | E6 | CCE | 0 | 0 | 0 | 0 | 0 | 0 | 0 | 0 | 0 | 0 | 0 | 0 | 0 | 0 | 0 | 0 | 0 | 0 | 0 | 0 | 0 | 0 | 0 | 0 | 0 | 0 | 0 | 0 | 0 | 0
F1_Commercial_Grocery_Existing_Space Heating_Natural Gas_Unit Heater_E7 | F1 | Commercial | Grocery | Existing | Space Heating | Natural Gas | Unit Heater | E7 | CCE | 0 | 0 | 0 | 0 | 0 | 0 | 0 | 0 | 0 | 0 | 0 | 0 | 0 | 0 | 0 | 0 | 0 | 0 | 0 | 0 | 0 | 0 | 0 | 0 | 0 | 0 | 0 | 0 | 0 | 0
F1_Commercial_Grocery_Existing_Space Heating_Natural Gas_Unit Heater_E8 | F1 | Commercial | Grocery | Existing | Space Heating | Natural Gas | Unit Heater | E8 | CCE | 0 | 0 | 0 | 0 | 0 | 0 | 0 | 0 | 0 | 0 | 0 | 0 | 0 | 0 | 0 | 0 | 0 | 0 | 0 | 0 | 0 | 0 | 0 | 0 | 0 | 0 | 0 | 0 | 0 | 0
F1_Commercial_Grocery_Existing_Space Heating_Natural Gas_Unit Heater_E9 | F1 | Commercial | Grocery | Existing | Space Heating | Natural Gas | Unit Heater | E9 | CCE | 0 | 0 | 0 | 0 | 0 | 0 | 0 | 0 | 0 | 0 | 0 | 0 | 0 | 0 | 0 | 0 | 0 | 0 | 0 | 0 | 0 | 0 | 0 | 0 | 0 | 0 | 0 | 0 | 0 | 0
F1_Commercial_Grocery_Existing_Space Heating_Natural Gas_Unit Heater_E10 | F1 | Commercial | Grocery | Existing | Space Heating | Natural Gas | Unit Heater | E10 | CCE | 0 | 0 | 0 | 0 | 0 | 0 | 0 | 0 | 0 | 0 | 0 | 0 | 0 | 0 | 0 | 0 | 0 | 0 | 0 | 0 | 0 | 0 | 0 | 0 | 0 | 0 | 0 | 0 | 0 | 0
F2_Commercial_Grocery_Existing_Space Heating_Natural Gas_Unit Heater_E1 | F2 | Commercial | Grocery | Existing | Space Heating | Natural Gas | Unit Heater | E1 | TRC BC Ratio | 0.9 | 0.9 | 0.9 | 0.9 | 0.9 | 0.9 | 0.9 | 0.9 | 0.9 | 0.9 | 0.9 | 0.9 | 0.9 | 0.9 | 0.9 | 0.9 | 0.9 | 0.9 | 0.9 | 0.9 | 0.9 | 0.9 | 0 | 0 | 0 | 0 | 0 | 0 | 0 | 0
F2_Commercial_Grocery_Existing_Space Heating_Natural Gas_Unit Heater_E2 | F2 | Commercial | Grocery | Existing | Space Heating | Natural Gas | Unit Heater | E2 | TRC BC Ratio | 0.35171 | 0.35472 | 0.35832 | 0.36428 | 0.37222 | 0.3816 | 0.39021 | 0.39788 | 0.40532 | 0.41254 | 0.41981 | 0.42689 | 0.43355 | 0.44022 | 0.44659 | 0.45313 | 0.46012 | 0.46716 | 0.47426 | 0.48138 | 0.48843 | 0.49538 | 0 | 0 | 0 | 0 | 0 | 0 | 0 | 0
F2_Commercial_Grocery_Existing_Space Heating_Natural Gas_Unit Heater_E3 | F2 | Commercial | Grocery | Existing | Space Heating | Natural Gas | Unit Heater | E3 | TRC BC Ratio | 6.8506 | 6.8286 | 6.8252 | 6.9114 | 7.0978 | 7.356 | 7.5942 | 7.8144 | 8.0481 | 8.2587 | 8.4576 | 8.6317 | 8.7675 | 8.8576 | 8.9311 | 9.0076 | 9.0994 | 9.1891 | 9.2771 | 9.362 | 9.4392 | 9.5076 | 0 | 0 | 0 | 0 | 0 | 0 | 0 | 0
F2_Commercial_Grocery_Existing_Space Heating_Natural Gas_Unit Heater_E4 | F2 | Commercial | Grocery | Existing | Space Heating | Natural Gas | Unit Heater | E4 | TRC BC Ratio | 0 | 0 | 0 | 0 | 0 | 0 | 0 | 0 | 0 | 0 | 0 | 0 | 0 | 0 | 0 | 0 | 0 | 0 | 0 | 0 | 0 | 0 | 0 | 0 | 0 | 0 | 0 | 0 | 0 | 0
F2_Commercial_Grocery_Existing_Space Heating_Natural Gas_Unit Heater_E5 | F2 | Commercial | Grocery | Existing | Space Heating | Natural Gas | Unit Heater | E5 | TRC BC Ratio | 0 | 0 | 0 | 0 | 0 | 0 | 0 | 0 | 0 | 0 | 0 | 0 | 0 | 0 | 0 | 0 | 0 | 0 | 0 | 0 | 0 | 0 | 0 | 0 | 0 | 0 | 0 | 0 | 0 | 0
F2_Commercial_Grocery_Existing_Space Heating_Natural Gas_Unit Heater_E6 | F2 | Commercial | Grocery | Existing | Space Heating | Natural Gas | Unit Heater | E6 | TRC BC Ratio | 0 | 0 | 0 | 0 | 0 | 0 | 0 | 0 | 0 | 0 | 0 | 0 | 0 | 0 | 0 | 0 | 0 | 0 | 0 | 0 | 0 | 0 | 0 | 0 | 0 | 0 | 0 | 0 | 0 | 0
F2_Commercial_Grocery_Existing_Space Heating_Natural Gas_Unit Heater_E7 | F2 | Commercial | Grocery | Existing | Space Heating | Natural Gas | Unit Heater | E7 | TRC BC Ratio | 0 | 0 | 0 | 0 | 0 | 0 | 0 | 0 | 0 | 0 | 0 | 0 | 0 | 0 | 0 | 0 | 0 | 0 | 0 | 0 | 0 | 0 | 0 | 0 | 0 | 0 | 0 | 0 | 0 | 0
F2_Commercial_Grocery_Existing_Space Heating_Natural Gas_Unit Heater_E8 | F2 | Commercial | Grocery | Existing | Space Heating | Natural Gas | Unit Heater | E8 | TRC BC Ratio | 0 | 0 | 0 | 0 | 0 | 0 | 0 | 0 | 0 | 0 | 0 | 0 | 0 | 0 | 0 | 0 | 0 | 0 | 0 | 0 | 0 | 0 | 0 | 0 | 0 | 0 | 0 | 0 | 0 | 0
F2_Commercial_Grocery_Existing_Space Heating_Natural Gas_Unit Heater_E9 | F2 | Commercial | Grocery | Existing | Space Heating | Natural Gas | Unit Heater | E9 | TRC BC Ratio | 0 | 0 | 0 | 0 | 0 | 0 | 0 | 0 | 0 | 0 | 0 | 0 | 0 | 0 | 0 | 0 | 0 | 0 | 0 | 0 | 0 | 0 | 0 | 0 | 0 | 0 | 0 | 0 | 0 | 0
F2_Commercial_Grocery_Existing_Space Heating_Natural Gas_Unit Heater_E10 | F2 | Commercial | Grocery | Existing | Space Heating | Natural Gas | Unit Heater | E10 | TRC BC Ratio | 0 | 0 | 0 | 0 | 0 | 0 | 0 | 0 | 0 | 0 | 0 | 0 | 0 | 0 | 0 | 0 | 0 | 0 | 0 | 0 | 0 | 0 | 0 | 0 | 0 | 0 | 0 | 0 | 0 | 0
F3_Commercial_Grocery_Existing_Space Heating_Natural Gas_Unit Heater_E1 | F3 | Commercial | Grocery | Existing | Space Heating | Natural Gas | Unit Heater | E1 | PACT BC Ratio | 0.9 | 0.9 | 0.9 | 0.9 | 0.9 | 0.9 | 0.9 | 0.9 | 0.9 | 0.9 | 0.9 | 0.9 | 0.9 | 0.9 | 0.9 | 0.9 | 0.9 | 0.9 | 0.9 | 0.9 | 0.9 | 0.9 | 0 | 0 | 0 | 0 | 0 | 0 | 0 | 0
F3_Commercial_Grocery_Existing_Space Heating_Natural Gas_Unit Heater_E2 | F3 | Commercial | Grocery | Existing | Space Heating | Natural Gas | Unit Heater | E2 | PACT BC Ratio | 0.74493 | 0.75131 | 0.75894 | 0.77156 | 0.78839 | 0.80825 | 0.82649 | 0.84273 | 0.85849 | 0.87378 | 0.88919 | 0.90417 | 0.91828 | 0.93241 | 0.94591 | 0.95975 | 0.97456 | 0.98947 | 1.0045 | 1.0196 | 1.0345 | 1.0492 | 0 | 0 | 0 | 0 | 0 | 0 | 0 | 0
F3_Commercial_Grocery_Existing_Space Heating_Natural Gas_Unit Heater_E3 | F3 | Commercial | Grocery | Existing | Space Heating | Natural Gas | Unit Heater | E3 | PACT BC Ratio | 14.5099 | 14.4632 | 14.4561 | 14.6387 | 15.0334 | 15.5804 | 16.085 | 16.5514 | 17.0463 | 17.4923 | 17.9137 | 18.2824 | 18.5701 | 18.7607 | 18.9164 | 19.0784 | 19.273 | 19.463 | 19.6493 | 19.8292 | 19.9928 | 20.1376 | 0 | 0 | 0 | 0 | 0 | 0 | 0 | 0
F3_Commercial_Grocery_Existing_Space Heating_Natural Gas_Unit Heater_E4 | F3 | Commercial | Grocery | Existing | Space Heating | Natural Gas | Unit Heater | E4 | PACT BC Ratio | 0 | 0 | 0 | 0 | 0 | 0 | 0 | 0 | 0 | 0 | 0 | 0 | 0 | 0 | 0 | 0 | 0 | 0 | 0 | 0 | 0 | 0 | 0 | 0 | 0 | 0 | 0 | 0 | 0 | 0
F3_Commercial_Grocery_Existing_Space Heating_Natural Gas_Unit Heater_E5 | F3 | Commercial | Grocery | Existing | Space Heating | Natural Gas | Unit Heater | E5 | PACT BC Ratio | 0 | 0 | 0 | 0 | 0 | 0 | 0 | 0 | 0 | 0 | 0 | 0 | 0 | 0 | 0 | 0 | 0 | 0 | 0 | 0 | 0 | 0 | 0 | 0 | 0 | 0 | 0 | 0 | 0 | 0
F3_Commercial_Grocery_Existing_Space Heating_Natural Gas_Unit Heater_E6 | F3 | Commercial | Grocery | Existing | Space Heating | Natural Gas | Unit Heater | E6 | PACT BC Ratio | 0 | 0 | 0 | 0 | 0 | 0 | 0 | 0 | 0 | 0 | 0 | 0 | 0 | 0 | 0 | 0 | 0 | 0 | 0 | 0 | 0 | 0 | 0 | 0 | 0 | 0 | 0 | 0 | 0 | 0
F3_Commercial_Grocery_Existing_Space Heating_Natural Gas_Unit Heater_E7 | F3 | Commercial | Grocery | Existing | Space Heating | Natural Gas | Unit Heater | E7 | PACT BC Ratio | 0 | 0 | 0 | 0 | 0 | 0 | 0 | 0 | 0 | 0 | 0 | 0 | 0 | 0 | 0 | 0 | 0 | 0 | 0 | 0 | 0 | 0 | 0 | 0 | 0 | 0 | 0 | 0 | 0 | 0
F3_Commercial_Grocery_Existing_Space Heating_Natural Gas_Unit Heater_E8 | F3 | Commercial | Grocery | Existing | Space Heating | Natural Gas | Unit Heater | E8 | PACT BC Ratio | 0 | 0 | 0 | 0 | 0 | 0 | 0 | 0 | 0 | 0 | 0 | 0 | 0 | 0 | 0 | 0 | 0 | 0 | 0 | 0 | 0 | 0 | 0 | 0 | 0 | 0 | 0 | 0 | 0 | 0
F3_Commercial_Grocery_Existing_Space Heating_Natural Gas_Unit Heater_E9 | F3 | Commercial | Grocery | Existing | Space Heating | Natural Gas | Unit Heater | E9 | PACT BC Ratio | 0 | 0 | 0 | 0 | 0 | 0 | 0 | 0 | 0 | 0 | 0 | 0 | 0 | 0 | 0 | 0 | 0 | 0 | 0 | 0 | 0 | 0 | 0 | 0 | 0 | 0 | 0 | 0 | 0 | 0
F3_Commercial_Grocery_Existing_Space Heating_Natural Gas_Unit Heater_E10 | F3 | Commercial | Grocery | Existing | Space Heating | Natural Gas | Unit Heater | E10 | PACT BC Ratio | 0 | 0 | 0 | 0 | 0 | 0 | 0 | 0 | 0 | 0 | 0 | 0 | 0 | 0 | 0 | 0 | 0 | 0 | 0 | 0 | 0 | 0 | 0 | 0 | 0 | 0 | 0 | 0 | 0 | 0
F4_Commercial_Grocery_Existing_Space Heating_Natural Gas_Unit Heater_E1 | F4 | Commercial | Grocery | Existing | Space Heating | Natural Gas | Unit Heater | E1 | PCT BC Ratio | 0.9 | 0.9 | 0.9 | 0.9 | 0.9 | 0.9 | 0.9 | 0.9 | 0.9 | 0.9 | 0.9 | 0.9 | 0.9 | 0.9 | 0.9 | 0.9 | 0.9 | 0.9 | 0.9 | 0.9 | 0.9 | 0.9 | 0 | 0 | 0 | 0 | 0 | 0 | 0 | 0
F4_Commercial_Grocery_Existing_Space Heating_Natural Gas_Unit Heater_E2 | F4 | Commercial | Grocery | Existing | Space Heating | Natural Gas | Unit Heater | E2 | PCT BC Ratio | 0.85851 | 0.8633 | 0.86903 | 0.87852 | 0.89117 | 0.90609 | 0.9198 | 0.93201 | 0.94385 | 0.95533 | 0.96692 | 0.97818 | 0.98878 | 0.99939 | 1.0095 | 1.0199 | 1.0311 | 1.0423 | 1.0536 | 1.0649 | 1.0761 | 1.0872 | 0 | 0 | 0 | 0 | 0 | 0 | 0 | 0
F4_Commercial_Grocery_Existing_Space Heating_Natural Gas_Unit Heater_E3 | F4 | Commercial | Grocery | Existing | Space Heating | Natural Gas | Unit Heater | E3 | PCT BC Ratio | 11.2028 | 11.1678 | 11.1624 | 11.2996 | 11.5963 | 12.0073 | 12.3865 | 12.737 | 13.1089 | 13.4441 | 13.7607 | 14.0378 | 14.254 | 14.3973 | 14.5143 | 14.6361 | 14.7822 | 14.925 | 15.0651 | 15.2002 | 15.3232 | 15.432 | 0 | 0 | 0 | 0 | 0 | 0 | 0 | 0
F4_Commercial_Grocery_Existing_Space Heating_Natural Gas_Unit Heater_E4 | F4 | Commercial | Grocery | Existing | Space Heating | Natural Gas | Unit Heater | E4 | PCT BC Ratio | 0 | 0 | 0 | 0 | 0 | 0 | 0 | 0 | 0 | 0 | 0 | 0 | 0 | 0 | 0 | 0 | 0 | 0 | 0 | 0 | 0 | 0 | 0 | 0 | 0 | 0 | 0 | 0 | 0 | 0
F4_Commercial_Grocery_Existing_Space Heating_Natural Gas_Unit Heater_E5 | F4 | Commercial | Grocery | Existing | Space Heating | Natural Gas | Unit Heater | E5 | PCT BC Ratio | 0 | 0 | 0 | 0 | 0 | 0 | 0 | 0 | 0 | 0 | 0 | 0 | 0 | 0 | 0 | 0 | 0 | 0 | 0 | 0 | 0 | 0 | 0 | 0 | 0 | 0 | 0 | 0 | 0 | 0
F4_Commercial_Grocery_Existing_Space Heating_Natural Gas_Unit Heater_E6 | F4 | Commercial | Grocery | Existing | Space Heating | Natural Gas | Unit Heater | E6 | PCT BC Ratio | 0 | 0 | 0 | 0 | 0 | 0 | 0 | 0 | 0 | 0 | 0 | 0 | 0 | 0 | 0 | 0 | 0 | 0 | 0 | 0 | 0 | 0 | 0 | 0 | 0 | 0 | 0 | 0 | 0 | 0
F4_Commercial_Grocery_Existing_Space Heating_Natural Gas_Unit Heater_E7 | F4 | Commercial | Grocery | Existing | Space Heating | Natural Gas | Unit Heater | E7 | PCT BC Ratio | 0 | 0 | 0 | 0 | 0 | 0 | 0 | 0 | 0 | 0 | 0 | 0 | 0 | 0 | 0 | 0 | 0 | 0 | 0 | 0 | 0 | 0 | 0 | 0 | 0 | 0 | 0 | 0 | 0 | 0
F4_Commercial_Grocery_Existing_Space Heating_Natural Gas_Unit Heater_E8 | F4 | Commercial | Grocery | Existing | Space Heating | Natural Gas | Unit Heater | E8 | PCT BC Ratio | 0 | 0 | 0 | 0 | 0 | 0 | 0 | 0 | 0 | 0 | 0 | 0 | 0 | 0 | 0 | 0 | 0 | 0 | 0 | 0 | 0 | 0 | 0 | 0 | 0 | 0 | 0 | 0 | 0 | 0
F4_Commercial_Grocery_Existing_Space Heating_Natural Gas_Unit Heater_E9 | F4 | Commercial | Grocery | Existing | Space Heating | Natural Gas | Unit Heater | E9 | PCT BC Ratio | 0 | 0 | 0 | 0 | 0 | 0 | 0 | 0 | 0 | 0 | 0 | 0 | 0 | 0 | 0 | 0 | 0 | 0 | 0 | 0 | 0 | 0 | 0 | 0 | 0 | 0 | 0 | 0 | 0 | 0
F4_Commercial_Grocery_Existing_Space Heating_Natural Gas_Unit Heater_E10 | F4 | Commercial | Grocery | Existing | Space Heating | Natural Gas | Unit Heater | E10 | PCT BC Ratio | 0 | 0 | 0 | 0 | 0 | 0 | 0 | 0 | 0 | 0 | 0 | 0 | 0 | 0 | 0 | 0 | 0 | 0 | 0 | 0 | 0 | 0 | 0 | 0 | 0 | 0 | 0 | 0 | 0 | 0
F5_Commercial_Grocery_Existing_Space Heating_Natural Gas_Unit Heater_E1 | F5 | Commercial | Grocery | Existing | Space Heating | Natural Gas | Unit Heater | E1 | RIM BC Ratio | 0.9 | 0.9 | 0.9 | 0.9 | 0.9 | 0.9 | 0.9 | 0.9 | 0.9 | 0.9 | 0.9 | 0.9 | 0.9 | 0.9 | 0.9 | 0.9 | 0.9 | 0.9 | 0.9 | 0.9 | 0.9 | 0.9 | 0 | 0 | 0 | 0 | 0 | 0 | 0 | 0
F5_Commercial_Grocery_Existing_Space Heating_Natural Gas_Unit Heater_E2 | F5 | Commercial | Grocery | Existing | Space Heating | Natural Gas | Unit Heater | E2 | RIM BC Ratio | 0.39363 | 0.3954 | 0.3975 | 0.40094 | 0.40544 | 0.41062 | 0.41528 | 0.41934 | 0.42321 | 0.42689 | 0.43054 | 0.43402 | 0.43724 | 0.44042 | 0.44341 | 0.44643 | 0.44961 | 0.45275 | 0.45587 | 0.45896 | 0.46196 | 0.46487 | 0 | 0 | 0 | 0 | 0 | 0 | 0 | 0
F5_Commercial_Grocery_Existing_Space Heating_Natural Gas_Unit Heater_E3 | F5 | Commercial | Grocery | Existing | Space Heating | Natural Gas | Unit Heater | E3 | RIM BC Ratio | 0.78928 | 0.78914 | 0.78912 | 0.78965 | 0.79077 | 0.79224 | 0.7935 | 0.79461 | 0.79572 | 0.79666 | 0.79752 | 0.79824 | 0.79878 | 0.79913 | 0.79941 | 0.79969 | 0.80003 | 0.80036 | 0.80067 | 0.80096 | 0.80123 | 0.80146 | 0 | 0 | 0 | 0 | 0 | 0 | 0 | 0
F5_Commercial_Grocery_Existing_Space Heating_Natural Gas_Unit Heater_E4 | F5 | Commercial | Grocery | Existing | Space Heating | Natural Gas | Unit Heater | E4 | RIM BC Ratio | 0 | 0 | 0 | 0 | 0 | 0 | 0 | 0 | 0 | 0 | 0 | 0 | 0 | 0 | 0 | 0 | 0 | 0 | 0 | 0 | 0 | 0 | 0 | 0 | 0 | 0 | 0 | 0 | 0 | 0
F5_Commercial_Grocery_Existing_Space Heating_Natural Gas_Unit Heater_E5 | F5 | Commercial | Grocery | Existing | Space Heating | Natural Gas | Unit Heater | E5 | RIM BC Ratio | 0 | 0 | 0 | 0 | 0 | 0 | 0 | 0 | 0 | 0 | 0 | 0 | 0 | 0 | 0 | 0 | 0 | 0 | 0 | 0 | 0 | 0 | 0 | 0 | 0 | 0 | 0 | 0 | 0 | 0
F5_Commercial_Grocery_Existing_Space Heating_Natural Gas_Unit Heater_E6 | F5 | Commercial | Grocery | Existing | Space Heating | Natural Gas | Unit Heater | E6 | RIM BC Ratio | 0 | 0 | 0 | 0 | 0 | 0 | 0 | 0 | 0 | 0 | 0 | 0 | 0 | 0 | 0 | 0 | 0 | 0 | 0 | 0 | 0 | 0 | 0 | 0 | 0 | 0 | 0 | 0 | 0 | 0
F5_Commercial_Grocery_Existing_Space Heating_Natural Gas_Unit Heater_E7 | F5 | Commercial | Grocery | Existing | Space Heating | Natural Gas | Unit Heater | E7 | RIM BC Ratio | 0 | 0 | 0 | 0 | 0 | 0 | 0 | 0 | 0 | 0 | 0 | 0 | 0 | 0 | 0 | 0 | 0 | 0 | 0 | 0 | 0 | 0 | 0 | 0 | 0 | 0 | 0 | 0 | 0 | 0
F5_Commercial_Grocery_Existing_Space Heating_Natural Gas_Unit Heater_E8 | F5 | Commercial | Grocery | Existing | Space Heating | Natural Gas | Unit Heater | E8 | RIM BC Ratio | 0 | 0 | 0 | 0 | 0 | 0 | 0 | 0 | 0 | 0 | 0 | 0 | 0 | 0 | 0 | 0 | 0 | 0 | 0 | 0 | 0 | 0 | 0 | 0 | 0 | 0 | 0 | 0 | 0 | 0
F5_Commercial_Grocery_Existing_Space Heating_Natural Gas_Unit Heater_E9 | F5 | Commercial | Grocery | Existing | Space Heating | Natural Gas | Unit Heater | E9 | RIM BC Ratio | 0 | 0 | 0 | 0 | 0 | 0 | 0 | 0 | 0 | 0 | 0 | 0 | 0 | 0 | 0 | 0 | 0 | 0 | 0 | 0 | 0 | 0 | 0 | 0 | 0 | 0 | 0 | 0 | 0 | 0
F5_Commercial_Grocery_Existing_Space Heating_Natural Gas_Unit Heater_E10 | F5 | Commercial | Grocery | Existing | Space Heating | Natural Gas | Unit Heater | E10 | RIM BC Ratio | 0 | 0 | 0 | 0 | 0 | 0 | 0 | 0 | 0 | 0 | 0 | 0 | 0 | 0 | 0 | 0 | 0 | 0 | 0 | 0 | 0 | 0 | 0 | 0 | 0 | 0 | 0 | 0 | 0 | 0
F0_Commercial_Grocery_Existing_Water Heating_Natural Gas_Water Heater_E0 | F0 | Commercial | Grocery | Existing | Water Heating | Natural Gas | Water Heater | E0 | Economic Unit | Gas-Fired Absorption HPWH | Gas-Fired Absorption HPWH | Gas-Fired Absorption HPWH | Gas-Fired Absorption HPWH | Gas-Fired Absorption HPWH | Gas-Fired Absorption HPWH | Gas-Fired Absorption HPWH | Gas-Fired Absorption HPWH | Gas-Fired Absorption HPWH | Gas-Fired Absorption HPWH | Gas-Fired Absorption HPWH | Gas-Fired Absorption HPWH | Gas-Fired Absorption HPWH | Gas-Fired Absorption HPWH | Gas-Fired Absorption HPWH | Gas-Fired Absorption HPWH | Gas-Fired Absorption HPWH | Gas-Fired Absorption HPWH | Gas-Fired Absorption HPWH | Gas-Fired Absorption HPWH | Gas-Fired Absorption HPWH | Gas-Fired Absorption HPWH | 0 | 0 | 0 | 0 | 0 | 0 | 0 | 0
F1_Commercial_Grocery_Existing_Water Heating_Natural Gas_Water Heater_E1 | F1 | Commercial | Grocery | Existing | Water Heating | Natural Gas | Water Heater | E1 | CCE | 0 | 0 | 0 | 0 | 0 | 0 | 0 | 0 | 0 | 0 | 0 | 0 | 0 | 0 | 0 | 0 | 0 | 0 | 0 | 0 | 0 | 0 | 0 | 0 | 0 | 0 | 0 | 0 | 0 | 0
F1_Commercial_Grocery_Existing_Water Heating_Natural Gas_Water Heater_E2 | F1 | Commercial | Grocery | Existing | Water Heating | Natural Gas | Water Heater | E2 | CCE | -0.00022026 | -0.00022026 | -0.0002314 | -0.00022788 | -0.00022446 | -0.00022019 | -0.00021959 | -0.00021818 | -0.00021687 | -0.00021489 | -0.00021458 | -0.00021359 | -0.00021271 | -0.00021103 | -0.00021125 | -0.00021061 | -0.00020997 | -0.00020859 | -0.000209 | -0.00020859 | -0.00020828 | -0.00020712 | 0 | 0 | 0 | 0 | 0 | 0 | 0 | 0
F1_Commercial_Grocery_Existing_Water Heating_Natural Gas_Water Heater_E3 | F1 | Commercial | Grocery | Existing | Water Heating | Natural Gas | Water Heater | E3 | CCE | 0.00020512 | 0.00020512 | 0.00021549 | 0.00021222 | 0.00020903 | 0.00020506 | 0.0002045 | 0.00020318 | 0.00020196 | 0.00020011 | 0.00019983 | 0.00019891 | 0.00019809 | 0.00019652 | 0.00019673 | 0.00019613 | 0.00019554 | 0.00019425 | 0.00019463 | 0.00019425 | 0.00019396 | 0.00019288 | 0 | 0 | 0 | 0 | 0 | 0 | 0 | 0
F1_Commercial_Grocery_Existing_Water Heating_Natural Gas_Water Heater_E4 | F1 | Commercial | Grocery | Existing | Water Heating | Natural Gas | Water Heater | E4 | CCE | -0.0008886 | -0.0008886 | -0.00093354 | -0.00091935 | -0.00090555 | -0.00088833 | -0.0008859 | -0.00088021 | -0.0008749 | -0.00086691 | -0.00086567 | -0.00086169 | -0.00085814 | -0.00085136 | -0.00085225 | -0.00084965 | -0.00084709 | -0.0008415 | -0.00084315 | -0.0008415 | -0.00084027 | -0.00083557 | 0 | 0 | 0 | 0 | 0 | 0 | 0 | 0
F1_Commercial_Grocery_Existing_Water Heating_Natural Gas_Water Heater_E5 | F1 | Commercial | Grocery | Existing | Water Heating | Natural Gas | Water Heater | E5 | CCE | 0 | 0 | 0 | 0 | 0 | 0 | 0 | 0 | 0 | 0 | 0 | 0 | 0 | 0 | 0 | 0 | 0 | 0 | 0 | 0 | 0 | 0 | 0 | 0 | 0 | 0 | 0 | 0 | 0 | 0
F1_Commercial_Grocery_Existing_Water Heating_Natural Gas_Water Heater_E6 | F1 | Commercial | Grocery | Existing | Water Heating | Natural Gas | Water Heater | E6 | CCE | 0 | 0 | 0 | 0 | 0 | 0 | 0 | 0 | 0 | 0 | 0 | 0 | 0 | 0 | 0 | 0 | 0 | 0 | 0 | 0 | 0 | 0 | 0 | 0 | 0 | 0 | 0 | 0 | 0 | 0
F1_Commercial_Grocery_Existing_Water Heating_Natural Gas_Water Heater_E7 | F1 | Commercial | Grocery | Existing | Water Heating | Natural Gas | Water Heater | E7 | CCE | 0 | 0 | 0 | 0 | 0 | 0 | 0 | 0 | 0 | 0 | 0 | 0 | 0 | 0 | 0 | 0 | 0 | 0 | 0 | 0 | 0 | 0 | 0 | 0 | 0 | 0 | 0 | 0 | 0 | 0
F1_Commercial_Grocery_Existing_Water Heating_Natural Gas_Water Heater_E8 | F1 | Commercial | Grocery | Existing | Water Heating | Natural Gas | Water Heater | E8 | CCE | 0 | 0 | 0 | 0 | 0 | 0 | 0 | 0 | 0 | 0 | 0 | 0 | 0 | 0 | 0 | 0 | 0 | 0 | 0 | 0 | 0 | 0 | 0 | 0 | 0 | 0 | 0 | 0 | 0 | 0
F1_Commercial_Grocery_Existing_Water Heating_Natural Gas_Water Heater_E9 | F1 | Commercial | Grocery | Existing | Water Heating | Natural Gas | Water Heater | E9 | CCE | 0 | 0 | 0 | 0 | 0 | 0 | 0 | 0 | 0 | 0 | 0 | 0 | 0 | 0 | 0 | 0 | 0 | 0 | 0 | 0 | 0 | 0 | 0 | 0 | 0 | 0 | 0 | 0 | 0 | 0
F1_Commercial_Grocery_Existing_Water Heating_Natural Gas_Water Heater_E10 | F1 | Commercial | Grocery | Existing | Water Heating | Natural Gas | Water Heater | E10 | CCE | 0 | 0 | 0 | 0 | 0 | 0 | 0 | 0 | 0 | 0 | 0 | 0 | 0 | 0 | 0 | 0 | 0 | 0 | 0 | 0 | 0 | 0 | 0 | 0 | 0 | 0 | 0 | 0 | 0 | 0
F2_Commercial_Grocery_Existing_Water Heating_Natural Gas_Water Heater_E1 | F2 | Commercial | Grocery | Existing | Water Heating | Natural Gas | Water Heater | E1 | TRC BC Ratio | 0.9 | 0.9 | 0.9 | 0.9 | 0.9 | 0.9 | 0.9 | 0.9 | 0.9 | 0.9 | 0.9 | 0.9 | 0.9 | 0.9 | 0.9 | 0.9 | 0.9 | 0.9 | 0.9 | 0.9 | 0.9 | 0.9 | 0 | 0 | 0 | 0 | 0 | 0 | 0 | 0
F2_Commercial_Grocery_Existing_Water Heating_Natural Gas_Water Heater_E2 | F2 | Commercial | Grocery | Existing | Water Heating | Natural Gas | Water Heater | E2 | TRC BC Ratio | 0.9 | 0.9 | 0.9 | 0.9 | 0.9 | 0.9 | 0.9 | 0.9 | 0.9 | 0.9 | 0.9 | 0.9 | 0.9 | 0.9 | 0.9 | 0.9 | 0.9 | 0.9 | 0.9 | 0.9 | 0.9 | 0.9 | 0 | 0 | 0 | 0 | 0 | 0 | 0 | 0
F2_Commercial_Grocery_Existing_Water Heating_Natural Gas_Water Heater_E3 | F2 | Commercial | Grocery | Existing | Water Heating | Natural Gas | Water Heater | E3 | TRC BC Ratio | 42.6937 | 42.9782 | 43.3468 | 44.0586 | 45.0467 | 46.2358 | 47.3153 | 48.2403 | 49.1182 | 50.0149 | 50.9749 | 51.9114 | 52.7969 | 53.6886 | 54.4767 | 55.2227 | 56.0301 | 56.8404 | 57.655 | 58.4697 | 59.2691 | 60.0495 | 0 | 0 | 0 | 0 | 0 | 0 | 0 | 0
F2_Commercial_Grocery_Existing_Water Heating_Natural Gas_Water Heater_E4 | F2 | Commercial | Grocery | Existing | Water Heating | Natural Gas | Water Heater | E4 | TRC BC Ratio | 0.9 | 0.9 | 0.9 | 0.9 | 0.9 | 0.9 | 0.9 | 0.9 | 0.9 | 0.9 | 0.9 | 0.9 | 0.9 | 0.9 | 0.9 | 0.9 | 0.9 | 0.9 | 0.9 | 0.9 | 0.9 | 0.9 | 0 | 0 | 0 | 0 | 0 | 0 | 0 | 0
F2_Commercial_Grocery_Existing_Water Heating_Natural Gas_Water Heater_E5 | F2 | Commercial | Grocery | Existing | Water Heating | Natural Gas | Water Heater | E5 | TRC BC Ratio | 0 | 0 | 0 | 0 | 0 | 0 | 0 | 0 | 0 | 0 | 0 | 0 | 0 | 0 | 0 | 0 | 0 | 0 | 0 | 0 | 0 | 0 | 0 | 0 | 0 | 0 | 0 | 0 | 0 | 0
F2_Commercial_Grocery_Existing_Water Heating_Natural Gas_Water Heater_E6 | F2 | Commercial | Grocery | Existing | Water Heating | Natural Gas | Water Heater | E6 | TRC BC Ratio | 0 | 0 | 0 | 0 | 0 | 0 | 0 | 0 | 0 | 0 | 0 | 0 | 0 | 0 | 0 | 0 | 0 | 0 | 0 | 0 | 0 | 0 | 0 | 0 | 0 | 0 | 0 | 0 | 0 | 0
F2_Commercial_Grocery_Existing_Water Heating_Natural Gas_Water Heater_E7 | F2 | Commercial | Grocery | Existing | Water Heating | Natural Gas | Water Heater | E7 | TRC BC Ratio | 0 | 0 | 0 | 0 | 0 | 0 | 0 | 0 | 0 | 0 | 0 | 0 | 0 | 0 | 0 | 0 | 0 | 0 | 0 | 0 | 0 | 0 | 0 | 0 | 0 | 0 | 0 | 0 | 0 | 0
F2_Commercial_Grocery_Existing_Water Heating_Natural Gas_Water Heater_E8 | F2 | Commercial | Grocery | Existing | Water Heating | Natural Gas | Water Heater | E8 | TRC BC Ratio | 0 | 0 | 0 | 0 | 0 | 0 | 0 | 0 | 0 | 0 | 0 | 0 | 0 | 0 | 0 | 0 | 0 | 0 | 0 | 0 | 0 | 0 | 0 | 0 | 0 | 0 | 0 | 0 | 0 | 0
F2_Commercial_Grocery_Existing_Water Heating_Natural Gas_Water Heater_E9 | F2 | Commercial | Grocery | Existing | Water Heating | Natural Gas | Water Heater | E9 | TRC BC Ratio | 0 | 0 | 0 | 0 | 0 | 0 | 0 | 0 | 0 | 0 | 0 | 0 | 0 | 0 | 0 | 0 | 0 | 0 | 0 | 0 | 0 | 0 | 0 | 0 | 0 | 0 | 0 | 0 | 0 | 0
F2_Commercial_Grocery_Existing_Water Heating_Natural Gas_Water Heater_E10 | F2 | Commercial | Grocery | Existing | Water Heating | Natural Gas | Water Heater | E10 | TRC BC Ratio | 0 | 0 | 0 | 0 | 0 | 0 | 0 | 0 | 0 | 0 | 0 | 0 | 0 | 0 | 0 | 0 | 0 | 0 | 0 | 0 | 0 | 0 | 0 | 0 | 0 | 0 | 0 | 0 | 0 | 0
F3_Commercial_Grocery_Existing_Water Heating_Natural Gas_Water Heater_E1 | F3 | Commercial | Grocery | Existing | Water Heating | Natural Gas | Water Heater | E1 | PACT BC Ratio | 0.9 | 0.9 | 0.9 | 0.9 | 0.9 | 0.9 | 0.9 | 0.9 | 0.9 | 0.9 | 0.9 | 0.9 | 0.9 | 0.9 | 0.9 | 0.9 | 0.9 | 0.9 | 0.9 | 0.9 | 0.9 | 0.9 | 0 | 0 | 0 | 0 | 0 | 0 | 0 | 0
F3_Commercial_Grocery_Existing_Water Heating_Natural Gas_Water Heater_E2 | F3 | Commercial | Grocery | Existing | Water Heating | Natural Gas | Water Heater | E2 | PACT BC Ratio | 0.9 | 0.9 | 0.9 | 0.9 | 0.9 | 0.9 | 0.9 | 0.9 | 0.9 | 0.9 | 0.9 | 0.9 | 0.9 | 0.9 | 0.9 | 0.9 | 0.9 | 0.9 | 0.9 | 0.9 | 0.9 | 0.9 | 0 | 0 | 0 | 0 | 0 | 0 | 0 | 0
F3_Commercial_Grocery_Existing_Water Heating_Natural Gas_Water Heater_E3 | F3 | Commercial | Grocery | Existing | Water Heating | Natural Gas | Water Heater | E3 | PACT BC Ratio | 69.8151 | 70.2803 | 70.8831 | 72.0472 | 73.6629 | 75.6073 | 77.3727 | 78.8852 | 80.3209 | 81.7872 | 83.3571 | 84.8884 | 86.3364 | 87.7946 | 89.0833 | 90.3033 | 91.6237 | 92.9486 | 94.2807 | 95.6129 | 96.9202 | 98.1963 | 0 | 0 | 0 | 0 | 0 | 0 | 0 | 0
F3_Commercial_Grocery_Existing_Water Heating_Natural Gas_Water Heater_E4 | F3 | Commercial | Grocery | Existing | Water Heating | Natural Gas | Water Heater | E4 | PACT BC Ratio | 0.9 | 0.9 | 0.9 | 0.9 | 0.9 | 0.9 | 0.9 | 0.9 | 0.9 | 0.9 | 0.9 | 0.9 | 0.9 | 0.9 | 0.9 | 0.9 | 0.9 | 0.9 | 0.9 | 0.9 | 0.9 | 0.9 | 0 | 0 | 0 | 0 | 0 | 0 | 0 | 0
F3_Commercial_Grocery_Existing_Water Heating_Natural Gas_Water Heater_E5 | F3 | Commercial | Grocery | Existing | Water Heating | Natural Gas | Water Heater | E5 | PACT BC Ratio | 0 | 0 | 0 | 0 | 0 | 0 | 0 | 0 | 0 | 0 | 0 | 0 | 0 | 0 | 0 | 0 | 0 | 0 | 0 | 0 | 0 | 0 | 0 | 0 | 0 | 0 | 0 | 0 | 0 | 0
F3_Commercial_Grocery_Existing_Water Heating_Natural Gas_Water Heater_E6 | F3 | Commercial | Grocery | Existing | Water Heating | Natural Gas | Water Heater | E6 | PACT BC Ratio | 0 | 0 | 0 | 0 | 0 | 0 | 0 | 0 | 0 | 0 | 0 | 0 | 0 | 0 | 0 | 0 | 0 | 0 | 0 | 0 | 0 | 0 | 0 | 0 | 0 | 0 | 0 | 0 | 0 | 0
F3_Commercial_Grocery_Existing_Water Heating_Natural Gas_Water Heater_E7 | F3 | Commercial | Grocery | Existing | Water Heating | Natural Gas | Water Heater | E7 | PACT BC Ratio | 0 | 0 | 0 | 0 | 0 | 0 | 0 | 0 | 0 | 0 | 0 | 0 | 0 | 0 | 0 | 0 | 0 | 0 | 0 | 0 | 0 | 0 | 0 | 0 | 0 | 0 | 0 | 0 | 0 | 0
F3_Commercial_Grocery_Existing_Water Heating_Natural Gas_Water Heater_E8 | F3 | Commercial | Grocery | Existing | Water Heating | Natural Gas | Water Heater | E8 | PACT BC Ratio | 0 | 0 | 0 | 0 | 0 | 0 | 0 | 0 | 0 | 0 | 0 | 0 | 0 | 0 | 0 | 0 | 0 | 0 | 0 | 0 | 0 | 0 | 0 | 0 | 0 | 0 | 0 | 0 | 0 | 0
F3_Commercial_Grocery_Existing_Water Heating_Natural Gas_Water Heater_E9 | F3 | Commercial | Grocery | Existing | Water Heating | Natural Gas | Water Heater | E9 | PACT BC Ratio | 0 | 0 | 0 | 0 | 0 | 0 | 0 | 0 | 0 | 0 | 0 | 0 | 0 | 0 | 0 | 0 | 0 | 0 | 0 | 0 | 0 | 0 | 0 | 0 | 0 | 0 | 0 | 0 | 0 | 0
F3_Commercial_Grocery_Existing_Water Heating_Natural Gas_Water Heater_E10 | F3 | Commercial | Grocery | Existing | Water Heating | Natural Gas | Water Heater | E10 | PACT BC Ratio | 0 | 0 | 0 | 0 | 0 | 0 | 0 | 0 | 0 | 0 | 0 | 0 | 0 | 0 | 0 | 0 | 0 | 0 | 0 | 0 | 0 | 0 | 0 | 0 | 0 | 0 | 0 | 0 | 0 | 0
F4_Commercial_Grocery_Existing_Water Heating_Natural Gas_Water Heater_E1 | F4 | Commercial | Grocery | Existing | Water Heating | Natural Gas | Water Heater | E1 | PCT BC Ratio | 0.9 | 0.9 | 0.9 | 0.9 | 0.9 | 0.9 | 0.9 | 0.9 | 0.9 | 0.9 | 0.9 | 0.9 | 0.9 | 0.9 | 0.9 | 0.9 | 0.9 | 0.9 | 0.9 | 0.9 | 0.9 | 0.9 | 0 | 0 | 0 | 0 | 0 | 0 | 0 | 0
F4_Commercial_Grocery_Existing_Water Heating_Natural Gas_Water Heater_E2 | F4 | Commercial | Grocery | Existing | Water Heating | Natural Gas | Water Heater | E2 | PCT BC Ratio | 0.9 | 0.9 | 0.9 | 0.9 | 0.9 | 0.9 | 0.9 | 0.9 | 0.9 | 0.9 | 0.9 | 0.9 | 0.9 | 0.9 | 0.9 | 0.9 | 0.9 | 0.9 | 0.9 | 0.9 | 0.9 | 0.9 | 0 | 0 | 0 | 0 | 0 | 0 | 0 | 0
F4_Commercial_Grocery_Existing_Water Heating_Natural Gas_Water Heater_E3 | F4 | Commercial | Grocery | Existing | Water Heating | Natural Gas | Water Heater | E3 | PCT BC Ratio | 75.6844 | 76.1859 | 76.8357 | 78.0904 | 79.832 | 81.928 | 83.831 | 85.4614 | 87.0089 | 88.5895 | 90.2817 | 91.9324 | 93.4933 | 95.0651 | 96.4542 | 97.7693 | 99.1926 | 100.6208 | 102.0567 | 103.4927 | 104.9019 | 106.2774 | 0 | 0 | 0 | 0 | 0 | 0 | 0 | 0
F4_Commercial_Grocery_Existing_Water Heating_Natural Gas_Water Heater_E4 | F4 | Commercial | Grocery | Existing | Water Heating | Natural Gas | Water Heater | E4 | PCT BC Ratio | 0.9 | 0.9 | 0.9 | 0.9 | 0.9 | 0.9 | 0.9 | 0.9 | 0.9 | 0.9 | 0.9 | 0.9 | 0.9 | 0.9 | 0.9 | 0.9 | 0.9 | 0.9 | 0.9 | 0.9 | 0.9 | 0.9 | 0 | 0 | 0 | 0 | 0 | 0 | 0 | 0
F4_Commercial_Grocery_Existing_Water Heating_Natural Gas_Water Heater_E5 | F4 | Commercial | Grocery | Existing | Water Heating | Natural Gas | Water Heater | E5 | PCT BC Ratio | 0 | 0 | 0 | 0 | 0 | 0 | 0 | 0 | 0 | 0 | 0 | 0 | 0 | 0 | 0 | 0 | 0 | 0 | 0 | 0 | 0 | 0 | 0 | 0 | 0 | 0 | 0 | 0 | 0 | 0
F4_Commercial_Grocery_Existing_Water Heating_Natural Gas_Water Heater_E6 | F4 | Commercial | Grocery | Existing | Water Heating | Natural Gas | Water Heater | E6 | PCT BC Ratio | 0 | 0 | 0 | 0 | 0 | 0 | 0 | 0 | 0 | 0 | 0 | 0 | 0 | 0 | 0 | 0 | 0 | 0 | 0 | 0 | 0 | 0 | 0 | 0 | 0 | 0 | 0 | 0 | 0 | 0
F4_Commercial_Grocery_Existing_Water Heating_Natural Gas_Water Heater_E7 | F4 | Commercial | Grocery | Existing | Water Heating | Natural Gas | Water Heater | E7 | PCT BC Ratio | 0 | 0 | 0 | 0 | 0 | 0 | 0 | 0 | 0 | 0 | 0 | 0 | 0 | 0 | 0 | 0 | 0 | 0 | 0 | 0 | 0 | 0 | 0 | 0 | 0 | 0 | 0 | 0 | 0 | 0
F4_Commercial_Grocery_Existing_Water Heating_Natural Gas_Water Heater_E8 | F4 | Commercial | Grocery | Existing | Water Heating | Natural Gas | Water Heater | E8 | PCT BC Ratio | 0 | 0 | 0 | 0 | 0 | 0 | 0 | 0 | 0 | 0 | 0 | 0 | 0 | 0 | 0 | 0 | 0 | 0 | 0 | 0 | 0 | 0 | 0 | 0 | 0 | 0 | 0 | 0 | 0 | 0
F4_Commercial_Grocery_Existing_Water Heating_Natural Gas_Water Heater_E9 | F4 | Commercial | Grocery | Existing | Water Heating | Natural Gas | Water Heater | E9 | PCT BC Ratio | 0 | 0 | 0 | 0 | 0 | 0 | 0 | 0 | 0 | 0 | 0 | 0 | 0 | 0 | 0 | 0 | 0 | 0 | 0 | 0 | 0 | 0 | 0 | 0 | 0 | 0 | 0 | 0 | 0 | 0
F4_Commercial_Grocery_Existing_Water Heating_Natural Gas_Water Heater_E10 | F4 | Commercial | Grocery | Existing | Water Heating | Natural Gas | Water Heater | E10 | PCT BC Ratio | 0 | 0 | 0 | 0 | 0 | 0 | 0 | 0 | 0 | 0 | 0 | 0 | 0 | 0 | 0 | 0 | 0 | 0 | 0 | 0 | 0 | 0 | 0 | 0 | 0 | 0 | 0 | 0 | 0 | 0
F5_Commercial_Grocery_Existing_Water Heating_Natural Gas_Water Heater_E1 | F5 | Commercial | Grocery | Existing | Water Heating | Natural Gas | Water Heater | E1 | RIM BC Ratio | 0.9 | 0.9 | 0.9 | 0.9 | 0.9 | 0.9 | 0.9 | 0.9 | 0.9 | 0.9 | 0.9 | 0.9 | 0.9 | 0.9 | 0.9 | 0.9 | 0.9 | 0.9 | 0.9 | 0.9 | 0.9 | 0.9 | 0 | 0 | 0 | 0 | 0 | 0 | 0 | 0
F5_Commercial_Grocery_Existing_Water Heating_Natural Gas_Water Heater_E2 | F5 | Commercial | Grocery | Existing | Water Heating | Natural Gas | Water Heater | E2 | RIM BC Ratio | 0.9 | 0.9 | 0.9 | 0.9 | 0.9 | 0.9 | 0.9 | 0.9 | 0.9 | 0.9 | 0.9 | 0.9 | 0.9 | 0.9 | 0.9 | 0.9 | 0.9 | 0.9 | 0.9 | 0.9 | 0.9 | 0.9 | 0 | 0 | 0 | 0 | 0 | 0 | 0 | 0
F5_Commercial_Grocery_Existing_Water Heating_Natural Gas_Water Heater_E3 | F5 | Commercial | Grocery | Existing | Water Heating | Natural Gas | Water Heater | E3 | RIM BC Ratio | 0.82482 | 0.82488 | 0.82496 | 0.82512 | 0.82533 | 0.82557 | 0.82577 | 0.82594 | 0.82609 | 0.82625 | 0.8264 | 0.82655 | 0.82669 | 0.82682 | 0.82693 | 0.82703 | 0.82714 | 0.82725 | 0.82735 | 0.82746 | 0.82755 | 0.82764 | 0 | 0 | 0 | 0 | 0 | 0 | 0 | 0
F5_Commercial_Grocery_Existing_Water Heating_Natural Gas_Water Heater_E4 | F5 | Commercial | Grocery | Existing | Water Heating | Natural Gas | Water Heater | E4 | RIM BC Ratio | 0.9 | 0.9 | 0.9 | 0.9 | 0.9 | 0.9 | 0.9 | 0.9 | 0.9 | 0.9 | 0.9 | 0.9 | 0.9 | 0.9 | 0.9 | 0.9 | 0.9 | 0.9 | 0.9 | 0.9 | 0.9 | 0.9 | 0 | 0 | 0 | 0 | 0 | 0 | 0 | 0
F5_Commercial_Grocery_Existing_Water Heating_Natural Gas_Water Heater_E5 | F5 | Commercial | Grocery | Existing | Water Heating | Natural Gas | Water Heater | E5 | RIM BC Ratio | 0 | 0 | 0 | 0 | 0 | 0 | 0 | 0 | 0 | 0 | 0 | 0 | 0 | 0 | 0 | 0 | 0 | 0 | 0 | 0 | 0 | 0 | 0 | 0 | 0 | 0 | 0 | 0 | 0 | 0
F5_Commercial_Grocery_Existing_Water Heating_Natural Gas_Water Heater_E6 | F5 | Commercial | Grocery | Existing | Water Heating | Natural Gas | Water Heater | E6 | RIM BC Ratio | 0 | 0 | 0 | 0 | 0 | 0 | 0 | 0 | 0 | 0 | 0 | 0 | 0 | 0 | 0 | 0 | 0 | 0 | 0 | 0 | 0 | 0 | 0 | 0 | 0 | 0 | 0 | 0 | 0 | 0
F5_Commercial_Grocery_Existing_Water Heating_Natural Gas_Water Heater_E7 | F5 | Commercial | Grocery | Existing | Water Heating | Natural Gas | Water Heater | E7 | RIM BC Ratio | 0 | 0 | 0 | 0 | 0 | 0 | 0 | 0 | 0 | 0 | 0 | 0 | 0 | 0 | 0 | 0 | 0 | 0 | 0 | 0 | 0 | 0 | 0 | 0 | 0 | 0 | 0 | 0 | 0 | 0
F5_Commercial_Grocery_Existing_Water Heating_Natural Gas_Water Heater_E8 | F5 | Commercial | Grocery | Existing | Water Heating | Natural Gas | Water Heater | E8 | RIM BC Ratio | 0 | 0 | 0 | 0 | 0 | 0 | 0 | 0 | 0 | 0 | 0 | 0 | 0 | 0 | 0 | 0 | 0 | 0 | 0 | 0 | 0 | 0 | 0 | 0 | 0 | 0 | 0 | 0 | 0 | 0
F5_Commercial_Grocery_Existing_Water Heating_Natural Gas_Water Heater_E9 | F5 | Commercial | Grocery | Existing | Water Heating | Natural Gas | Water Heater | E9 | RIM BC Ratio | 0 | 0 | 0 | 0 | 0 | 0 | 0 | 0 | 0 | 0 | 0 | 0 | 0 | 0 | 0 | 0 | 0 | 0 | 0 | 0 | 0 | 0 | 0 | 0 | 0 | 0 | 0 | 0 | 0 | 0
F5_Commercial_Grocery_Existing_Water Heating_Natural Gas_Water Heater_E10 | F5 | Commercial | Grocery | Existing | Water Heating | Natural Gas | Water Heater | E10 | RIM BC Ratio | 0 | 0 | 0 | 0 | 0 | 0 | 0 | 0 | 0 | 0 | 0 | 0 | 0 | 0 | 0 | 0 | 0 | 0 | 0 | 0 | 0 | 0 | 0 | 0 | 0 | 0 | 0 | 0 | 0 | 0
F0_Commercial_Grocery_Existing_Food Preparation_Natural Gas_Oven_E0 | F0 | Commercial | Grocery | Existing | Food Preparation | Natural Gas | Oven | E0 | Economic Unit | ENERGY STAR (>44% Baking Efficiency) | ENERGY STAR (>44% Baking Efficiency) | ENERGY STAR (>44% Baking Efficiency) | ENERGY STAR (>44% Baking Efficiency) | ENERGY STAR (>44% Baking Efficiency) | ENERGY STAR (>44% Baking Efficiency) | ENERGY STAR (>44% Baking Efficiency) | ENERGY STAR (>44% Baking Efficiency) | ENERGY STAR (>44% Baking Efficiency) | ENERGY STAR (>44% Baking Efficiency) | ENERGY STAR (>44% Baking Efficiency) | ENERGY STAR (>44% Baking Efficiency) | ENERGY STAR (>44% Baking Efficiency) | ENERGY STAR (>44% Baking Efficiency) | ENERGY STAR (>44% Baking Efficiency) | ENERGY STAR (>44% Baking Efficiency) | ENERGY STAR (>44% Baking Efficiency) | ENERGY STAR (>44% Baking Efficiency) | ENERGY STAR (>44% Baking Efficiency) | ENERGY STAR (>44% Baking Efficiency) | ENERGY STAR (>44% Baking Efficiency) | ENERGY STAR (>44% Baking Efficiency) | 0 | 0 | 0 | 0 | 0 | 0 | 0 | 0
F1_Commercial_Grocery_Existing_Food Preparation_Natural Gas_Oven_E1 | F1 | Commercial | Grocery | Existing | Food Preparation | Natural Gas | Oven | E1 | CCE | 0 | 0 | 0 | 0 | 0 | 0 | 0 | 0 | 0 | 0 | 0 | 0 | 0 | 0 | 0 | 0 | 0 | 0 | 0 | 0 | 0 | 0 | 0 | 0 | 0 | 0 | 0 | 0 | 0 | 0
F1_Commercial_Grocery_Existing_Food Preparation_Natural Gas_Oven_E2 | F1 | Commercial | Grocery | Existing | Food Preparation | Natural Gas | Oven | E2 | CCE | 0.00045896 | 0.00045896 | 0.00048217 | 0.00047484 | 0.00046772 | 0.00045882 | 0.00045757 | 0.00045463 | 0.00045189 | 0.00044776 | 0.00044712 | 0.00044507 | 0.00044323 | 0.00043973 | 0.00044019 | 0.00043885 | 0.00043753 | 0.00043464 | 0.00043549 | 0.00043464 | 0.000434 | 0.00043158 | 0 | 0 | 0 | 0 | 0 | 0 | 0 | 0
F1_Commercial_Grocery_Existing_Food Preparation_Natural Gas_Oven_E3 | F1 | Commercial | Grocery | Existing | Food Preparation | Natural Gas | Oven | E3 | CCE | 0 | 0 | 0 | 0 | 0 | 0 | 0 | 0 | 0 | 0 | 0 | 0 | 0 | 0 | 0 | 0 | 0 | 0 | 0 | 0 | 0 | 0 | 0 | 0 | 0 | 0 | 0 | 0 | 0 | 0
F1_Commercial_Grocery_Existing_Food Preparation_Natural Gas_Oven_E4 | F1 | Commercial | Grocery | Existing | Food Preparation | Natural Gas | Oven | E4 | CCE | 0 | 0 | 0 | 0 | 0 | 0 | 0 | 0 | 0 | 0 | 0 | 0 | 0 | 0 | 0 | 0 | 0 | 0 | 0 | 0 | 0 | 0 | 0 | 0 | 0 | 0 | 0 | 0 | 0 | 0
F1_Commercial_Grocery_Existing_Food Preparation_Natural Gas_Oven_E5 | F1 | Commercial | Grocery | Existing | Food Preparation | Natural Gas | Oven | E5 | CCE | 0 | 0 | 0 | 0 | 0 | 0 | 0 | 0 | 0 | 0 | 0 | 0 | 0 | 0 | 0 | 0 | 0 | 0 | 0 | 0 | 0 | 0 | 0 | 0 | 0 | 0 | 0 | 0 | 0 | 0
F1_Commercial_Grocery_Existing_Food Preparation_Natural Gas_Oven_E6 | F1 | Commercial | Grocery | Existing | Food Preparation | Natural Gas | Oven | E6 | CCE | 0 | 0 | 0 | 0 | 0 | 0 | 0 | 0 | 0 | 0 | 0 | 0 | 0 | 0 | 0 | 0 | 0 | 0 | 0 | 0 | 0 | 0 | 0 | 0 | 0 | 0 | 0 | 0 | 0 | 0
F1_Commercial_Grocery_Existing_Food Preparation_Natural Gas_Oven_E7 | F1 | Commercial | Grocery | Existing | Food Preparation | Natural Gas | Oven | E7 | CCE | 0 | 0 | 0 | 0 | 0 | 0 | 0 | 0 | 0 | 0 | 0 | 0 | 0 | 0 | 0 | 0 | 0 | 0 | 0 | 0 | 0 | 0 | 0 | 0 | 0 | 0 | 0 | 0 | 0 | 0
F1_Commercial_Grocery_Existing_Food Preparation_Natural Gas_Oven_E8 | F1 | Commercial | Grocery | Existing | Food Preparation | Natural Gas | Oven | E8 | CCE | 0 | 0 | 0 | 0 | 0 | 0 | 0 | 0 | 0 | 0 | 0 | 0 | 0 | 0 | 0 | 0 | 0 | 0 | 0 | 0 | 0 | 0 | 0 | 0 | 0 | 0 | 0 | 0 | 0 | 0
F1_Commercial_Grocery_Existing_Food Preparation_Natural Gas_Oven_E9 | F1 | Commercial | Grocery | Existing | Food Preparation | Natural Gas | Oven | E9 | CCE | 0 | 0 | 0 | 0 | 0 | 0 | 0 | 0 | 0 | 0 | 0 | 0 | 0 | 0 | 0 | 0 | 0 | 0 | 0 | 0 | 0 | 0 | 0 | 0 | 0 | 0 | 0 | 0 | 0 | 0
F1_Commercial_Grocery_Existing_Food Preparation_Natural Gas_Oven_E10 | F1 | Commercial | Grocery | Existing | Food Preparation | Natural Gas | Oven | E10 | CCE | 0 | 0 | 0 | 0 | 0 | 0 | 0 | 0 | 0 | 0 | 0 | 0 | 0 | 0 | 0 | 0 | 0 | 0 | 0 | 0 | 0 | 0 | 0 | 0 | 0 | 0 | 0 | 0 | 0 | 0
F2_Commercial_Grocery_Existing_Food Preparation_Natural Gas_Oven_E1 | F2 | Commercial | Grocery | Existing | Food Preparation | Natural Gas | Oven | E1 | TRC BC Ratio | 0.9 | 0.9 | 0.9 | 0.9 | 0.9 | 0.9 | 0.9 | 0.9 | 0.9 | 0.9 | 0.9 | 0.9 | 0.9 | 0.9 | 0.9 | 0.9 | 0.9 | 0.9 | 0.9 | 0.9 | 0.9 | 0.9 | 0 | 0 | 0 | 0 | 0 | 0 | 0 | 0
F2_Commercial_Grocery_Existing_Food Preparation_Natural Gas_Oven_E2 | F2 | Commercial | Grocery | Existing | Food Preparation | Natural Gas | Oven | E2 | TRC BC Ratio | 19.3861 | 19.5519 | 19.7505 | 20.079 | 20.517 | 21.0337 | 21.5085 | 21.9312 | 22.3413 | 22.739 | 23.1401 | 23.5301 | 23.8972 | 24.2648 | 24.6161 | 24.9765 | 25.3618 | 25.7498 | 26.141 | 26.5337 | 26.9222 | 27.305 | 0 | 0 | 0 | 0 | 0 | 0 | 0 | 0
F2_Commercial_Grocery_Existing_Food Preparation_Natural Gas_Oven_E3 | F2 | Commercial | Grocery | Existing | Food Preparation | Natural Gas | Oven | E3 | TRC BC Ratio | 0 | 0 | 0 | 0 | 0 | 0 | 0 | 0 | 0 | 0 | 0 | 0 | 0 | 0 | 0 | 0 | 0 | 0 | 0 | 0 | 0 | 0 | 0 | 0 | 0 | 0 | 0 | 0 | 0 | 0
F2_Commercial_Grocery_Existing_Food Preparation_Natural Gas_Oven_E4 | F2 | Commercial | Grocery | Existing | Food Preparation | Natural Gas | Oven | E4 | TRC BC Ratio | 0 | 0 | 0 | 0 | 0 | 0 | 0 | 0 | 0 | 0 | 0 | 0 | 0 | 0 | 0 | 0 | 0 | 0 | 0 | 0 | 0 | 0 | 0 | 0 | 0 | 0 | 0 | 0 | 0 | 0
F2_Commercial_Grocery_Existing_Food Preparation_Natural Gas_Oven_E5 | F2 | Commercial | Grocery | Existing | Food Preparation | Natural Gas | Oven | E5 | TRC BC Ratio | 0 | 0 | 0 | 0 | 0 | 0 | 0 | 0 | 0 | 0 | 0 | 0 | 0 | 0 | 0 | 0 | 0 | 0 | 0 | 0 | 0 | 0 | 0 | 0 | 0 | 0 | 0 | 0 | 0 | 0
F2_Commercial_Grocery_Existing_Food Preparation_Natural Gas_Oven_E6 | F2 | Commercial | Grocery | Existing | Food Preparation | Natural Gas | Oven | E6 | TRC BC Ratio | 0 | 0 | 0 | 0 | 0 | 0 | 0 | 0 | 0 | 0 | 0 | 0 | 0 | 0 | 0 | 0 | 0 | 0 | 0 | 0 | 0 | 0 | 0 | 0 | 0 | 0 | 0 | 0 | 0 | 0
F2_Commercial_Grocery_Existing_Food Preparation_Natural Gas_Oven_E7 | F2 | Commercial | Grocery | Existing | Food Preparation | Natural Gas | Oven | E7 | TRC BC Ratio | 0 | 0 | 0 | 0 | 0 | 0 | 0 | 0 | 0 | 0 | 0 | 0 | 0 | 0 | 0 | 0 | 0 | 0 | 0 | 0 | 0 | 0 | 0 | 0 | 0 | 0 | 0 | 0 | 0 | 0
F2_Commercial_Grocery_Existing_Food Preparation_Natural Gas_Oven_E8 | F2 | Commercial | Grocery | Existing | Food Preparation | Natural Gas | Oven | E8 | TRC BC Ratio | 0 | 0 | 0 | 0 | 0 | 0 | 0 | 0 | 0 | 0 | 0 | 0 | 0 | 0 | 0 | 0 | 0 | 0 | 0 | 0 | 0 | 0 | 0 | 0 | 0 | 0 | 0 | 0 | 0 | 0
F2_Commercial_Grocery_Existing_Food Preparation_Natural Gas_Oven_E9 | F2 | Commercial | Grocery | Existing | Food Preparation | Natural Gas | Oven | E9 | TRC BC Ratio | 0 | 0 | 0 | 0 | 0 | 0 | 0 | 0 | 0 | 0 | 0 | 0 | 0 | 0 | 0 | 0 | 0 | 0 | 0 | 0 | 0 | 0 | 0 | 0 | 0 | 0 | 0 | 0 | 0 | 0
F2_Commercial_Grocery_Existing_Food Preparation_Natural Gas_Oven_E10 | F2 | Commercial | Grocery | Existing | Food Preparation | Natural Gas | Oven | E10 | TRC BC Ratio | 0 | 0 | 0 | 0 | 0 | 0 | 0 | 0 | 0 | 0 | 0 | 0 | 0 | 0 | 0 | 0 | 0 | 0 | 0 | 0 | 0 | 0 | 0 | 0 | 0 | 0 | 0 | 0 | 0 | 0
F3_Commercial_Grocery_Existing_Food Preparation_Natural Gas_Oven_E1 | F3 | Commercial | Grocery | Existing | Food Preparation | Natural Gas | Oven | E1 | PACT BC Ratio | 0.9 | 0.9 | 0.9 | 0.9 | 0.9 | 0.9 | 0.9 | 0.9 | 0.9 | 0.9 | 0.9 | 0.9 | 0.9 | 0.9 | 0.9 | 0.9 | 0.9 | 0.9 | 0.9 | 0.9 | 0.9 | 0.9 | 0 | 0 | 0 | 0 | 0 | 0 | 0 | 0
F3_Commercial_Grocery_Existing_Food Preparation_Natural Gas_Oven_E2 | F3 | Commercial | Grocery | Existing | Food Preparation | Natural Gas | Oven | E2 | PACT BC Ratio | 19.3861 | 19.5519 | 19.7505 | 20.079 | 20.517 | 21.0337 | 21.5085 | 21.9312 | 22.3413 | 22.739 | 23.1401 | 23.5301 | 23.8972 | 24.2648 | 24.6161 | 24.9765 | 25.3618 | 25.7498 | 26.141 | 26.5337 | 26.9222 | 27.305 | 0 | 0 | 0 | 0 | 0 | 0 | 0 | 0
F3_Commercial_Grocery_Existing_Food Preparation_Natural Gas_Oven_E3 | F3 | Commercial | Grocery | Existing | Food Preparation | Natural Gas | Oven | E3 | PACT BC Ratio | 0 | 0 | 0 | 0 | 0 | 0 | 0 | 0 | 0 | 0 | 0 | 0 | 0 | 0 | 0 | 0 | 0 | 0 | 0 | 0 | 0 | 0 | 0 | 0 | 0 | 0 | 0 | 0 | 0 | 0
F3_Commercial_Grocery_Existing_Food Preparation_Natural Gas_Oven_E4 | F3 | Commercial | Grocery | Existing | Food Preparation | Natural Gas | Oven | E4 | PACT BC Ratio | 0 | 0 | 0 | 0 | 0 | 0 | 0 | 0 | 0 | 0 | 0 | 0 | 0 | 0 | 0 | 0 | 0 | 0 | 0 | 0 | 0 | 0 | 0 | 0 | 0 | 0 | 0 | 0 | 0 | 0
F3_Commercial_Grocery_Existing_Food Preparation_Natural Gas_Oven_E5 | F3 | Commercial | Grocery | Existing | Food Preparation | Natural Gas | Oven | E5 | PACT BC Ratio | 0 | 0 | 0 | 0 | 0 | 0 | 0 | 0 | 0 | 0 | 0 | 0 | 0 | 0 | 0 | 0 | 0 | 0 | 0 | 0 | 0 | 0 | 0 | 0 | 0 | 0 | 0 | 0 | 0 | 0
F3_Commercial_Grocery_Existing_Food Preparation_Natural Gas_Oven_E6 | F3 | Commercial | Grocery | Existing | Food Preparation | Natural Gas | Oven | E6 | PACT BC Ratio | 0 | 0 | 0 | 0 | 0 | 0 | 0 | 0 | 0 | 0 | 0 | 0 | 0 | 0 | 0 | 0 | 0 | 0 | 0 | 0 | 0 | 0 | 0 | 0 | 0 | 0 | 0 | 0 | 0 | 0
F3_Commercial_Grocery_Existing_Food Preparation_Natural Gas_Oven_E7 | F3 | Commercial | Grocery | Existing | Food Preparation | Natural Gas | Oven | E7 | PACT BC Ratio | 0 | 0 | 0 | 0 | 0 | 0 | 0 | 0 | 0 | 0 | 0 | 0 | 0 | 0 | 0 | 0 | 0 | 0 | 0 | 0 | 0 | 0 | 0 | 0 | 0 | 0 | 0 | 0 | 0 | 0
F3_Commercial_Grocery_Existing_Food Preparation_Natural Gas_Oven_E8 | F3 | Commercial | Grocery | Existing | Food Preparation | Natural Gas | Oven | E8 | PACT BC Ratio | 0 | 0 | 0 | 0 | 0 | 0 | 0 | 0 | 0 | 0 | 0 | 0 | 0 | 0 | 0 | 0 | 0 | 0 | 0 | 0 | 0 | 0 | 0 | 0 | 0 | 0 | 0 | 0 | 0 | 0
F3_Commercial_Grocery_Existing_Food Preparation_Natural Gas_Oven_E9 | F3 | Commercial | Grocery | Existing | Food Preparation | Natural Gas | Oven | E9 | PACT BC Ratio | 0 | 0 | 0 | 0 | 0 | 0 | 0 | 0 | 0 | 0 | 0 | 0 | 0 | 0 | 0 | 0 | 0 | 0 | 0 | 0 | 0 | 0 | 0 | 0 | 0 | 0 | 0 | 0 | 0 | 0
F3_Commercial_Grocery_Existing_Food Preparation_Natural Gas_Oven_E10 | F3 | Commercial | Grocery | Existing | Food Preparation | Natural Gas | Oven | E10 | PACT BC Ratio | 0 | 0 | 0 | 0 | 0 | 0 | 0 | 0 | 0 | 0 | 0 | 0 | 0 | 0 | 0 | 0 | 0 | 0 | 0 | 0 | 0 | 0 | 0 | 0 | 0 | 0 | 0 | 0 | 0 | 0
F4_Commercial_Grocery_Existing_Food Preparation_Natural Gas_Oven_E1 | F4 | Commercial | Grocery | Existing | Food Preparation | Natural Gas | Oven | E1 | PCT BC Ratio | 0.9 | 0.9 | 0.9 | 0.9 | 0.9 | 0.9 | 0.9 | 0.9 | 0.9 | 0.9 | 0.9 | 0.9 | 0.9 | 0.9 | 0.9 | 0.9 | 0.9 | 0.9 | 0.9 | 0.9 | 0.9 | 0.9 | 0 | 0 | 0 | 0 | 0 | 0 | 0 | 0
F4_Commercial_Grocery_Existing_Food Preparation_Natural Gas_Oven_E2 | F4 | Commercial | Grocery | Existing | Food Preparation | Natural Gas | Oven | E2 | PCT BC Ratio | 49.7741 | 50.1913 | 50.6909 | 51.5175 | 52.6194 | 53.9194 | 55.1139 | 56.1776 | 57.2092 | 58.2099 | 59.2191 | 60.2001 | 61.1237 | 62.0487 | 62.9326 | 63.8392 | 64.8088 | 65.7849 | 66.769 | 67.7572 | 68.7346 | 69.6977 | 0 | 0 | 0 | 0 | 0 | 0 | 0 | 0
F4_Commercial_Grocery_Existing_Food Preparation_Natural Gas_Oven_E3 | F4 | Commercial | Grocery | Existing | Food Preparation | Natural Gas | Oven | E3 | PCT BC Ratio | 0 | 0 | 0 | 0 | 0 | 0 | 0 | 0 | 0 | 0 | 0 | 0 | 0 | 0 | 0 | 0 | 0 | 0 | 0 | 0 | 0 | 0 | 0 | 0 | 0 | 0 | 0 | 0 | 0 | 0
F4_Commercial_Grocery_Existing_Food Preparation_Natural Gas_Oven_E4 | F4 | Commercial | Grocery | Existing | Food Preparation | Natural Gas | Oven | E4 | PCT BC Ratio | 0 | 0 | 0 | 0 | 0 | 0 | 0 | 0 | 0 | 0 | 0 | 0 | 0 | 0 | 0 | 0 | 0 | 0 | 0 | 0 | 0 | 0 | 0 | 0 | 0 | 0 | 0 | 0 | 0 | 0
F4_Commercial_Grocery_Existing_Food Preparation_Natural Gas_Oven_E5 | F4 | Commercial | Grocery | Existing | Food Preparation | Natural Gas | Oven | E5 | PCT BC Ratio | 0 | 0 | 0 | 0 | 0 | 0 | 0 | 0 | 0 | 0 | 0 | 0 | 0 | 0 | 0 | 0 | 0 | 0 | 0 | 0 | 0 | 0 | 0 | 0 | 0 | 0 | 0 | 0 | 0 | 0
F4_Commercial_Grocery_Existing_Food Preparation_Natural Gas_Oven_E6 | F4 | Commercial | Grocery | Existing | Food Preparation | Natural Gas | Oven | E6 | PCT BC Ratio | 0 | 0 | 0 | 0 | 0 | 0 | 0 | 0 | 0 | 0 | 0 | 0 | 0 | 0 | 0 | 0 | 0 | 0 | 0 | 0 | 0 | 0 | 0 | 0 | 0 | 0 | 0 | 0 | 0 | 0
F4_Commercial_Grocery_Existing_Food Preparation_Natural Gas_Oven_E7 | F4 | Commercial | Grocery | Existing | Food Preparation | Natural Gas | Oven | E7 | PCT BC Ratio | 0 | 0 | 0 | 0 | 0 | 0 | 0 | 0 | 0 | 0 | 0 | 0 | 0 | 0 | 0 | 0 | 0 | 0 | 0 | 0 | 0 | 0 | 0 | 0 | 0 | 0 | 0 | 0 | 0 | 0
F4_Commercial_Grocery_Existing_Food Preparation_Natural Gas_Oven_E8 | F4 | Commercial | Grocery | Existing | Food Preparation | Natural Gas | Oven | E8 | PCT BC Ratio | 0 | 0 | 0 | 0 | 0 | 0 | 0 | 0 | 0 | 0 | 0 | 0 | 0 | 0 | 0 | 0 | 0 | 0 | 0 | 0 | 0 | 0 | 0 | 0 | 0 | 0 | 0 | 0 | 0 | 0
F4_Commercial_Grocery_Existing_Food Preparation_Natural Gas_Oven_E9 | F4 | Commercial | Grocery | Existing | Food Preparation | Natural Gas | Oven | E9 | PCT BC Ratio | 0 | 0 | 0 | 0 | 0 | 0 | 0 | 0 | 0 | 0 | 0 | 0 | 0 | 0 | 0 | 0 | 0 | 0 | 0 | 0 | 0 | 0 | 0 | 0 | 0 | 0 | 0 | 0 | 0 | 0
F4_Commercial_Grocery_Existing_Food Preparation_Natural Gas_Oven_E10 | F4 | Commercial | Grocery | Existing | Food Preparation | Natural Gas | Oven | E10 | PCT BC Ratio | 0 | 0 | 0 | 0 | 0 | 0 | 0 | 0 | 0 | 0 | 0 | 0 | 0 | 0 | 0 | 0 | 0 | 0 | 0 | 0 | 0 | 0 | 0 | 0 | 0 | 0 | 0 | 0 | 0 | 0
F5_Commercial_Grocery_Existing_Food Preparation_Natural Gas_Oven_E1 | F5 | Commercial | Grocery | Existing | Food Preparation | Natural Gas | Oven | E1 | RIM BC Ratio | 0.9 | 0.9 | 0.9 | 0.9 | 0.9 | 0.9 | 0.9 | 0.9 | 0.9 | 0.9 | 0.9 | 0.9 | 0.9 | 0.9 | 0.9 | 0.9 | 0.9 | 0.9 | 0.9 | 0.9 | 0.9 | 0.9 | 0 | 0 | 0 | 0 | 0 | 0 | 0 | 0
F5_Commercial_Grocery_Existing_Food Preparation_Natural Gas_Oven_E2 | F5 | Commercial | Grocery | Existing | Food Preparation | Natural Gas | Oven | E2 | RIM BC Ratio | 0.80022 | 0.80051 | 0.80083 | 0.80137 | 0.80205 | 0.80282 | 0.8035 | 0.80408 | 0.80462 | 0.80513 | 0.80562 | 0.80608 | 0.80651 | 0.80692 | 0.80731 | 0.80769 | 0.80808 | 0.80847 | 0.80885 | 0.80922 | 0.80958 | 0.80992 | 0 | 0 | 0 | 0 | 0 | 0 | 0 | 0
F5_Commercial_Grocery_Existing_Food Preparation_Natural Gas_Oven_E3 | F5 | Commercial | Grocery | Existing | Food Preparation | Natural Gas | Oven | E3 | RIM BC Ratio | 0 | 0 | 0 | 0 | 0 | 0 | 0 | 0 | 0 | 0 | 0 | 0 | 0 | 0 | 0 | 0 | 0 | 0 | 0 | 0 | 0 | 0 | 0 | 0 | 0 | 0 | 0 | 0 | 0 | 0
F5_Commercial_Grocery_Existing_Food Preparation_Natural Gas_Oven_E4 | F5 | Commercial | Grocery | Existing | Food Preparation | Natural Gas | Oven | E4 | RIM BC Ratio | 0 | 0 | 0 | 0 | 0 | 0 | 0 | 0 | 0 | 0 | 0 | 0 | 0 | 0 | 0 | 0 | 0 | 0 | 0 | 0 | 0 | 0 | 0 | 0 | 0 | 0 | 0 | 0 | 0 | 0
F5_Commercial_Grocery_Existing_Food Preparation_Natural Gas_Oven_E5 | F5 | Commercial | Grocery | Existing | Food Preparation | Natural Gas | Oven | E5 | RIM BC Ratio | 0 | 0 | 0 | 0 | 0 | 0 | 0 | 0 | 0 | 0 | 0 | 0 | 0 | 0 | 0 | 0 | 0 | 0 | 0 | 0 | 0 | 0 | 0 | 0 | 0 | 0 | 0 | 0 | 0 | 0
F5_Commercial_Grocery_Existing_Food Preparation_Natural Gas_Oven_E6 | F5 | Commercial | Grocery | Existing | Food Preparation | Natural Gas | Oven | E6 | RIM BC Ratio | 0 | 0 | 0 | 0 | 0 | 0 | 0 | 0 | 0 | 0 | 0 | 0 | 0 | 0 | 0 | 0 | 0 | 0 | 0 | 0 | 0 | 0 | 0 | 0 | 0 | 0 | 0 | 0 | 0 | 0
F5_Commercial_Grocery_Existing_Food Preparation_Natural Gas_Oven_E7 | F5 | Commercial | Grocery | Existing | Food Preparation | Natural Gas | Oven | E7 | RIM BC Ratio | 0 | 0 | 0 | 0 | 0 | 0 | 0 | 0 | 0 | 0 | 0 | 0 | 0 | 0 | 0 | 0 | 0 | 0 | 0 | 0 | 0 | 0 | 0 | 0 | 0 | 0 | 0 | 0 | 0 | 0
F5_Commercial_Grocery_Existing_Food Preparation_Natural Gas_Oven_E8 | F5 | Commercial | Grocery | Existing | Food Preparation | Natural Gas | Oven | E8 | RIM BC Ratio | 0 | 0 | 0 | 0 | 0 | 0 | 0 | 0 | 0 | 0 | 0 | 0 | 0 | 0 | 0 | 0 | 0 | 0 | 0 | 0 | 0 | 0 | 0 | 0 | 0 | 0 | 0 | 0 | 0 | 0
F5_Commercial_Grocery_Existing_Food Preparation_Natural Gas_Oven_E9 | F5 | Commercial | Grocery | Existing | Food Preparation | Natural Gas | Oven | E9 | RIM BC Ratio | 0 | 0 | 0 | 0 | 0 | 0 | 0 | 0 | 0 | 0 | 0 | 0 | 0 | 0 | 0 | 0 | 0 | 0 | 0 | 0 | 0 | 0 | 0 | 0 | 0 | 0 | 0 | 0 | 0 | 0
F5_Commercial_Grocery_Existing_Food Preparation_Natural Gas_Oven_E10 | F5 | Commercial | Grocery | Existing | Food Preparation | Natural Gas | Oven | E10 | RIM BC Ratio | 0 | 0 | 0 | 0 | 0 | 0 | 0 | 0 | 0 | 0 | 0 | 0 | 0 | 0 | 0 | 0 | 0 | 0 | 0 | 0 | 0 | 0 | 0 | 0 | 0 | 0 | 0 | 0 | 0 | 0
F0_Commercial_Grocery_Existing_Food Preparation_Natural Gas_Conveyor Oven_E0 | F0 | Commercial | Grocery | Existing | Food Preparation | Natural Gas | Conveyor Oven | E0 | Economic Unit | Efficient (>44% Baking Efficiency) | Efficient (>44% Baking Efficiency) | Efficient (>44% Baking Efficiency) | Efficient (>44% Baking Efficiency) | Efficient (>44% Baking Efficiency) | Efficient (>44% Baking Efficiency) | Efficient (>44% Baking Efficiency) | Efficient (>44% Baking Efficiency) | Efficient (>44% Baking Efficiency) | Efficient (>44% Baking Efficiency) | Efficient (>44% Baking Efficiency) | Efficient (>44% Baking Efficiency) | Efficient (>44% Baking Efficiency) | Efficient (>44% Baking Efficiency) | Efficient (>44% Baking Efficiency) | Efficient (>44% Baking Efficiency) | Efficient (>44% Baking Efficiency) | Efficient (>44% Baking Efficiency) | Efficient (>44% Baking Efficiency) | Efficient (>44% Baking Efficiency) | Efficient (>44% Baking Efficiency) | Efficient (>44% Baking Efficiency) | 0 | 0 | 0 | 0 | 0 | 0 | 0 | 0
F1_Commercial_Grocery_Existing_Food Preparation_Natural Gas_Conveyor Oven_E1 | F1 | Commercial | Grocery | Existing | Food Preparation | Natural Gas | Conveyor Oven | E1 | CCE | 0 | 0 | 0 | 0 | 0 | 0 | 0 | 0 | 0 | 0 | 0 | 0 | 0 | 0 | 0 | 0 | 0 | 0 | 0 | 0 | 0 | 0 | 0 | 0 | 0 | 0 | 0 | 0 | 0 | 0
F1_Commercial_Grocery_Existing_Food Preparation_Natural Gas_Conveyor Oven_E2 | F1 | Commercial | Grocery | Existing | Food Preparation | Natural Gas | Conveyor Oven | E2 | CCE | 0.0034054 | 0.0034054 | 0.0035776 | 0.0035232 | 0.0034703 | 0.0034043 | 0.003395 | 0.0033732 | 0.0033529 | 0.0033223 | 0.0033175 | 0.0033023 | 0.0032887 | 0.0032626 | 0.0032661 | 0.0032561 | 0.0032463 | 0.0032249 | 0.0032312 | 0.0032249 | 0.0032202 | 0.0032022 | 0 | 0 | 0 | 0 | 0 | 0 | 0 | 0
F1_Commercial_Grocery_Existing_Food Preparation_Natural Gas_Conveyor Oven_E3 | F1 | Commercial | Grocery | Existing | Food Preparation | Natural Gas | Conveyor Oven | E3 | CCE | 0 | 0 | 0 | 0 | 0 | 0 | 0 | 0 | 0 | 0 | 0 | 0 | 0 | 0 | 0 | 0 | 0 | 0 | 0 | 0 | 0 | 0 | 0 | 0 | 0 | 0 | 0 | 0 | 0 | 0
F1_Commercial_Grocery_Existing_Food Preparation_Natural Gas_Conveyor Oven_E4 | F1 | Commercial | Grocery | Existing | Food Preparation | Natural Gas | Conveyor Oven | E4 | CCE | 0 | 0 | 0 | 0 | 0 | 0 | 0 | 0 | 0 | 0 | 0 | 0 | 0 | 0 | 0 | 0 | 0 | 0 | 0 | 0 | 0 | 0 | 0 | 0 | 0 | 0 | 0 | 0 | 0 | 0
F1_Commercial_Grocery_Existing_Food Preparation_Natural Gas_Conveyor Oven_E5 | F1 | Commercial | Grocery | Existing | Food Preparation | Natural Gas | Conveyor Oven | E5 | CCE | 0 | 0 | 0 | 0 | 0 | 0 | 0 | 0 | 0 | 0 | 0 | 0 | 0 | 0 | 0 | 0 | 0 | 0 | 0 | 0 | 0 | 0 | 0 | 0 | 0 | 0 | 0 | 0 | 0 | 0
F1_Commercial_Grocery_Existing_Food Preparation_Natural Gas_Conveyor Oven_E6 | F1 | Commercial | Grocery | Existing | Food Preparation | Natural Gas | Conveyor Oven | E6 | CCE | 0 | 0 | 0 | 0 | 0 | 0 | 0 | 0 | 0 | 0 | 0 | 0 | 0 | 0 | 0 | 0 | 0 | 0 | 0 | 0 | 0 | 0 | 0 | 0 | 0 | 0 | 0 | 0 | 0 | 0
F1_Commercial_Grocery_Existing_Food Preparation_Natural Gas_Conveyor Oven_E7 | F1 | Commercial | Grocery | Existing | Food Preparation | Natural Gas | Conveyor Oven | E7 | CCE | 0 | 0 | 0 | 0 | 0 | 0 | 0 | 0 | 0 | 0 | 0 | 0 | 0 | 0 | 0 | 0 | 0 | 0 | 0 | 0 | 0 | 0 | 0 | 0 | 0 | 0 | 0 | 0 | 0 | 0
F1_Commercial_Grocery_Existing_Food Preparation_Natural Gas_Conveyor Oven_E8 | F1 | Commercial | Grocery | Existing | Food Preparation | Natural Gas | Conveyor Oven | E8 | CCE | 0 | 0 | 0 | 0 | 0 | 0 | 0 | 0 | 0 | 0 | 0 | 0 | 0 | 0 | 0 | 0 | 0 | 0 | 0 | 0 | 0 | 0 | 0 | 0 | 0 | 0 | 0 | 0 | 0 | 0
F1_Commercial_Grocery_Existing_Food Preparation_Natural Gas_Conveyor Oven_E9 | F1 | Commercial | Grocery | Existing | Food Preparation | Natural Gas | Conveyor Oven | E9 | CCE | 0 | 0 | 0 | 0 | 0 | 0 | 0 | 0 | 0 | 0 | 0 | 0 | 0 | 0 | 0 | 0 | 0 | 0 | 0 | 0 | 0 | 0 | 0 | 0 | 0 | 0 | 0 | 0 | 0 | 0
F1_Commercial_Grocery_Existing_Food Preparation_Natural Gas_Conveyor Oven_E10 | F1 | Commercial | Grocery | Existing | Food Preparation | Natural Gas | Conveyor Oven | E10 | CCE | 0 | 0 | 0 | 0 | 0 | 0 | 0 | 0 | 0 | 0 | 0 | 0 | 0 | 0 | 0 | 0 | 0 | 0 | 0 | 0 | 0 | 0 | 0 | 0 | 0 | 0 | 0 | 0 | 0 | 0
F2_Commercial_Grocery_Existing_Food Preparation_Natural Gas_Conveyor Oven_E1 | F2 | Commercial | Grocery | Existing | Food Preparation | Natural Gas | Conveyor Oven | E1 | TRC BC Ratio | 0.9 | 0.9 | 0.9 | 0.9 | 0.9 | 0.9 | 0.9 | 0.9 | 0.9 | 0.9 | 0.9 | 0.9 | 0.9 | 0.9 | 0.9 | 0.9 | 0.9 | 0.9 | 0.9 | 0.9 | 0.9 | 0.9 | 0 | 0 | 0 | 0 | 0 | 0 | 0 | 0
F2_Commercial_Grocery_Existing_Food Preparation_Natural Gas_Conveyor Oven_E2 | F2 | Commercial | Grocery | Existing | Food Preparation | Natural Gas | Conveyor Oven | E2 | TRC BC Ratio | 2.7176 | 2.748 | 2.7824 | 2.8311 | 2.8898 | 2.9554 | 3.0153 | 3.0676 | 3.1163 | 3.1654 | 3.2167 | 3.269 | 3.3215 | 3.3766 | 3.4303 | 3.4854 | 3.5434 | 3.602 | 3.6613 | 3.7212 | 3.781 | 3.8406 | 0 | 0 | 0 | 0 | 0 | 0 | 0 | 0
F2_Commercial_Grocery_Existing_Food Preparation_Natural Gas_Conveyor Oven_E3 | F2 | Commercial | Grocery | Existing | Food Preparation | Natural Gas | Conveyor Oven | E3 | TRC BC Ratio | 0 | 0 | 0 | 0 | 0 | 0 | 0 | 0 | 0 | 0 | 0 | 0 | 0 | 0 | 0 | 0 | 0 | 0 | 0 | 0 | 0 | 0 | 0 | 0 | 0 | 0 | 0 | 0 | 0 | 0
F2_Commercial_Grocery_Existing_Food Preparation_Natural Gas_Conveyor Oven_E4 | F2 | Commercial | Grocery | Existing | Food Preparation | Natural Gas | Conveyor Oven | E4 | TRC BC Ratio | 0 | 0 | 0 | 0 | 0 | 0 | 0 | 0 | 0 | 0 | 0 | 0 | 0 | 0 | 0 | 0 | 0 | 0 | 0 | 0 | 0 | 0 | 0 | 0 | 0 | 0 | 0 | 0 | 0 | 0
F2_Commercial_Grocery_Existing_Food Preparation_Natural Gas_Conveyor Oven_E5 | F2 | Commercial | Grocery | Existing | Food Preparation | Natural Gas | Conveyor Oven | E5 | TRC BC Ratio | 0 | 0 | 0 | 0 | 0 | 0 | 0 | 0 | 0 | 0 | 0 | 0 | 0 | 0 | 0 | 0 | 0 | 0 | 0 | 0 | 0 | 0 | 0 | 0 | 0 | 0 | 0 | 0 | 0 | 0
F2_Commercial_Grocery_Existing_Food Preparation_Natural Gas_Conveyor Oven_E6 | F2 | Commercial | Grocery | Existing | Food Preparation | Natural Gas | Conveyor Oven | E6 | TRC BC Ratio | 0 | 0 | 0 | 0 | 0 | 0 | 0 | 0 | 0 | 0 | 0 | 0 | 0 | 0 | 0 | 0 | 0 | 0 | 0 | 0 | 0 | 0 | 0 | 0 | 0 | 0 | 0 | 0 | 0 | 0
F2_Commercial_Grocery_Existing_Food Preparation_Natural Gas_Conveyor Oven_E7 | F2 | Commercial | Grocery | Existing | Food Preparation | Natural Gas | Conveyor Oven | E7 | TRC BC Ratio | 0 | 0 | 0 | 0 | 0 | 0 | 0 | 0 | 0 | 0 | 0 | 0 | 0 | 0 | 0 | 0 | 0 | 0 | 0 | 0 | 0 | 0 | 0 | 0 | 0 | 0 | 0 | 0 | 0 | 0
F2_Commercial_Grocery_Existing_Food Preparation_Natural Gas_Conveyor Oven_E8 | F2 | Commercial | Grocery | Existing | Food Preparation | Natural Gas | Conveyor Oven | E8 | TRC BC Ratio | 0 | 0 | 0 | 0 | 0 | 0 | 0 | 0 | 0 | 0 | 0 | 0 | 0 | 0 | 0 | 0 | 0 | 0 | 0 | 0 | 0 | 0 | 0 | 0 | 0 | 0 | 0 | 0 | 0 | 0
F2_Commercial_Grocery_Existing_Food Preparation_Natural Gas_Conveyor Oven_E9 | F2 | Commercial | Grocery | Existing | Food Preparation | Natural Gas | Conveyor Oven | E9 | TRC BC Ratio | 0 | 0 | 0 | 0 | 0 | 0 | 0 | 0 | 0 | 0 | 0 | 0 | 0 | 0 | 0 | 0 | 0 | 0 | 0 | 0 | 0 | 0 | 0 | 0 | 0 | 0 | 0 | 0 | 0 | 0
F2_Commercial_Grocery_Existing_Food Preparation_Natural Gas_Conveyor Oven_E10 | F2 | Commercial | Grocery | Existing | Food Preparation | Natural Gas | Conveyor Oven | E10 | TRC BC Ratio | 0 | 0 | 0 | 0 | 0 | 0 | 0 | 0 | 0 | 0 | 0 | 0 | 0 | 0 | 0 | 0 | 0 | 0 | 0 | 0 | 0 | 0 | 0 | 0 | 0 | 0 | 0 | 0 | 0 | 0
F3_Commercial_Grocery_Existing_Food Preparation_Natural Gas_Conveyor Oven_E1 | F3 | Commercial | Grocery | Existing | Food Preparation | Natural Gas | Conveyor Oven | E1 | PACT BC Ratio | 0.9 | 0.9 | 0.9 | 0.9 | 0.9 | 0.9 | 0.9 | 0.9 | 0.9 | 0.9 | 0.9 | 0.9 | 0.9 | 0.9 | 0.9 | 0.9 | 0.9 | 0.9 | 0.9 | 0.9 | 0.9 | 0.9 | 0 | 0 | 0 | 0 | 0 | 0 | 0 | 0
F3_Commercial_Grocery_Existing_Food Preparation_Natural Gas_Conveyor Oven_E2 | F3 | Commercial | Grocery | Existing | Food Preparation | Natural Gas | Conveyor Oven | E2 | PACT BC Ratio | 6.4385 | 6.5104 | 6.5921 | 6.7074 | 6.8464 | 7.002 | 7.1438 | 7.2678 | 7.3831 | 7.4995 | 7.621 | 7.745 | 7.8692 | 7.9997 | 8.1271 | 8.2575 | 8.3949 | 8.5337 | 8.6743 | 8.8161 | 8.9578 | 9.0991 | 0 | 0 | 0 | 0 | 0 | 0 | 0 | 0
F3_Commercial_Grocery_Existing_Food Preparation_Natural Gas_Conveyor Oven_E3 | F3 | Commercial | Grocery | Existing | Food Preparation | Natural Gas | Conveyor Oven | E3 | PACT BC Ratio | 0 | 0 | 0 | 0 | 0 | 0 | 0 | 0 | 0 | 0 | 0 | 0 | 0 | 0 | 0 | 0 | 0 | 0 | 0 | 0 | 0 | 0 | 0 | 0 | 0 | 0 | 0 | 0 | 0 | 0
F3_Commercial_Grocery_Existing_Food Preparation_Natural Gas_Conveyor Oven_E4 | F3 | Commercial | Grocery | Existing | Food Preparation | Natural Gas | Conveyor Oven | E4 | PACT BC Ratio | 0 | 0 | 0 | 0 | 0 | 0 | 0 | 0 | 0 | 0 | 0 | 0 | 0 | 0 | 0 | 0 | 0 | 0 | 0 | 0 | 0 | 0 | 0 | 0 | 0 | 0 | 0 | 0 | 0 | 0
F3_Commercial_Grocery_Existing_Food Preparation_Natural Gas_Conveyor Oven_E5 | F3 | Commercial | Grocery | Existing | Food Preparation | Natural Gas | Conveyor Oven | E5 | PACT BC Ratio | 0 | 0 | 0 | 0 | 0 | 0 | 0 | 0 | 0 | 0 | 0 | 0 | 0 | 0 | 0 | 0 | 0 | 0 | 0 | 0 | 0 | 0 | 0 | 0 | 0 | 0 | 0 | 0 | 0 | 0
F3_Commercial_Grocery_Existing_Food Preparation_Natural Gas_Conveyor Oven_E6 | F3 | Commercial | Grocery | Existing | Food Preparation | Natural Gas | Conveyor Oven | E6 | PACT BC Ratio | 0 | 0 | 0 | 0 | 0 | 0 | 0 | 0 | 0 | 0 | 0 | 0 | 0 | 0 | 0 | 0 | 0 | 0 | 0 | 0 | 0 | 0 | 0 | 0 | 0 | 0 | 0 | 0 | 0 | 0
F3_Commercial_Grocery_Existing_Food Preparation_Natural Gas_Conveyor Oven_E7 | F3 | Commercial | Grocery | Existing | Food Preparation | Natural Gas | Conveyor Oven | E7 | PACT BC Ratio | 0 | 0 | 0 | 0 | 0 | 0 | 0 | 0 | 0 | 0 | 0 | 0 | 0 | 0 | 0 | 0 | 0 | 0 | 0 | 0 | 0 | 0 | 0 | 0 | 0 | 0 | 0 | 0 | 0 | 0
F3_Commercial_Grocery_Existing_Food Preparation_Natural Gas_Conveyor Oven_E8 | F3 | Commercial | Grocery | Existing | Food Preparation | Natural Gas | Conveyor Oven | E8 | PACT BC Ratio | 0 | 0 | 0 | 0 | 0 | 0 | 0 | 0 | 0 | 0 | 0 | 0 | 0 | 0 | 0 | 0 | 0 | 0 | 0 | 0 | 0 | 0 | 0 | 0 | 0 | 0 | 0 | 0 | 0 | 0
F3_Commercial_Grocery_Existing_Food Preparation_Natural Gas_Conveyor Oven_E9 | F3 | Commercial | Grocery | Existing | Food Preparation | Natural Gas | Conveyor Oven | E9 | PACT BC Ratio | 0 | 0 | 0 | 0 | 0 | 0 | 0 | 0 | 0 | 0 | 0 | 0 | 0 | 0 | 0 | 0 | 0 | 0 | 0 | 0 | 0 | 0 | 0 | 0 | 0 | 0 | 0 | 0 | 0 | 0
F3_Commercial_Grocery_Existing_Food Preparation_Natural Gas_Conveyor Oven_E10 | F3 | Commercial | Grocery | Existing | Food Preparation | Natural Gas | Conveyor Oven | E10 | PACT BC Ratio | 0 | 0 | 0 | 0 | 0 | 0 | 0 | 0 | 0 | 0 | 0 | 0 | 0 | 0 | 0 | 0 | 0 | 0 | 0 | 0 | 0 | 0 | 0 | 0 | 0 | 0 | 0 | 0 | 0 | 0
F4_Commercial_Grocery_Existing_Food Preparation_Natural Gas_Conveyor Oven_E1 | F4 | Commercial | Grocery | Existing | Food Preparation | Natural Gas | Conveyor Oven | E1 | PCT BC Ratio | 0.9 | 0.9 | 0.9 | 0.9 | 0.9 | 0.9 | 0.9 | 0.9 | 0.9 | 0.9 | 0.9 | 0.9 | 0.9 | 0.9 | 0.9 | 0.9 | 0.9 | 0.9 | 0.9 | 0.9 | 0.9 | 0.9 | 0 | 0 | 0 | 0 | 0 | 0 | 0 | 0
F4_Commercial_Grocery_Existing_Food Preparation_Natural Gas_Conveyor Oven_E2 | F4 | Commercial | Grocery | Existing | Food Preparation | Natural Gas | Conveyor Oven | E2 | PCT BC Ratio | 4.4381 | 4.4848 | 4.5378 | 4.6126 | 4.7029 | 4.8039 | 4.896 | 4.9765 | 5.0514 | 5.1269 | 5.2058 | 5.2863 | 5.3669 | 5.4517 | 5.5344 | 5.619 | 5.7082 | 5.7984 | 5.8896 | 5.9817 | 6.0737 | 6.1654 | 0 | 0 | 0 | 0 | 0 | 0 | 0 | 0
F4_Commercial_Grocery_Existing_Food Preparation_Natural Gas_Conveyor Oven_E3 | F4 | Commercial | Grocery | Existing | Food Preparation | Natural Gas | Conveyor Oven | E3 | PCT BC Ratio | 0 | 0 | 0 | 0 | 0 | 0 | 0 | 0 | 0 | 0 | 0 | 0 | 0 | 0 | 0 | 0 | 0 | 0 | 0 | 0 | 0 | 0 | 0 | 0 | 0 | 0 | 0 | 0 | 0 | 0
F4_Commercial_Grocery_Existing_Food Preparation_Natural Gas_Conveyor Oven_E4 | F4 | Commercial | Grocery | Existing | Food Preparation | Natural Gas | Conveyor Oven | E4 | PCT BC Ratio | 0 | 0 | 0 | 0 | 0 | 0 | 0 | 0 | 0 | 0 | 0 | 0 | 0 | 0 | 0 | 0 | 0 | 0 | 0 | 0 | 0 | 0 | 0 | 0 | 0 | 0 | 0 | 0 | 0 | 0
F4_Commercial_Grocery_Existing_Food Preparation_Natural Gas_Conveyor Oven_E5 | F4 | Commercial | Grocery | Existing | Food Preparation | Natural Gas | Conveyor Oven | E5 | PCT BC Ratio | 0 | 0 | 0 | 0 | 0 | 0 | 0 | 0 | 0 | 0 | 0 | 0 | 0 | 0 | 0 | 0 | 0 | 0 | 0 | 0 | 0 | 0 | 0 | 0 | 0 | 0 | 0 | 0 | 0 | 0
F4_Commercial_Grocery_Existing_Food Preparation_Natural Gas_Conveyor Oven_E6 | F4 | Commercial | Grocery | Existing | Food Preparation | Natural Gas | Conveyor Oven | E6 | PCT BC Ratio | 0 | 0 | 0 | 0 | 0 | 0 | 0 | 0 | 0 | 0 | 0 | 0 | 0 | 0 | 0 | 0 | 0 | 0 | 0 | 0 | 0 | 0 | 0 | 0 | 0 | 0 | 0 | 0 | 0 | 0
F4_Commercial_Grocery_Existing_Food Preparation_Natural Gas_Conveyor Oven_E7 | F4 | Commercial | Grocery | Existing | Food Preparation | Natural Gas | Conveyor Oven | E7 | PCT BC Ratio | 0 | 0 | 0 | 0 | 0 | 0 | 0 | 0 | 0 | 0 | 0 | 0 | 0 | 0 | 0 | 0 | 0 | 0 | 0 | 0 | 0 | 0 | 0 | 0 | 0 | 0 | 0 | 0 | 0 | 0
F4_Commercial_Grocery_Existing_Food Preparation_Natural Gas_Conveyor Oven_E8 | F4 | Commercial | Grocery | Existing | Food Preparation | Natural Gas | Conveyor Oven | E8 | PCT BC Ratio | 0 | 0 | 0 | 0 | 0 | 0 | 0 | 0 | 0 | 0 | 0 | 0 | 0 | 0 | 0 | 0 | 0 | 0 | 0 | 0 | 0 | 0 | 0 | 0 | 0 | 0 | 0 | 0 | 0 | 0
F4_Commercial_Grocery_Existing_Food Preparation_Natural Gas_Conveyor Oven_E9 | F4 | Commercial | Grocery | Existing | Food Preparation | Natural Gas | Conveyor Oven | E9 | PCT BC Ratio | 0 | 0 | 0 | 0 | 0 | 0 | 0 | 0 | 0 | 0 | 0 | 0 | 0 | 0 | 0 | 0 | 0 | 0 | 0 | 0 | 0 | 0 | 0 | 0 | 0 | 0 | 0 | 0 | 0 | 0
F4_Commercial_Grocery_Existing_Food Preparation_Natural Gas_Conveyor Oven_E10 | F4 | Commercial | Grocery | Existing | Food Preparation | Natural Gas | Conveyor Oven | E10 | PCT BC Ratio | 0 | 0 | 0 | 0 | 0 | 0 | 0 | 0 | 0 | 0 | 0 | 0 | 0 | 0 | 0 | 0 | 0 | 0 | 0 | 0 | 0 | 0 | 0 | 0 | 0 | 0 | 0 | 0 | 0 | 0
F5_Commercial_Grocery_Existing_Food Preparation_Natural Gas_Conveyor Oven_E1 | F5 | Commercial | Grocery | Existing | Food Preparation | Natural Gas | Conveyor Oven | E1 | RIM BC Ratio | 0.9 | 0.9 | 0.9 | 0.9 | 0.9 | 0.9 | 0.9 | 0.9 | 0.9 | 0.9 | 0.9 | 0.9 | 0.9 | 0.9 | 0.9 | 0.9 | 0.9 | 0.9 | 0.9 | 0.9 | 0.9 | 0.9 | 0 | 0 | 0 | 0 | 0 | 0 | 0 | 0
F5_Commercial_Grocery_Existing_Food Preparation_Natural Gas_Conveyor Oven_E2 | F5 | Commercial | Grocery | Existing | Food Preparation | Natural Gas | Conveyor Oven | E2 | RIM BC Ratio | 0.73889 | 0.73983 | 0.74087 | 0.74231 | 0.74398 | 0.74578 | 0.74736 | 0.74869 | 0.7499 | 0.75108 | 0.75229 | 0.75348 | 0.75464 | 0.75582 | 0.75694 | 0.75805 | 0.75919 | 0.76031 | 0.76141 | 0.76249 | 0.76353 | 0.76455 | 0 | 0 | 0 | 0 | 0 | 0 | 0 | 0
F5_Commercial_Grocery_Existing_Food Preparation_Natural Gas_Conveyor Oven_E3 | F5 | Commercial | Grocery | Existing | Food Preparation | Natural Gas | Conveyor Oven | E3 | RIM BC Ratio | 0 | 0 | 0 | 0 | 0 | 0 | 0 | 0 | 0 | 0 | 0 | 0 | 0 | 0 | 0 | 0 | 0 | 0 | 0 | 0 | 0 | 0 | 0 | 0 | 0 | 0 | 0 | 0 | 0 | 0
F5_Commercial_Grocery_Existing_Food Preparation_Natural Gas_Conveyor Oven_E4 | F5 | Commercial | Grocery | Existing | Food Preparation | Natural Gas | Conveyor Oven | E4 | RIM BC Ratio | 0 | 0 | 0 | 0 | 0 | 0 | 0 | 0 | 0 | 0 | 0 | 0 | 0 | 0 | 0 | 0 | 0 | 0 | 0 | 0 | 0 | 0 | 0 | 0 | 0 | 0 | 0 | 0 | 0 | 0
F5_Commercial_Grocery_Existing_Food Preparation_Natural Gas_Conveyor Oven_E5 | F5 | Commercial | Grocery | Existing | Food Preparation | Natural Gas | Conveyor Oven | E5 | RIM BC Ratio | 0 | 0 | 0 | 0 | 0 | 0 | 0 | 0 | 0 | 0 | 0 | 0 | 0 | 0 | 0 | 0 | 0 | 0 | 0 | 0 | 0 | 0 | 0 | 0 | 0 | 0 | 0 | 0 | 0 | 0
F5_Commercial_Grocery_Existing_Food Preparation_Natural Gas_Conveyor Oven_E6 | F5 | Commercial | Grocery | Existing | Food Preparation | Natural Gas | Conveyor Oven | E6 | RIM BC Ratio | 0 | 0 | 0 | 0 | 0 | 0 | 0 | 0 | 0 | 0 | 0 | 0 | 0 | 0 | 0 | 0 | 0 | 0 | 0 | 0 | 0 | 0 | 0 | 0 | 0 | 0 | 0 | 0 | 0 | 0
F5_Commercial_Grocery_Existing_Food Preparation_Natural Gas_Conveyor Oven_E7 | F5 | Commercial | Grocery | Existing | Food Preparation | Natural Gas | Conveyor Oven | E7 | RIM BC Ratio | 0 | 0 | 0 | 0 | 0 | 0 | 0 | 0 | 0 | 0 | 0 | 0 | 0 | 0 | 0 | 0 | 0 | 0 | 0 | 0 | 0 | 0 | 0 | 0 | 0 | 0 | 0 | 0 | 0 | 0
F5_Commercial_Grocery_Existing_Food Preparation_Natural Gas_Conveyor Oven_E8 | F5 | Commercial | Grocery | Existing | Food Preparation | Natural Gas | Conveyor Oven | E8 | RIM BC Ratio | 0 | 0 | 0 | 0 | 0 | 0 | 0 | 0 | 0 | 0 | 0 | 0 | 0 | 0 | 0 | 0 | 0 | 0 | 0 | 0 | 0 | 0 | 0 | 0 | 0 | 0 | 0 | 0 | 0 | 0
F5_Commercial_Grocery_Existing_Food Preparation_Natural Gas_Conveyor Oven_E9 | F5 | Commercial | Grocery | Existing | Food Preparation | Natural Gas | Conveyor Oven | E9 | RIM BC Ratio | 0 | 0 | 0 | 0 | 0 | 0 | 0 | 0 | 0 | 0 | 0 | 0 | 0 | 0 | 0 | 0 | 0 | 0 | 0 | 0 | 0 | 0 | 0 | 0 | 0 | 0 | 0 | 0 | 0 | 0
F5_Commercial_Grocery_Existing_Food Preparation_Natural Gas_Conveyor Oven_E10 | F5 | Commercial | Grocery | Existing | Food Preparation | Natural Gas | Conveyor Oven | E10 | RIM BC Ratio | 0 | 0 | 0 | 0 | 0 | 0 | 0 | 0 | 0 | 0 | 0 | 0 | 0 | 0 | 0 | 0 | 0 | 0 | 0 | 0 | 0 | 0 | 0 | 0 | 0 | 0 | 0 | 0 | 0 | 0
F0_Commercial_Grocery_Existing_Food Preparation_Natural Gas_Double Rack Oven_E0 | F0 | Commercial | Grocery | Existing | Food Preparation | Natural Gas | Double Rack Oven | E0 | Economic Unit | FTSC Qualified (>50% Cooking Efficiency) | FTSC Qualified (>50% Cooking Efficiency) | FTSC Qualified (>50% Cooking Efficiency) | FTSC Qualified (>50% Cooking Efficiency) | FTSC Qualified (>50% Cooking Efficiency) | FTSC Qualified (>50% Cooking Efficiency) | FTSC Qualified (>50% Cooking Efficiency) | FTSC Qualified (>50% Cooking Efficiency) | FTSC Qualified (>50% Cooking Efficiency) | FTSC Qualified (>50% Cooking Efficiency) | FTSC Qualified (>50% Cooking Efficiency) | FTSC Qualified (>50% Cooking Efficiency) | FTSC Qualified (>50% Cooking Efficiency) | FTSC Qualified (>50% Cooking Efficiency) | FTSC Qualified (>50% Cooking Efficiency) | FTSC Qualified (>50% Cooking Efficiency) | FTSC Qualified (>50% Cooking Efficiency) | FTSC Qualified (>50% Cooking Efficiency) | FTSC Qualified (>50% Cooking Efficiency) | FTSC Qualified (>50% Cooking Efficiency) | FTSC Qualified (>50% Cooking Efficiency) | FTSC Qualified (>50% Cooking Efficiency) | 0 | 0 | 0 | 0 | 0 | 0 | 0 | 0
F1_Commercial_Grocery_Existing_Food Preparation_Natural Gas_Double Rack Oven_E1 | F1 | Commercial | Grocery | Existing | Food Preparation | Natural Gas | Double Rack Oven | E1 | CCE | 0 | 0 | 0 | 0 | 0 | 0 | 0 | 0 | 0 | 0 | 0 | 0 | 0 | 0 | 0 | 0 | 0 | 0 | 0 | 0 | 0 | 0 | 0 | 0 | 0 | 0 | 0 | 0 | 0 | 0
F1_Commercial_Grocery_Existing_Food Preparation_Natural Gas_Double Rack Oven_E2 | F1 | Commercial | Grocery | Existing | Food Preparation | Natural Gas | Double Rack Oven | E2 | CCE | 0.0030138 | 0.0030138 | 0.0031663 | 0.0031181 | 0.0030713 | 0.0030129 | 0.0030047 | 0.0029854 | 0.0029674 | 0.0029403 | 0.0029361 | 0.0029226 | 0.0029105 | 0.0028875 | 0.0028906 | 0.0028817 | 0.0028731 | 0.0028541 | 0.0028597 | 0.0028541 | 0.0028499 | 0.002834 | 0 | 0 | 0 | 0 | 0 | 0 | 0 | 0
F1_Commercial_Grocery_Existing_Food Preparation_Natural Gas_Double Rack Oven_E3 | F1 | Commercial | Grocery | Existing | Food Preparation | Natural Gas | Double Rack Oven | E3 | CCE | 0 | 0 | 0 | 0 | 0 | 0 | 0 | 0 | 0 | 0 | 0 | 0 | 0 | 0 | 0 | 0 | 0 | 0 | 0 | 0 | 0 | 0 | 0 | 0 | 0 | 0 | 0 | 0 | 0 | 0
F1_Commercial_Grocery_Existing_Food Preparation_Natural Gas_Double Rack Oven_E4 | F1 | Commercial | Grocery | Existing | Food Preparation | Natural Gas | Double Rack Oven | E4 | CCE | 0 | 0 | 0 | 0 | 0 | 0 | 0 | 0 | 0 | 0 | 0 | 0 | 0 | 0 | 0 | 0 | 0 | 0 | 0 | 0 | 0 | 0 | 0 | 0 | 0 | 0 | 0 | 0 | 0 | 0
F1_Commercial_Grocery_Existing_Food Preparation_Natural Gas_Double Rack Oven_E5 | F1 | Commercial | Grocery | Existing | Food Preparation | Natural Gas | Double Rack Oven | E5 | CCE | 0 | 0 | 0 | 0 | 0 | 0 | 0 | 0 | 0 | 0 | 0 | 0 | 0 | 0 | 0 | 0 | 0 | 0 | 0 | 0 | 0 | 0 | 0 | 0 | 0 | 0 | 0 | 0 | 0 | 0
F1_Commercial_Grocery_Existing_Food Preparation_Natural Gas_Double Rack Oven_E6 | F1 | Commercial | Grocery | Existing | Food Preparation | Natural Gas | Double Rack Oven | E6 | CCE | 0 | 0 | 0 | 0 | 0 | 0 | 0 | 0 | 0 | 0 | 0 | 0 | 0 | 0 | 0 | 0 | 0 | 0 | 0 | 0 | 0 | 0 | 0 | 0 | 0 | 0 | 0 | 0 | 0 | 0
F1_Commercial_Grocery_Existing_Food Preparation_Natural Gas_Double Rack Oven_E7 | F1 | Commercial | Grocery | Existing | Food Preparation | Natural Gas | Double Rack Oven | E7 | CCE | 0 | 0 | 0 | 0 | 0 | 0 | 0 | 0 | 0 | 0 | 0 | 0 | 0 | 0 | 0 | 0 | 0 | 0 | 0 | 0 | 0 | 0 | 0 | 0 | 0 | 0 | 0 | 0 | 0 | 0
F1_Commercial_Grocery_Existing_Food Preparation_Natural Gas_Double Rack Oven_E8 | F1 | Commercial | Grocery | Existing | Food Preparation | Natural Gas | Double Rack Oven | E8 | CCE | 0 | 0 | 0 | 0 | 0 | 0 | 0 | 0 | 0 | 0 | 0 | 0 | 0 | 0 | 0 | 0 | 0 | 0 | 0 | 0 | 0 | 0 | 0 | 0 | 0 | 0 | 0 | 0 | 0 | 0
F1_Commercial_Grocery_Existing_Food Preparation_Natural Gas_Double Rack Oven_E9 | F1 | Commercial | Grocery | Existing | Food Preparation | Natural Gas | Double Rack Oven | E9 | CCE | 0 | 0 | 0 | 0 | 0 | 0 | 0 | 0 | 0 | 0 | 0 | 0 | 0 | 0 | 0 | 0 | 0 | 0 | 0 | 0 | 0 | 0 | 0 | 0 | 0 | 0 | 0 | 0 | 0 | 0
F1_Commercial_Grocery_Existing_Food Preparation_Natural Gas_Double Rack Oven_E10 | F1 | Commercial | Grocery | Existing | Food Preparation | Natural Gas | Double Rack Oven | E10 | CCE | 0 | 0 | 0 | 0 | 0 | 0 | 0 | 0 | 0 | 0 | 0 | 0 | 0 | 0 | 0 | 0 | 0 | 0 | 0 | 0 | 0 | 0 | 0 | 0 | 0 | 0 | 0 | 0 | 0 | 0
F2_Commercial_Grocery_Existing_Food Preparation_Natural Gas_Double Rack Oven_E1 | F2 | Commercial | Grocery | Existing | Food Preparation | Natural Gas | Double Rack Oven | E1 | TRC BC Ratio | 0.9 | 0.9 | 0.9 | 0.9 | 0.9 | 0.9 | 0.9 | 0.9 | 0.9 | 0.9 | 0.9 | 0.9 | 0.9 | 0.9 | 0.9 | 0.9 | 0.9 | 0.9 | 0.9 | 0.9 | 0.9 | 0.9 | 0 | 0 | 0 | 0 | 0 | 0 | 0 | 0
F2_Commercial_Grocery_Existing_Food Preparation_Natural Gas_Double Rack Oven_E2 | F2 | Commercial | Grocery | Existing | Food Preparation | Natural Gas | Double Rack Oven | E2 | TRC BC Ratio | 2.9522 | 2.9775 | 3.0077 | 3.0577 | 3.1244 | 3.2031 | 3.2754 | 3.3398 | 3.4022 | 3.4628 | 3.5239 | 3.5833 | 3.6392 | 3.6952 | 3.7487 | 3.8035 | 3.8622 | 3.9213 | 3.9809 | 4.0407 | 4.0999 | 4.1582 | 0 | 0 | 0 | 0 | 0 | 0 | 0 | 0
F2_Commercial_Grocery_Existing_Food Preparation_Natural Gas_Double Rack Oven_E3 | F2 | Commercial | Grocery | Existing | Food Preparation | Natural Gas | Double Rack Oven | E3 | TRC BC Ratio | 0 | 0 | 0 | 0 | 0 | 0 | 0 | 0 | 0 | 0 | 0 | 0 | 0 | 0 | 0 | 0 | 0 | 0 | 0 | 0 | 0 | 0 | 0 | 0 | 0 | 0 | 0 | 0 | 0 | 0
F2_Commercial_Grocery_Existing_Food Preparation_Natural Gas_Double Rack Oven_E4 | F2 | Commercial | Grocery | Existing | Food Preparation | Natural Gas | Double Rack Oven | E4 | TRC BC Ratio | 0 | 0 | 0 | 0 | 0 | 0 | 0 | 0 | 0 | 0 | 0 | 0 | 0 | 0 | 0 | 0 | 0 | 0 | 0 | 0 | 0 | 0 | 0 | 0 | 0 | 0 | 0 | 0 | 0 | 0
F2_Commercial_Grocery_Existing_Food Preparation_Natural Gas_Double Rack Oven_E5 | F2 | Commercial | Grocery | Existing | Food Preparation | Natural Gas | Double Rack Oven | E5 | TRC BC Ratio | 0 | 0 | 0 | 0 | 0 | 0 | 0 | 0 | 0 | 0 | 0 | 0 | 0 | 0 | 0 | 0 | 0 | 0 | 0 | 0 | 0 | 0 | 0 | 0 | 0 | 0 | 0 | 0 | 0 | 0
F2_Commercial_Grocery_Existing_Food Preparation_Natural Gas_Double Rack Oven_E6 | F2 | Commercial | Grocery | Existing | Food Preparation | Natural Gas | Double Rack Oven | E6 | TRC BC Ratio | 0 | 0 | 0 | 0 | 0 | 0 | 0 | 0 | 0 | 0 | 0 | 0 | 0 | 0 | 0 | 0 | 0 | 0 | 0 | 0 | 0 | 0 | 0 | 0 | 0 | 0 | 0 | 0 | 0 | 0
F2_Commercial_Grocery_Existing_Food Preparation_Natural Gas_Double Rack Oven_E7 | F2 | Commercial | Grocery | Existing | Food Preparation | Natural Gas | Double Rack Oven | E7 | TRC BC Ratio | 0 | 0 | 0 | 0 | 0 | 0 | 0 | 0 | 0 | 0 | 0 | 0 | 0 | 0 | 0 | 0 | 0 | 0 | 0 | 0 | 0 | 0 | 0 | 0 | 0 | 0 | 0 | 0 | 0 | 0
F2_Commercial_Grocery_Existing_Food Preparation_Natural Gas_Double Rack Oven_E8 | F2 | Commercial | Grocery | Existing | Food Preparation | Natural Gas | Double Rack Oven | E8 | TRC BC Ratio | 0 | 0 | 0 | 0 | 0 | 0 | 0 | 0 | 0 | 0 | 0 | 0 | 0 | 0 | 0 | 0 | 0 | 0 | 0 | 0 | 0 | 0 | 0 | 0 | 0 | 0 | 0 | 0 | 0 | 0
F2_Commercial_Grocery_Existing_Food Preparation_Natural Gas_Double Rack Oven_E9 | F2 | Commercial | Grocery | Existing | Food Preparation | Natural Gas | Double Rack Oven | E9 | TRC BC Ratio | 0 | 0 | 0 | 0 | 0 | 0 | 0 | 0 | 0 | 0 | 0 | 0 | 0 | 0 | 0 | 0 | 0 | 0 | 0 | 0 | 0 | 0 | 0 | 0 | 0 | 0 | 0 | 0 | 0 | 0
F2_Commercial_Grocery_Existing_Food Preparation_Natural Gas_Double Rack Oven_E10 | F2 | Commercial | Grocery | Existing | Food Preparation | Natural Gas | Double Rack Oven | E10 | TRC BC Ratio | 0 | 0 | 0 | 0 | 0 | 0 | 0 | 0 | 0 | 0 | 0 | 0 | 0 | 0 | 0 | 0 | 0 | 0 | 0 | 0 | 0 | 0 | 0 | 0 | 0 | 0 | 0 | 0 | 0 | 0
F3_Commercial_Grocery_Existing_Food Preparation_Natural Gas_Double Rack Oven_E1 | F3 | Commercial | Grocery | Existing | Food Preparation | Natural Gas | Double Rack Oven | E1 | PACT BC Ratio | 0.9 | 0.9 | 0.9 | 0.9 | 0.9 | 0.9 | 0.9 | 0.9 | 0.9 | 0.9 | 0.9 | 0.9 | 0.9 | 0.9 | 0.9 | 0.9 | 0.9 | 0.9 | 0.9 | 0.9 | 0.9 | 0.9 | 0 | 0 | 0 | 0 | 0 | 0 | 0 | 0
F3_Commercial_Grocery_Existing_Food Preparation_Natural Gas_Double Rack Oven_E2 | F3 | Commercial | Grocery | Existing | Food Preparation | Natural Gas | Double Rack Oven | E2 | PACT BC Ratio | 6.3603 | 6.4147 | 6.4799 | 6.5877 | 6.7314 | 6.9009 | 7.0567 | 7.1954 | 7.3299 | 7.4604 | 7.592 | 7.7199 | 7.8404 | 7.961 | 8.0763 | 8.1945 | 8.3209 | 8.4482 | 8.5765 | 8.7054 | 8.8329 | 8.9584 | 0 | 0 | 0 | 0 | 0 | 0 | 0 | 0
F3_Commercial_Grocery_Existing_Food Preparation_Natural Gas_Double Rack Oven_E3 | F3 | Commercial | Grocery | Existing | Food Preparation | Natural Gas | Double Rack Oven | E3 | PACT BC Ratio | 0 | 0 | 0 | 0 | 0 | 0 | 0 | 0 | 0 | 0 | 0 | 0 | 0 | 0 | 0 | 0 | 0 | 0 | 0 | 0 | 0 | 0 | 0 | 0 | 0 | 0 | 0 | 0 | 0 | 0
F3_Commercial_Grocery_Existing_Food Preparation_Natural Gas_Double Rack Oven_E4 | F3 | Commercial | Grocery | Existing | Food Preparation | Natural Gas | Double Rack Oven | E4 | PACT BC Ratio | 0 | 0 | 0 | 0 | 0 | 0 | 0 | 0 | 0 | 0 | 0 | 0 | 0 | 0 | 0 | 0 | 0 | 0 | 0 | 0 | 0 | 0 | 0 | 0 | 0 | 0 | 0 | 0 | 0 | 0
F3_Commercial_Grocery_Existing_Food Preparation_Natural Gas_Double Rack Oven_E5 | F3 | Commercial | Grocery | Existing | Food Preparation | Natural Gas | Double Rack Oven | E5 | PACT BC Ratio | 0 | 0 | 0 | 0 | 0 | 0 | 0 | 0 | 0 | 0 | 0 | 0 | 0 | 0 | 0 | 0 | 0 | 0 | 0 | 0 | 0 | 0 | 0 | 0 | 0 | 0 | 0 | 0 | 0 | 0
F3_Commercial_Grocery_Existing_Food Preparation_Natural Gas_Double Rack Oven_E6 | F3 | Commercial | Grocery | Existing | Food Preparation | Natural Gas | Double Rack Oven | E6 | PACT BC Ratio | 0 | 0 | 0 | 0 | 0 | 0 | 0 | 0 | 0 | 0 | 0 | 0 | 0 | 0 | 0 | 0 | 0 | 0 | 0 | 0 | 0 | 0 | 0 | 0 | 0 | 0 | 0 | 0 | 0 | 0
F3_Commercial_Grocery_Existing_Food Preparation_Natural Gas_Double Rack Oven_E7 | F3 | Commercial | Grocery | Existing | Food Preparation | Natural Gas | Double Rack Oven | E7 | PACT BC Ratio | 0 | 0 | 0 | 0 | 0 | 0 | 0 | 0 | 0 | 0 | 0 | 0 | 0 | 0 | 0 | 0 | 0 | 0 | 0 | 0 | 0 | 0 | 0 | 0 | 0 | 0 | 0 | 0 | 0 | 0
F3_Commercial_Grocery_Existing_Food Preparation_Natural Gas_Double Rack Oven_E8 | F3 | Commercial | Grocery | Existing | Food Preparation | Natural Gas | Double Rack Oven | E8 | PACT BC Ratio | 0 | 0 | 0 | 0 | 0 | 0 | 0 | 0 | 0 | 0 | 0 | 0 | 0 | 0 | 0 | 0 | 0 | 0 | 0 | 0 | 0 | 0 | 0 | 0 | 0 | 0 | 0 | 0 | 0 | 0
F3_Commercial_Grocery_Existing_Food Preparation_Natural Gas_Double Rack Oven_E9 | F3 | Commercial | Grocery | Existing | Food Preparation | Natural Gas | Double Rack Oven | E9 | PACT BC Ratio | 0 | 0 | 0 | 0 | 0 | 0 | 0 | 0 | 0 | 0 | 0 | 0 | 0 | 0 | 0 | 0 | 0 | 0 | 0 | 0 | 0 | 0 | 0 | 0 | 0 | 0 | 0 | 0 | 0 | 0
F3_Commercial_Grocery_Existing_Food Preparation_Natural Gas_Double Rack Oven_E10 | F3 | Commercial | Grocery | Existing | Food Preparation | Natural Gas | Double Rack Oven | E10 | PACT BC Ratio | 0 | 0 | 0 | 0 | 0 | 0 | 0 | 0 | 0 | 0 | 0 | 0 | 0 | 0 | 0 | 0 | 0 | 0 | 0 | 0 | 0 | 0 | 0 | 0 | 0 | 0 | 0 | 0 | 0 | 0
F4_Commercial_Grocery_Existing_Food Preparation_Natural Gas_Double Rack Oven_E1 | F4 | Commercial | Grocery | Existing | Food Preparation | Natural Gas | Double Rack Oven | E1 | PCT BC Ratio | 0.9 | 0.9 | 0.9 | 0.9 | 0.9 | 0.9 | 0.9 | 0.9 | 0.9 | 0.9 | 0.9 | 0.9 | 0.9 | 0.9 | 0.9 | 0.9 | 0.9 | 0.9 | 0.9 | 0.9 | 0.9 | 0.9 | 0 | 0 | 0 | 0 | 0 | 0 | 0 | 0
F4_Commercial_Grocery_Existing_Food Preparation_Natural Gas_Double Rack Oven_E2 | F4 | Commercial | Grocery | Existing | Food Preparation | Natural Gas | Double Rack Oven | E2 | PCT BC Ratio | 4.9652 | 5.0051 | 5.053 | 5.1322 | 5.2378 | 5.3623 | 5.4768 | 5.5787 | 5.6775 | 5.7734 | 5.8701 | 5.9641 | 6.0526 | 6.1412 | 6.2259 | 6.3128 | 6.4057 | 6.4992 | 6.5935 | 6.6882 | 6.7818 | 6.8741 | 0 | 0 | 0 | 0 | 0 | 0 | 0 | 0
F4_Commercial_Grocery_Existing_Food Preparation_Natural Gas_Double Rack Oven_E3 | F4 | Commercial | Grocery | Existing | Food Preparation | Natural Gas | Double Rack Oven | E3 | PCT BC Ratio | 0 | 0 | 0 | 0 | 0 | 0 | 0 | 0 | 0 | 0 | 0 | 0 | 0 | 0 | 0 | 0 | 0 | 0 | 0 | 0 | 0 | 0 | 0 | 0 | 0 | 0 | 0 | 0 | 0 | 0
F4_Commercial_Grocery_Existing_Food Preparation_Natural Gas_Double Rack Oven_E4 | F4 | Commercial | Grocery | Existing | Food Preparation | Natural Gas | Double Rack Oven | E4 | PCT BC Ratio | 0 | 0 | 0 | 0 | 0 | 0 | 0 | 0 | 0 | 0 | 0 | 0 | 0 | 0 | 0 | 0 | 0 | 0 | 0 | 0 | 0 | 0 | 0 | 0 | 0 | 0 | 0 | 0 | 0 | 0
F4_Commercial_Grocery_Existing_Food Preparation_Natural Gas_Double Rack Oven_E5 | F4 | Commercial | Grocery | Existing | Food Preparation | Natural Gas | Double Rack Oven | E5 | PCT BC Ratio | 0 | 0 | 0 | 0 | 0 | 0 | 0 | 0 | 0 | 0 | 0 | 0 | 0 | 0 | 0 | 0 | 0 | 0 | 0 | 0 | 0 | 0 | 0 | 0 | 0 | 0 | 0 | 0 | 0 | 0
F4_Commercial_Grocery_Existing_Food Preparation_Natural Gas_Double Rack Oven_E6 | F4 | Commercial | Grocery | Existing | Food Preparation | Natural Gas | Double Rack Oven | E6 | PCT BC Ratio | 0 | 0 | 0 | 0 | 0 | 0 | 0 | 0 | 0 | 0 | 0 | 0 | 0 | 0 | 0 | 0 | 0 | 0 | 0 | 0 | 0 | 0 | 0 | 0 | 0 | 0 | 0 | 0 | 0 | 0
F4_Commercial_Grocery_Existing_Food Preparation_Natural Gas_Double Rack Oven_E7 | F4 | Commercial | Grocery | Existing | Food Preparation | Natural Gas | Double Rack Oven | E7 | PCT BC Ratio | 0 | 0 | 0 | 0 | 0 | 0 | 0 | 0 | 0 | 0 | 0 | 0 | 0 | 0 | 0 | 0 | 0 | 0 | 0 | 0 | 0 | 0 | 0 | 0 | 0 | 0 | 0 | 0 | 0 | 0
F4_Commercial_Grocery_Existing_Food Preparation_Natural Gas_Double Rack Oven_E8 | F4 | Commercial | Grocery | Existing | Food Preparation | Natural Gas | Double Rack Oven | E8 | PCT BC Ratio | 0 | 0 | 0 | 0 | 0 | 0 | 0 | 0 | 0 | 0 | 0 | 0 | 0 | 0 | 0 | 0 | 0 | 0 | 0 | 0 | 0 | 0 | 0 | 0 | 0 | 0 | 0 | 0 | 0 | 0
F4_Commercial_Grocery_Existing_Food Preparation_Natural Gas_Double Rack Oven_E9 | F4 | Commercial | Grocery | Existing | Food Preparation | Natural Gas | Double Rack Oven | E9 | PCT BC Ratio | 0 | 0 | 0 | 0 | 0 | 0 | 0 | 0 | 0 | 0 | 0 | 0 | 0 | 0 | 0 | 0 | 0 | 0 | 0 | 0 | 0 | 0 | 0 | 0 | 0 | 0 | 0 | 0 | 0 | 0
F4_Commercial_Grocery_Existing_Food Preparation_Natural Gas_Double Rack Oven_E10 | F4 | Commercial | Grocery | Existing | Food Preparation | Natural Gas | Double Rack Oven | E10 | PCT BC Ratio | 0 | 0 | 0 | 0 | 0 | 0 | 0 | 0 | 0 | 0 | 0 | 0 | 0 | 0 | 0 | 0 | 0 | 0 | 0 | 0 | 0 | 0 | 0 | 0 | 0 | 0 | 0 | 0 | 0 | 0
F5_Commercial_Grocery_Existing_Food Preparation_Natural Gas_Double Rack Oven_E1 | F5 | Commercial | Grocery | Existing | Food Preparation | Natural Gas | Double Rack Oven | E1 | RIM BC Ratio | 0.9 | 0.9 | 0.9 | 0.9 | 0.9 | 0.9 | 0.9 | 0.9 | 0.9 | 0.9 | 0.9 | 0.9 | 0.9 | 0.9 | 0.9 | 0.9 | 0.9 | 0.9 | 0.9 | 0.9 | 0.9 | 0.9 | 0 | 0 | 0 | 0 | 0 | 0 | 0 | 0
F5_Commercial_Grocery_Existing_Food Preparation_Natural Gas_Double Rack Oven_E2 | F5 | Commercial | Grocery | Existing | Food Preparation | Natural Gas | Double Rack Oven | E2 | RIM BC Ratio | 0.73785 | 0.73858 | 0.73943 | 0.74082 | 0.7426 | 0.74462 | 0.74639 | 0.74792 | 0.74935 | 0.75069 | 0.752 | 0.75324 | 0.75437 | 0.75547 | 0.7565 | 0.75752 | 0.75858 | 0.75963 | 0.76065 | 0.76165 | 0.76261 | 0.76354 | 0 | 0 | 0 | 0 | 0 | 0 | 0 | 0
F5_Commercial_Grocery_Existing_Food Preparation_Natural Gas_Double Rack Oven_E3 | F5 | Commercial | Grocery | Existing | Food Preparation | Natural Gas | Double Rack Oven | E3 | RIM BC Ratio | 0 | 0 | 0 | 0 | 0 | 0 | 0 | 0 | 0 | 0 | 0 | 0 | 0 | 0 | 0 | 0 | 0 | 0 | 0 | 0 | 0 | 0 | 0 | 0 | 0 | 0 | 0 | 0 | 0 | 0
F5_Commercial_Grocery_Existing_Food Preparation_Natural Gas_Double Rack Oven_E4 | F5 | Commercial | Grocery | Existing | Food Preparation | Natural Gas | Double Rack Oven | E4 | RIM BC Ratio | 0 | 0 | 0 | 0 | 0 | 0 | 0 | 0 | 0 | 0 | 0 | 0 | 0 | 0 | 0 | 0 | 0 | 0 | 0 | 0 | 0 | 0 | 0 | 0 | 0 | 0 | 0 | 0 | 0 | 0
F5_Commercial_Grocery_Existing_Food Preparation_Natural Gas_Double Rack Oven_E5 | F5 | Commercial | Grocery | Existing | Food Preparation | Natural Gas | Double Rack Oven | E5 | RIM BC Ratio | 0 | 0 | 0 | 0 | 0 | 0 | 0 | 0 | 0 | 0 | 0 | 0 | 0 | 0 | 0 | 0 | 0 | 0 | 0 | 0 | 0 | 0 | 0 | 0 | 0 | 0 | 0 | 0 | 0 | 0
F5_Commercial_Grocery_Existing_Food Preparation_Natural Gas_Double Rack Oven_E6 | F5 | Commercial | Grocery | Existing | Food Preparation | Natural Gas | Double Rack Oven | E6 | RIM BC Ratio | 0 | 0 | 0 | 0 | 0 | 0 | 0 | 0 | 0 | 0 | 0 | 0 | 0 | 0 | 0 | 0 | 0 | 0 | 0 | 0 | 0 | 0 | 0 | 0 | 0 | 0 | 0 | 0 | 0 | 0
F5_Commercial_Grocery_Existing_Food Preparation_Natural Gas_Double Rack Oven_E7 | F5 | Commercial | Grocery | Existing | Food Preparation | Natural Gas | Double Rack Oven | E7 | RIM BC Ratio | 0 | 0 | 0 | 0 | 0 | 0 | 0 | 0 | 0 | 0 | 0 | 0 | 0 | 0 | 0 | 0 | 0 | 0 | 0 | 0 | 0 | 0 | 0 | 0 | 0 | 0 | 0 | 0 | 0 | 0
F5_Commercial_Grocery_Existing_Food Preparation_Natural Gas_Double Rack Oven_E8 | F5 | Commercial | Grocery | Existing | Food Preparation | Natural Gas | Double Rack Oven | E8 | RIM BC Ratio | 0 | 0 | 0 | 0 | 0 | 0 | 0 | 0 | 0 | 0 | 0 | 0 | 0 | 0 | 0 | 0 | 0 | 0 | 0 | 0 | 0 | 0 | 0 | 0 | 0 | 0 | 0 | 0 | 0 | 0
F5_Commercial_Grocery_Existing_Food Preparation_Natural Gas_Double Rack Oven_E9 | F5 | Commercial | Grocery | Existing | Food Preparation | Natural Gas | Double Rack Oven | E9 | RIM BC Ratio | 0 | 0 | 0 | 0 | 0 | 0 | 0 | 0 | 0 | 0 | 0 | 0 | 0 | 0 | 0 | 0 | 0 | 0 | 0 | 0 | 0 | 0 | 0 | 0 | 0 | 0 | 0 | 0 | 0 | 0
F5_Commercial_Grocery_Existing_Food Preparation_Natural Gas_Double Rack Oven_E10 | F5 | Commercial | Grocery | Existing | Food Preparation | Natural Gas | Double Rack Oven | E10 | RIM BC Ratio | 0 | 0 | 0 | 0 | 0 | 0 | 0 | 0 | 0 | 0 | 0 | 0 | 0 | 0 | 0 | 0 | 0 | 0 | 0 | 0 | 0 | 0 | 0 | 0 | 0 | 0 | 0 | 0 | 0 | 0
F0_Commercial_Grocery_Existing_Food Preparation_Natural Gas_Fryer_E0 | F0 | Commercial | Grocery | Existing | Food Preparation | Natural Gas | Fryer | E0 | Economic Unit | ENERGY STAR | ENERGY STAR | ENERGY STAR | ENERGY STAR | ENERGY STAR | ENERGY STAR | ENERGY STAR | ENERGY STAR | ENERGY STAR | ENERGY STAR | ENERGY STAR | ENERGY STAR | ENERGY STAR | ENERGY STAR | ENERGY STAR | ENERGY STAR | ENERGY STAR | ENERGY STAR | ENERGY STAR | ENERGY STAR | ENERGY STAR | ENERGY STAR | 0 | 0 | 0 | 0 | 0 | 0 | 0 | 0
F1_Commercial_Grocery_Existing_Food Preparation_Natural Gas_Fryer_E1 | F1 | Commercial | Grocery | Existing | Food Preparation | Natural Gas | Fryer | E1 | CCE | 0 | 0 | 0 | 0 | 0 | 0 | 0 | 0 | 0 | 0 | 0 | 0 | 0 | 0 | 0 | 0 | 0 | 0 | 0 | 0 | 0 | 0 | 0 | 0 | 0 | 0 | 0 | 0 | 0 | 0
F1_Commercial_Grocery_Existing_Food Preparation_Natural Gas_Fryer_E2 | F1 | Commercial | Grocery | Existing | Food Preparation | Natural Gas | Fryer | E2 | CCE | 0.0070192 | 0.0070192 | 0.0073742 | 0.0072621 | 0.0071531 | 0.0070171 | 0.0069979 | 0.0069529 | 0.006911 | 0.0068479 | 0.0068381 | 0.0068066 | 0.0067786 | 0.006725 | 0.0067321 | 0.0067115 | 0.0066913 | 0.0066471 | 0.0066602 | 0.0066472 | 0.0066374 | 0.0066003 | 0 | 0 | 0 | 0 | 0 | 0 | 0 | 0
F1_Commercial_Grocery_Existing_Food Preparation_Natural Gas_Fryer_E3 | F1 | Commercial | Grocery | Existing | Food Preparation | Natural Gas | Fryer | E3 | CCE | 0 | 0 | 0 | 0 | 0 | 0 | 0 | 0 | 0 | 0 | 0 | 0 | 0 | 0 | 0 | 0 | 0 | 0 | 0 | 0 | 0 | 0 | 0 | 0 | 0 | 0 | 0 | 0 | 0 | 0
F1_Commercial_Grocery_Existing_Food Preparation_Natural Gas_Fryer_E4 | F1 | Commercial | Grocery | Existing | Food Preparation | Natural Gas | Fryer | E4 | CCE | 0 | 0 | 0 | 0 | 0 | 0 | 0 | 0 | 0 | 0 | 0 | 0 | 0 | 0 | 0 | 0 | 0 | 0 | 0 | 0 | 0 | 0 | 0 | 0 | 0 | 0 | 0 | 0 | 0 | 0
F1_Commercial_Grocery_Existing_Food Preparation_Natural Gas_Fryer_E5 | F1 | Commercial | Grocery | Existing | Food Preparation | Natural Gas | Fryer | E5 | CCE | 0 | 0 | 0 | 0 | 0 | 0 | 0 | 0 | 0 | 0 | 0 | 0 | 0 | 0 | 0 | 0 | 0 | 0 | 0 | 0 | 0 | 0 | 0 | 0 | 0 | 0 | 0 | 0 | 0 | 0
F1_Commercial_Grocery_Existing_Food Preparation_Natural Gas_Fryer_E6 | F1 | Commercial | Grocery | Existing | Food Preparation | Natural Gas | Fryer | E6 | CCE | 0 | 0 | 0 | 0 | 0 | 0 | 0 | 0 | 0 | 0 | 0 | 0 | 0 | 0 | 0 | 0 | 0 | 0 | 0 | 0 | 0 | 0 | 0 | 0 | 0 | 0 | 0 | 0 | 0 | 0
F1_Commercial_Grocery_Existing_Food Preparation_Natural Gas_Fryer_E7 | F1 | Commercial | Grocery | Existing | Food Preparation | Natural Gas | Fryer | E7 | CCE | 0 | 0 | 0 | 0 | 0 | 0 | 0 | 0 | 0 | 0 | 0 | 0 | 0 | 0 | 0 | 0 | 0 | 0 | 0 | 0 | 0 | 0 | 0 | 0 | 0 | 0 | 0 | 0 | 0 | 0
F1_Commercial_Grocery_Existing_Food Preparation_Natural Gas_Fryer_E8 | F1 | Commercial | Grocery | Existing | Food Preparation | Natural Gas | Fryer | E8 | CCE | 0 | 0 | 0 | 0 | 0 | 0 | 0 | 0 | 0 | 0 | 0 | 0 | 0 | 0 | 0 | 0 | 0 | 0 | 0 | 0 | 0 | 0 | 0 | 0 | 0 | 0 | 0 | 0 | 0 | 0
F1_Commercial_Grocery_Existing_Food Preparation_Natural Gas_Fryer_E9 | F1 | Commercial | Grocery | Existing | Food Preparation | Natural Gas | Fryer | E9 | CCE | 0 | 0 | 0 | 0 | 0 | 0 | 0 | 0 | 0 | 0 | 0 | 0 | 0 | 0 | 0 | 0 | 0 | 0 | 0 | 0 | 0 | 0 | 0 | 0 | 0 | 0 | 0 | 0 | 0 | 0
F1_Commercial_Grocery_Existing_Food Preparation_Natural Gas_Fryer_E10 | F1 | Commercial | Grocery | Existing | Food Preparation | Natural Gas | Fryer | E10 | CCE | 0 | 0 | 0 | 0 | 0 | 0 | 0 | 0 | 0 | 0 | 0 | 0 | 0 | 0 | 0 | 0 | 0 | 0 | 0 | 0 | 0 | 0 | 0 | 0 | 0 | 0 | 0 | 0 | 0 | 0
F2_Commercial_Grocery_Existing_Food Preparation_Natural Gas_Fryer_E1 | F2 | Commercial | Grocery | Existing | Food Preparation | Natural Gas | Fryer | E1 | TRC BC Ratio | 0.9 | 0.9 | 0.9 | 0.9 | 0.9 | 0.9 | 0.9 | 0.9 | 0.9 | 0.9 | 0.9 | 0.9 | 0.9 | 0.9 | 0.9 | 0.9 | 0.9 | 0.9 | 0.9 | 0.9 | 0.9 | 0.9 | 0 | 0 | 0 | 0 | 0 | 0 | 0 | 0
F2_Commercial_Grocery_Existing_Food Preparation_Natural Gas_Fryer_E2 | F2 | Commercial | Grocery | Existing | Food Preparation | Natural Gas | Fryer | E2 | TRC BC Ratio | 1.215 | 1.2059 | 1.2046 | 1.2221 | 1.2535 | 1.2946 | 1.3292 | 1.3564 | 1.3811 | 1.4053 | 1.4318 | 1.4585 | 1.4845 | 1.5137 | 1.5415 | 1.571 | 1.6001 | 1.6254 | 1.6465 | 1.6626 | 1.6776 | 1.6911 | 0 | 0 | 0 | 0 | 0 | 0 | 0 | 0
F2_Commercial_Grocery_Existing_Food Preparation_Natural Gas_Fryer_E3 | F2 | Commercial | Grocery | Existing | Food Preparation | Natural Gas | Fryer | E3 | TRC BC Ratio | 0 | 0 | 0 | 0 | 0 | 0 | 0 | 0 | 0 | 0 | 0 | 0 | 0 | 0 | 0 | 0 | 0 | 0 | 0 | 0 | 0 | 0 | 0 | 0 | 0 | 0 | 0 | 0 | 0 | 0
F2_Commercial_Grocery_Existing_Food Preparation_Natural Gas_Fryer_E4 | F2 | Commercial | Grocery | Existing | Food Preparation | Natural Gas | Fryer | E4 | TRC BC Ratio | 0 | 0 | 0 | 0 | 0 | 0 | 0 | 0 | 0 | 0 | 0 | 0 | 0 | 0 | 0 | 0 | 0 | 0 | 0 | 0 | 0 | 0 | 0 | 0 | 0 | 0 | 0 | 0 | 0 | 0
F2_Commercial_Grocery_Existing_Food Preparation_Natural Gas_Fryer_E5 | F2 | Commercial | Grocery | Existing | Food Preparation | Natural Gas | Fryer | E5 | TRC BC Ratio | 0 | 0 | 0 | 0 | 0 | 0 | 0 | 0 | 0 | 0 | 0 | 0 | 0 | 0 | 0 | 0 | 0 | 0 | 0 | 0 | 0 | 0 | 0 | 0 | 0 | 0 | 0 | 0 | 0 | 0
F2_Commercial_Grocery_Existing_Food Preparation_Natural Gas_Fryer_E6 | F2 | Commercial | Grocery | Existing | Food Preparation | Natural Gas | Fryer | E6 | TRC BC Ratio | 0 | 0 | 0 | 0 | 0 | 0 | 0 | 0 | 0 | 0 | 0 | 0 | 0 | 0 | 0 | 0 | 0 | 0 | 0 | 0 | 0 | 0 | 0 | 0 | 0 | 0 | 0 | 0 | 0 | 0
F2_Commercial_Grocery_Existing_Food Preparation_Natural Gas_Fryer_E7 | F2 | Commercial | Grocery | Existing | Food Preparation | Natural Gas | Fryer | E7 | TRC BC Ratio | 0 | 0 | 0 | 0 | 0 | 0 | 0 | 0 | 0 | 0 | 0 | 0 | 0 | 0 | 0 | 0 | 0 | 0 | 0 | 0 | 0 | 0 | 0 | 0 | 0 | 0 | 0 | 0 | 0 | 0
F2_Commercial_Grocery_Existing_Food Preparation_Natural Gas_Fryer_E8 | F2 | Commercial | Grocery | Existing | Food Preparation | Natural Gas | Fryer | E8 | TRC BC Ratio | 0 | 0 | 0 | 0 | 0 | 0 | 0 | 0 | 0 | 0 | 0 | 0 | 0 | 0 | 0 | 0 | 0 | 0 | 0 | 0 | 0 | 0 | 0 | 0 | 0 | 0 | 0 | 0 | 0 | 0
F2_Commercial_Grocery_Existing_Food Preparation_Natural Gas_Fryer_E9 | F2 | Commercial | Grocery | Existing | Food Preparation | Natural Gas | Fryer | E9 | TRC BC Ratio | 0 | 0 | 0 | 0 | 0 | 0 | 0 | 0 | 0 | 0 | 0 | 0 | 0 | 0 | 0 | 0 | 0 | 0 | 0 | 0 | 0 | 0 | 0 | 0 | 0 | 0 | 0 | 0 | 0 | 0
F2_Commercial_Grocery_Existing_Food Preparation_Natural Gas_Fryer_E10 | F2 | Commercial | Grocery | Existing | Food Preparation | Natural Gas | Fryer | E10 | TRC BC Ratio | 0 | 0 | 0 | 0 | 0 | 0 | 0 | 0 | 0 | 0 | 0 | 0 | 0 | 0 | 0 | 0 | 0 | 0 | 0 | 0 | 0 | 0 | 0 | 0 | 0 | 0 | 0 | 0 | 0 | 0
F3_Commercial_Grocery_Existing_Food Preparation_Natural Gas_Fryer_E1 | F3 | Commercial | Grocery | Existing | Food Preparation | Natural Gas | Fryer | E1 | PACT BC Ratio | 0.9 | 0.9 | 0.9 | 0.9 | 0.9 | 0.9 | 0.9 | 0.9 | 0.9 | 0.9 | 0.9 | 0.9 | 0.9 | 0.9 | 0.9 | 0.9 | 0.9 | 0.9 | 0.9 | 0.9 | 0.9 | 0.9 | 0 | 0 | 0 | 0 | 0 | 0 | 0 | 0
F3_Commercial_Grocery_Existing_Food Preparation_Natural Gas_Fryer_E2 | F3 | Commercial | Grocery | Existing | Food Preparation | Natural Gas | Fryer | E2 | PACT BC Ratio | 1.5621 | 1.5504 | 1.5488 | 1.5712 | 1.6116 | 1.6645 | 1.709 | 1.7439 | 1.7757 | 1.8068 | 1.8409 | 1.8752 | 1.9086 | 1.9462 | 1.9819 | 2.0198 | 2.0573 | 2.0898 | 2.1169 | 2.1377 | 2.1569 | 2.1743 | 0 | 0 | 0 | 0 | 0 | 0 | 0 | 0
F3_Commercial_Grocery_Existing_Food Preparation_Natural Gas_Fryer_E3 | F3 | Commercial | Grocery | Existing | Food Preparation | Natural Gas | Fryer | E3 | PACT BC Ratio | 0 | 0 | 0 | 0 | 0 | 0 | 0 | 0 | 0 | 0 | 0 | 0 | 0 | 0 | 0 | 0 | 0 | 0 | 0 | 0 | 0 | 0 | 0 | 0 | 0 | 0 | 0 | 0 | 0 | 0
F3_Commercial_Grocery_Existing_Food Preparation_Natural Gas_Fryer_E4 | F3 | Commercial | Grocery | Existing | Food Preparation | Natural Gas | Fryer | E4 | PACT BC Ratio | 0 | 0 | 0 | 0 | 0 | 0 | 0 | 0 | 0 | 0 | 0 | 0 | 0 | 0 | 0 | 0 | 0 | 0 | 0 | 0 | 0 | 0 | 0 | 0 | 0 | 0 | 0 | 0 | 0 | 0
F3_Commercial_Grocery_Existing_Food Preparation_Natural Gas_Fryer_E5 | F3 | Commercial | Grocery | Existing | Food Preparation | Natural Gas | Fryer | E5 | PACT BC Ratio | 0 | 0 | 0 | 0 | 0 | 0 | 0 | 0 | 0 | 0 | 0 | 0 | 0 | 0 | 0 | 0 | 0 | 0 | 0 | 0 | 0 | 0 | 0 | 0 | 0 | 0 | 0 | 0 | 0 | 0
F3_Commercial_Grocery_Existing_Food Preparation_Natural Gas_Fryer_E6 | F3 | Commercial | Grocery | Existing | Food Preparation | Natural Gas | Fryer | E6 | PACT BC Ratio | 0 | 0 | 0 | 0 | 0 | 0 | 0 | 0 | 0 | 0 | 0 | 0 | 0 | 0 | 0 | 0 | 0 | 0 | 0 | 0 | 0 | 0 | 0 | 0 | 0 | 0 | 0 | 0 | 0 | 0
F3_Commercial_Grocery_Existing_Food Preparation_Natural Gas_Fryer_E7 | F3 | Commercial | Grocery | Existing | Food Preparation | Natural Gas | Fryer | E7 | PACT BC Ratio | 0 | 0 | 0 | 0 | 0 | 0 | 0 | 0 | 0 | 0 | 0 | 0 | 0 | 0 | 0 | 0 | 0 | 0 | 0 | 0 | 0 | 0 | 0 | 0 | 0 | 0 | 0 | 0 | 0 | 0
F3_Commercial_Grocery_Existing_Food Preparation_Natural Gas_Fryer_E8 | F3 | Commercial | Grocery | Existing | Food Preparation | Natural Gas | Fryer | E8 | PACT BC Ratio | 0 | 0 | 0 | 0 | 0 | 0 | 0 | 0 | 0 | 0 | 0 | 0 | 0 | 0 | 0 | 0 | 0 | 0 | 0 | 0 | 0 | 0 | 0 | 0 | 0 | 0 | 0 | 0 | 0 | 0
F3_Commercial_Grocery_Existing_Food Preparation_Natural Gas_Fryer_E9 | F3 | Commercial | Grocery | Existing | Food Preparation | Natural Gas | Fryer | E9 | PACT BC Ratio | 0 | 0 | 0 | 0 | 0 | 0 | 0 | 0 | 0 | 0 | 0 | 0 | 0 | 0 | 0 | 0 | 0 | 0 | 0 | 0 | 0 | 0 | 0 | 0 | 0 | 0 | 0 | 0 | 0 | 0
F3_Commercial_Grocery_Existing_Food Preparation_Natural Gas_Fryer_E10 | F3 | Commercial | Grocery | Existing | Food Preparation | Natural Gas | Fryer | E10 | PACT BC Ratio | 0 | 0 | 0 | 0 | 0 | 0 | 0 | 0 | 0 | 0 | 0 | 0 | 0 | 0 | 0 | 0 | 0 | 0 | 0 | 0 | 0 | 0 | 0 | 0 | 0 | 0 | 0 | 0 | 0 | 0
F4_Commercial_Grocery_Existing_Food Preparation_Natural Gas_Fryer_E1 | F4 | Commercial | Grocery | Existing | Food Preparation | Natural Gas | Fryer | E1 | PCT BC Ratio | 0.9 | 0.9 | 0.9 | 0.9 | 0.9 | 0.9 | 0.9 | 0.9 | 0.9 | 0.9 | 0.9 | 0.9 | 0.9 | 0.9 | 0.9 | 0.9 | 0.9 | 0.9 | 0.9 | 0.9 | 0.9 | 0.9 | 0 | 0 | 0 | 0 | 0 | 0 | 0 | 0
F4_Commercial_Grocery_Existing_Food Preparation_Natural Gas_Fryer_E2 | F4 | Commercial | Grocery | Existing | Food Preparation | Natural Gas | Fryer | E2 | PCT BC Ratio | 3.0813 | 3.063 | 3.0604 | 3.0957 | 3.1592 | 3.2424 | 3.3124 | 3.3673 | 3.4172 | 3.4661 | 3.5197 | 3.5737 | 3.6262 | 3.6853 | 3.7415 | 3.8011 | 3.86 | 3.9112 | 3.9537 | 3.9864 | 4.0167 | 4.044 | 0 | 0 | 0 | 0 | 0 | 0 | 0 | 0
F4_Commercial_Grocery_Existing_Food Preparation_Natural Gas_Fryer_E3 | F4 | Commercial | Grocery | Existing | Food Preparation | Natural Gas | Fryer | E3 | PCT BC Ratio | 0 | 0 | 0 | 0 | 0 | 0 | 0 | 0 | 0 | 0 | 0 | 0 | 0 | 0 | 0 | 0 | 0 | 0 | 0 | 0 | 0 | 0 | 0 | 0 | 0 | 0 | 0 | 0 | 0 | 0
F4_Commercial_Grocery_Existing_Food Preparation_Natural Gas_Fryer_E4 | F4 | Commercial | Grocery | Existing | Food Preparation | Natural Gas | Fryer | E4 | PCT BC Ratio | 0 | 0 | 0 | 0 | 0 | 0 | 0 | 0 | 0 | 0 | 0 | 0 | 0 | 0 | 0 | 0 | 0 | 0 | 0 | 0 | 0 | 0 | 0 | 0 | 0 | 0 | 0 | 0 | 0 | 0
F4_Commercial_Grocery_Existing_Food Preparation_Natural Gas_Fryer_E5 | F4 | Commercial | Grocery | Existing | Food Preparation | Natural Gas | Fryer | E5 | PCT BC Ratio | 0 | 0 | 0 | 0 | 0 | 0 | 0 | 0 | 0 | 0 | 0 | 0 | 0 | 0 | 0 | 0 | 0 | 0 | 0 | 0 | 0 | 0 | 0 | 0 | 0 | 0 | 0 | 0 | 0 | 0
F4_Commercial_Grocery_Existing_Food Preparation_Natural Gas_Fryer_E6 | F4 | Commercial | Grocery | Existing | Food Preparation | Natural Gas | Fryer | E6 | PCT BC Ratio | 0 | 0 | 0 | 0 | 0 | 0 | 0 | 0 | 0 | 0 | 0 | 0 | 0 | 0 | 0 | 0 | 0 | 0 | 0 | 0 | 0 | 0 | 0 | 0 | 0 | 0 | 0 | 0 | 0 | 0
F4_Commercial_Grocery_Existing_Food Preparation_Natural Gas_Fryer_E7 | F4 | Commercial | Grocery | Existing | Food Preparation | Natural Gas | Fryer | E7 | PCT BC Ratio | 0 | 0 | 0 | 0 | 0 | 0 | 0 | 0 | 0 | 0 | 0 | 0 | 0 | 0 | 0 | 0 | 0 | 0 | 0 | 0 | 0 | 0 | 0 | 0 | 0 | 0 | 0 | 0 | 0 | 0
F4_Commercial_Grocery_Existing_Food Preparation_Natural Gas_Fryer_E8 | F4 | Commercial | Grocery | Existing | Food Preparation | Natural Gas | Fryer | E8 | PCT BC Ratio | 0 | 0 | 0 | 0 | 0 | 0 | 0 | 0 | 0 | 0 | 0 | 0 | 0 | 0 | 0 | 0 | 0 | 0 | 0 | 0 | 0 | 0 | 0 | 0 | 0 | 0 | 0 | 0 | 0 | 0
F4_Commercial_Grocery_Existing_Food Preparation_Natural Gas_Fryer_E9 | F4 | Commercial | Grocery | Existing | Food Preparation | Natural Gas | Fryer | E9 | PCT BC Ratio | 0 | 0 | 0 | 0 | 0 | 0 | 0 | 0 | 0 | 0 | 0 | 0 | 0 | 0 | 0 | 0 | 0 | 0 | 0 | 0 | 0 | 0 | 0 | 0 | 0 | 0 | 0 | 0 | 0 | 0
F4_Commercial_Grocery_Existing_Food Preparation_Natural Gas_Fryer_E10 | F4 | Commercial | Grocery | Existing | Food Preparation | Natural Gas | Fryer | E10 | PCT BC Ratio | 0 | 0 | 0 | 0 | 0 | 0 | 0 | 0 | 0 | 0 | 0 | 0 | 0 | 0 | 0 | 0 | 0 | 0 | 0 | 0 | 0 | 0 | 0 | 0 | 0 | 0 | 0 | 0 | 0 | 0
F5_Commercial_Grocery_Existing_Food Preparation_Natural Gas_Fryer_E1 | F5 | Commercial | Grocery | Existing | Food Preparation | Natural Gas | Fryer | E1 | RIM BC Ratio | 0.9 | 0.9 | 0.9 | 0.9 | 0.9 | 0.9 | 0.9 | 0.9 | 0.9 | 0.9 | 0.9 | 0.9 | 0.9 | 0.9 | 0.9 | 0.9 | 0.9 | 0.9 | 0.9 | 0.9 | 0.9 | 0.9 | 0 | 0 | 0 | 0 | 0 | 0 | 0 | 0
F5_Commercial_Grocery_Existing_Food Preparation_Natural Gas_Fryer_E2 | F5 | Commercial | Grocery | Existing | Food Preparation | Natural Gas | Fryer | E2 | RIM BC Ratio | 0.544 | 0.54258 | 0.54238 | 0.54511 | 0.54988 | 0.55591 | 0.56079 | 0.5645 | 0.56779 | 0.57093 | 0.57429 | 0.57759 | 0.58072 | 0.58415 | 0.58733 | 0.59061 | 0.59377 | 0.59646 | 0.59864 | 0.60029 | 0.6018 | 0.60314 | 0 | 0 | 0 | 0 | 0 | 0 | 0 | 0
F5_Commercial_Grocery_Existing_Food Preparation_Natural Gas_Fryer_E3 | F5 | Commercial | Grocery | Existing | Food Preparation | Natural Gas | Fryer | E3 | RIM BC Ratio | 0 | 0 | 0 | 0 | 0 | 0 | 0 | 0 | 0 | 0 | 0 | 0 | 0 | 0 | 0 | 0 | 0 | 0 | 0 | 0 | 0 | 0 | 0 | 0 | 0 | 0 | 0 | 0 | 0 | 0
F5_Commercial_Grocery_Existing_Food Preparation_Natural Gas_Fryer_E4 | F5 | Commercial | Grocery | Existing | Food Preparation | Natural Gas | Fryer | E4 | RIM BC Ratio | 0 | 0 | 0 | 0 | 0 | 0 | 0 | 0 | 0 | 0 | 0 | 0 | 0 | 0 | 0 | 0 | 0 | 0 | 0 | 0 | 0 | 0 | 0 | 0 | 0 | 0 | 0 | 0 | 0 | 0
F5_Commercial_Grocery_Existing_Food Preparation_Natural Gas_Fryer_E5 | F5 | Commercial | Grocery | Existing | Food Preparation | Natural Gas | Fryer | E5 | RIM BC Ratio | 0 | 0 | 0 | 0 | 0 | 0 | 0 | 0 | 0 | 0 | 0 | 0 | 0 | 0 | 0 | 0 | 0 | 0 | 0 | 0 | 0 | 0 | 0 | 0 | 0 | 0 | 0 | 0 | 0 | 0
F5_Commercial_Grocery_Existing_Food Preparation_Natural Gas_Fryer_E6 | F5 | Commercial | Grocery | Existing | Food Preparation | Natural Gas | Fryer | E6 | RIM BC Ratio | 0 | 0 | 0 | 0 | 0 | 0 | 0 | 0 | 0 | 0 | 0 | 0 | 0 | 0 | 0 | 0 | 0 | 0 | 0 | 0 | 0 | 0 | 0 | 0 | 0 | 0 | 0 | 0 | 0 | 0
F5_Commercial_Grocery_Existing_Food Preparation_Natural Gas_Fryer_E7 | F5 | Commercial | Grocery | Existing | Food Preparation | Natural Gas | Fryer | E7 | RIM BC Ratio | 0 | 0 | 0 | 0 | 0 | 0 | 0 | 0 | 0 | 0 | 0 | 0 | 0 | 0 | 0 | 0 | 0 | 0 | 0 | 0 | 0 | 0 | 0 | 0 | 0 | 0 | 0 | 0 | 0 | 0
F5_Commercial_Grocery_Existing_Food Preparation_Natural Gas_Fryer_E8 | F5 | Commercial | Grocery | Existing | Food Preparation | Natural Gas | Fryer | E8 | RIM BC Ratio | 0 | 0 | 0 | 0 | 0 | 0 | 0 | 0 | 0 | 0 | 0 | 0 | 0 | 0 | 0 | 0 | 0 | 0 | 0 | 0 | 0 | 0 | 0 | 0 | 0 | 0 | 0 | 0 | 0 | 0
F5_Commercial_Grocery_Existing_Food Preparation_Natural Gas_Fryer_E9 | F5 | Commercial | Grocery | Existing | Food Preparation | Natural Gas | Fryer | E9 | RIM BC Ratio | 0 | 0 | 0 | 0 | 0 | 0 | 0 | 0 | 0 | 0 | 0 | 0 | 0 | 0 | 0 | 0 | 0 | 0 | 0 | 0 | 0 | 0 | 0 | 0 | 0 | 0 | 0 | 0 | 0 | 0
F5_Commercial_Grocery_Existing_Food Preparation_Natural Gas_Fryer_E10 | F5 | Commercial | Grocery | Existing | Food Preparation | Natural Gas | Fryer | E10 | RIM BC Ratio | 0 | 0 | 0 | 0 | 0 | 0 | 0 | 0 | 0 | 0 | 0 | 0 | 0 | 0 | 0 | 0 | 0 | 0 | 0 | 0 | 0 | 0 | 0 | 0 | 0 | 0 | 0 | 0 | 0 | 0
F0_Commercial_Grocery_Existing_Food Preparation_Natural Gas_Broiler_E0 | F0 | Commercial | Grocery | Existing | Food Preparation | Natural Gas | Broiler | E0 | Economic Unit | Infrared Burners | Infrared Burners | Infrared Burners | Infrared Burners | Infrared Burners | Infrared Burners | Infrared Burners | Infrared Burners | Infrared Burners | Infrared Burners | Infrared Burners | Infrared Burners | Infrared Burners | Infrared Burners | Infrared Burners | Infrared Burners | Infrared Burners | Infrared Burners | Infrared Burners | Infrared Burners | Infrared Burners | Infrared Burners | 0 | 0 | 0 | 0 | 0 | 0 | 0 | 0
F1_Commercial_Grocery_Existing_Food Preparation_Natural Gas_Broiler_E1 | F1 | Commercial | Grocery | Existing | Food Preparation | Natural Gas | Broiler | E1 | CCE | 0 | 0 | 0 | 0 | 0 | 0 | 0 | 0 | 0 | 0 | 0 | 0 | 0 | 0 | 0 | 0 | 0 | 0 | 0 | 0 | 0 | 0 | 0 | 0 | 0 | 0 | 0 | 0 | 0 | 0
F1_Commercial_Grocery_Existing_Food Preparation_Natural Gas_Broiler_E2 | F1 | Commercial | Grocery | Existing | Food Preparation | Natural Gas | Broiler | E2 | CCE | 0.0083589 | 0.0083589 | 0.0087817 | 0.0086482 | 0.0085184 | 0.0083564 | 0.0083336 | 0.00828 | 0.0082301 | 0.0081549 | 0.0081433 | 0.0081058 | 0.0080724 | 0.0080086 | 0.008017 | 0.0079925 | 0.0079685 | 0.0079158 | 0.0079314 | 0.0079159 | 0.0079043 | 0.0078601 | 0 | 0 | 0 | 0 | 0 | 0 | 0 | 0
F1_Commercial_Grocery_Existing_Food Preparation_Natural Gas_Broiler_E3 | F1 | Commercial | Grocery | Existing | Food Preparation | Natural Gas | Broiler | E3 | CCE | 0 | 0 | 0 | 0 | 0 | 0 | 0 | 0 | 0 | 0 | 0 | 0 | 0 | 0 | 0 | 0 | 0 | 0 | 0 | 0 | 0 | 0 | 0 | 0 | 0 | 0 | 0 | 0 | 0 | 0
F1_Commercial_Grocery_Existing_Food Preparation_Natural Gas_Broiler_E4 | F1 | Commercial | Grocery | Existing | Food Preparation | Natural Gas | Broiler | E4 | CCE | 0 | 0 | 0 | 0 | 0 | 0 | 0 | 0 | 0 | 0 | 0 | 0 | 0 | 0 | 0 | 0 | 0 | 0 | 0 | 0 | 0 | 0 | 0 | 0 | 0 | 0 | 0 | 0 | 0 | 0
F1_Commercial_Grocery_Existing_Food Preparation_Natural Gas_Broiler_E5 | F1 | Commercial | Grocery | Existing | Food Preparation | Natural Gas | Broiler | E5 | CCE | 0 | 0 | 0 | 0 | 0 | 0 | 0 | 0 | 0 | 0 | 0 | 0 | 0 | 0 | 0 | 0 | 0 | 0 | 0 | 0 | 0 | 0 | 0 | 0 | 0 | 0 | 0 | 0 | 0 | 0
F1_Commercial_Grocery_Existing_Food Preparation_Natural Gas_Broiler_E6 | F1 | Commercial | Grocery | Existing | Food Preparation | Natural Gas | Broiler | E6 | CCE | 0 | 0 | 0 | 0 | 0 | 0 | 0 | 0 | 0 | 0 | 0 | 0 | 0 | 0 | 0 | 0 | 0 | 0 | 0 | 0 | 0 | 0 | 0 | 0 | 0 | 0 | 0 | 0 | 0 | 0
F1_Commercial_Grocery_Existing_Food Preparation_Natural Gas_Broiler_E7 | F1 | Commercial | Grocery | Existing | Food Preparation | Natural Gas | Broiler | E7 | CCE | 0 | 0 | 0 | 0 | 0 | 0 | 0 | 0 | 0 | 0 | 0 | 0 | 0 | 0 | 0 | 0 | 0 | 0 | 0 | 0 | 0 | 0 | 0 | 0 | 0 | 0 | 0 | 0 | 0 | 0
F1_Commercial_Grocery_Existing_Food Preparation_Natural Gas_Broiler_E8 | F1 | Commercial | Grocery | Existing | Food Preparation | Natural Gas | Broiler | E8 | CCE | 0 | 0 | 0 | 0 | 0 | 0 | 0 | 0 | 0 | 0 | 0 | 0 | 0 | 0 | 0 | 0 | 0 | 0 | 0 | 0 | 0 | 0 | 0 | 0 | 0 | 0 | 0 | 0 | 0 | 0
F1_Commercial_Grocery_Existing_Food Preparation_Natural Gas_Broiler_E9 | F1 | Commercial | Grocery | Existing | Food Preparation | Natural Gas | Broiler | E9 | CCE | 0 | 0 | 0 | 0 | 0 | 0 | 0 | 0 | 0 | 0 | 0 | 0 | 0 | 0 | 0 | 0 | 0 | 0 | 0 | 0 | 0 | 0 | 0 | 0 | 0 | 0 | 0 | 0 | 0 | 0
F1_Commercial_Grocery_Existing_Food Preparation_Natural Gas_Broiler_E10 | F1 | Commercial | Grocery | Existing | Food Preparation | Natural Gas | Broiler | E10 | CCE | 0 | 0 | 0 | 0 | 0 | 0 | 0 | 0 | 0 | 0 | 0 | 0 | 0 | 0 | 0 | 0 | 0 | 0 | 0 | 0 | 0 | 0 | 0 | 0 | 0 | 0 | 0 | 0 | 0 | 0
F2_Commercial_Grocery_Existing_Food Preparation_Natural Gas_Broiler_E1 | F2 | Commercial | Grocery | Existing | Food Preparation | Natural Gas | Broiler | E1 | TRC BC Ratio | 0.9 | 0.9 | 0.9 | 0.9 | 0.9 | 0.9 | 0.9 | 0.9 | 0.9 | 0.9 | 0.9 | 0.9 | 0.9 | 0.9 | 0.9 | 0.9 | 0.9 | 0.9 | 0.9 | 0.9 | 0.9 | 0.9 | 0 | 0 | 0 | 0 | 0 | 0 | 0 | 0
F2_Commercial_Grocery_Existing_Food Preparation_Natural Gas_Broiler_E2 | F2 | Commercial | Grocery | Existing | Food Preparation | Natural Gas | Broiler | E2 | TRC BC Ratio | 1.0644 | 1.0735 | 1.0844 | 1.1025 | 1.1265 | 1.1549 | 1.181 | 1.2042 | 1.2267 | 1.2485 | 1.2706 | 1.292 | 1.3121 | 1.3323 | 1.3516 | 1.3714 | 1.3925 | 1.4138 | 1.4353 | 1.4569 | 1.4782 | 1.4992 | 0 | 0 | 0 | 0 | 0 | 0 | 0 | 0
F2_Commercial_Grocery_Existing_Food Preparation_Natural Gas_Broiler_E3 | F2 | Commercial | Grocery | Existing | Food Preparation | Natural Gas | Broiler | E3 | TRC BC Ratio | 0 | 0 | 0 | 0 | 0 | 0 | 0 | 0 | 0 | 0 | 0 | 0 | 0 | 0 | 0 | 0 | 0 | 0 | 0 | 0 | 0 | 0 | 0 | 0 | 0 | 0 | 0 | 0 | 0 | 0
F2_Commercial_Grocery_Existing_Food Preparation_Natural Gas_Broiler_E4 | F2 | Commercial | Grocery | Existing | Food Preparation | Natural Gas | Broiler | E4 | TRC BC Ratio | 0 | 0 | 0 | 0 | 0 | 0 | 0 | 0 | 0 | 0 | 0 | 0 | 0 | 0 | 0 | 0 | 0 | 0 | 0 | 0 | 0 | 0 | 0 | 0 | 0 | 0 | 0 | 0 | 0 | 0
F2_Commercial_Grocery_Existing_Food Preparation_Natural Gas_Broiler_E5 | F2 | Commercial | Grocery | Existing | Food Preparation | Natural Gas | Broiler | E5 | TRC BC Ratio | 0 | 0 | 0 | 0 | 0 | 0 | 0 | 0 | 0 | 0 | 0 | 0 | 0 | 0 | 0 | 0 | 0 | 0 | 0 | 0 | 0 | 0 | 0 | 0 | 0 | 0 | 0 | 0 | 0 | 0
F2_Commercial_Grocery_Existing_Food Preparation_Natural Gas_Broiler_E6 | F2 | Commercial | Grocery | Existing | Food Preparation | Natural Gas | Broiler | E6 | TRC BC Ratio | 0 | 0 | 0 | 0 | 0 | 0 | 0 | 0 | 0 | 0 | 0 | 0 | 0 | 0 | 0 | 0 | 0 | 0 | 0 | 0 | 0 | 0 | 0 | 0 | 0 | 0 | 0 | 0 | 0 | 0
F2_Commercial_Grocery_Existing_Food Preparation_Natural Gas_Broiler_E7 | F2 | Commercial | Grocery | Existing | Food Preparation | Natural Gas | Broiler | E7 | TRC BC Ratio | 0 | 0 | 0 | 0 | 0 | 0 | 0 | 0 | 0 | 0 | 0 | 0 | 0 | 0 | 0 | 0 | 0 | 0 | 0 | 0 | 0 | 0 | 0 | 0 | 0 | 0 | 0 | 0 | 0 | 0
F2_Commercial_Grocery_Existing_Food Preparation_Natural Gas_Broiler_E8 | F2 | Commercial | Grocery | Existing | Food Preparation | Natural Gas | Broiler | E8 | TRC BC Ratio | 0 | 0 | 0 | 0 | 0 | 0 | 0 | 0 | 0 | 0 | 0 | 0 | 0 | 0 | 0 | 0 | 0 | 0 | 0 | 0 | 0 | 0 | 0 | 0 | 0 | 0 | 0 | 0 | 0 | 0
F2_Commercial_Grocery_Existing_Food Preparation_Natural Gas_Broiler_E9 | F2 | Commercial | Grocery | Existing | Food Preparation | Natural Gas | Broiler | E9 | TRC BC Ratio | 0 | 0 | 0 | 0 | 0 | 0 | 0 | 0 | 0 | 0 | 0 | 0 | 0 | 0 | 0 | 0 | 0 | 0 | 0 | 0 | 0 | 0 | 0 | 0 | 0 | 0 | 0 | 0 | 0 | 0
F2_Commercial_Grocery_Existing_Food Preparation_Natural Gas_Broiler_E10 | F2 | Commercial | Grocery | Existing | Food Preparation | Natural Gas | Broiler | E10 | TRC BC Ratio | 0 | 0 | 0 | 0 | 0 | 0 | 0 | 0 | 0 | 0 | 0 | 0 | 0 | 0 | 0 | 0 | 0 | 0 | 0 | 0 | 0 | 0 | 0 | 0 | 0 | 0 | 0 | 0 | 0 | 0
F3_Commercial_Grocery_Existing_Food Preparation_Natural Gas_Broiler_E1 | F3 | Commercial | Grocery | Existing | Food Preparation | Natural Gas | Broiler | E1 | PACT BC Ratio | 0.9 | 0.9 | 0.9 | 0.9 | 0.9 | 0.9 | 0.9 | 0.9 | 0.9 | 0.9 | 0.9 | 0.9 | 0.9 | 0.9 | 0.9 | 0.9 | 0.9 | 0.9 | 0.9 | 0.9 | 0.9 | 0.9 | 0 | 0 | 0 | 0 | 0 | 0 | 0 | 0
F3_Commercial_Grocery_Existing_Food Preparation_Natural Gas_Broiler_E2 | F3 | Commercial | Grocery | Existing | Food Preparation | Natural Gas | Broiler | E2 | PACT BC Ratio | 1.3204 | 1.3317 | 1.3453 | 1.3676 | 1.3975 | 1.4327 | 1.465 | 1.4938 | 1.5217 | 1.5488 | 1.5761 | 1.6027 | 1.6277 | 1.6527 | 1.6767 | 1.7012 | 1.7275 | 1.7539 | 1.7805 | 1.8073 | 1.8337 | 1.8598 | 0 | 0 | 0 | 0 | 0 | 0 | 0 | 0
F3_Commercial_Grocery_Existing_Food Preparation_Natural Gas_Broiler_E3 | F3 | Commercial | Grocery | Existing | Food Preparation | Natural Gas | Broiler | E3 | PACT BC Ratio | 0 | 0 | 0 | 0 | 0 | 0 | 0 | 0 | 0 | 0 | 0 | 0 | 0 | 0 | 0 | 0 | 0 | 0 | 0 | 0 | 0 | 0 | 0 | 0 | 0 | 0 | 0 | 0 | 0 | 0
F3_Commercial_Grocery_Existing_Food Preparation_Natural Gas_Broiler_E4 | F3 | Commercial | Grocery | Existing | Food Preparation | Natural Gas | Broiler | E4 | PACT BC Ratio | 0 | 0 | 0 | 0 | 0 | 0 | 0 | 0 | 0 | 0 | 0 | 0 | 0 | 0 | 0 | 0 | 0 | 0 | 0 | 0 | 0 | 0 | 0 | 0 | 0 | 0 | 0 | 0 | 0 | 0
F3_Commercial_Grocery_Existing_Food Preparation_Natural Gas_Broiler_E5 | F3 | Commercial | Grocery | Existing | Food Preparation | Natural Gas | Broiler | E5 | PACT BC Ratio | 0 | 0 | 0 | 0 | 0 | 0 | 0 | 0 | 0 | 0 | 0 | 0 | 0 | 0 | 0 | 0 | 0 | 0 | 0 | 0 | 0 | 0 | 0 | 0 | 0 | 0 | 0 | 0 | 0 | 0
F3_Commercial_Grocery_Existing_Food Preparation_Natural Gas_Broiler_E6 | F3 | Commercial | Grocery | Existing | Food Preparation | Natural Gas | Broiler | E6 | PACT BC Ratio | 0 | 0 | 0 | 0 | 0 | 0 | 0 | 0 | 0 | 0 | 0 | 0 | 0 | 0 | 0 | 0 | 0 | 0 | 0 | 0 | 0 | 0 | 0 | 0 | 0 | 0 | 0 | 0 | 0 | 0
F3_Commercial_Grocery_Existing_Food Preparation_Natural Gas_Broiler_E7 | F3 | Commercial | Grocery | Existing | Food Preparation | Natural Gas | Broiler | E7 | PACT BC Ratio | 0 | 0 | 0 | 0 | 0 | 0 | 0 | 0 | 0 | 0 | 0 | 0 | 0 | 0 | 0 | 0 | 0 | 0 | 0 | 0 | 0 | 0 | 0 | 0 | 0 | 0 | 0 | 0 | 0 | 0
F3_Commercial_Grocery_Existing_Food Preparation_Natural Gas_Broiler_E8 | F3 | Commercial | Grocery | Existing | Food Preparation | Natural Gas | Broiler | E8 | PACT BC Ratio | 0 | 0 | 0 | 0 | 0 | 0 | 0 | 0 | 0 | 0 | 0 | 0 | 0 | 0 | 0 | 0 | 0 | 0 | 0 | 0 | 0 | 0 | 0 | 0 | 0 | 0 | 0 | 0 | 0 | 0
F3_Commercial_Grocery_Existing_Food Preparation_Natural Gas_Broiler_E9 | F3 | Commercial | Grocery | Existing | Food Preparation | Natural Gas | Broiler | E9 | PACT BC Ratio | 0 | 0 | 0 | 0 | 0 | 0 | 0 | 0 | 0 | 0 | 0 | 0 | 0 | 0 | 0 | 0 | 0 | 0 | 0 | 0 | 0 | 0 | 0 | 0 | 0 | 0 | 0 | 0 | 0 | 0
F3_Commercial_Grocery_Existing_Food Preparation_Natural Gas_Broiler_E10 | F3 | Commercial | Grocery | Existing | Food Preparation | Natural Gas | Broiler | E10 | PACT BC Ratio | 0 | 0 | 0 | 0 | 0 | 0 | 0 | 0 | 0 | 0 | 0 | 0 | 0 | 0 | 0 | 0 | 0 | 0 | 0 | 0 | 0 | 0 | 0 | 0 | 0 | 0 | 0 | 0 | 0 | 0
F4_Commercial_Grocery_Existing_Food Preparation_Natural Gas_Broiler_E1 | F4 | Commercial | Grocery | Existing | Food Preparation | Natural Gas | Broiler | E1 | PCT BC Ratio | 0.9 | 0.9 | 0.9 | 0.9 | 0.9 | 0.9 | 0.9 | 0.9 | 0.9 | 0.9 | 0.9 | 0.9 | 0.9 | 0.9 | 0.9 | 0.9 | 0.9 | 0.9 | 0.9 | 0.9 | 0.9 | 0.9 | 0 | 0 | 0 | 0 | 0 | 0 | 0 | 0
F4_Commercial_Grocery_Existing_Food Preparation_Natural Gas_Broiler_E2 | F4 | Commercial | Grocery | Existing | Food Preparation | Natural Gas | Broiler | E2 | PCT BC Ratio | 2.8717 | 2.8906 | 2.9132 | 2.9506 | 3.0005 | 3.0593 | 3.1134 | 3.1615 | 3.2082 | 3.2535 | 3.2991 | 3.3435 | 3.3853 | 3.4272 | 3.4672 | 3.5082 | 3.5521 | 3.5963 | 3.6408 | 3.6855 | 3.7298 | 3.7734 | 0 | 0 | 0 | 0 | 0 | 0 | 0 | 0
F4_Commercial_Grocery_Existing_Food Preparation_Natural Gas_Broiler_E3 | F4 | Commercial | Grocery | Existing | Food Preparation | Natural Gas | Broiler | E3 | PCT BC Ratio | 0 | 0 | 0 | 0 | 0 | 0 | 0 | 0 | 0 | 0 | 0 | 0 | 0 | 0 | 0 | 0 | 0 | 0 | 0 | 0 | 0 | 0 | 0 | 0 | 0 | 0 | 0 | 0 | 0 | 0
F4_Commercial_Grocery_Existing_Food Preparation_Natural Gas_Broiler_E4 | F4 | Commercial | Grocery | Existing | Food Preparation | Natural Gas | Broiler | E4 | PCT BC Ratio | 0 | 0 | 0 | 0 | 0 | 0 | 0 | 0 | 0 | 0 | 0 | 0 | 0 | 0 | 0 | 0 | 0 | 0 | 0 | 0 | 0 | 0 | 0 | 0 | 0 | 0 | 0 | 0 | 0 | 0
F4_Commercial_Grocery_Existing_Food Preparation_Natural Gas_Broiler_E5 | F4 | Commercial | Grocery | Existing | Food Preparation | Natural Gas | Broiler | E5 | PCT BC Ratio | 0 | 0 | 0 | 0 | 0 | 0 | 0 | 0 | 0 | 0 | 0 | 0 | 0 | 0 | 0 | 0 | 0 | 0 | 0 | 0 | 0 | 0 | 0 | 0 | 0 | 0 | 0 | 0 | 0 | 0
F4_Commercial_Grocery_Existing_Food Preparation_Natural Gas_Broiler_E6 | F4 | Commercial | Grocery | Existing | Food Preparation | Natural Gas | Broiler | E6 | PCT BC Ratio | 0 | 0 | 0 | 0 | 0 | 0 | 0 | 0 | 0 | 0 | 0 | 0 | 0 | 0 | 0 | 0 | 0 | 0 | 0 | 0 | 0 | 0 | 0 | 0 | 0 | 0 | 0 | 0 | 0 | 0
F4_Commercial_Grocery_Existing_Food Preparation_Natural Gas_Broiler_E7 | F4 | Commercial | Grocery | Existing | Food Preparation | Natural Gas | Broiler | E7 | PCT BC Ratio | 0 | 0 | 0 | 0 | 0 | 0 | 0 | 0 | 0 | 0 | 0 | 0 | 0 | 0 | 0 | 0 | 0 | 0 | 0 | 0 | 0 | 0 | 0 | 0 | 0 | 0 | 0 | 0 | 0 | 0
F4_Commercial_Grocery_Existing_Food Preparation_Natural Gas_Broiler_E8 | F4 | Commercial | Grocery | Existing | Food Preparation | Natural Gas | Broiler | E8 | PCT BC Ratio | 0 | 0 | 0 | 0 | 0 | 0 | 0 | 0 | 0 | 0 | 0 | 0 | 0 | 0 | 0 | 0 | 0 | 0 | 0 | 0 | 0 | 0 | 0 | 0 | 0 | 0 | 0 | 0 | 0 | 0
F4_Commercial_Grocery_Existing_Food Preparation_Natural Gas_Broiler_E9 | F4 | Commercial | Grocery | Existing | Food Preparation | Natural Gas | Broiler | E9 | PCT BC Ratio | 0 | 0 | 0 | 0 | 0 | 0 | 0 | 0 | 0 | 0 | 0 | 0 | 0 | 0 | 0 | 0 | 0 | 0 | 0 | 0 | 0 | 0 | 0 | 0 | 0 | 0 | 0 | 0 | 0 | 0
F4_Commercial_Grocery_Existing_Food Preparation_Natural Gas_Broiler_E10 | F4 | Commercial | Grocery | Existing | Food Preparation | Natural Gas | Broiler | E10 | PCT BC Ratio | 0 | 0 | 0 | 0 | 0 | 0 | 0 | 0 | 0 | 0 | 0 | 0 | 0 | 0 | 0 | 0 | 0 | 0 | 0 | 0 | 0 | 0 | 0 | 0 | 0 | 0 | 0 | 0 | 0 | 0
F5_Commercial_Grocery_Existing_Food Preparation_Natural Gas_Broiler_E1 | F5 | Commercial | Grocery | Existing | Food Preparation | Natural Gas | Broiler | E1 | RIM BC Ratio | 0.9 | 0.9 | 0.9 | 0.9 | 0.9 | 0.9 | 0.9 | 0.9 | 0.9 | 0.9 | 0.9 | 0.9 | 0.9 | 0.9 | 0.9 | 0.9 | 0.9 | 0.9 | 0.9 | 0.9 | 0.9 | 0.9 | 0 | 0 | 0 | 0 | 0 | 0 | 0 | 0
F5_Commercial_Grocery_Existing_Food Preparation_Natural Gas_Broiler_E2 | F5 | Commercial | Grocery | Existing | Food Preparation | Natural Gas | Broiler | E2 | RIM BC Ratio | 0.51141 | 0.51309 | 0.51509 | 0.51833 | 0.52256 | 0.52741 | 0.53173 | 0.53547 | 0.53902 | 0.54238 | 0.54569 | 0.54884 | 0.55175 | 0.55459 | 0.55726 | 0.55995 | 0.56276 | 0.56554 | 0.56828 | 0.57098 | 0.57359 | 0.57612 | 0 | 0 | 0 | 0 | 0 | 0 | 0 | 0
F5_Commercial_Grocery_Existing_Food Preparation_Natural Gas_Broiler_E3 | F5 | Commercial | Grocery | Existing | Food Preparation | Natural Gas | Broiler | E3 | RIM BC Ratio | 0 | 0 | 0 | 0 | 0 | 0 | 0 | 0 | 0 | 0 | 0 | 0 | 0 | 0 | 0 | 0 | 0 | 0 | 0 | 0 | 0 | 0 | 0 | 0 | 0 | 0 | 0 | 0 | 0 | 0
F5_Commercial_Grocery_Existing_Food Preparation_Natural Gas_Broiler_E4 | F5 | Commercial | Grocery | Existing | Food Preparation | Natural Gas | Broiler | E4 | RIM BC Ratio | 0 | 0 | 0 | 0 | 0 | 0 | 0 | 0 | 0 | 0 | 0 | 0 | 0 | 0 | 0 | 0 | 0 | 0 | 0 | 0 | 0 | 0 | 0 | 0 | 0 | 0 | 0 | 0 | 0 | 0
F5_Commercial_Grocery_Existing_Food Preparation_Natural Gas_Broiler_E5 | F5 | Commercial | Grocery | Existing | Food Preparation | Natural Gas | Broiler | E5 | RIM BC Ratio | 0 | 0 | 0 | 0 | 0 | 0 | 0 | 0 | 0 | 0 | 0 | 0 | 0 | 0 | 0 | 0 | 0 | 0 | 0 | 0 | 0 | 0 | 0 | 0 | 0 | 0 | 0 | 0 | 0 | 0
F5_Commercial_Grocery_Existing_Food Preparation_Natural Gas_Broiler_E6 | F5 | Commercial | Grocery | Existing | Food Preparation | Natural Gas | Broiler | E6 | RIM BC Ratio | 0 | 0 | 0 | 0 | 0 | 0 | 0 | 0 | 0 | 0 | 0 | 0 | 0 | 0 | 0 | 0 | 0 | 0 | 0 | 0 | 0 | 0 | 0 | 0 | 0 | 0 | 0 | 0 | 0 | 0
F5_Commercial_Grocery_Existing_Food Preparation_Natural Gas_Broiler_E7 | F5 | Commercial | Grocery | Existing | Food Preparation | Natural Gas | Broiler | E7 | RIM BC Ratio | 0 | 0 | 0 | 0 | 0 | 0 | 0 | 0 | 0 | 0 | 0 | 0 | 0 | 0 | 0 | 0 | 0 | 0 | 0 | 0 | 0 | 0 | 0 | 0 | 0 | 0 | 0 | 0 | 0 | 0
F5_Commercial_Grocery_Existing_Food Preparation_Natural Gas_Broiler_E8 | F5 | Commercial | Grocery | Existing | Food Preparation | Natural Gas | Broiler | E8 | RIM BC Ratio | 0 | 0 | 0 | 0 | 0 | 0 | 0 | 0 | 0 | 0 | 0 | 0 | 0 | 0 | 0 | 0 | 0 | 0 | 0 | 0 | 0 | 0 | 0 | 0 | 0 | 0 | 0 | 0 | 0 | 0
F5_Commercial_Grocery_Existing_Food Preparation_Natural Gas_Broiler_E9 | F5 | Commercial | Grocery | Existing | Food Preparation | Natural Gas | Broiler | E9 | RIM BC Ratio | 0 | 0 | 0 | 0 | 0 | 0 | 0 | 0 | 0 | 0 | 0 | 0 | 0 | 0 | 0 | 0 | 0 | 0 | 0 | 0 | 0 | 0 | 0 | 0 | 0 | 0 | 0 | 0 | 0 | 0
F5_Commercial_Grocery_Existing_Food Preparation_Natural Gas_Broiler_E10 | F5 | Commercial | Grocery | Existing | Food Preparation | Natural Gas | Broiler | E10 | RIM BC Ratio | 0 | 0 | 0 | 0 | 0 | 0 | 0 | 0 | 0 | 0 | 0 | 0 | 0 | 0 | 0 | 0 | 0 | 0 | 0 | 0 | 0 | 0 | 0 | 0 | 0 | 0 | 0 | 0 | 0 | 0
F0_Commercial_Grocery_Existing_Food Preparation_Natural Gas_Griddle_E0 | F0 | Commercial | Grocery | Existing | Food Preparation | Natural Gas | Griddle | E0 | Economic Unit | ENERGY STAR | ENERGY STAR | ENERGY STAR | ENERGY STAR | ENERGY STAR | ENERGY STAR | ENERGY STAR | ENERGY STAR | ENERGY STAR | ENERGY STAR | ENERGY STAR | ENERGY STAR | ENERGY STAR | ENERGY STAR | ENERGY STAR | ENERGY STAR | ENERGY STAR | ENERGY STAR | ENERGY STAR | ENERGY STAR | ENERGY STAR | ENERGY STAR | 0 | 0 | 0 | 0 | 0 | 0 | 0 | 0
F1_Commercial_Grocery_Existing_Food Preparation_Natural Gas_Griddle_E1 | F1 | Commercial | Grocery | Existing | Food Preparation | Natural Gas | Griddle | E1 | CCE | 0 | 0 | 0 | 0 | 0 | 0 | 0 | 0 | 0 | 0 | 0 | 0 | 0 | 0 | 0 | 0 | 0 | 0 | 0 | 0 | 0 | 0 | 0 | 0 | 0 | 0 | 0 | 0 | 0 | 0
F1_Commercial_Grocery_Existing_Food Preparation_Natural Gas_Griddle_E2 | F1 | Commercial | Grocery | Existing | Food Preparation | Natural Gas | Griddle | E2 | CCE | 0.0050309 | 0.0050309 | 0.0052853 | 0.0052049 | 0.0051268 | 0.0050293 | 0.0050156 | 0.0049833 | 0.0049533 | 0.0049081 | 0.0049011 | 0.0048785 | 0.0048584 | 0.00482 | 0.0048251 | 0.0048103 | 0.0047959 | 0.0047642 | 0.0047735 | 0.0047642 | 0.0047572 | 0.0047306 | 0 | 0 | 0 | 0 | 0 | 0 | 0 | 0
F1_Commercial_Grocery_Existing_Food Preparation_Natural Gas_Griddle_E3 | F1 | Commercial | Grocery | Existing | Food Preparation | Natural Gas | Griddle | E3 | CCE | 0 | 0 | 0 | 0 | 0 | 0 | 0 | 0 | 0 | 0 | 0 | 0 | 0 | 0 | 0 | 0 | 0 | 0 | 0 | 0 | 0 | 0 | 0 | 0 | 0 | 0 | 0 | 0 | 0 | 0
F1_Commercial_Grocery_Existing_Food Preparation_Natural Gas_Griddle_E4 | F1 | Commercial | Grocery | Existing | Food Preparation | Natural Gas | Griddle | E4 | CCE | 0 | 0 | 0 | 0 | 0 | 0 | 0 | 0 | 0 | 0 | 0 | 0 | 0 | 0 | 0 | 0 | 0 | 0 | 0 | 0 | 0 | 0 | 0 | 0 | 0 | 0 | 0 | 0 | 0 | 0
F1_Commercial_Grocery_Existing_Food Preparation_Natural Gas_Griddle_E5 | F1 | Commercial | Grocery | Existing | Food Preparation | Natural Gas | Griddle | E5 | CCE | 0 | 0 | 0 | 0 | 0 | 0 | 0 | 0 | 0 | 0 | 0 | 0 | 0 | 0 | 0 | 0 | 0 | 0 | 0 | 0 | 0 | 0 | 0 | 0 | 0 | 0 | 0 | 0 | 0 | 0
F1_Commercial_Grocery_Existing_Food Preparation_Natural Gas_Griddle_E6 | F1 | Commercial | Grocery | Existing | Food Preparation | Natural Gas | Griddle | E6 | CCE | 0 | 0 | 0 | 0 | 0 | 0 | 0 | 0 | 0 | 0 | 0 | 0 | 0 | 0 | 0 | 0 | 0 | 0 | 0 | 0 | 0 | 0 | 0 | 0 | 0 | 0 | 0 | 0 | 0 | 0
F1_Commercial_Grocery_Existing_Food Preparation_Natural Gas_Griddle_E7 | F1 | Commercial | Grocery | Existing | Food Preparation | Natural Gas | Griddle | E7 | CCE | 0 | 0 | 0 | 0 | 0 | 0 | 0 | 0 | 0 | 0 | 0 | 0 | 0 | 0 | 0 | 0 | 0 | 0 | 0 | 0 | 0 | 0 | 0 | 0 | 0 | 0 | 0 | 0 | 0 | 0
F1_Commercial_Grocery_Existing_Food Preparation_Natural Gas_Griddle_E8 | F1 | Commercial | Grocery | Existing | Food Preparation | Natural Gas | Griddle | E8 | CCE | 0 | 0 | 0 | 0 | 0 | 0 | 0 | 0 | 0 | 0 | 0 | 0 | 0 | 0 | 0 | 0 | 0 | 0 | 0 | 0 | 0 | 0 | 0 | 0 | 0 | 0 | 0 | 0 | 0 | 0
F1_Commercial_Grocery_Existing_Food Preparation_Natural Gas_Griddle_E9 | F1 | Commercial | Grocery | Existing | Food Preparation | Natural Gas | Griddle | E9 | CCE | 0 | 0 | 0 | 0 | 0 | 0 | 0 | 0 | 0 | 0 | 0 | 0 | 0 | 0 | 0 | 0 | 0 | 0 | 0 | 0 | 0 | 0 | 0 | 0 | 0 | 0 | 0 | 0 | 0 | 0
F1_Commercial_Grocery_Existing_Food Preparation_Natural Gas_Griddle_E10 | F1 | Commercial | Grocery | Existing | Food Preparation | Natural Gas | Griddle | E10 | CCE | 0 | 0 | 0 | 0 | 0 | 0 | 0 | 0 | 0 | 0 | 0 | 0 | 0 | 0 | 0 | 0 | 0 | 0 | 0 | 0 | 0 | 0 | 0 | 0 | 0 | 0 | 0 | 0 | 0 | 0
F2_Commercial_Grocery_Existing_Food Preparation_Natural Gas_Griddle_E1 | F2 | Commercial | Grocery | Existing | Food Preparation | Natural Gas | Griddle | E1 | TRC BC Ratio | 0.9 | 0.9 | 0.9 | 0.9 | 0.9 | 0.9 | 0.9 | 0.9 | 0.9 | 0.9 | 0.9 | 0.9 | 0.9 | 0.9 | 0.9 | 0.9 | 0.9 | 0.9 | 0.9 | 0.9 | 0.9 | 0.9 | 0 | 0 | 0 | 0 | 0 | 0 | 0 | 0
F2_Commercial_Grocery_Existing_Food Preparation_Natural Gas_Griddle_E2 | F2 | Commercial | Grocery | Existing | Food Preparation | Natural Gas | Griddle | E2 | TRC BC Ratio | 1.7686 | 1.7837 | 1.8018 | 1.8318 | 1.8718 | 1.9189 | 1.9622 | 2.0008 | 2.0382 | 2.0745 | 2.1111 | 2.1466 | 2.1801 | 2.2137 | 2.2457 | 2.2786 | 2.3138 | 2.3491 | 2.3848 | 2.4207 | 2.4561 | 2.491 | 0 | 0 | 0 | 0 | 0 | 0 | 0 | 0
F2_Commercial_Grocery_Existing_Food Preparation_Natural Gas_Griddle_E3 | F2 | Commercial | Grocery | Existing | Food Preparation | Natural Gas | Griddle | E3 | TRC BC Ratio | 0 | 0 | 0 | 0 | 0 | 0 | 0 | 0 | 0 | 0 | 0 | 0 | 0 | 0 | 0 | 0 | 0 | 0 | 0 | 0 | 0 | 0 | 0 | 0 | 0 | 0 | 0 | 0 | 0 | 0
F2_Commercial_Grocery_Existing_Food Preparation_Natural Gas_Griddle_E4 | F2 | Commercial | Grocery | Existing | Food Preparation | Natural Gas | Griddle | E4 | TRC BC Ratio | 0 | 0 | 0 | 0 | 0 | 0 | 0 | 0 | 0 | 0 | 0 | 0 | 0 | 0 | 0 | 0 | 0 | 0 | 0 | 0 | 0 | 0 | 0 | 0 | 0 | 0 | 0 | 0 | 0 | 0
F2_Commercial_Grocery_Existing_Food Preparation_Natural Gas_Griddle_E5 | F2 | Commercial | Grocery | Existing | Food Preparation | Natural Gas | Griddle | E5 | TRC BC Ratio | 0 | 0 | 0 | 0 | 0 | 0 | 0 | 0 | 0 | 0 | 0 | 0 | 0 | 0 | 0 | 0 | 0 | 0 | 0 | 0 | 0 | 0 | 0 | 0 | 0 | 0 | 0 | 0 | 0 | 0
F2_Commercial_Grocery_Existing_Food Preparation_Natural Gas_Griddle_E6 | F2 | Commercial | Grocery | Existing | Food Preparation | Natural Gas | Griddle | E6 | TRC BC Ratio | 0 | 0 | 0 | 0 | 0 | 0 | 0 | 0 | 0 | 0 | 0 | 0 | 0 | 0 | 0 | 0 | 0 | 0 | 0 | 0 | 0 | 0 | 0 | 0 | 0 | 0 | 0 | 0 | 0 | 0
F2_Commercial_Grocery_Existing_Food Preparation_Natural Gas_Griddle_E7 | F2 | Commercial | Grocery | Existing | Food Preparation | Natural Gas | Griddle | E7 | TRC BC Ratio | 0 | 0 | 0 | 0 | 0 | 0 | 0 | 0 | 0 | 0 | 0 | 0 | 0 | 0 | 0 | 0 | 0 | 0 | 0 | 0 | 0 | 0 | 0 | 0 | 0 | 0 | 0 | 0 | 0 | 0
F2_Commercial_Grocery_Existing_Food Preparation_Natural Gas_Griddle_E8 | F2 | Commercial | Grocery | Existing | Food Preparation | Natural Gas | Griddle | E8 | TRC BC Ratio | 0 | 0 | 0 | 0 | 0 | 0 | 0 | 0 | 0 | 0 | 0 | 0 | 0 | 0 | 0 | 0 | 0 | 0 | 0 | 0 | 0 | 0 | 0 | 0 | 0 | 0 | 0 | 0 | 0 | 0
F2_Commercial_Grocery_Existing_Food Preparation_Natural Gas_Griddle_E9 | F2 | Commercial | Grocery | Existing | Food Preparation | Natural Gas | Griddle | E9 | TRC BC Ratio | 0 | 0 | 0 | 0 | 0 | 0 | 0 | 0 | 0 | 0 | 0 | 0 | 0 | 0 | 0 | 0 | 0 | 0 | 0 | 0 | 0 | 0 | 0 | 0 | 0 | 0 | 0 | 0 | 0 | 0
F2_Commercial_Grocery_Existing_Food Preparation_Natural Gas_Griddle_E10 | F2 | Commercial | Grocery | Existing | Food Preparation | Natural Gas | Griddle | E10 | TRC BC Ratio | 0 | 0 | 0 | 0 | 0 | 0 | 0 | 0 | 0 | 0 | 0 | 0 | 0 | 0 | 0 | 0 | 0 | 0 | 0 | 0 | 0 | 0 | 0 | 0 | 0 | 0 | 0 | 0 | 0 | 0
F3_Commercial_Grocery_Existing_Food Preparation_Natural Gas_Griddle_E1 | F3 | Commercial | Grocery | Existing | Food Preparation | Natural Gas | Griddle | E1 | PACT BC Ratio | 0.9 | 0.9 | 0.9 | 0.9 | 0.9 | 0.9 | 0.9 | 0.9 | 0.9 | 0.9 | 0.9 | 0.9 | 0.9 | 0.9 | 0.9 | 0.9 | 0.9 | 0.9 | 0.9 | 0.9 | 0.9 | 0.9 | 0 | 0 | 0 | 0 | 0 | 0 | 0 | 0
F3_Commercial_Grocery_Existing_Food Preparation_Natural Gas_Griddle_E2 | F3 | Commercial | Grocery | Existing | Food Preparation | Natural Gas | Griddle | E2 | PACT BC Ratio | 1.7686 | 1.7837 | 1.8018 | 1.8318 | 1.8718 | 1.9189 | 1.9622 | 2.0008 | 2.0382 | 2.0745 | 2.1111 | 2.1466 | 2.1801 | 2.2137 | 2.2457 | 2.2786 | 2.3138 | 2.3491 | 2.3848 | 2.4207 | 2.4561 | 2.491 | 0 | 0 | 0 | 0 | 0 | 0 | 0 | 0
F3_Commercial_Grocery_Existing_Food Preparation_Natural Gas_Griddle_E3 | F3 | Commercial | Grocery | Existing | Food Preparation | Natural Gas | Griddle | E3 | PACT BC Ratio | 0 | 0 | 0 | 0 | 0 | 0 | 0 | 0 | 0 | 0 | 0 | 0 | 0 | 0 | 0 | 0 | 0 | 0 | 0 | 0 | 0 | 0 | 0 | 0 | 0 | 0 | 0 | 0 | 0 | 0
F3_Commercial_Grocery_Existing_Food Preparation_Natural Gas_Griddle_E4 | F3 | Commercial | Grocery | Existing | Food Preparation | Natural Gas | Griddle | E4 | PACT BC Ratio | 0 | 0 | 0 | 0 | 0 | 0 | 0 | 0 | 0 | 0 | 0 | 0 | 0 | 0 | 0 | 0 | 0 | 0 | 0 | 0 | 0 | 0 | 0 | 0 | 0 | 0 | 0 | 0 | 0 | 0
F3_Commercial_Grocery_Existing_Food Preparation_Natural Gas_Griddle_E5 | F3 | Commercial | Grocery | Existing | Food Preparation | Natural Gas | Griddle | E5 | PACT BC Ratio | 0 | 0 | 0 | 0 | 0 | 0 | 0 | 0 | 0 | 0 | 0 | 0 | 0 | 0 | 0 | 0 | 0 | 0 | 0 | 0 | 0 | 0 | 0 | 0 | 0 | 0 | 0 | 0 | 0 | 0
F3_Commercial_Grocery_Existing_Food Preparation_Natural Gas_Griddle_E6 | F3 | Commercial | Grocery | Existing | Food Preparation | Natural Gas | Griddle | E6 | PACT BC Ratio | 0 | 0 | 0 | 0 | 0 | 0 | 0 | 0 | 0 | 0 | 0 | 0 | 0 | 0 | 0 | 0 | 0 | 0 | 0 | 0 | 0 | 0 | 0 | 0 | 0 | 0 | 0 | 0 | 0 | 0
F3_Commercial_Grocery_Existing_Food Preparation_Natural Gas_Griddle_E7 | F3 | Commercial | Grocery | Existing | Food Preparation | Natural Gas | Griddle | E7 | PACT BC Ratio | 0 | 0 | 0 | 0 | 0 | 0 | 0 | 0 | 0 | 0 | 0 | 0 | 0 | 0 | 0 | 0 | 0 | 0 | 0 | 0 | 0 | 0 | 0 | 0 | 0 | 0 | 0 | 0 | 0 | 0
F3_Commercial_Grocery_Existing_Food Preparation_Natural Gas_Griddle_E8 | F3 | Commercial | Grocery | Existing | Food Preparation | Natural Gas | Griddle | E8 | PACT BC Ratio | 0 | 0 | 0 | 0 | 0 | 0 | 0 | 0 | 0 | 0 | 0 | 0 | 0 | 0 | 0 | 0 | 0 | 0 | 0 | 0 | 0 | 0 | 0 | 0 | 0 | 0 | 0 | 0 | 0 | 0
F3_Commercial_Grocery_Existing_Food Preparation_Natural Gas_Griddle_E9 | F3 | Commercial | Grocery | Existing | Food Preparation | Natural Gas | Griddle | E9 | PACT BC Ratio | 0 | 0 | 0 | 0 | 0 | 0 | 0 | 0 | 0 | 0 | 0 | 0 | 0 | 0 | 0 | 0 | 0 | 0 | 0 | 0 | 0 | 0 | 0 | 0 | 0 | 0 | 0 | 0 | 0 | 0
F3_Commercial_Grocery_Existing_Food Preparation_Natural Gas_Griddle_E10 | F3 | Commercial | Grocery | Existing | Food Preparation | Natural Gas | Griddle | E10 | PACT BC Ratio | 0 | 0 | 0 | 0 | 0 | 0 | 0 | 0 | 0 | 0 | 0 | 0 | 0 | 0 | 0 | 0 | 0 | 0 | 0 | 0 | 0 | 0 | 0 | 0 | 0 | 0 | 0 | 0 | 0 | 0
F4_Commercial_Grocery_Existing_Food Preparation_Natural Gas_Griddle_E1 | F4 | Commercial | Grocery | Existing | Food Preparation | Natural Gas | Griddle | E1 | PCT BC Ratio | 0.9 | 0.9 | 0.9 | 0.9 | 0.9 | 0.9 | 0.9 | 0.9 | 0.9 | 0.9 | 0.9 | 0.9 | 0.9 | 0.9 | 0.9 | 0.9 | 0.9 | 0.9 | 0.9 | 0.9 | 0.9 | 0.9 | 0 | 0 | 0 | 0 | 0 | 0 | 0 | 0
F4_Commercial_Grocery_Existing_Food Preparation_Natural Gas_Griddle_E2 | F4 | Commercial | Grocery | Existing | Food Preparation | Natural Gas | Griddle | E2 | PCT BC Ratio | 5.4497 | 5.4877 | 5.5333 | 5.6087 | 5.7092 | 5.8278 | 5.9368 | 6.0338 | 6.128 | 6.2192 | 6.3113 | 6.4008 | 6.4851 | 6.5695 | 6.6501 | 6.7328 | 6.8213 | 6.9103 | 7.0001 | 7.0902 | 7.1794 | 7.2673 | 0 | 0 | 0 | 0 | 0 | 0 | 0 | 0
F4_Commercial_Grocery_Existing_Food Preparation_Natural Gas_Griddle_E3 | F4 | Commercial | Grocery | Existing | Food Preparation | Natural Gas | Griddle | E3 | PCT BC Ratio | 0 | 0 | 0 | 0 | 0 | 0 | 0 | 0 | 0 | 0 | 0 | 0 | 0 | 0 | 0 | 0 | 0 | 0 | 0 | 0 | 0 | 0 | 0 | 0 | 0 | 0 | 0 | 0 | 0 | 0
F4_Commercial_Grocery_Existing_Food Preparation_Natural Gas_Griddle_E4 | F4 | Commercial | Grocery | Existing | Food Preparation | Natural Gas | Griddle | E4 | PCT BC Ratio | 0 | 0 | 0 | 0 | 0 | 0 | 0 | 0 | 0 | 0 | 0 | 0 | 0 | 0 | 0 | 0 | 0 | 0 | 0 | 0 | 0 | 0 | 0 | 0 | 0 | 0 | 0 | 0 | 0 | 0
F4_Commercial_Grocery_Existing_Food Preparation_Natural Gas_Griddle_E5 | F4 | Commercial | Grocery | Existing | Food Preparation | Natural Gas | Griddle | E5 | PCT BC Ratio | 0 | 0 | 0 | 0 | 0 | 0 | 0 | 0 | 0 | 0 | 0 | 0 | 0 | 0 | 0 | 0 | 0 | 0 | 0 | 0 | 0 | 0 | 0 | 0 | 0 | 0 | 0 | 0 | 0 | 0
F4_Commercial_Grocery_Existing_Food Preparation_Natural Gas_Griddle_E6 | F4 | Commercial | Grocery | Existing | Food Preparation | Natural Gas | Griddle | E6 | PCT BC Ratio | 0 | 0 | 0 | 0 | 0 | 0 | 0 | 0 | 0 | 0 | 0 | 0 | 0 | 0 | 0 | 0 | 0 | 0 | 0 | 0 | 0 | 0 | 0 | 0 | 0 | 0 | 0 | 0 | 0 | 0
F4_Commercial_Grocery_Existing_Food Preparation_Natural Gas_Griddle_E7 | F4 | Commercial | Grocery | Existing | Food Preparation | Natural Gas | Griddle | E7 | PCT BC Ratio | 0 | 0 | 0 | 0 | 0 | 0 | 0 | 0 | 0 | 0 | 0 | 0 | 0 | 0 | 0 | 0 | 0 | 0 | 0 | 0 | 0 | 0 | 0 | 0 | 0 | 0 | 0 | 0 | 0 | 0
F4_Commercial_Grocery_Existing_Food Preparation_Natural Gas_Griddle_E8 | F4 | Commercial | Grocery | Existing | Food Preparation | Natural Gas | Griddle | E8 | PCT BC Ratio | 0 | 0 | 0 | 0 | 0 | 0 | 0 | 0 | 0 | 0 | 0 | 0 | 0 | 0 | 0 | 0 | 0 | 0 | 0 | 0 | 0 | 0 | 0 | 0 | 0 | 0 | 0 | 0 | 0 | 0
F4_Commercial_Grocery_Existing_Food Preparation_Natural Gas_Griddle_E9 | F4 | Commercial | Grocery | Existing | Food Preparation | Natural Gas | Griddle | E9 | PCT BC Ratio | 0 | 0 | 0 | 0 | 0 | 0 | 0 | 0 | 0 | 0 | 0 | 0 | 0 | 0 | 0 | 0 | 0 | 0 | 0 | 0 | 0 | 0 | 0 | 0 | 0 | 0 | 0 | 0 | 0 | 0
F4_Commercial_Grocery_Existing_Food Preparation_Natural Gas_Griddle_E10 | F4 | Commercial | Grocery | Existing | Food Preparation | Natural Gas | Griddle | E10 | PCT BC Ratio | 0 | 0 | 0 | 0 | 0 | 0 | 0 | 0 | 0 | 0 | 0 | 0 | 0 | 0 | 0 | 0 | 0 | 0 | 0 | 0 | 0 | 0 | 0 | 0 | 0 | 0 | 0 | 0 | 0 | 0
F5_Commercial_Grocery_Existing_Food Preparation_Natural Gas_Griddle_E1 | F5 | Commercial | Grocery | Existing | Food Preparation | Natural Gas | Griddle | E1 | RIM BC Ratio | 0.9 | 0.9 | 0.9 | 0.9 | 0.9 | 0.9 | 0.9 | 0.9 | 0.9 | 0.9 | 0.9 | 0.9 | 0.9 | 0.9 | 0.9 | 0.9 | 0.9 | 0.9 | 0.9 | 0.9 | 0.9 | 0.9 | 0 | 0 | 0 | 0 | 0 | 0 | 0 | 0
F5_Commercial_Grocery_Existing_Food Preparation_Natural Gas_Griddle_E2 | F5 | Commercial | Grocery | Existing | Food Preparation | Natural Gas | Griddle | E2 | RIM BC Ratio | 0.56706 | 0.5686 | 0.57043 | 0.5734 | 0.57726 | 0.58167 | 0.58559 | 0.58897 | 0.59217 | 0.5952 | 0.59817 | 0.60099 | 0.60359 | 0.60613 | 0.60851 | 0.6109 | 0.6134 | 0.61586 | 0.61828 | 0.62067 | 0.62297 | 0.62519 | 0 | 0 | 0 | 0 | 0 | 0 | 0 | 0
F5_Commercial_Grocery_Existing_Food Preparation_Natural Gas_Griddle_E3 | F5 | Commercial | Grocery | Existing | Food Preparation | Natural Gas | Griddle | E3 | RIM BC Ratio | 0 | 0 | 0 | 0 | 0 | 0 | 0 | 0 | 0 | 0 | 0 | 0 | 0 | 0 | 0 | 0 | 0 | 0 | 0 | 0 | 0 | 0 | 0 | 0 | 0 | 0 | 0 | 0 | 0 | 0
F5_Commercial_Grocery_Existing_Food Preparation_Natural Gas_Griddle_E4 | F5 | Commercial | Grocery | Existing | Food Preparation | Natural Gas | Griddle | E4 | RIM BC Ratio | 0 | 0 | 0 | 0 | 0 | 0 | 0 | 0 | 0 | 0 | 0 | 0 | 0 | 0 | 0 | 0 | 0 | 0 | 0 | 0 | 0 | 0 | 0 | 0 | 0 | 0 | 0 | 0 | 0 | 0
F5_Commercial_Grocery_Existing_Food Preparation_Natural Gas_Griddle_E5 | F5 | Commercial | Grocery | Existing | Food Preparation | Natural Gas | Griddle | E5 | RIM BC Ratio | 0 | 0 | 0 | 0 | 0 | 0 | 0 | 0 | 0 | 0 | 0 | 0 | 0 | 0 | 0 | 0 | 0 | 0 | 0 | 0 | 0 | 0 | 0 | 0 | 0 | 0 | 0 | 0 | 0 | 0
F5_Commercial_Grocery_Existing_Food Preparation_Natural Gas_Griddle_E6 | F5 | Commercial | Grocery | Existing | Food Preparation | Natural Gas | Griddle | E6 | RIM BC Ratio | 0 | 0 | 0 | 0 | 0 | 0 | 0 | 0 | 0 | 0 | 0 | 0 | 0 | 0 | 0 | 0 | 0 | 0 | 0 | 0 | 0 | 0 | 0 | 0 | 0 | 0 | 0 | 0 | 0 | 0
F5_Commercial_Grocery_Existing_Food Preparation_Natural Gas_Griddle_E7 | F5 | Commercial | Grocery | Existing | Food Preparation | Natural Gas | Griddle | E7 | RIM BC Ratio | 0 | 0 | 0 | 0 | 0 | 0 | 0 | 0 | 0 | 0 | 0 | 0 | 0 | 0 | 0 | 0 | 0 | 0 | 0 | 0 | 0 | 0 | 0 | 0 | 0 | 0 | 0 | 0 | 0 | 0
F5_Commercial_Grocery_Existing_Food Preparation_Natural Gas_Griddle_E8 | F5 | Commercial | Grocery | Existing | Food Preparation | Natural Gas | Griddle | E8 | RIM BC Ratio | 0 | 0 | 0 | 0 | 0 | 0 | 0 | 0 | 0 | 0 | 0 | 0 | 0 | 0 | 0 | 0 | 0 | 0 | 0 | 0 | 0 | 0 | 0 | 0 | 0 | 0 | 0 | 0 | 0 | 0
F5_Commercial_Grocery_Existing_Food Preparation_Natural Gas_Griddle_E9 | F5 | Commercial | Grocery | Existing | Food Preparation | Natural Gas | Griddle | E9 | RIM BC Ratio | 0 | 0 | 0 | 0 | 0 | 0 | 0 | 0 | 0 | 0 | 0 | 0 | 0 | 0 | 0 | 0 | 0 | 0 | 0 | 0 | 0 | 0 | 0 | 0 | 0 | 0 | 0 | 0 | 0 | 0
F5_Commercial_Grocery_Existing_Food Preparation_Natural Gas_Griddle_E10 | F5 | Commercial | Grocery | Existing | Food Preparation | Natural Gas | Griddle | E10 | RIM BC Ratio | 0 | 0 | 0 | 0 | 0 | 0 | 0 | 0 | 0 | 0 | 0 | 0 | 0 | 0 | 0 | 0 | 0 | 0 | 0 | 0 | 0 | 0 | 0 | 0 | 0 | 0 | 0 | 0 | 0 | 0
F0_Commercial_Grocery_Existing_Food Preparation_Natural Gas_Range_E0 | F0 | Commercial | Grocery | Existing | Food Preparation | Natural Gas | Range | E0 | Economic Unit | High Efficiency | High Efficiency | High Efficiency | High Efficiency | High Efficiency | High Efficiency | High Efficiency | High Efficiency | High Efficiency | High Efficiency | High Efficiency | High Efficiency | High Efficiency | High Efficiency | High Efficiency | High Efficiency | High Efficiency | High Efficiency | High Efficiency | High Efficiency | High Efficiency | High Efficiency | 0 | 0 | 0 | 0 | 0 | 0 | 0 | 0
F1_Commercial_Grocery_Existing_Food Preparation_Natural Gas_Range_E1 | F1 | Commercial | Grocery | Existing | Food Preparation | Natural Gas | Range | E1 | CCE | 0 | 0 | 0 | 0 | 0 | 0 | 0 | 0 | 0 | 0 | 0 | 0 | 0 | 0 | 0 | 0 | 0 | 0 | 0 | 0 | 0 | 0 | 0 | 0 | 0 | 0 | 0 | 0 | 0 | 0
F1_Commercial_Grocery_Existing_Food Preparation_Natural Gas_Range_E2 | F1 | Commercial | Grocery | Existing | Food Preparation | Natural Gas | Range | E2 | CCE | 8.5926e-06 | 8.5926e-06 | 9.0272e-06 | 8.8899e-06 | 8.7566e-06 | 8.59e-06 | 8.5665e-06 | 8.5115e-06 | 8.4602e-06 | 8.3829e-06 | 8.3709e-06 | 8.3324e-06 | 8.2981e-06 | 8.2325e-06 | 8.2412e-06 | 8.216e-06 | 8.1913e-06 | 8.1372e-06 | 8.1531e-06 | 8.1372e-06 | 8.1253e-06 | 8.0799e-06 | 0 | 0 | 0 | 0 | 0 | 0 | 0 | 0
F1_Commercial_Grocery_Existing_Food Preparation_Natural Gas_Range_E3 | F1 | Commercial | Grocery | Existing | Food Preparation | Natural Gas | Range | E3 | CCE | 0 | 0 | 0 | 0 | 0 | 0 | 0 | 0 | 0 | 0 | 0 | 0 | 0 | 0 | 0 | 0 | 0 | 0 | 0 | 0 | 0 | 0 | 0 | 0 | 0 | 0 | 0 | 0 | 0 | 0
F1_Commercial_Grocery_Existing_Food Preparation_Natural Gas_Range_E4 | F1 | Commercial | Grocery | Existing | Food Preparation | Natural Gas | Range | E4 | CCE | 0 | 0 | 0 | 0 | 0 | 0 | 0 | 0 | 0 | 0 | 0 | 0 | 0 | 0 | 0 | 0 | 0 | 0 | 0 | 0 | 0 | 0 | 0 | 0 | 0 | 0 | 0 | 0 | 0 | 0
F1_Commercial_Grocery_Existing_Food Preparation_Natural Gas_Range_E5 | F1 | Commercial | Grocery | Existing | Food Preparation | Natural Gas | Range | E5 | CCE | 0 | 0 | 0 | 0 | 0 | 0 | 0 | 0 | 0 | 0 | 0 | 0 | 0 | 0 | 0 | 0 | 0 | 0 | 0 | 0 | 0 | 0 | 0 | 0 | 0 | 0 | 0 | 0 | 0 | 0
F1_Commercial_Grocery_Existing_Food Preparation_Natural Gas_Range_E6 | F1 | Commercial | Grocery | Existing | Food Preparation | Natural Gas | Range | E6 | CCE | 0 | 0 | 0 | 0 | 0 | 0 | 0 | 0 | 0 | 0 | 0 | 0 | 0 | 0 | 0 | 0 | 0 | 0 | 0 | 0 | 0 | 0 | 0 | 0 | 0 | 0 | 0 | 0 | 0 | 0
F1_Commercial_Grocery_Existing_Food Preparation_Natural Gas_Range_E7 | F1 | Commercial | Grocery | Existing | Food Preparation | Natural Gas | Range | E7 | CCE | 0 | 0 | 0 | 0 | 0 | 0 | 0 | 0 | 0 | 0 | 0 | 0 | 0 | 0 | 0 | 0 | 0 | 0 | 0 | 0 | 0 | 0 | 0 | 0 | 0 | 0 | 0 | 0 | 0 | 0
F1_Commercial_Grocery_Existing_Food Preparation_Natural Gas_Range_E8 | F1 | Commercial | Grocery | Existing | Food Preparation | Natural Gas | Range | E8 | CCE | 0 | 0 | 0 | 0 | 0 | 0 | 0 | 0 | 0 | 0 | 0 | 0 | 0 | 0 | 0 | 0 | 0 | 0 | 0 | 0 | 0 | 0 | 0 | 0 | 0 | 0 | 0 | 0 | 0 | 0
F1_Commercial_Grocery_Existing_Food Preparation_Natural Gas_Range_E9 | F1 | Commercial | Grocery | Existing | Food Preparation | Natural Gas | Range | E9 | CCE | 0 | 0 | 0 | 0 | 0 | 0 | 0 | 0 | 0 | 0 | 0 | 0 | 0 | 0 | 0 | 0 | 0 | 0 | 0 | 0 | 0 | 0 | 0 | 0 | 0 | 0 | 0 | 0 | 0 | 0
F1_Commercial_Grocery_Existing_Food Preparation_Natural Gas_Range_E10 | F1 | Commercial | Grocery | Existing | Food Preparation | Natural Gas | Range | E10 | CCE | 0 | 0 | 0 | 0 | 0 | 0 | 0 | 0 | 0 | 0 | 0 | 0 | 0 | 0 | 0 | 0 | 0 | 0 | 0 | 0 | 0 | 0 | 0 | 0 | 0 | 0 | 0 | 0 | 0 | 0
F2_Commercial_Grocery_Existing_Food Preparation_Natural Gas_Range_E1 | F2 | Commercial | Grocery | Existing | Food Preparation | Natural Gas | Range | E1 | TRC BC Ratio | 0.9 | 0.9 | 0.9 | 0.9 | 0.9 | 0.9 | 0.9 | 0.9 | 0.9 | 0.9 | 0.9 | 0.9 | 0.9 | 0.9 | 0.9 | 0.9 | 0.9 | 0.9 | 0.9 | 0.9 | 0.9 | 0.9 | 0 | 0 | 0 | 0 | 0 | 0 | 0 | 0
F2_Commercial_Grocery_Existing_Food Preparation_Natural Gas_Range_E2 | F2 | Commercial | Grocery | Existing | Food Preparation | Natural Gas | Range | E2 | TRC BC Ratio | 1019.1653 | 1025.957 | 1034.7565 | 1051.749 | 1075.3352 | 1103.7208 | 1129.4917 | 1151.5715 | 1172.5295 | 1193.9346 | 1216.8518 | 1239.2069 | 1260.3448 | 1281.6317 | 1300.4442 | 1318.2534 | 1337.5282 | 1356.8704 | 1376.316 | 1395.7637 | 1414.8475 | 1433.4759 | 0 | 0 | 0 | 0 | 0 | 0 | 0 | 0
F2_Commercial_Grocery_Existing_Food Preparation_Natural Gas_Range_E3 | F2 | Commercial | Grocery | Existing | Food Preparation | Natural Gas | Range | E3 | TRC BC Ratio | 0 | 0 | 0 | 0 | 0 | 0 | 0 | 0 | 0 | 0 | 0 | 0 | 0 | 0 | 0 | 0 | 0 | 0 | 0 | 0 | 0 | 0 | 0 | 0 | 0 | 0 | 0 | 0 | 0 | 0
F2_Commercial_Grocery_Existing_Food Preparation_Natural Gas_Range_E4 | F2 | Commercial | Grocery | Existing | Food Preparation | Natural Gas | Range | E4 | TRC BC Ratio | 0 | 0 | 0 | 0 | 0 | 0 | 0 | 0 | 0 | 0 | 0 | 0 | 0 | 0 | 0 | 0 | 0 | 0 | 0 | 0 | 0 | 0 | 0 | 0 | 0 | 0 | 0 | 0 | 0 | 0
F2_Commercial_Grocery_Existing_Food Preparation_Natural Gas_Range_E5 | F2 | Commercial | Grocery | Existing | Food Preparation | Natural Gas | Range | E5 | TRC BC Ratio | 0 | 0 | 0 | 0 | 0 | 0 | 0 | 0 | 0 | 0 | 0 | 0 | 0 | 0 | 0 | 0 | 0 | 0 | 0 | 0 | 0 | 0 | 0 | 0 | 0 | 0 | 0 | 0 | 0 | 0
F2_Commercial_Grocery_Existing_Food Preparation_Natural Gas_Range_E6 | F2 | Commercial | Grocery | Existing | Food Preparation | Natural Gas | Range | E6 | TRC BC Ratio | 0 | 0 | 0 | 0 | 0 | 0 | 0 | 0 | 0 | 0 | 0 | 0 | 0 | 0 | 0 | 0 | 0 | 0 | 0 | 0 | 0 | 0 | 0 | 0 | 0 | 0 | 0 | 0 | 0 | 0
F2_Commercial_Grocery_Existing_Food Preparation_Natural Gas_Range_E7 | F2 | Commercial | Grocery | Existing | Food Preparation | Natural Gas | Range | E7 | TRC BC Ratio | 0 | 0 | 0 | 0 | 0 | 0 | 0 | 0 | 0 | 0 | 0 | 0 | 0 | 0 | 0 | 0 | 0 | 0 | 0 | 0 | 0 | 0 | 0 | 0 | 0 | 0 | 0 | 0 | 0 | 0
F2_Commercial_Grocery_Existing_Food Preparation_Natural Gas_Range_E8 | F2 | Commercial | Grocery | Existing | Food Preparation | Natural Gas | Range | E8 | TRC BC Ratio | 0 | 0 | 0 | 0 | 0 | 0 | 0 | 0 | 0 | 0 | 0 | 0 | 0 | 0 | 0 | 0 | 0 | 0 | 0 | 0 | 0 | 0 | 0 | 0 | 0 | 0 | 0 | 0 | 0 | 0
F2_Commercial_Grocery_Existing_Food Preparation_Natural Gas_Range_E9 | F2 | Commercial | Grocery | Existing | Food Preparation | Natural Gas | Range | E9 | TRC BC Ratio | 0 | 0 | 0 | 0 | 0 | 0 | 0 | 0 | 0 | 0 | 0 | 0 | 0 | 0 | 0 | 0 | 0 | 0 | 0 | 0 | 0 | 0 | 0 | 0 | 0 | 0 | 0 | 0 | 0 | 0
F2_Commercial_Grocery_Existing_Food Preparation_Natural Gas_Range_E10 | F2 | Commercial | Grocery | Existing | Food Preparation | Natural Gas | Range | E10 | TRC BC Ratio | 0 | 0 | 0 | 0 | 0 | 0 | 0 | 0 | 0 | 0 | 0 | 0 | 0 | 0 | 0 | 0 | 0 | 0 | 0 | 0 | 0 | 0 | 0 | 0 | 0 | 0 | 0 | 0 | 0 | 0
F3_Commercial_Grocery_Existing_Food Preparation_Natural Gas_Range_E1 | F3 | Commercial | Grocery | Existing | Food Preparation | Natural Gas | Range | E1 | PACT BC Ratio | 0.9 | 0.9 | 0.9 | 0.9 | 0.9 | 0.9 | 0.9 | 0.9 | 0.9 | 0.9 | 0.9 | 0.9 | 0.9 | 0.9 | 0.9 | 0.9 | 0.9 | 0.9 | 0.9 | 0.9 | 0.9 | 0.9 | 0 | 0 | 0 | 0 | 0 | 0 | 0 | 0
F3_Commercial_Grocery_Existing_Food Preparation_Natural Gas_Range_E2 | F3 | Commercial | Grocery | Existing | Food Preparation | Natural Gas | Range | E2 | PACT BC Ratio | 1019.1653 | 1025.957 | 1034.7565 | 1051.749 | 1075.3352 | 1103.7208 | 1129.4917 | 1151.5715 | 1172.5295 | 1193.9346 | 1216.8518 | 1239.2069 | 1260.3448 | 1281.6317 | 1300.4442 | 1318.2534 | 1337.5282 | 1356.8704 | 1376.316 | 1395.7637 | 1414.8475 | 1433.4759 | 0 | 0 | 0 | 0 | 0 | 0 | 0 | 0
F3_Commercial_Grocery_Existing_Food Preparation_Natural Gas_Range_E3 | F3 | Commercial | Grocery | Existing | Food Preparation | Natural Gas | Range | E3 | PACT BC Ratio | 0 | 0 | 0 | 0 | 0 | 0 | 0 | 0 | 0 | 0 | 0 | 0 | 0 | 0 | 0 | 0 | 0 | 0 | 0 | 0 | 0 | 0 | 0 | 0 | 0 | 0 | 0 | 0 | 0 | 0
F3_Commercial_Grocery_Existing_Food Preparation_Natural Gas_Range_E4 | F3 | Commercial | Grocery | Existing | Food Preparation | Natural Gas | Range | E4 | PACT BC Ratio | 0 | 0 | 0 | 0 | 0 | 0 | 0 | 0 | 0 | 0 | 0 | 0 | 0 | 0 | 0 | 0 | 0 | 0 | 0 | 0 | 0 | 0 | 0 | 0 | 0 | 0 | 0 | 0 | 0 | 0
F3_Commercial_Grocery_Existing_Food Preparation_Natural Gas_Range_E5 | F3 | Commercial | Grocery | Existing | Food Preparation | Natural Gas | Range | E5 | PACT BC Ratio | 0 | 0 | 0 | 0 | 0 | 0 | 0 | 0 | 0 | 0 | 0 | 0 | 0 | 0 | 0 | 0 | 0 | 0 | 0 | 0 | 0 | 0 | 0 | 0 | 0 | 0 | 0 | 0 | 0 | 0
F3_Commercial_Grocery_Existing_Food Preparation_Natural Gas_Range_E6 | F3 | Commercial | Grocery | Existing | Food Preparation | Natural Gas | Range | E6 | PACT BC Ratio | 0 | 0 | 0 | 0 | 0 | 0 | 0 | 0 | 0 | 0 | 0 | 0 | 0 | 0 | 0 | 0 | 0 | 0 | 0 | 0 | 0 | 0 | 0 | 0 | 0 | 0 | 0 | 0 | 0 | 0
F3_Commercial_Grocery_Existing_Food Preparation_Natural Gas_Range_E7 | F3 | Commercial | Grocery | Existing | Food Preparation | Natural Gas | Range | E7 | PACT BC Ratio | 0 | 0 | 0 | 0 | 0 | 0 | 0 | 0 | 0 | 0 | 0 | 0 | 0 | 0 | 0 | 0 | 0 | 0 | 0 | 0 | 0 | 0 | 0 | 0 | 0 | 0 | 0 | 0 | 0 | 0
F3_Commercial_Grocery_Existing_Food Preparation_Natural Gas_Range_E8 | F3 | Commercial | Grocery | Existing | Food Preparation | Natural Gas | Range | E8 | PACT BC Ratio | 0 | 0 | 0 | 0 | 0 | 0 | 0 | 0 | 0 | 0 | 0 | 0 | 0 | 0 | 0 | 0 | 0 | 0 | 0 | 0 | 0 | 0 | 0 | 0 | 0 | 0 | 0 | 0 | 0 | 0
F3_Commercial_Grocery_Existing_Food Preparation_Natural Gas_Range_E9 | F3 | Commercial | Grocery | Existing | Food Preparation | Natural Gas | Range | E9 | PACT BC Ratio | 0 | 0 | 0 | 0 | 0 | 0 | 0 | 0 | 0 | 0 | 0 | 0 | 0 | 0 | 0 | 0 | 0 | 0 | 0 | 0 | 0 | 0 | 0 | 0 | 0 | 0 | 0 | 0 | 0 | 0
F3_Commercial_Grocery_Existing_Food Preparation_Natural Gas_Range_E10 | F3 | Commercial | Grocery | Existing | Food Preparation | Natural Gas | Range | E10 | PACT BC Ratio | 0 | 0 | 0 | 0 | 0 | 0 | 0 | 0 | 0 | 0 | 0 | 0 | 0 | 0 | 0 | 0 | 0 | 0 | 0 | 0 | 0 | 0 | 0 | 0 | 0 | 0 | 0 | 0 | 0 | 0
F4_Commercial_Grocery_Existing_Food Preparation_Natural Gas_Range_E1 | F4 | Commercial | Grocery | Existing | Food Preparation | Natural Gas | Range | E1 | PCT BC Ratio | 0.9 | 0.9 | 0.9 | 0.9 | 0.9 | 0.9 | 0.9 | 0.9 | 0.9 | 0.9 | 0.9 | 0.9 | 0.9 | 0.9 | 0.9 | 0.9 | 0.9 | 0.9 | 0.9 | 0.9 | 0.9 | 0.9 | 0 | 0 | 0 | 0 | 0 | 0 | 0 | 0
F4_Commercial_Grocery_Existing_Food Preparation_Natural Gas_Range_E2 | F4 | Commercial | Grocery | Existing | Food Preparation | Natural Gas | Range | E2 | PCT BC Ratio | 2565.1554 | 2582.2429 | 2604.3819 | 2647.1341 | 2706.4754 | 2777.8917 | 2842.7298 | 2898.2811 | 2951.01 | 3004.864 | 3062.5221 | 3118.7661 | 3171.9478 | 3225.5042 | 3272.8355 | 3317.6421 | 3366.1364 | 3414.8 | 3463.724 | 3512.6533 | 3560.6668 | 3607.5346 | 0 | 0 | 0 | 0 | 0 | 0 | 0 | 0
F4_Commercial_Grocery_Existing_Food Preparation_Natural Gas_Range_E3 | F4 | Commercial | Grocery | Existing | Food Preparation | Natural Gas | Range | E3 | PCT BC Ratio | 0 | 0 | 0 | 0 | 0 | 0 | 0 | 0 | 0 | 0 | 0 | 0 | 0 | 0 | 0 | 0 | 0 | 0 | 0 | 0 | 0 | 0 | 0 | 0 | 0 | 0 | 0 | 0 | 0 | 0
F4_Commercial_Grocery_Existing_Food Preparation_Natural Gas_Range_E4 | F4 | Commercial | Grocery | Existing | Food Preparation | Natural Gas | Range | E4 | PCT BC Ratio | 0 | 0 | 0 | 0 | 0 | 0 | 0 | 0 | 0 | 0 | 0 | 0 | 0 | 0 | 0 | 0 | 0 | 0 | 0 | 0 | 0 | 0 | 0 | 0 | 0 | 0 | 0 | 0 | 0 | 0
F4_Commercial_Grocery_Existing_Food Preparation_Natural Gas_Range_E5 | F4 | Commercial | Grocery | Existing | Food Preparation | Natural Gas | Range | E5 | PCT BC Ratio | 0 | 0 | 0 | 0 | 0 | 0 | 0 | 0 | 0 | 0 | 0 | 0 | 0 | 0 | 0 | 0 | 0 | 0 | 0 | 0 | 0 | 0 | 0 | 0 | 0 | 0 | 0 | 0 | 0 | 0
F4_Commercial_Grocery_Existing_Food Preparation_Natural Gas_Range_E6 | F4 | Commercial | Grocery | Existing | Food Preparation | Natural Gas | Range | E6 | PCT BC Ratio | 0 | 0 | 0 | 0 | 0 | 0 | 0 | 0 | 0 | 0 | 0 | 0 | 0 | 0 | 0 | 0 | 0 | 0 | 0 | 0 | 0 | 0 | 0 | 0 | 0 | 0 | 0 | 0 | 0 | 0
F4_Commercial_Grocery_Existing_Food Preparation_Natural Gas_Range_E7 | F4 | Commercial | Grocery | Existing | Food Preparation | Natural Gas | Range | E7 | PCT BC Ratio | 0 | 0 | 0 | 0 | 0 | 0 | 0 | 0 | 0 | 0 | 0 | 0 | 0 | 0 | 0 | 0 | 0 | 0 | 0 | 0 | 0 | 0 | 0 | 0 | 0 | 0 | 0 | 0 | 0 | 0
F4_Commercial_Grocery_Existing_Food Preparation_Natural Gas_Range_E8 | F4 | Commercial | Grocery | Existing | Food Preparation | Natural Gas | Range | E8 | PCT BC Ratio | 0 | 0 | 0 | 0 | 0 | 0 | 0 | 0 | 0 | 0 | 0 | 0 | 0 | 0 | 0 | 0 | 0 | 0 | 0 | 0 | 0 | 0 | 0 | 0 | 0 | 0 | 0 | 0 | 0 | 0
F4_Commercial_Grocery_Existing_Food Preparation_Natural Gas_Range_E9 | F4 | Commercial | Grocery | Existing | Food Preparation | Natural Gas | Range | E9 | PCT BC Ratio | 0 | 0 | 0 | 0 | 0 | 0 | 0 | 0 | 0 | 0 | 0 | 0 | 0 | 0 | 0 | 0 | 0 | 0 | 0 | 0 | 0 | 0 | 0 | 0 | 0 | 0 | 0 | 0 | 0 | 0
F4_Commercial_Grocery_Existing_Food Preparation_Natural Gas_Range_E10 | F4 | Commercial | Grocery | Existing | Food Preparation | Natural Gas | Range | E10 | PCT BC Ratio | 0 | 0 | 0 | 0 | 0 | 0 | 0 | 0 | 0 | 0 | 0 | 0 | 0 | 0 | 0 | 0 | 0 | 0 | 0 | 0 | 0 | 0 | 0 | 0 | 0 | 0 | 0 | 0 | 0 | 0
F5_Commercial_Grocery_Existing_Food Preparation_Natural Gas_Range_E1 | F5 | Commercial | Grocery | Existing | Food Preparation | Natural Gas | Range | E1 | RIM BC Ratio | 0.9 | 0.9 | 0.9 | 0.9 | 0.9 | 0.9 | 0.9 | 0.9 | 0.9 | 0.9 | 0.9 | 0.9 | 0.9 | 0.9 | 0.9 | 0.9 | 0.9 | 0.9 | 0.9 | 0.9 | 0.9 | 0.9 | 0 | 0 | 0 | 0 | 0 | 0 | 0 | 0
F5_Commercial_Grocery_Existing_Food Preparation_Natural Gas_Range_E2 | F5 | Commercial | Grocery | Existing | Food Preparation | Natural Gas | Range | E2 | RIM BC Ratio | 0.834 | 0.834 | 0.83401 | 0.83402 | 0.83403 | 0.83405 | 0.83406 | 0.83407 | 0.83409 | 0.8341 | 0.83411 | 0.83412 | 0.83413 | 0.83414 | 0.83414 | 0.83415 | 0.83416 | 0.83417 | 0.83417 | 0.83418 | 0.83419 | 0.83419 | 0 | 0 | 0 | 0 | 0 | 0 | 0 | 0
F5_Commercial_Grocery_Existing_Food Preparation_Natural Gas_Range_E3 | F5 | Commercial | Grocery | Existing | Food Preparation | Natural Gas | Range | E3 | RIM BC Ratio | 0 | 0 | 0 | 0 | 0 | 0 | 0 | 0 | 0 | 0 | 0 | 0 | 0 | 0 | 0 | 0 | 0 | 0 | 0 | 0 | 0 | 0 | 0 | 0 | 0 | 0 | 0 | 0 | 0 | 0
F5_Commercial_Grocery_Existing_Food Preparation_Natural Gas_Range_E4 | F5 | Commercial | Grocery | Existing | Food Preparation | Natural Gas | Range | E4 | RIM BC Ratio | 0 | 0 | 0 | 0 | 0 | 0 | 0 | 0 | 0 | 0 | 0 | 0 | 0 | 0 | 0 | 0 | 0 | 0 | 0 | 0 | 0 | 0 | 0 | 0 | 0 | 0 | 0 | 0 | 0 | 0
F5_Commercial_Grocery_Existing_Food Preparation_Natural Gas_Range_E5 | F5 | Commercial | Grocery | Existing | Food Preparation | Natural Gas | Range | E5 | RIM BC Ratio | 0 | 0 | 0 | 0 | 0 | 0 | 0 | 0 | 0 | 0 | 0 | 0 | 0 | 0 | 0 | 0 | 0 | 0 | 0 | 0 | 0 | 0 | 0 | 0 | 0 | 0 | 0 | 0 | 0 | 0
F5_Commercial_Grocery_Existing_Food Preparation_Natural Gas_Range_E6 | F5 | Commercial | Grocery | Existing | Food Preparation | Natural Gas | Range | E6 | RIM BC Ratio | 0 | 0 | 0 | 0 | 0 | 0 | 0 | 0 | 0 | 0 | 0 | 0 | 0 | 0 | 0 | 0 | 0 | 0 | 0 | 0 | 0 | 0 | 0 | 0 | 0 | 0 | 0 | 0 | 0 | 0
F5_Commercial_Grocery_Existing_Food Preparation_Natural Gas_Range_E7 | F5 | Commercial | Grocery | Existing | Food Preparation | Natural Gas | Range | E7 | RIM BC Ratio | 0 | 0 | 0 | 0 | 0 | 0 | 0 | 0 | 0 | 0 | 0 | 0 | 0 | 0 | 0 | 0 | 0 | 0 | 0 | 0 | 0 | 0 | 0 | 0 | 0 | 0 | 0 | 0 | 0 | 0
F5_Commercial_Grocery_Existing_Food Preparation_Natural Gas_Range_E8 | F5 | Commercial | Grocery | Existing | Food Preparation | Natural Gas | Range | E8 | RIM BC Ratio | 0 | 0 | 0 | 0 | 0 | 0 | 0 | 0 | 0 | 0 | 0 | 0 | 0 | 0 | 0 | 0 | 0 | 0 | 0 | 0 | 0 | 0 | 0 | 0 | 0 | 0 | 0 | 0 | 0 | 0
F5_Commercial_Grocery_Existing_Food Preparation_Natural Gas_Range_E9 | F5 | Commercial | Grocery | Existing | Food Preparation | Natural Gas | Range | E9 | RIM BC Ratio | 0 | 0 | 0 | 0 | 0 | 0 | 0 | 0 | 0 | 0 | 0 | 0 | 0 | 0 | 0 | 0 | 0 | 0 | 0 | 0 | 0 | 0 | 0 | 0 | 0 | 0 | 0 | 0 | 0 | 0
F5_Commercial_Grocery_Existing_Food Preparation_Natural Gas_Range_E10 | F5 | Commercial | Grocery | Existing | Food Preparation | Natural Gas | Range | E10 | RIM BC Ratio | 0 | 0 | 0 | 0 | 0 | 0 | 0 | 0 | 0 | 0 | 0 | 0 | 0 | 0 | 0 | 0 | 0 | 0 | 0 | 0 | 0 | 0 | 0 | 0 | 0 | 0 | 0 | 0 | 0 | 0
F0_Commercial_Grocery_Existing_Food Preparation_Natural Gas_Steamer_E0 | F0 | Commercial | Grocery | Existing | Food Preparation | Natural Gas | Steamer | E0 | Economic Unit | ENERGY STAR | ENERGY STAR | ENERGY STAR | ENERGY STAR | ENERGY STAR | ENERGY STAR | ENERGY STAR | ENERGY STAR | ENERGY STAR | ENERGY STAR | ENERGY STAR | ENERGY STAR | ENERGY STAR | ENERGY STAR | ENERGY STAR | ENERGY STAR | ENERGY STAR | ENERGY STAR | ENERGY STAR | ENERGY STAR | ENERGY STAR | ENERGY STAR | 0 | 0 | 0 | 0 | 0 | 0 | 0 | 0
F1_Commercial_Grocery_Existing_Food Preparation_Natural Gas_Steamer_E1 | F1 | Commercial | Grocery | Existing | Food Preparation | Natural Gas | Steamer | E1 | CCE | 0 | 0 | 0 | 0 | 0 | 0 | 0 | 0 | 0 | 0 | 0 | 0 | 0 | 0 | 0 | 0 | 0 | 0 | 0 | 0 | 0 | 0 | 0 | 0 | 0 | 0 | 0 | 0 | 0 | 0
F1_Commercial_Grocery_Existing_Food Preparation_Natural Gas_Steamer_E2 | F1 | Commercial | Grocery | Existing | Food Preparation | Natural Gas | Steamer | E2 | CCE | 0.0017749 | 0.0017749 | 0.0018646 | 0.0018363 | 0.0018088 | 0.0017743 | 0.0017695 | 0.0017581 | 0.0017475 | 0.0017316 | 0.0017291 | 0.0017211 | 0.0017141 | 0.0017005 | 0.0017023 | 0.0016971 | 0.001692 | 0.0016808 | 0.0016841 | 0.0016808 | 0.0016784 | 0.001669 | 0 | 0 | 0 | 0 | 0 | 0 | 0 | 0
F1_Commercial_Grocery_Existing_Food Preparation_Natural Gas_Steamer_E3 | F1 | Commercial | Grocery | Existing | Food Preparation | Natural Gas | Steamer | E3 | CCE | 0 | 0 | 0 | 0 | 0 | 0 | 0 | 0 | 0 | 0 | 0 | 0 | 0 | 0 | 0 | 0 | 0 | 0 | 0 | 0 | 0 | 0 | 0 | 0 | 0 | 0 | 0 | 0 | 0 | 0
F1_Commercial_Grocery_Existing_Food Preparation_Natural Gas_Steamer_E4 | F1 | Commercial | Grocery | Existing | Food Preparation | Natural Gas | Steamer | E4 | CCE | 0 | 0 | 0 | 0 | 0 | 0 | 0 | 0 | 0 | 0 | 0 | 0 | 0 | 0 | 0 | 0 | 0 | 0 | 0 | 0 | 0 | 0 | 0 | 0 | 0 | 0 | 0 | 0 | 0 | 0
F1_Commercial_Grocery_Existing_Food Preparation_Natural Gas_Steamer_E5 | F1 | Commercial | Grocery | Existing | Food Preparation | Natural Gas | Steamer | E5 | CCE | 0 | 0 | 0 | 0 | 0 | 0 | 0 | 0 | 0 | 0 | 0 | 0 | 0 | 0 | 0 | 0 | 0 | 0 | 0 | 0 | 0 | 0 | 0 | 0 | 0 | 0 | 0 | 0 | 0 | 0
F1_Commercial_Grocery_Existing_Food Preparation_Natural Gas_Steamer_E6 | F1 | Commercial | Grocery | Existing | Food Preparation | Natural Gas | Steamer | E6 | CCE | 0 | 0 | 0 | 0 | 0 | 0 | 0 | 0 | 0 | 0 | 0 | 0 | 0 | 0 | 0 | 0 | 0 | 0 | 0 | 0 | 0 | 0 | 0 | 0 | 0 | 0 | 0 | 0 | 0 | 0
F1_Commercial_Grocery_Existing_Food Preparation_Natural Gas_Steamer_E7 | F1 | Commercial | Grocery | Existing | Food Preparation | Natural Gas | Steamer | E7 | CCE | 0 | 0 | 0 | 0 | 0 | 0 | 0 | 0 | 0 | 0 | 0 | 0 | 0 | 0 | 0 | 0 | 0 | 0 | 0 | 0 | 0 | 0 | 0 | 0 | 0 | 0 | 0 | 0 | 0 | 0
F1_Commercial_Grocery_Existing_Food Preparation_Natural Gas_Steamer_E8 | F1 | Commercial | Grocery | Existing | Food Preparation | Natural Gas | Steamer | E8 | CCE | 0 | 0 | 0 | 0 | 0 | 0 | 0 | 0 | 0 | 0 | 0 | 0 | 0 | 0 | 0 | 0 | 0 | 0 | 0 | 0 | 0 | 0 | 0 | 0 | 0 | 0 | 0 | 0 | 0 | 0
F1_Commercial_Grocery_Existing_Food Preparation_Natural Gas_Steamer_E9 | F1 | Commercial | Grocery | Existing | Food Preparation | Natural Gas | Steamer | E9 | CCE | 0 | 0 | 0 | 0 | 0 | 0 | 0 | 0 | 0 | 0 | 0 | 0 | 0 | 0 | 0 | 0 | 0 | 0 | 0 | 0 | 0 | 0 | 0 | 0 | 0 | 0 | 0 | 0 | 0 | 0
F1_Commercial_Grocery_Existing_Food Preparation_Natural Gas_Steamer_E10 | F1 | Commercial | Grocery | Existing | Food Preparation | Natural Gas | Steamer | E10 | CCE | 0 | 0 | 0 | 0 | 0 | 0 | 0 | 0 | 0 | 0 | 0 | 0 | 0 | 0 | 0 | 0 | 0 | 0 | 0 | 0 | 0 | 0 | 0 | 0 | 0 | 0 | 0 | 0 | 0 | 0
F2_Commercial_Grocery_Existing_Food Preparation_Natural Gas_Steamer_E1 | F2 | Commercial | Grocery | Existing | Food Preparation | Natural Gas | Steamer | E1 | TRC BC Ratio | 0.9 | 0.9 | 0.9 | 0.9 | 0.9 | 0.9 | 0.9 | 0.9 | 0.9 | 0.9 | 0.9 | 0.9 | 0.9 | 0.9 | 0.9 | 0.9 | 0.9 | 0.9 | 0.9 | 0.9 | 0.9 | 0.9 | 0 | 0 | 0 | 0 | 0 | 0 | 0 | 0
F2_Commercial_Grocery_Existing_Food Preparation_Natural Gas_Steamer_E2 | F2 | Commercial | Grocery | Existing | Food Preparation | Natural Gas | Steamer | E2 | TRC BC Ratio | 4.9998 | 5.0422 | 5.093 | 5.1779 | 5.291 | 5.4252 | 5.5491 | 5.656 | 5.7559 | 5.8544 | 5.9559 | 6.057 | 6.1552 | 6.2565 | 6.3505 | 6.4434 | 6.5427 | 6.6427 | 6.7436 | 6.8448 | 6.9449 | 7.0436 | 0 | 0 | 0 | 0 | 0 | 0 | 0 | 0
F2_Commercial_Grocery_Existing_Food Preparation_Natural Gas_Steamer_E3 | F2 | Commercial | Grocery | Existing | Food Preparation | Natural Gas | Steamer | E3 | TRC BC Ratio | 0 | 0 | 0 | 0 | 0 | 0 | 0 | 0 | 0 | 0 | 0 | 0 | 0 | 0 | 0 | 0 | 0 | 0 | 0 | 0 | 0 | 0 | 0 | 0 | 0 | 0 | 0 | 0 | 0 | 0
F2_Commercial_Grocery_Existing_Food Preparation_Natural Gas_Steamer_E4 | F2 | Commercial | Grocery | Existing | Food Preparation | Natural Gas | Steamer | E4 | TRC BC Ratio | 0 | 0 | 0 | 0 | 0 | 0 | 0 | 0 | 0 | 0 | 0 | 0 | 0 | 0 | 0 | 0 | 0 | 0 | 0 | 0 | 0 | 0 | 0 | 0 | 0 | 0 | 0 | 0 | 0 | 0
F2_Commercial_Grocery_Existing_Food Preparation_Natural Gas_Steamer_E5 | F2 | Commercial | Grocery | Existing | Food Preparation | Natural Gas | Steamer | E5 | TRC BC Ratio | 0 | 0 | 0 | 0 | 0 | 0 | 0 | 0 | 0 | 0 | 0 | 0 | 0 | 0 | 0 | 0 | 0 | 0 | 0 | 0 | 0 | 0 | 0 | 0 | 0 | 0 | 0 | 0 | 0 | 0
F2_Commercial_Grocery_Existing_Food Preparation_Natural Gas_Steamer_E6 | F2 | Commercial | Grocery | Existing | Food Preparation | Natural Gas | Steamer | E6 | TRC BC Ratio | 0 | 0 | 0 | 0 | 0 | 0 | 0 | 0 | 0 | 0 | 0 | 0 | 0 | 0 | 0 | 0 | 0 | 0 | 0 | 0 | 0 | 0 | 0 | 0 | 0 | 0 | 0 | 0 | 0 | 0
F2_Commercial_Grocery_Existing_Food Preparation_Natural Gas_Steamer_E7 | F2 | Commercial | Grocery | Existing | Food Preparation | Natural Gas | Steamer | E7 | TRC BC Ratio | 0 | 0 | 0 | 0 | 0 | 0 | 0 | 0 | 0 | 0 | 0 | 0 | 0 | 0 | 0 | 0 | 0 | 0 | 0 | 0 | 0 | 0 | 0 | 0 | 0 | 0 | 0 | 0 | 0 | 0
F2_Commercial_Grocery_Existing_Food Preparation_Natural Gas_Steamer_E8 | F2 | Commercial | Grocery | Existing | Food Preparation | Natural Gas | Steamer | E8 | TRC BC Ratio | 0 | 0 | 0 | 0 | 0 | 0 | 0 | 0 | 0 | 0 | 0 | 0 | 0 | 0 | 0 | 0 | 0 | 0 | 0 | 0 | 0 | 0 | 0 | 0 | 0 | 0 | 0 | 0 | 0 | 0
F2_Commercial_Grocery_Existing_Food Preparation_Natural Gas_Steamer_E9 | F2 | Commercial | Grocery | Existing | Food Preparation | Natural Gas | Steamer | E9 | TRC BC Ratio | 0 | 0 | 0 | 0 | 0 | 0 | 0 | 0 | 0 | 0 | 0 | 0 | 0 | 0 | 0 | 0 | 0 | 0 | 0 | 0 | 0 | 0 | 0 | 0 | 0 | 0 | 0 | 0 | 0 | 0
F2_Commercial_Grocery_Existing_Food Preparation_Natural Gas_Steamer_E10 | F2 | Commercial | Grocery | Existing | Food Preparation | Natural Gas | Steamer | E10 | TRC BC Ratio | 0 | 0 | 0 | 0 | 0 | 0 | 0 | 0 | 0 | 0 | 0 | 0 | 0 | 0 | 0 | 0 | 0 | 0 | 0 | 0 | 0 | 0 | 0 | 0 | 0 | 0 | 0 | 0 | 0 | 0
F3_Commercial_Grocery_Existing_Food Preparation_Natural Gas_Steamer_E1 | F3 | Commercial | Grocery | Existing | Food Preparation | Natural Gas | Steamer | E1 | PACT BC Ratio | 0.9 | 0.9 | 0.9 | 0.9 | 0.9 | 0.9 | 0.9 | 0.9 | 0.9 | 0.9 | 0.9 | 0.9 | 0.9 | 0.9 | 0.9 | 0.9 | 0.9 | 0.9 | 0.9 | 0.9 | 0.9 | 0.9 | 0 | 0 | 0 | 0 | 0 | 0 | 0 | 0
F3_Commercial_Grocery_Existing_Food Preparation_Natural Gas_Steamer_E2 | F3 | Commercial | Grocery | Existing | Food Preparation | Natural Gas | Steamer | E2 | PACT BC Ratio | 5.4144 | 5.4603 | 5.5153 | 5.6072 | 5.7297 | 5.875 | 6.0092 | 6.1249 | 6.2331 | 6.3398 | 6.4497 | 6.5592 | 6.6655 | 6.7753 | 6.877 | 6.9776 | 7.0852 | 7.1935 | 7.3027 | 7.4123 | 7.5208 | 7.6276 | 0 | 0 | 0 | 0 | 0 | 0 | 0 | 0
F3_Commercial_Grocery_Existing_Food Preparation_Natural Gas_Steamer_E3 | F3 | Commercial | Grocery | Existing | Food Preparation | Natural Gas | Steamer | E3 | PACT BC Ratio | 0 | 0 | 0 | 0 | 0 | 0 | 0 | 0 | 0 | 0 | 0 | 0 | 0 | 0 | 0 | 0 | 0 | 0 | 0 | 0 | 0 | 0 | 0 | 0 | 0 | 0 | 0 | 0 | 0 | 0
F3_Commercial_Grocery_Existing_Food Preparation_Natural Gas_Steamer_E4 | F3 | Commercial | Grocery | Existing | Food Preparation | Natural Gas | Steamer | E4 | PACT BC Ratio | 0 | 0 | 0 | 0 | 0 | 0 | 0 | 0 | 0 | 0 | 0 | 0 | 0 | 0 | 0 | 0 | 0 | 0 | 0 | 0 | 0 | 0 | 0 | 0 | 0 | 0 | 0 | 0 | 0 | 0
F3_Commercial_Grocery_Existing_Food Preparation_Natural Gas_Steamer_E5 | F3 | Commercial | Grocery | Existing | Food Preparation | Natural Gas | Steamer | E5 | PACT BC Ratio | 0 | 0 | 0 | 0 | 0 | 0 | 0 | 0 | 0 | 0 | 0 | 0 | 0 | 0 | 0 | 0 | 0 | 0 | 0 | 0 | 0 | 0 | 0 | 0 | 0 | 0 | 0 | 0 | 0 | 0
F3_Commercial_Grocery_Existing_Food Preparation_Natural Gas_Steamer_E6 | F3 | Commercial | Grocery | Existing | Food Preparation | Natural Gas | Steamer | E6 | PACT BC Ratio | 0 | 0 | 0 | 0 | 0 | 0 | 0 | 0 | 0 | 0 | 0 | 0 | 0 | 0 | 0 | 0 | 0 | 0 | 0 | 0 | 0 | 0 | 0 | 0 | 0 | 0 | 0 | 0 | 0 | 0
F3_Commercial_Grocery_Existing_Food Preparation_Natural Gas_Steamer_E7 | F3 | Commercial | Grocery | Existing | Food Preparation | Natural Gas | Steamer | E7 | PACT BC Ratio | 0 | 0 | 0 | 0 | 0 | 0 | 0 | 0 | 0 | 0 | 0 | 0 | 0 | 0 | 0 | 0 | 0 | 0 | 0 | 0 | 0 | 0 | 0 | 0 | 0 | 0 | 0 | 0 | 0 | 0
F3_Commercial_Grocery_Existing_Food Preparation_Natural Gas_Steamer_E8 | F3 | Commercial | Grocery | Existing | Food Preparation | Natural Gas | Steamer | E8 | PACT BC Ratio | 0 | 0 | 0 | 0 | 0 | 0 | 0 | 0 | 0 | 0 | 0 | 0 | 0 | 0 | 0 | 0 | 0 | 0 | 0 | 0 | 0 | 0 | 0 | 0 | 0 | 0 | 0 | 0 | 0 | 0
F3_Commercial_Grocery_Existing_Food Preparation_Natural Gas_Steamer_E9 | F3 | Commercial | Grocery | Existing | Food Preparation | Natural Gas | Steamer | E9 | PACT BC Ratio | 0 | 0 | 0 | 0 | 0 | 0 | 0 | 0 | 0 | 0 | 0 | 0 | 0 | 0 | 0 | 0 | 0 | 0 | 0 | 0 | 0 | 0 | 0 | 0 | 0 | 0 | 0 | 0 | 0 | 0
F3_Commercial_Grocery_Existing_Food Preparation_Natural Gas_Steamer_E10 | F3 | Commercial | Grocery | Existing | Food Preparation | Natural Gas | Steamer | E10 | PACT BC Ratio | 0 | 0 | 0 | 0 | 0 | 0 | 0 | 0 | 0 | 0 | 0 | 0 | 0 | 0 | 0 | 0 | 0 | 0 | 0 | 0 | 0 | 0 | 0 | 0 | 0 | 0 | 0 | 0 | 0 | 0
F4_Commercial_Grocery_Existing_Food Preparation_Natural Gas_Steamer_E1 | F4 | Commercial | Grocery | Existing | Food Preparation | Natural Gas | Steamer | E1 | PCT BC Ratio | 0.9 | 0.9 | 0.9 | 0.9 | 0.9 | 0.9 | 0.9 | 0.9 | 0.9 | 0.9 | 0.9 | 0.9 | 0.9 | 0.9 | 0.9 | 0.9 | 0.9 | 0.9 | 0.9 | 0.9 | 0.9 | 0.9 | 0 | 0 | 0 | 0 | 0 | 0 | 0 | 0
F4_Commercial_Grocery_Existing_Food Preparation_Natural Gas_Steamer_E2 | F4 | Commercial | Grocery | Existing | Food Preparation | Natural Gas | Steamer | E2 | PCT BC Ratio | 12.4539 | 12.5522 | 12.6701 | 12.8671 | 13.1296 | 13.4409 | 13.7285 | 13.9764 | 14.2082 | 14.4369 | 14.6723 | 14.9069 | 15.1348 | 15.37 | 15.588 | 15.8035 | 16.0341 | 16.2662 | 16.5002 | 16.7351 | 16.9674 | 17.1964 | 0 | 0 | 0 | 0 | 0 | 0 | 0 | 0
F4_Commercial_Grocery_Existing_Food Preparation_Natural Gas_Steamer_E3 | F4 | Commercial | Grocery | Existing | Food Preparation | Natural Gas | Steamer | E3 | PCT BC Ratio | 0 | 0 | 0 | 0 | 0 | 0 | 0 | 0 | 0 | 0 | 0 | 0 | 0 | 0 | 0 | 0 | 0 | 0 | 0 | 0 | 0 | 0 | 0 | 0 | 0 | 0 | 0 | 0 | 0 | 0
F4_Commercial_Grocery_Existing_Food Preparation_Natural Gas_Steamer_E4 | F4 | Commercial | Grocery | Existing | Food Preparation | Natural Gas | Steamer | E4 | PCT BC Ratio | 0 | 0 | 0 | 0 | 0 | 0 | 0 | 0 | 0 | 0 | 0 | 0 | 0 | 0 | 0 | 0 | 0 | 0 | 0 | 0 | 0 | 0 | 0 | 0 | 0 | 0 | 0 | 0 | 0 | 0
F4_Commercial_Grocery_Existing_Food Preparation_Natural Gas_Steamer_E5 | F4 | Commercial | Grocery | Existing | Food Preparation | Natural Gas | Steamer | E5 | PCT BC Ratio | 0 | 0 | 0 | 0 | 0 | 0 | 0 | 0 | 0 | 0 | 0 | 0 | 0 | 0 | 0 | 0 | 0 | 0 | 0 | 0 | 0 | 0 | 0 | 0 | 0 | 0 | 0 | 0 | 0 | 0
F4_Commercial_Grocery_Existing_Food Preparation_Natural Gas_Steamer_E6 | F4 | Commercial | Grocery | Existing | Food Preparation | Natural Gas | Steamer | E6 | PCT BC Ratio | 0 | 0 | 0 | 0 | 0 | 0 | 0 | 0 | 0 | 0 | 0 | 0 | 0 | 0 | 0 | 0 | 0 | 0 | 0 | 0 | 0 | 0 | 0 | 0 | 0 | 0 | 0 | 0 | 0 | 0
F4_Commercial_Grocery_Existing_Food Preparation_Natural Gas_Steamer_E7 | F4 | Commercial | Grocery | Existing | Food Preparation | Natural Gas | Steamer | E7 | PCT BC Ratio | 0 | 0 | 0 | 0 | 0 | 0 | 0 | 0 | 0 | 0 | 0 | 0 | 0 | 0 | 0 | 0 | 0 | 0 | 0 | 0 | 0 | 0 | 0 | 0 | 0 | 0 | 0 | 0 | 0 | 0
F4_Commercial_Grocery_Existing_Food Preparation_Natural Gas_Steamer_E8 | F4 | Commercial | Grocery | Existing | Food Preparation | Natural Gas | Steamer | E8 | PCT BC Ratio | 0 | 0 | 0 | 0 | 0 | 0 | 0 | 0 | 0 | 0 | 0 | 0 | 0 | 0 | 0 | 0 | 0 | 0 | 0 | 0 | 0 | 0 | 0 | 0 | 0 | 0 | 0 | 0 | 0 | 0
F4_Commercial_Grocery_Existing_Food Preparation_Natural Gas_Steamer_E9 | F4 | Commercial | Grocery | Existing | Food Preparation | Natural Gas | Steamer | E9 | PCT BC Ratio | 0 | 0 | 0 | 0 | 0 | 0 | 0 | 0 | 0 | 0 | 0 | 0 | 0 | 0 | 0 | 0 | 0 | 0 | 0 | 0 | 0 | 0 | 0 | 0 | 0 | 0 | 0 | 0 | 0 | 0
F4_Commercial_Grocery_Existing_Food Preparation_Natural Gas_Steamer_E10 | F4 | Commercial | Grocery | Existing | Food Preparation | Natural Gas | Steamer | E10 | PCT BC Ratio | 0 | 0 | 0 | 0 | 0 | 0 | 0 | 0 | 0 | 0 | 0 | 0 | 0 | 0 | 0 | 0 | 0 | 0 | 0 | 0 | 0 | 0 | 0 | 0 | 0 | 0 | 0 | 0 | 0 | 0
F5_Commercial_Grocery_Existing_Food Preparation_Natural Gas_Steamer_E1 | F5 | Commercial | Grocery | Existing | Food Preparation | Natural Gas | Steamer | E1 | RIM BC Ratio | 0.9 | 0.9 | 0.9 | 0.9 | 0.9 | 0.9 | 0.9 | 0.9 | 0.9 | 0.9 | 0.9 | 0.9 | 0.9 | 0.9 | 0.9 | 0.9 | 0.9 | 0.9 | 0.9 | 0.9 | 0.9 | 0.9 | 0 | 0 | 0 | 0 | 0 | 0 | 0 | 0
F5_Commercial_Grocery_Existing_Food Preparation_Natural Gas_Steamer_E2 | F5 | Commercial | Grocery | Existing | Food Preparation | Natural Gas | Steamer | E2 | RIM BC Ratio | 0.72319 | 0.72401 | 0.72496 | 0.72653 | 0.72855 | 0.73085 | 0.73288 | 0.73457 | 0.73611 | 0.73757 | 0.73904 | 0.74045 | 0.74179 | 0.74313 | 0.74434 | 0.7455 | 0.74671 | 0.7479 | 0.74906 | 0.7502 | 0.7513 | 0.75235 | 0 | 0 | 0 | 0 | 0 | 0 | 0 | 0
F5_Commercial_Grocery_Existing_Food Preparation_Natural Gas_Steamer_E3 | F5 | Commercial | Grocery | Existing | Food Preparation | Natural Gas | Steamer | E3 | RIM BC Ratio | 0 | 0 | 0 | 0 | 0 | 0 | 0 | 0 | 0 | 0 | 0 | 0 | 0 | 0 | 0 | 0 | 0 | 0 | 0 | 0 | 0 | 0 | 0 | 0 | 0 | 0 | 0 | 0 | 0 | 0
F5_Commercial_Grocery_Existing_Food Preparation_Natural Gas_Steamer_E4 | F5 | Commercial | Grocery | Existing | Food Preparation | Natural Gas | Steamer | E4 | RIM BC Ratio | 0 | 0 | 0 | 0 | 0 | 0 | 0 | 0 | 0 | 0 | 0 | 0 | 0 | 0 | 0 | 0 | 0 | 0 | 0 | 0 | 0 | 0 | 0 | 0 | 0 | 0 | 0 | 0 | 0 | 0
F5_Commercial_Grocery_Existing_Food Preparation_Natural Gas_Steamer_E5 | F5 | Commercial | Grocery | Existing | Food Preparation | Natural Gas | Steamer | E5 | RIM BC Ratio | 0 | 0 | 0 | 0 | 0 | 0 | 0 | 0 | 0 | 0 | 0 | 0 | 0 | 0 | 0 | 0 | 0 | 0 | 0 | 0 | 0 | 0 | 0 | 0 | 0 | 0 | 0 | 0 | 0 | 0
F5_Commercial_Grocery_Existing_Food Preparation_Natural Gas_Steamer_E6 | F5 | Commercial | Grocery | Existing | Food Preparation | Natural Gas | Steamer | E6 | RIM BC Ratio | 0 | 0 | 0 | 0 | 0 | 0 | 0 | 0 | 0 | 0 | 0 | 0 | 0 | 0 | 0 | 0 | 0 | 0 | 0 | 0 | 0 | 0 | 0 | 0 | 0 | 0 | 0 | 0 | 0 | 0
F5_Commercial_Grocery_Existing_Food Preparation_Natural Gas_Steamer_E7 | F5 | Commercial | Grocery | Existing | Food Preparation | Natural Gas | Steamer | E7 | RIM BC Ratio | 0 | 0 | 0 | 0 | 0 | 0 | 0 | 0 | 0 | 0 | 0 | 0 | 0 | 0 | 0 | 0 | 0 | 0 | 0 | 0 | 0 | 0 | 0 | 0 | 0 | 0 | 0 | 0 | 0 | 0
F5_Commercial_Grocery_Existing_Food Preparation_Natural Gas_Steamer_E8 | F5 | Commercial | Grocery | Existing | Food Preparation | Natural Gas | Steamer | E8 | RIM BC Ratio | 0 | 0 | 0 | 0 | 0 | 0 | 0 | 0 | 0 | 0 | 0 | 0 | 0 | 0 | 0 | 0 | 0 | 0 | 0 | 0 | 0 | 0 | 0 | 0 | 0 | 0 | 0 | 0 | 0 | 0
F5_Commercial_Grocery_Existing_Food Preparation_Natural Gas_Steamer_E9 | F5 | Commercial | Grocery | Existing | Food Preparation | Natural Gas | Steamer | E9 | RIM BC Ratio | 0 | 0 | 0 | 0 | 0 | 0 | 0 | 0 | 0 | 0 | 0 | 0 | 0 | 0 | 0 | 0 | 0 | 0 | 0 | 0 | 0 | 0 | 0 | 0 | 0 | 0 | 0 | 0 | 0 | 0
F5_Commercial_Grocery_Existing_Food Preparation_Natural Gas_Steamer_E10 | F5 | Commercial | Grocery | Existing | Food Preparation | Natural Gas | Steamer | E10 | RIM BC Ratio | 0 | 0 | 0 | 0 | 0 | 0 | 0 | 0 | 0 | 0 | 0 | 0 | 0 | 0 | 0 | 0 | 0 | 0 | 0 | 0 | 0 | 0 | 0 | 0 | 0 | 0 | 0 | 0 | 0 | 0
F0_Commercial_Grocery_Existing_Food Preparation_Natural Gas_Food Prep Other_E0 | F0 | Commercial | Grocery | Existing | Food Preparation | Natural Gas | Food Prep Other | E0 | Economic Unit | ENERGY STAR | ENERGY STAR | ENERGY STAR | ENERGY STAR | ENERGY STAR | ENERGY STAR | ENERGY STAR | ENERGY STAR | ENERGY STAR | ENERGY STAR | ENERGY STAR | ENERGY STAR | ENERGY STAR | ENERGY STAR | ENERGY STAR | ENERGY STAR | ENERGY STAR | ENERGY STAR | ENERGY STAR | ENERGY STAR | ENERGY STAR | ENERGY STAR | 0 | 0 | 0 | 0 | 0 | 0 | 0 | 0
F1_Commercial_Grocery_Existing_Food Preparation_Natural Gas_Food Prep Other_E1 | F1 | Commercial | Grocery | Existing | Food Preparation | Natural Gas | Food Prep Other | E1 | CCE | 0 | 0 | 0 | 0 | 0 | 0 | 0 | 0 | 0 | 0 | 0 | 0 | 0 | 0 | 0 | 0 | 0 | 0 | 0 | 0 | 0 | 0 | 0 | 0 | 0 | 0 | 0 | 0 | 0 | 0
F1_Commercial_Grocery_Existing_Food Preparation_Natural Gas_Food Prep Other_E2 | F1 | Commercial | Grocery | Existing | Food Preparation | Natural Gas | Food Prep Other | E2 | CCE | 0.14135 | 0.14135 | 0.1485 | 0.14624 | 0.14404 | 0.1413 | 0.14092 | 0.14001 | 0.13917 | 0.1379 | 0.1377 | 0.13707 | 0.1365 | 0.13542 | 0.13557 | 0.13515 | 0.13475 | 0.13386 | 0.13412 | 0.13386 | 0.13366 | 0.13291 | 0 | 0 | 0 | 0 | 0 | 0 | 0 | 0
F1_Commercial_Grocery_Existing_Food Preparation_Natural Gas_Food Prep Other_E3 | F1 | Commercial | Grocery | Existing | Food Preparation | Natural Gas | Food Prep Other | E3 | CCE | 0 | 0 | 0 | 0 | 0 | 0 | 0 | 0 | 0 | 0 | 0 | 0 | 0 | 0 | 0 | 0 | 0 | 0 | 0 | 0 | 0 | 0 | 0 | 0 | 0 | 0 | 0 | 0 | 0 | 0
F1_Commercial_Grocery_Existing_Food Preparation_Natural Gas_Food Prep Other_E4 | F1 | Commercial | Grocery | Existing | Food Preparation | Natural Gas | Food Prep Other | E4 | CCE | 0 | 0 | 0 | 0 | 0 | 0 | 0 | 0 | 0 | 0 | 0 | 0 | 0 | 0 | 0 | 0 | 0 | 0 | 0 | 0 | 0 | 0 | 0 | 0 | 0 | 0 | 0 | 0 | 0 | 0
F1_Commercial_Grocery_Existing_Food Preparation_Natural Gas_Food Prep Other_E5 | F1 | Commercial | Grocery | Existing | Food Preparation | Natural Gas | Food Prep Other | E5 | CCE | 0 | 0 | 0 | 0 | 0 | 0 | 0 | 0 | 0 | 0 | 0 | 0 | 0 | 0 | 0 | 0 | 0 | 0 | 0 | 0 | 0 | 0 | 0 | 0 | 0 | 0 | 0 | 0 | 0 | 0
F1_Commercial_Grocery_Existing_Food Preparation_Natural Gas_Food Prep Other_E6 | F1 | Commercial | Grocery | Existing | Food Preparation | Natural Gas | Food Prep Other | E6 | CCE | 0 | 0 | 0 | 0 | 0 | 0 | 0 | 0 | 0 | 0 | 0 | 0 | 0 | 0 | 0 | 0 | 0 | 0 | 0 | 0 | 0 | 0 | 0 | 0 | 0 | 0 | 0 | 0 | 0 | 0
F1_Commercial_Grocery_Existing_Food Preparation_Natural Gas_Food Prep Other_E7 | F1 | Commercial | Grocery | Existing | Food Preparation | Natural Gas | Food Prep Other | E7 | CCE | 0 | 0 | 0 | 0 | 0 | 0 | 0 | 0 | 0 | 0 | 0 | 0 | 0 | 0 | 0 | 0 | 0 | 0 | 0 | 0 | 0 | 0 | 0 | 0 | 0 | 0 | 0 | 0 | 0 | 0
F1_Commercial_Grocery_Existing_Food Preparation_Natural Gas_Food Prep Other_E8 | F1 | Commercial | Grocery | Existing | Food Preparation | Natural Gas | Food Prep Other | E8 | CCE | 0 | 0 | 0 | 0 | 0 | 0 | 0 | 0 | 0 | 0 | 0 | 0 | 0 | 0 | 0 | 0 | 0 | 0 | 0 | 0 | 0 | 0 | 0 | 0 | 0 | 0 | 0 | 0 | 0 | 0
F1_Commercial_Grocery_Existing_Food Preparation_Natural Gas_Food Prep Other_E9 | F1 | Commercial | Grocery | Existing | Food Preparation | Natural Gas | Food Prep Other | E9 | CCE | 0 | 0 | 0 | 0 | 0 | 0 | 0 | 0 | 0 | 0 | 0 | 0 | 0 | 0 | 0 | 0 | 0 | 0 | 0 | 0 | 0 | 0 | 0 | 0 | 0 | 0 | 0 | 0 | 0 | 0
F1_Commercial_Grocery_Existing_Food Preparation_Natural Gas_Food Prep Other_E10 | F1 | Commercial | Grocery | Existing | Food Preparation | Natural Gas | Food Prep Other | E10 | CCE | 0 | 0 | 0 | 0 | 0 | 0 | 0 | 0 | 0 | 0 | 0 | 0 | 0 | 0 | 0 | 0 | 0 | 0 | 0 | 0 | 0 | 0 | 0 | 0 | 0 | 0 | 0 | 0 | 0 | 0
F2_Commercial_Grocery_Existing_Food Preparation_Natural Gas_Food Prep Other_E1 | F2 | Commercial | Grocery | Existing | Food Preparation | Natural Gas | Food Prep Other | E1 | TRC BC Ratio | 0.9 | 0.9 | 0.9 | 0.9 | 0.9 | 0.9 | 0.9 | 0.9 | 0.9 | 0.9 | 0.9 | 0.9 | 0.9 | 0.9 | 0.9 | 0.9 | 0.9 | 0.9 | 0.9 | 0.9 | 0.9 | 0.9 | 0 | 0 | 0 | 0 | 0 | 0 | 0 | 0
F2_Commercial_Grocery_Existing_Food Preparation_Natural Gas_Food Prep Other_E2 | F2 | Commercial | Grocery | Existing | Food Preparation | Natural Gas | Food Prep Other | E2 | TRC BC Ratio | 0.061956 | 0.062369 | 0.062904 | 0.063937 | 0.06537 | 0.067096 | 0.068663 | 0.070005 | 0.071279 | 0.07258 | 0.073973 | 0.075332 | 0.076617 | 0.077911 | 0.079055 | 0.080138 | 0.081309 | 0.082485 | 0.083667 | 0.084849 | 0.08601 | 0.087142 | 0 | 0 | 0 | 0 | 0 | 0 | 0 | 0
F2_Commercial_Grocery_Existing_Food Preparation_Natural Gas_Food Prep Other_E3 | F2 | Commercial | Grocery | Existing | Food Preparation | Natural Gas | Food Prep Other | E3 | TRC BC Ratio | 0 | 0 | 0 | 0 | 0 | 0 | 0 | 0 | 0 | 0 | 0 | 0 | 0 | 0 | 0 | 0 | 0 | 0 | 0 | 0 | 0 | 0 | 0 | 0 | 0 | 0 | 0 | 0 | 0 | 0
F2_Commercial_Grocery_Existing_Food Preparation_Natural Gas_Food Prep Other_E4 | F2 | Commercial | Grocery | Existing | Food Preparation | Natural Gas | Food Prep Other | E4 | TRC BC Ratio | 0 | 0 | 0 | 0 | 0 | 0 | 0 | 0 | 0 | 0 | 0 | 0 | 0 | 0 | 0 | 0 | 0 | 0 | 0 | 0 | 0 | 0 | 0 | 0 | 0 | 0 | 0 | 0 | 0 | 0
F2_Commercial_Grocery_Existing_Food Preparation_Natural Gas_Food Prep Other_E5 | F2 | Commercial | Grocery | Existing | Food Preparation | Natural Gas | Food Prep Other | E5 | TRC BC Ratio | 0 | 0 | 0 | 0 | 0 | 0 | 0 | 0 | 0 | 0 | 0 | 0 | 0 | 0 | 0 | 0 | 0 | 0 | 0 | 0 | 0 | 0 | 0 | 0 | 0 | 0 | 0 | 0 | 0 | 0
F2_Commercial_Grocery_Existing_Food Preparation_Natural Gas_Food Prep Other_E6 | F2 | Commercial | Grocery | Existing | Food Preparation | Natural Gas | Food Prep Other | E6 | TRC BC Ratio | 0 | 0 | 0 | 0 | 0 | 0 | 0 | 0 | 0 | 0 | 0 | 0 | 0 | 0 | 0 | 0 | 0 | 0 | 0 | 0 | 0 | 0 | 0 | 0 | 0 | 0 | 0 | 0 | 0 | 0
F2_Commercial_Grocery_Existing_Food Preparation_Natural Gas_Food Prep Other_E7 | F2 | Commercial | Grocery | Existing | Food Preparation | Natural Gas | Food Prep Other | E7 | TRC BC Ratio | 0 | 0 | 0 | 0 | 0 | 0 | 0 | 0 | 0 | 0 | 0 | 0 | 0 | 0 | 0 | 0 | 0 | 0 | 0 | 0 | 0 | 0 | 0 | 0 | 0 | 0 | 0 | 0 | 0 | 0
F2_Commercial_Grocery_Existing_Food Preparation_Natural Gas_Food Prep Other_E8 | F2 | Commercial | Grocery | Existing | Food Preparation | Natural Gas | Food Prep Other | E8 | TRC BC Ratio | 0 | 0 | 0 | 0 | 0 | 0 | 0 | 0 | 0 | 0 | 0 | 0 | 0 | 0 | 0 | 0 | 0 | 0 | 0 | 0 | 0 | 0 | 0 | 0 | 0 | 0 | 0 | 0 | 0 | 0
F2_Commercial_Grocery_Existing_Food Preparation_Natural Gas_Food Prep Other_E9 | F2 | Commercial | Grocery | Existing | Food Preparation | Natural Gas | Food Prep Other | E9 | TRC BC Ratio | 0 | 0 | 0 | 0 | 0 | 0 | 0 | 0 | 0 | 0 | 0 | 0 | 0 | 0 | 0 | 0 | 0 | 0 | 0 | 0 | 0 | 0 | 0 | 0 | 0 | 0 | 0 | 0 | 0 | 0
F2_Commercial_Grocery_Existing_Food Preparation_Natural Gas_Food Prep Other_E10 | F2 | Commercial | Grocery | Existing | Food Preparation | Natural Gas | Food Prep Other | E10 | TRC BC Ratio | 0 | 0 | 0 | 0 | 0 | 0 | 0 | 0 | 0 | 0 | 0 | 0 | 0 | 0 | 0 | 0 | 0 | 0 | 0 | 0 | 0 | 0 | 0 | 0 | 0 | 0 | 0 | 0 | 0 | 0
F3_Commercial_Grocery_Existing_Food Preparation_Natural Gas_Food Prep Other_E1 | F3 | Commercial | Grocery | Existing | Food Preparation | Natural Gas | Food Prep Other | E1 | PACT BC Ratio | 0.9 | 0.9 | 0.9 | 0.9 | 0.9 | 0.9 | 0.9 | 0.9 | 0.9 | 0.9 | 0.9 | 0.9 | 0.9 | 0.9 | 0.9 | 0.9 | 0.9 | 0.9 | 0.9 | 0.9 | 0.9 | 0.9 | 0 | 0 | 0 | 0 | 0 | 0 | 0 | 0
F3_Commercial_Grocery_Existing_Food Preparation_Natural Gas_Food Prep Other_E2 | F3 | Commercial | Grocery | Existing | Food Preparation | Natural Gas | Food Prep Other | E2 | PACT BC Ratio | 1.0937 | 1.101 | 1.1104 | 1.1287 | 1.154 | 1.1844 | 1.2121 | 1.2358 | 1.2583 | 1.2813 | 1.3058 | 1.3298 | 1.3525 | 1.3754 | 1.3956 | 1.4147 | 1.4353 | 1.4561 | 1.477 | 1.4978 | 1.5183 | 1.5383 | 0 | 0 | 0 | 0 | 0 | 0 | 0 | 0
F3_Commercial_Grocery_Existing_Food Preparation_Natural Gas_Food Prep Other_E3 | F3 | Commercial | Grocery | Existing | Food Preparation | Natural Gas | Food Prep Other | E3 | PACT BC Ratio | 0 | 0 | 0 | 0 | 0 | 0 | 0 | 0 | 0 | 0 | 0 | 0 | 0 | 0 | 0 | 0 | 0 | 0 | 0 | 0 | 0 | 0 | 0 | 0 | 0 | 0 | 0 | 0 | 0 | 0
F3_Commercial_Grocery_Existing_Food Preparation_Natural Gas_Food Prep Other_E4 | F3 | Commercial | Grocery | Existing | Food Preparation | Natural Gas | Food Prep Other | E4 | PACT BC Ratio | 0 | 0 | 0 | 0 | 0 | 0 | 0 | 0 | 0 | 0 | 0 | 0 | 0 | 0 | 0 | 0 | 0 | 0 | 0 | 0 | 0 | 0 | 0 | 0 | 0 | 0 | 0 | 0 | 0 | 0
F3_Commercial_Grocery_Existing_Food Preparation_Natural Gas_Food Prep Other_E5 | F3 | Commercial | Grocery | Existing | Food Preparation | Natural Gas | Food Prep Other | E5 | PACT BC Ratio | 0 | 0 | 0 | 0 | 0 | 0 | 0 | 0 | 0 | 0 | 0 | 0 | 0 | 0 | 0 | 0 | 0 | 0 | 0 | 0 | 0 | 0 | 0 | 0 | 0 | 0 | 0 | 0 | 0 | 0
F3_Commercial_Grocery_Existing_Food Preparation_Natural Gas_Food Prep Other_E6 | F3 | Commercial | Grocery | Existing | Food Preparation | Natural Gas | Food Prep Other | E6 | PACT BC Ratio | 0 | 0 | 0 | 0 | 0 | 0 | 0 | 0 | 0 | 0 | 0 | 0 | 0 | 0 | 0 | 0 | 0 | 0 | 0 | 0 | 0 | 0 | 0 | 0 | 0 | 0 | 0 | 0 | 0 | 0
F3_Commercial_Grocery_Existing_Food Preparation_Natural Gas_Food Prep Other_E7 | F3 | Commercial | Grocery | Existing | Food Preparation | Natural Gas | Food Prep Other | E7 | PACT BC Ratio | 0 | 0 | 0 | 0 | 0 | 0 | 0 | 0 | 0 | 0 | 0 | 0 | 0 | 0 | 0 | 0 | 0 | 0 | 0 | 0 | 0 | 0 | 0 | 0 | 0 | 0 | 0 | 0 | 0 | 0
F3_Commercial_Grocery_Existing_Food Preparation_Natural Gas_Food Prep Other_E8 | F3 | Commercial | Grocery | Existing | Food Preparation | Natural Gas | Food Prep Other | E8 | PACT BC Ratio | 0 | 0 | 0 | 0 | 0 | 0 | 0 | 0 | 0 | 0 | 0 | 0 | 0 | 0 | 0 | 0 | 0 | 0 | 0 | 0 | 0 | 0 | 0 | 0 | 0 | 0 | 0 | 0 | 0 | 0
F3_Commercial_Grocery_Existing_Food Preparation_Natural Gas_Food Prep Other_E9 | F3 | Commercial | Grocery | Existing | Food Preparation | Natural Gas | Food Prep Other | E9 | PACT BC Ratio | 0 | 0 | 0 | 0 | 0 | 0 | 0 | 0 | 0 | 0 | 0 | 0 | 0 | 0 | 0 | 0 | 0 | 0 | 0 | 0 | 0 | 0 | 0 | 0 | 0 | 0 | 0 | 0 | 0 | 0
F3_Commercial_Grocery_Existing_Food Preparation_Natural Gas_Food Prep Other_E10 | F3 | Commercial | Grocery | Existing | Food Preparation | Natural Gas | Food Prep Other | E10 | PACT BC Ratio | 0 | 0 | 0 | 0 | 0 | 0 | 0 | 0 | 0 | 0 | 0 | 0 | 0 | 0 | 0 | 0 | 0 | 0 | 0 | 0 | 0 | 0 | 0 | 0 | 0 | 0 | 0 | 0 | 0 | 0
F4_Commercial_Grocery_Existing_Food Preparation_Natural Gas_Food Prep Other_E1 | F4 | Commercial | Grocery | Existing | Food Preparation | Natural Gas | Food Prep Other | E1 | PCT BC Ratio | 0.9 | 0.9 | 0.9 | 0.9 | 0.9 | 0.9 | 0.9 | 0.9 | 0.9 | 0.9 | 0.9 | 0.9 | 0.9 | 0.9 | 0.9 | 0.9 | 0.9 | 0.9 | 0.9 | 0.9 | 0.9 | 0.9 | 0 | 0 | 0 | 0 | 0 | 0 | 0 | 0
F4_Commercial_Grocery_Existing_Food Preparation_Natural Gas_Food Prep Other_E2 | F4 | Commercial | Grocery | Existing | Food Preparation | Natural Gas | Food Prep Other | E2 | PCT BC Ratio | 0.1043 | 0.10481 | 0.10547 | 0.10674 | 0.10851 | 0.11064 | 0.11258 | 0.11424 | 0.11581 | 0.11741 | 0.11913 | 0.12081 | 0.1224 | 0.124 | 0.12541 | 0.12675 | 0.12819 | 0.12964 | 0.1311 | 0.13256 | 0.134 | 0.13539 | 0 | 0 | 0 | 0 | 0 | 0 | 0 | 0
F4_Commercial_Grocery_Existing_Food Preparation_Natural Gas_Food Prep Other_E3 | F4 | Commercial | Grocery | Existing | Food Preparation | Natural Gas | Food Prep Other | E3 | PCT BC Ratio | 0 | 0 | 0 | 0 | 0 | 0 | 0 | 0 | 0 | 0 | 0 | 0 | 0 | 0 | 0 | 0 | 0 | 0 | 0 | 0 | 0 | 0 | 0 | 0 | 0 | 0 | 0 | 0 | 0 | 0
F4_Commercial_Grocery_Existing_Food Preparation_Natural Gas_Food Prep Other_E4 | F4 | Commercial | Grocery | Existing | Food Preparation | Natural Gas | Food Prep Other | E4 | PCT BC Ratio | 0 | 0 | 0 | 0 | 0 | 0 | 0 | 0 | 0 | 0 | 0 | 0 | 0 | 0 | 0 | 0 | 0 | 0 | 0 | 0 | 0 | 0 | 0 | 0 | 0 | 0 | 0 | 0 | 0 | 0
F4_Commercial_Grocery_Existing_Food Preparation_Natural Gas_Food Prep Other_E5 | F4 | Commercial | Grocery | Existing | Food Preparation | Natural Gas | Food Prep Other | E5 | PCT BC Ratio | 0 | 0 | 0 | 0 | 0 | 0 | 0 | 0 | 0 | 0 | 0 | 0 | 0 | 0 | 0 | 0 | 0 | 0 | 0 | 0 | 0 | 0 | 0 | 0 | 0 | 0 | 0 | 0 | 0 | 0
F4_Commercial_Grocery_Existing_Food Preparation_Natural Gas_Food Prep Other_E6 | F4 | Commercial | Grocery | Existing | Food Preparation | Natural Gas | Food Prep Other | E6 | PCT BC Ratio | 0 | 0 | 0 | 0 | 0 | 0 | 0 | 0 | 0 | 0 | 0 | 0 | 0 | 0 | 0 | 0 | 0 | 0 | 0 | 0 | 0 | 0 | 0 | 0 | 0 | 0 | 0 | 0 | 0 | 0
F4_Commercial_Grocery_Existing_Food Preparation_Natural Gas_Food Prep Other_E7 | F4 | Commercial | Grocery | Existing | Food Preparation | Natural Gas | Food Prep Other | E7 | PCT BC Ratio | 0 | 0 | 0 | 0 | 0 | 0 | 0 | 0 | 0 | 0 | 0 | 0 | 0 | 0 | 0 | 0 | 0 | 0 | 0 | 0 | 0 | 0 | 0 | 0 | 0 | 0 | 0 | 0 | 0 | 0
F4_Commercial_Grocery_Existing_Food Preparation_Natural Gas_Food Prep Other_E8 | F4 | Commercial | Grocery | Existing | Food Preparation | Natural Gas | Food Prep Other | E8 | PCT BC Ratio | 0 | 0 | 0 | 0 | 0 | 0 | 0 | 0 | 0 | 0 | 0 | 0 | 0 | 0 | 0 | 0 | 0 | 0 | 0 | 0 | 0 | 0 | 0 | 0 | 0 | 0 | 0 | 0 | 0 | 0
F4_Commercial_Grocery_Existing_Food Preparation_Natural Gas_Food Prep Other_E9 | F4 | Commercial | Grocery | Existing | Food Preparation | Natural Gas | Food Prep Other | E9 | PCT BC Ratio | 0 | 0 | 0 | 0 | 0 | 0 | 0 | 0 | 0 | 0 | 0 | 0 | 0 | 0 | 0 | 0 | 0 | 0 | 0 | 0 | 0 | 0 | 0 | 0 | 0 | 0 | 0 | 0 | 0 | 0
F4_Commercial_Grocery_Existing_Food Preparation_Natural Gas_Food Prep Other_E10 | F4 | Commercial | Grocery | Existing | Food Preparation | Natural Gas | Food Prep Other | E10 | PCT BC Ratio | 0 | 0 | 0 | 0 | 0 | 0 | 0 | 0 | 0 | 0 | 0 | 0 | 0 | 0 | 0 | 0 | 0 | 0 | 0 | 0 | 0 | 0 | 0 | 0 | 0 | 0 | 0 | 0 | 0 | 0
F5_Commercial_Grocery_Existing_Food Preparation_Natural Gas_Food Prep Other_E1 | F5 | Commercial | Grocery | Existing | Food Preparation | Natural Gas | Food Prep Other | E1 | RIM BC Ratio | 0.9 | 0.9 | 0.9 | 0.9 | 0.9 | 0.9 | 0.9 | 0.9 | 0.9 | 0.9 | 0.9 | 0.9 | 0.9 | 0.9 | 0.9 | 0.9 | 0.9 | 0.9 | 0.9 | 0.9 | 0.9 | 0.9 | 0 | 0 | 0 | 0 | 0 | 0 | 0 | 0
F5_Commercial_Grocery_Existing_Food Preparation_Natural Gas_Food Prep Other_E2 | F5 | Commercial | Grocery | Existing | Food Preparation | Natural Gas | Food Prep Other | E2 | RIM BC Ratio | 0.4734 | 0.47476 | 0.47651 | 0.47983 | 0.48435 | 0.48963 | 0.4943 | 0.49819 | 0.50181 | 0.50542 | 0.5092 | 0.51281 | 0.51615 | 0.51944 | 0.5223 | 0.52495 | 0.52777 | 0.53055 | 0.5333 | 0.53599 | 0.53859 | 0.54109 | 0 | 0 | 0 | 0 | 0 | 0 | 0 | 0
F5_Commercial_Grocery_Existing_Food Preparation_Natural Gas_Food Prep Other_E3 | F5 | Commercial | Grocery | Existing | Food Preparation | Natural Gas | Food Prep Other | E3 | RIM BC Ratio | 0 | 0 | 0 | 0 | 0 | 0 | 0 | 0 | 0 | 0 | 0 | 0 | 0 | 0 | 0 | 0 | 0 | 0 | 0 | 0 | 0 | 0 | 0 | 0 | 0 | 0 | 0 | 0 | 0 | 0
F5_Commercial_Grocery_Existing_Food Preparation_Natural Gas_Food Prep Other_E4 | F5 | Commercial | Grocery | Existing | Food Preparation | Natural Gas | Food Prep Other | E4 | RIM BC Ratio | 0 | 0 | 0 | 0 | 0 | 0 | 0 | 0 | 0 | 0 | 0 | 0 | 0 | 0 | 0 | 0 | 0 | 0 | 0 | 0 | 0 | 0 | 0 | 0 | 0 | 0 | 0 | 0 | 0 | 0
F5_Commercial_Grocery_Existing_Food Preparation_Natural Gas_Food Prep Other_E5 | F5 | Commercial | Grocery | Existing | Food Preparation | Natural Gas | Food Prep Other | E5 | RIM BC Ratio | 0 | 0 | 0 | 0 | 0 | 0 | 0 | 0 | 0 | 0 | 0 | 0 | 0 | 0 | 0 | 0 | 0 | 0 | 0 | 0 | 0 | 0 | 0 | 0 | 0 | 0 | 0 | 0 | 0 | 0
F5_Commercial_Grocery_Existing_Food Preparation_Natural Gas_Food Prep Other_E6 | F5 | Commercial | Grocery | Existing | Food Preparation | Natural Gas | Food Prep Other | E6 | RIM BC Ratio | 0 | 0 | 0 | 0 | 0 | 0 | 0 | 0 | 0 | 0 | 0 | 0 | 0 | 0 | 0 | 0 | 0 | 0 | 0 | 0 | 0 | 0 | 0 | 0 | 0 | 0 | 0 | 0 | 0 | 0
F5_Commercial_Grocery_Existing_Food Preparation_Natural Gas_Food Prep Other_E7 | F5 | Commercial | Grocery | Existing | Food Preparation | Natural Gas | Food Prep Other | E7 | RIM BC Ratio | 0 | 0 | 0 | 0 | 0 | 0 | 0 | 0 | 0 | 0 | 0 | 0 | 0 | 0 | 0 | 0 | 0 | 0 | 0 | 0 | 0 | 0 | 0 | 0 | 0 | 0 | 0 | 0 | 0 | 0
F5_Commercial_Grocery_Existing_Food Preparation_Natural Gas_Food Prep Other_E8 | F5 | Commercial | Grocery | Existing | Food Preparation | Natural Gas | Food Prep Other | E8 | RIM BC Ratio | 0 | 0 | 0 | 0 | 0 | 0 | 0 | 0 | 0 | 0 | 0 | 0 | 0 | 0 | 0 | 0 | 0 | 0 | 0 | 0 | 0 | 0 | 0 | 0 | 0 | 0 | 0 | 0 | 0 | 0
F5_Commercial_Grocery_Existing_Food Preparation_Natural Gas_Food Prep Other_E9 | F5 | Commercial | Grocery | Existing | Food Preparation | Natural Gas | Food Prep Other | E9 | RIM BC Ratio | 0 | 0 | 0 | 0 | 0 | 0 | 0 | 0 | 0 | 0 | 0 | 0 | 0 | 0 | 0 | 0 | 0 | 0 | 0 | 0 | 0 | 0 | 0 | 0 | 0 | 0 | 0 | 0 | 0 | 0
F5_Commercial_Grocery_Existing_Food Preparation_Natural Gas_Food Prep Other_E10 | F5 | Commercial | Grocery | Existing | Food Preparation | Natural Gas | Food Prep Other | E10 | RIM BC Ratio | 0 | 0 | 0 | 0 | 0 | 0 | 0 | 0 | 0 | 0 | 0 | 0 | 0 | 0 | 0 | 0 | 0 | 0 | 0 | 0 | 0 | 0 | 0 | 0 | 0 | 0 | 0 | 0 | 0 | 0
F0_Commercial_Grocery_Existing_Miscellaneous_Natural Gas_Pool Heater_E0 | F0 | Commercial | Grocery | Existing | Miscellaneous | Natural Gas | Pool Heater | E0 | Economic Unit | Standard (EF .78) | Standard (EF .78) | Standard (EF .78) | Standard (EF .78) | Standard (EF .78) | Standard (EF .78) | Standard (EF .78) | Standard (EF .78) | Standard (EF .78) | Standard (EF .78) | Standard (EF .78) | Standard (EF .78) | Condensing (EF .90) | Condensing (EF .90) | Condensing (EF .90) | Condensing (EF .90) | Condensing (EF .90) | Condensing (EF .90) | Condensing (EF .90) | Condensing (EF .90) | Condensing (EF .90) | Condensing (EF .90) | 0 | 0 | 0 | 0 | 0 | 0 | 0 | 0
F1_Commercial_Grocery_Existing_Miscellaneous_Natural Gas_Pool Heater_E1 | F1 | Commercial | Grocery | Existing | Miscellaneous | Natural Gas | Pool Heater | E1 | CCE | 0 | 0 | 0 | 0 | 0 | 0 | 0 | 0 | 0 | 0 | 0 | 0 | 0 | 0 | 0 | 0 | 0 | 0 | 0 | 0 | 0 | 0 | 0 | 0 | 0 | 0 | 0 | 0 | 0 | 0
F1_Commercial_Grocery_Existing_Miscellaneous_Natural Gas_Pool Heater_E2 | F1 | Commercial | Grocery | Existing | Miscellaneous | Natural Gas | Pool Heater | E2 | CCE | 0.016289 | 0.016289 | 0.017113 | 0.016853 | 0.0166 | 0.016284 | 0.016239 | 0.016135 | 0.016038 | 0.015891 | 0.015869 | 0.015796 | 0.015731 | 0.015606 | 0.015623 | 0.015575 | 0.015528 | 0.015425 | 0.015456 | 0.015426 | 0.015403 | 0.015317 | 0 | 0 | 0 | 0 | 0 | 0 | 0 | 0
F1_Commercial_Grocery_Existing_Miscellaneous_Natural Gas_Pool Heater_E3 | F1 | Commercial | Grocery | Existing | Miscellaneous | Natural Gas | Pool Heater | E3 | CCE | 0 | 0 | 0 | 0 | 0 | 0 | 0 | 0 | 0 | 0 | 0 | 0 | 0 | 0 | 0 | 0 | 0 | 0 | 0 | 0 | 0 | 0 | 0 | 0 | 0 | 0 | 0 | 0 | 0 | 0
F1_Commercial_Grocery_Existing_Miscellaneous_Natural Gas_Pool Heater_E4 | F1 | Commercial | Grocery | Existing | Miscellaneous | Natural Gas | Pool Heater | E4 | CCE | 0 | 0 | 0 | 0 | 0 | 0 | 0 | 0 | 0 | 0 | 0 | 0 | 0 | 0 | 0 | 0 | 0 | 0 | 0 | 0 | 0 | 0 | 0 | 0 | 0 | 0 | 0 | 0 | 0 | 0
F1_Commercial_Grocery_Existing_Miscellaneous_Natural Gas_Pool Heater_E5 | F1 | Commercial | Grocery | Existing | Miscellaneous | Natural Gas | Pool Heater | E5 | CCE | 0 | 0 | 0 | 0 | 0 | 0 | 0 | 0 | 0 | 0 | 0 | 0 | 0 | 0 | 0 | 0 | 0 | 0 | 0 | 0 | 0 | 0 | 0 | 0 | 0 | 0 | 0 | 0 | 0 | 0
F1_Commercial_Grocery_Existing_Miscellaneous_Natural Gas_Pool Heater_E6 | F1 | Commercial | Grocery | Existing | Miscellaneous | Natural Gas | Pool Heater | E6 | CCE | 0 | 0 | 0 | 0 | 0 | 0 | 0 | 0 | 0 | 0 | 0 | 0 | 0 | 0 | 0 | 0 | 0 | 0 | 0 | 0 | 0 | 0 | 0 | 0 | 0 | 0 | 0 | 0 | 0 | 0
F1_Commercial_Grocery_Existing_Miscellaneous_Natural Gas_Pool Heater_E7 | F1 | Commercial | Grocery | Existing | Miscellaneous | Natural Gas | Pool Heater | E7 | CCE | 0 | 0 | 0 | 0 | 0 | 0 | 0 | 0 | 0 | 0 | 0 | 0 | 0 | 0 | 0 | 0 | 0 | 0 | 0 | 0 | 0 | 0 | 0 | 0 | 0 | 0 | 0 | 0 | 0 | 0
F1_Commercial_Grocery_Existing_Miscellaneous_Natural Gas_Pool Heater_E8 | F1 | Commercial | Grocery | Existing | Miscellaneous | Natural Gas | Pool Heater | E8 | CCE | 0 | 0 | 0 | 0 | 0 | 0 | 0 | 0 | 0 | 0 | 0 | 0 | 0 | 0 | 0 | 0 | 0 | 0 | 0 | 0 | 0 | 0 | 0 | 0 | 0 | 0 | 0 | 0 | 0 | 0
F1_Commercial_Grocery_Existing_Miscellaneous_Natural Gas_Pool Heater_E9 | F1 | Commercial | Grocery | Existing | Miscellaneous | Natural Gas | Pool Heater | E9 | CCE | 0 | 0 | 0 | 0 | 0 | 0 | 0 | 0 | 0 | 0 | 0 | 0 | 0 | 0 | 0 | 0 | 0 | 0 | 0 | 0 | 0 | 0 | 0 | 0 | 0 | 0 | 0 | 0 | 0 | 0
F1_Commercial_Grocery_Existing_Miscellaneous_Natural Gas_Pool Heater_E10 | F1 | Commercial | Grocery | Existing | Miscellaneous | Natural Gas | Pool Heater | E10 | CCE | 0 | 0 | 0 | 0 | 0 | 0 | 0 | 0 | 0 | 0 | 0 | 0 | 0 | 0 | 0 | 0 | 0 | 0 | 0 | 0 | 0 | 0 | 0 | 0 | 0 | 0 | 0 | 0 | 0 | 0
F2_Commercial_Grocery_Existing_Miscellaneous_Natural Gas_Pool Heater_E1 | F2 | Commercial | Grocery | Existing | Miscellaneous | Natural Gas | Pool Heater | E1 | TRC BC Ratio | 0.9 | 0.9 | 0.9 | 0.9 | 0.9 | 0.9 | 0.9 | 0.9 | 0.9 | 0.9 | 0.9 | 0.9 | 0.9 | 0.9 | 0.9 | 0.9 | 0.9 | 0.9 | 0.9 | 0.9 | 0.9 | 0.9 | 0 | 0 | 0 | 0 | 0 | 0 | 0 | 0
F2_Commercial_Grocery_Existing_Miscellaneous_Natural Gas_Pool Heater_E2 | F2 | Commercial | Grocery | Existing | Miscellaneous | Natural Gas | Pool Heater | E2 | TRC BC Ratio | 0.5239 | 0.52164 | 0.52208 | 0.52981 | 0.54312 | 0.56021 | 0.57494 | 0.58666 | 0.59726 | 0.60773 | 0.61914 | 0.63073 | 0.64215 | 0.65494 | 0.66711 | 0.67867 | 0.69034 | 0.7008 | 0.70989 | 0.71743 | 0.72449 | 0.73101 | 0 | 0 | 0 | 0 | 0 | 0 | 0 | 0
F2_Commercial_Grocery_Existing_Miscellaneous_Natural Gas_Pool Heater_E3 | F2 | Commercial | Grocery | Existing | Miscellaneous | Natural Gas | Pool Heater | E3 | TRC BC Ratio | 0 | 0 | 0 | 0 | 0 | 0 | 0 | 0 | 0 | 0 | 0 | 0 | 0 | 0 | 0 | 0 | 0 | 0 | 0 | 0 | 0 | 0 | 0 | 0 | 0 | 0 | 0 | 0 | 0 | 0
F2_Commercial_Grocery_Existing_Miscellaneous_Natural Gas_Pool Heater_E4 | F2 | Commercial | Grocery | Existing | Miscellaneous | Natural Gas | Pool Heater | E4 | TRC BC Ratio | 0 | 0 | 0 | 0 | 0 | 0 | 0 | 0 | 0 | 0 | 0 | 0 | 0 | 0 | 0 | 0 | 0 | 0 | 0 | 0 | 0 | 0 | 0 | 0 | 0 | 0 | 0 | 0 | 0 | 0
F2_Commercial_Grocery_Existing_Miscellaneous_Natural Gas_Pool Heater_E5 | F2 | Commercial | Grocery | Existing | Miscellaneous | Natural Gas | Pool Heater | E5 | TRC BC Ratio | 0 | 0 | 0 | 0 | 0 | 0 | 0 | 0 | 0 | 0 | 0 | 0 | 0 | 0 | 0 | 0 | 0 | 0 | 0 | 0 | 0 | 0 | 0 | 0 | 0 | 0 | 0 | 0 | 0 | 0
F2_Commercial_Grocery_Existing_Miscellaneous_Natural Gas_Pool Heater_E6 | F2 | Commercial | Grocery | Existing | Miscellaneous | Natural Gas | Pool Heater | E6 | TRC BC Ratio | 0 | 0 | 0 | 0 | 0 | 0 | 0 | 0 | 0 | 0 | 0 | 0 | 0 | 0 | 0 | 0 | 0 | 0 | 0 | 0 | 0 | 0 | 0 | 0 | 0 | 0 | 0 | 0 | 0 | 0
F2_Commercial_Grocery_Existing_Miscellaneous_Natural Gas_Pool Heater_E7 | F2 | Commercial | Grocery | Existing | Miscellaneous | Natural Gas | Pool Heater | E7 | TRC BC Ratio | 0 | 0 | 0 | 0 | 0 | 0 | 0 | 0 | 0 | 0 | 0 | 0 | 0 | 0 | 0 | 0 | 0 | 0 | 0 | 0 | 0 | 0 | 0 | 0 | 0 | 0 | 0 | 0 | 0 | 0
F2_Commercial_Grocery_Existing_Miscellaneous_Natural Gas_Pool Heater_E8 | F2 | Commercial | Grocery | Existing | Miscellaneous | Natural Gas | Pool Heater | E8 | TRC BC Ratio | 0 | 0 | 0 | 0 | 0 | 0 | 0 | 0 | 0 | 0 | 0 | 0 | 0 | 0 | 0 | 0 | 0 | 0 | 0 | 0 | 0 | 0 | 0 | 0 | 0 | 0 | 0 | 0 | 0 | 0
F2_Commercial_Grocery_Existing_Miscellaneous_Natural Gas_Pool Heater_E9 | F2 | Commercial | Grocery | Existing | Miscellaneous | Natural Gas | Pool Heater | E9 | TRC BC Ratio | 0 | 0 | 0 | 0 | 0 | 0 | 0 | 0 | 0 | 0 | 0 | 0 | 0 | 0 | 0 | 0 | 0 | 0 | 0 | 0 | 0 | 0 | 0 | 0 | 0 | 0 | 0 | 0 | 0 | 0
F2_Commercial_Grocery_Existing_Miscellaneous_Natural Gas_Pool Heater_E10 | F2 | Commercial | Grocery | Existing | Miscellaneous | Natural Gas | Pool Heater | E10 | TRC BC Ratio | 0 | 0 | 0 | 0 | 0 | 0 | 0 | 0 | 0 | 0 | 0 | 0 | 0 | 0 | 0 | 0 | 0 | 0 | 0 | 0 | 0 | 0 | 0 | 0 | 0 | 0 | 0 | 0 | 0 | 0
F3_Commercial_Grocery_Existing_Miscellaneous_Natural Gas_Pool Heater_E1 | F3 | Commercial | Grocery | Existing | Miscellaneous | Natural Gas | Pool Heater | E1 | PACT BC Ratio | 0.9 | 0.9 | 0.9 | 0.9 | 0.9 | 0.9 | 0.9 | 0.9 | 0.9 | 0.9 | 0.9 | 0.9 | 0.9 | 0.9 | 0.9 | 0.9 | 0.9 | 0.9 | 0.9 | 0.9 | 0.9 | 0.9 | 0 | 0 | 0 | 0 | 0 | 0 | 0 | 0
F3_Commercial_Grocery_Existing_Miscellaneous_Natural Gas_Pool Heater_E2 | F3 | Commercial | Grocery | Existing | Miscellaneous | Natural Gas | Pool Heater | E2 | PACT BC Ratio | 0.73673 | 0.73355 | 0.73416 | 0.74503 | 0.76375 | 0.78778 | 0.8085 | 0.82498 | 0.83988 | 0.8546 | 0.87065 | 0.88694 | 0.903 | 0.921 | 0.93811 | 0.95437 | 0.97078 | 0.98549 | 0.99827 | 1.0089 | 1.0188 | 1.028 | 0 | 0 | 0 | 0 | 0 | 0 | 0 | 0
F3_Commercial_Grocery_Existing_Miscellaneous_Natural Gas_Pool Heater_E3 | F3 | Commercial | Grocery | Existing | Miscellaneous | Natural Gas | Pool Heater | E3 | PACT BC Ratio | 0 | 0 | 0 | 0 | 0 | 0 | 0 | 0 | 0 | 0 | 0 | 0 | 0 | 0 | 0 | 0 | 0 | 0 | 0 | 0 | 0 | 0 | 0 | 0 | 0 | 0 | 0 | 0 | 0 | 0
F3_Commercial_Grocery_Existing_Miscellaneous_Natural Gas_Pool Heater_E4 | F3 | Commercial | Grocery | Existing | Miscellaneous | Natural Gas | Pool Heater | E4 | PACT BC Ratio | 0 | 0 | 0 | 0 | 0 | 0 | 0 | 0 | 0 | 0 | 0 | 0 | 0 | 0 | 0 | 0 | 0 | 0 | 0 | 0 | 0 | 0 | 0 | 0 | 0 | 0 | 0 | 0 | 0 | 0
F3_Commercial_Grocery_Existing_Miscellaneous_Natural Gas_Pool Heater_E5 | F3 | Commercial | Grocery | Existing | Miscellaneous | Natural Gas | Pool Heater | E5 | PACT BC Ratio | 0 | 0 | 0 | 0 | 0 | 0 | 0 | 0 | 0 | 0 | 0 | 0 | 0 | 0 | 0 | 0 | 0 | 0 | 0 | 0 | 0 | 0 | 0 | 0 | 0 | 0 | 0 | 0 | 0 | 0
F3_Commercial_Grocery_Existing_Miscellaneous_Natural Gas_Pool Heater_E6 | F3 | Commercial | Grocery | Existing | Miscellaneous | Natural Gas | Pool Heater | E6 | PACT BC Ratio | 0 | 0 | 0 | 0 | 0 | 0 | 0 | 0 | 0 | 0 | 0 | 0 | 0 | 0 | 0 | 0 | 0 | 0 | 0 | 0 | 0 | 0 | 0 | 0 | 0 | 0 | 0 | 0 | 0 | 0
F3_Commercial_Grocery_Existing_Miscellaneous_Natural Gas_Pool Heater_E7 | F3 | Commercial | Grocery | Existing | Miscellaneous | Natural Gas | Pool Heater | E7 | PACT BC Ratio | 0 | 0 | 0 | 0 | 0 | 0 | 0 | 0 | 0 | 0 | 0 | 0 | 0 | 0 | 0 | 0 | 0 | 0 | 0 | 0 | 0 | 0 | 0 | 0 | 0 | 0 | 0 | 0 | 0 | 0
F3_Commercial_Grocery_Existing_Miscellaneous_Natural Gas_Pool Heater_E8 | F3 | Commercial | Grocery | Existing | Miscellaneous | Natural Gas | Pool Heater | E8 | PACT BC Ratio | 0 | 0 | 0 | 0 | 0 | 0 | 0 | 0 | 0 | 0 | 0 | 0 | 0 | 0 | 0 | 0 | 0 | 0 | 0 | 0 | 0 | 0 | 0 | 0 | 0 | 0 | 0 | 0 | 0 | 0
F3_Commercial_Grocery_Existing_Miscellaneous_Natural Gas_Pool Heater_E9 | F3 | Commercial | Grocery | Existing | Miscellaneous | Natural Gas | Pool Heater | E9 | PACT BC Ratio | 0 | 0 | 0 | 0 | 0 | 0 | 0 | 0 | 0 | 0 | 0 | 0 | 0 | 0 | 0 | 0 | 0 | 0 | 0 | 0 | 0 | 0 | 0 | 0 | 0 | 0 | 0 | 0 | 0 | 0
F3_Commercial_Grocery_Existing_Miscellaneous_Natural Gas_Pool Heater_E10 | F3 | Commercial | Grocery | Existing | Miscellaneous | Natural Gas | Pool Heater | E10 | PACT BC Ratio | 0 | 0 | 0 | 0 | 0 | 0 | 0 | 0 | 0 | 0 | 0 | 0 | 0 | 0 | 0 | 0 | 0 | 0 | 0 | 0 | 0 | 0 | 0 | 0 | 0 | 0 | 0 | 0 | 0 | 0
F4_Commercial_Grocery_Existing_Miscellaneous_Natural Gas_Pool Heater_E1 | F4 | Commercial | Grocery | Existing | Miscellaneous | Natural Gas | Pool Heater | E1 | PCT BC Ratio | 0.9 | 0.9 | 0.9 | 0.9 | 0.9 | 0.9 | 0.9 | 0.9 | 0.9 | 0.9 | 0.9 | 0.9 | 0.9 | 0.9 | 0.9 | 0.9 | 0.9 | 0.9 | 0.9 | 0.9 | 0.9 | 0.9 | 0 | 0 | 0 | 0 | 0 | 0 | 0 | 0
F4_Commercial_Grocery_Existing_Miscellaneous_Natural Gas_Pool Heater_E2 | F4 | Commercial | Grocery | Existing | Miscellaneous | Natural Gas | Pool Heater | E2 | PCT BC Ratio | 1.5399 | 1.5356 | 1.5364 | 1.5512 | 1.5766 | 1.6092 | 1.6373 | 1.6597 | 1.6799 | 1.6999 | 1.7217 | 1.7439 | 1.7657 | 1.7901 | 1.8133 | 1.8354 | 1.8577 | 1.8776 | 1.895 | 1.9094 | 1.9229 | 1.9353 | 0 | 0 | 0 | 0 | 0 | 0 | 0 | 0
F4_Commercial_Grocery_Existing_Miscellaneous_Natural Gas_Pool Heater_E3 | F4 | Commercial | Grocery | Existing | Miscellaneous | Natural Gas | Pool Heater | E3 | PCT BC Ratio | 0 | 0 | 0 | 0 | 0 | 0 | 0 | 0 | 0 | 0 | 0 | 0 | 0 | 0 | 0 | 0 | 0 | 0 | 0 | 0 | 0 | 0 | 0 | 0 | 0 | 0 | 0 | 0 | 0 | 0
F4_Commercial_Grocery_Existing_Miscellaneous_Natural Gas_Pool Heater_E4 | F4 | Commercial | Grocery | Existing | Miscellaneous | Natural Gas | Pool Heater | E4 | PCT BC Ratio | 0 | 0 | 0 | 0 | 0 | 0 | 0 | 0 | 0 | 0 | 0 | 0 | 0 | 0 | 0 | 0 | 0 | 0 | 0 | 0 | 0 | 0 | 0 | 0 | 0 | 0 | 0 | 0 | 0 | 0
F4_Commercial_Grocery_Existing_Miscellaneous_Natural Gas_Pool Heater_E5 | F4 | Commercial | Grocery | Existing | Miscellaneous | Natural Gas | Pool Heater | E5 | PCT BC Ratio | 0 | 0 | 0 | 0 | 0 | 0 | 0 | 0 | 0 | 0 | 0 | 0 | 0 | 0 | 0 | 0 | 0 | 0 | 0 | 0 | 0 | 0 | 0 | 0 | 0 | 0 | 0 | 0 | 0 | 0
F4_Commercial_Grocery_Existing_Miscellaneous_Natural Gas_Pool Heater_E6 | F4 | Commercial | Grocery | Existing | Miscellaneous | Natural Gas | Pool Heater | E6 | PCT BC Ratio | 0 | 0 | 0 | 0 | 0 | 0 | 0 | 0 | 0 | 0 | 0 | 0 | 0 | 0 | 0 | 0 | 0 | 0 | 0 | 0 | 0 | 0 | 0 | 0 | 0 | 0 | 0 | 0 | 0 | 0
F4_Commercial_Grocery_Existing_Miscellaneous_Natural Gas_Pool Heater_E7 | F4 | Commercial | Grocery | Existing | Miscellaneous | Natural Gas | Pool Heater | E7 | PCT BC Ratio | 0 | 0 | 0 | 0 | 0 | 0 | 0 | 0 | 0 | 0 | 0 | 0 | 0 | 0 | 0 | 0 | 0 | 0 | 0 | 0 | 0 | 0 | 0 | 0 | 0 | 0 | 0 | 0 | 0 | 0
F4_Commercial_Grocery_Existing_Miscellaneous_Natural Gas_Pool Heater_E8 | F4 | Commercial | Grocery | Existing | Miscellaneous | Natural Gas | Pool Heater | E8 | PCT BC Ratio | 0 | 0 | 0 | 0 | 0 | 0 | 0 | 0 | 0 | 0 | 0 | 0 | 0 | 0 | 0 | 0 | 0 | 0 | 0 | 0 | 0 | 0 | 0 | 0 | 0 | 0 | 0 | 0 | 0 | 0
F4_Commercial_Grocery_Existing_Miscellaneous_Natural Gas_Pool Heater_E9 | F4 | Commercial | Grocery | Existing | Miscellaneous | Natural Gas | Pool Heater | E9 | PCT BC Ratio | 0 | 0 | 0 | 0 | 0 | 0 | 0 | 0 | 0 | 0 | 0 | 0 | 0 | 0 | 0 | 0 | 0 | 0 | 0 | 0 | 0 | 0 | 0 | 0 | 0 | 0 | 0 | 0 | 0 | 0
F4_Commercial_Grocery_Existing_Miscellaneous_Natural Gas_Pool Heater_E10 | F4 | Commercial | Grocery | Existing | Miscellaneous | Natural Gas | Pool Heater | E10 | PCT BC Ratio | 0 | 0 | 0 | 0 | 0 | 0 | 0 | 0 | 0 | 0 | 0 | 0 | 0 | 0 | 0 | 0 | 0 | 0 | 0 | 0 | 0 | 0 | 0 | 0 | 0 | 0 | 0 | 0 | 0 | 0
F5_Commercial_Grocery_Existing_Miscellaneous_Natural Gas_Pool Heater_E1 | F5 | Commercial | Grocery | Existing | Miscellaneous | Natural Gas | Pool Heater | E1 | RIM BC Ratio | 0.9 | 0.9 | 0.9 | 0.9 | 0.9 | 0.9 | 0.9 | 0.9 | 0.9 | 0.9 | 0.9 | 0.9 | 0.9 | 0.9 | 0.9 | 0.9 | 0.9 | 0.9 | 0.9 | 0.9 | 0.9 | 0.9 | 0 | 0 | 0 | 0 | 0 | 0 | 0 | 0
F5_Commercial_Grocery_Existing_Miscellaneous_Natural Gas_Pool Heater_E2 | F5 | Commercial | Grocery | Existing | Miscellaneous | Natural Gas | Pool Heater | E2 | RIM BC Ratio | 0.39133 | 0.39043 | 0.3906 | 0.39366 | 0.39882 | 0.40528 | 0.41069 | 0.4149 | 0.41863 | 0.42226 | 0.42614 | 0.43001 | 0.43375 | 0.43786 | 0.44169 | 0.44526 | 0.4488 | 0.45192 | 0.45459 | 0.45677 | 0.4588 | 0.46065 | 0 | 0 | 0 | 0 | 0 | 0 | 0 | 0
F5_Commercial_Grocery_Existing_Miscellaneous_Natural Gas_Pool Heater_E3 | F5 | Commercial | Grocery | Existing | Miscellaneous | Natural Gas | Pool Heater | E3 | RIM BC Ratio | 0 | 0 | 0 | 0 | 0 | 0 | 0 | 0 | 0 | 0 | 0 | 0 | 0 | 0 | 0 | 0 | 0 | 0 | 0 | 0 | 0 | 0 | 0 | 0 | 0 | 0 | 0 | 0 | 0 | 0
F5_Commercial_Grocery_Existing_Miscellaneous_Natural Gas_Pool Heater_E4 | F5 | Commercial | Grocery | Existing | Miscellaneous | Natural Gas | Pool Heater | E4 | RIM BC Ratio | 0 | 0 | 0 | 0 | 0 | 0 | 0 | 0 | 0 | 0 | 0 | 0 | 0 | 0 | 0 | 0 | 0 | 0 | 0 | 0 | 0 | 0 | 0 | 0 | 0 | 0 | 0 | 0 | 0 | 0
F5_Commercial_Grocery_Existing_Miscellaneous_Natural Gas_Pool Heater_E5 | F5 | Commercial | Grocery | Existing | Miscellaneous | Natural Gas | Pool Heater | E5 | RIM BC Ratio | 0 | 0 | 0 | 0 | 0 | 0 | 0 | 0 | 0 | 0 | 0 | 0 | 0 | 0 | 0 | 0 | 0 | 0 | 0 | 0 | 0 | 0 | 0 | 0 | 0 | 0 | 0 | 0 | 0 | 0
F5_Commercial_Grocery_Existing_Miscellaneous_Natural Gas_Pool Heater_E6 | F5 | Commercial | Grocery | Existing | Miscellaneous | Natural Gas | Pool Heater | E6 | RIM BC Ratio | 0 | 0 | 0 | 0 | 0 | 0 | 0 | 0 | 0 | 0 | 0 | 0 | 0 | 0 | 0 | 0 | 0 | 0 | 0 | 0 | 0 | 0 | 0 | 0 | 0 | 0 | 0 | 0 | 0 | 0
F5_Commercial_Grocery_Existing_Miscellaneous_Natural Gas_Pool Heater_E7 | F5 | Commercial | Grocery | Existing | Miscellaneous | Natural Gas | Pool Heater | E7 | RIM BC Ratio | 0 | 0 | 0 | 0 | 0 | 0 | 0 | 0 | 0 | 0 | 0 | 0 | 0 | 0 | 0 | 0 | 0 | 0 | 0 | 0 | 0 | 0 | 0 | 0 | 0 | 0 | 0 | 0 | 0 | 0
F5_Commercial_Grocery_Existing_Miscellaneous_Natural Gas_Pool Heater_E8 | F5 | Commercial | Grocery | Existing | Miscellaneous | Natural Gas | Pool Heater | E8 | RIM BC Ratio | 0 | 0 | 0 | 0 | 0 | 0 | 0 | 0 | 0 | 0 | 0 | 0 | 0 | 0 | 0 | 0 | 0 | 0 | 0 | 0 | 0 | 0 | 0 | 0 | 0 | 0 | 0 | 0 | 0 | 0
F5_Commercial_Grocery_Existing_Miscellaneous_Natural Gas_Pool Heater_E9 | F5 | Commercial | Grocery | Existing | Miscellaneous | Natural Gas | Pool Heater | E9 | RIM BC Ratio | 0 | 0 | 0 | 0 | 0 | 0 | 0 | 0 | 0 | 0 | 0 | 0 | 0 | 0 | 0 | 0 | 0 | 0 | 0 | 0 | 0 | 0 | 0 | 0 | 0 | 0 | 0 | 0 | 0 | 0
F5_Commercial_Grocery_Existing_Miscellaneous_Natural Gas_Pool Heater_E10 | F5 | Commercial | Grocery | Existing | Miscellaneous | Natural Gas | Pool Heater | E10 | RIM BC Ratio | 0 | 0 | 0 | 0 | 0 | 0 | 0 | 0 | 0 | 0 | 0 | 0 | 0 | 0 | 0 | 0 | 0 | 0 | 0 | 0 | 0 | 0 | 0 | 0 | 0 | 0 | 0 | 0 | 0 | 0
F0_Commercial_Grocery_Existing_Miscellaneous_Natural Gas_Miscellaneous_E0 | F0 | Commercial | Grocery | Existing | Miscellaneous | Natural Gas | Miscellaneous | E0 | Economic Unit | Miscellaneous | Miscellaneous | Miscellaneous | Miscellaneous | Miscellaneous | Miscellaneous | Miscellaneous | Miscellaneous | Miscellaneous | Miscellaneous | Miscellaneous | Miscellaneous | Miscellaneous | Miscellaneous | Miscellaneous | Miscellaneous | Miscellaneous | Miscellaneous | Miscellaneous | Miscellaneous | Miscellaneous | Miscellaneous | 0 | 0 | 0 | 0 | 0 | 0 | 0 | 0
F1_Commercial_Grocery_Existing_Miscellaneous_Natural Gas_Miscellaneous_E1 | F1 | Commercial | Grocery | Existing | Miscellaneous | Natural Gas | Miscellaneous | E1 | CCE | 0 | 0 | 0 | 0 | 0 | 0 | 0 | 0 | 0 | 0 | 0 | 0 | 0 | 0 | 0 | 0 | 0 | 0 | 0 | 0 | 0 | 0 | 0 | 0 | 0 | 0 | 0 | 0 | 0 | 0
F1_Commercial_Grocery_Existing_Miscellaneous_Natural Gas_Miscellaneous_E2 | F1 | Commercial | Grocery | Existing | Miscellaneous | Natural Gas | Miscellaneous | E2 | CCE | 0 | 0 | 0 | 0 | 0 | 0 | 0 | 0 | 0 | 0 | 0 | 0 | 0 | 0 | 0 | 0 | 0 | 0 | 0 | 0 | 0 | 0 | 0 | 0 | 0 | 0 | 0 | 0 | 0 | 0
F1_Commercial_Grocery_Existing_Miscellaneous_Natural Gas_Miscellaneous_E3 | F1 | Commercial | Grocery | Existing | Miscellaneous | Natural Gas | Miscellaneous | E3 | CCE | 0 | 0 | 0 | 0 | 0 | 0 | 0 | 0 | 0 | 0 | 0 | 0 | 0 | 0 | 0 | 0 | 0 | 0 | 0 | 0 | 0 | 0 | 0 | 0 | 0 | 0 | 0 | 0 | 0 | 0
F1_Commercial_Grocery_Existing_Miscellaneous_Natural Gas_Miscellaneous_E4 | F1 | Commercial | Grocery | Existing | Miscellaneous | Natural Gas | Miscellaneous | E4 | CCE | 0 | 0 | 0 | 0 | 0 | 0 | 0 | 0 | 0 | 0 | 0 | 0 | 0 | 0 | 0 | 0 | 0 | 0 | 0 | 0 | 0 | 0 | 0 | 0 | 0 | 0 | 0 | 0 | 0 | 0
F1_Commercial_Grocery_Existing_Miscellaneous_Natural Gas_Miscellaneous_E5 | F1 | Commercial | Grocery | Existing | Miscellaneous | Natural Gas | Miscellaneous | E5 | CCE | 0 | 0 | 0 | 0 | 0 | 0 | 0 | 0 | 0 | 0 | 0 | 0 | 0 | 0 | 0 | 0 | 0 | 0 | 0 | 0 | 0 | 0 | 0 | 0 | 0 | 0 | 0 | 0 | 0 | 0
F1_Commercial_Grocery_Existing_Miscellaneous_Natural Gas_Miscellaneous_E6 | F1 | Commercial | Grocery | Existing | Miscellaneous | Natural Gas | Miscellaneous | E6 | CCE | 0 | 0 | 0 | 0 | 0 | 0 | 0 | 0 | 0 | 0 | 0 | 0 | 0 | 0 | 0 | 0 | 0 | 0 | 0 | 0 | 0 | 0 | 0 | 0 | 0 | 0 | 0 | 0 | 0 | 0
F1_Commercial_Grocery_Existing_Miscellaneous_Natural Gas_Miscellaneous_E7 | F1 | Commercial | Grocery | Existing | Miscellaneous | Natural Gas | Miscellaneous | E7 | CCE | 0 | 0 | 0 | 0 | 0 | 0 | 0 | 0 | 0 | 0 | 0 | 0 | 0 | 0 | 0 | 0 | 0 | 0 | 0 | 0 | 0 | 0 | 0 | 0 | 0 | 0 | 0 | 0 | 0 | 0
F1_Commercial_Grocery_Existing_Miscellaneous_Natural Gas_Miscellaneous_E8 | F1 | Commercial | Grocery | Existing | Miscellaneous | Natural Gas | Miscellaneous | E8 | CCE | 0 | 0 | 0 | 0 | 0 | 0 | 0 | 0 | 0 | 0 | 0 | 0 | 0 | 0 | 0 | 0 | 0 | 0 | 0 | 0 | 0 | 0 | 0 | 0 | 0 | 0 | 0 | 0 | 0 | 0
F1_Commercial_Grocery_Existing_Miscellaneous_Natural Gas_Miscellaneous_E9 | F1 | Commercial | Grocery | Existing | Miscellaneous | Natural Gas | Miscellaneous | E9 | CCE | 0 | 0 | 0 | 0 | 0 | 0 | 0 | 0 | 0 | 0 | 0 | 0 | 0 | 0 | 0 | 0 | 0 | 0 | 0 | 0 | 0 | 0 | 0 | 0 | 0 | 0 | 0 | 0 | 0 | 0
F1_Commercial_Grocery_Existing_Miscellaneous_Natural Gas_Miscellaneous_E10 | F1 | Commercial | Grocery | Existing | Miscellaneous | Natural Gas | Miscellaneous | E10 | CCE | 0 | 0 | 0 | 0 | 0 | 0 | 0 | 0 | 0 | 0 | 0 | 0 | 0 | 0 | 0 | 0 | 0 | 0 | 0 | 0 | 0 | 0 | 0 | 0 | 0 | 0 | 0 | 0 | 0 | 0
F2_Commercial_Grocery_Existing_Miscellaneous_Natural Gas_Miscellaneous_E1 | F2 | Commercial | Grocery | Existing | Miscellaneous | Natural Gas | Miscellaneous | E1 | TRC BC Ratio | 0.9 | 0.9 | 0.9 | 0.9 | 0.9 | 0.9 | 0.9 | 0.9 | 0.9 | 0.9 | 0.9 | 0.9 | 0.9 | 0.9 | 0.9 | 0.9 | 0.9 | 0.9 | 0.9 | 0.9 | 0.9 | 0.9 | 0 | 0 | 0 | 0 | 0 | 0 | 0 | 0
F2_Commercial_Grocery_Existing_Miscellaneous_Natural Gas_Miscellaneous_E2 | F2 | Commercial | Grocery | Existing | Miscellaneous | Natural Gas | Miscellaneous | E2 | TRC BC Ratio | 0 | 0 | 0 | 0 | 0 | 0 | 0 | 0 | 0 | 0 | 0 | 0 | 0 | 0 | 0 | 0 | 0 | 0 | 0 | 0 | 0 | 0 | 0 | 0 | 0 | 0 | 0 | 0 | 0 | 0
F2_Commercial_Grocery_Existing_Miscellaneous_Natural Gas_Miscellaneous_E3 | F2 | Commercial | Grocery | Existing | Miscellaneous | Natural Gas | Miscellaneous | E3 | TRC BC Ratio | 0 | 0 | 0 | 0 | 0 | 0 | 0 | 0 | 0 | 0 | 0 | 0 | 0 | 0 | 0 | 0 | 0 | 0 | 0 | 0 | 0 | 0 | 0 | 0 | 0 | 0 | 0 | 0 | 0 | 0
F2_Commercial_Grocery_Existing_Miscellaneous_Natural Gas_Miscellaneous_E4 | F2 | Commercial | Grocery | Existing | Miscellaneous | Natural Gas | Miscellaneous | E4 | TRC BC Ratio | 0 | 0 | 0 | 0 | 0 | 0 | 0 | 0 | 0 | 0 | 0 | 0 | 0 | 0 | 0 | 0 | 0 | 0 | 0 | 0 | 0 | 0 | 0 | 0 | 0 | 0 | 0 | 0 | 0 | 0
F2_Commercial_Grocery_Existing_Miscellaneous_Natural Gas_Miscellaneous_E5 | F2 | Commercial | Grocery | Existing | Miscellaneous | Natural Gas | Miscellaneous | E5 | TRC BC Ratio | 0 | 0 | 0 | 0 | 0 | 0 | 0 | 0 | 0 | 0 | 0 | 0 | 0 | 0 | 0 | 0 | 0 | 0 | 0 | 0 | 0 | 0 | 0 | 0 | 0 | 0 | 0 | 0 | 0 | 0
F2_Commercial_Grocery_Existing_Miscellaneous_Natural Gas_Miscellaneous_E6 | F2 | Commercial | Grocery | Existing | Miscellaneous | Natural Gas | Miscellaneous | E6 | TRC BC Ratio | 0 | 0 | 0 | 0 | 0 | 0 | 0 | 0 | 0 | 0 | 0 | 0 | 0 | 0 | 0 | 0 | 0 | 0 | 0 | 0 | 0 | 0 | 0 | 0 | 0 | 0 | 0 | 0 | 0 | 0
F2_Commercial_Grocery_Existing_Miscellaneous_Natural Gas_Miscellaneous_E7 | F2 | Commercial | Grocery | Existing | Miscellaneous | Natural Gas | Miscellaneous | E7 | TRC BC Ratio | 0 | 0 | 0 | 0 | 0 | 0 | 0 | 0 | 0 | 0 | 0 | 0 | 0 | 0 | 0 | 0 | 0 | 0 | 0 | 0 | 0 | 0 | 0 | 0 | 0 | 0 | 0 | 0 | 0 | 0
F2_Commercial_Grocery_Existing_Miscellaneous_Natural Gas_Miscellaneous_E8 | F2 | Commercial | Grocery | Existing | Miscellaneous | Natural Gas | Miscellaneous | E8 | TRC BC Ratio | 0 | 0 | 0 | 0 | 0 | 0 | 0 | 0 | 0 | 0 | 0 | 0 | 0 | 0 | 0 | 0 | 0 | 0 | 0 | 0 | 0 | 0 | 0 | 0 | 0 | 0 | 0 | 0 | 0 | 0
F2_Commercial_Grocery_Existing_Miscellaneous_Natural Gas_Miscellaneous_E9 | F2 | Commercial | Grocery | Existing | Miscellaneous | Natural Gas | Miscellaneous | E9 | TRC BC Ratio | 0 | 0 | 0 | 0 | 0 | 0 | 0 | 0 | 0 | 0 | 0 | 0 | 0 | 0 | 0 | 0 | 0 | 0 | 0 | 0 | 0 | 0 | 0 | 0 | 0 | 0 | 0 | 0 | 0 | 0
F2_Commercial_Grocery_Existing_Miscellaneous_Natural Gas_Miscellaneous_E10 | F2 | Commercial | Grocery | Existing | Miscellaneous | Natural Gas | Miscellaneous | E10 | TRC BC Ratio | 0 | 0 | 0 | 0 | 0 | 0 | 0 | 0 | 0 | 0 | 0 | 0 | 0 | 0 | 0 | 0 | 0 | 0 | 0 | 0 | 0 | 0 | 0 | 0 | 0 | 0 | 0 | 0 | 0 | 0
F3_Commercial_Grocery_Existing_Miscellaneous_Natural Gas_Miscellaneous_E1 | F3 | Commercial | Grocery | Existing | Miscellaneous | Natural Gas | Miscellaneous | E1 | PACT BC Ratio | 0.9 | 0.9 | 0.9 | 0.9 | 0.9 | 0.9 | 0.9 | 0.9 | 0.9 | 0.9 | 0.9 | 0.9 | 0.9 | 0.9 | 0.9 | 0.9 | 0.9 | 0.9 | 0.9 | 0.9 | 0.9 | 0.9 | 0 | 0 | 0 | 0 | 0 | 0 | 0 | 0
F3_Commercial_Grocery_Existing_Miscellaneous_Natural Gas_Miscellaneous_E2 | F3 | Commercial | Grocery | Existing | Miscellaneous | Natural Gas | Miscellaneous | E2 | PACT BC Ratio | 0 | 0 | 0 | 0 | 0 | 0 | 0 | 0 | 0 | 0 | 0 | 0 | 0 | 0 | 0 | 0 | 0 | 0 | 0 | 0 | 0 | 0 | 0 | 0 | 0 | 0 | 0 | 0 | 0 | 0
F3_Commercial_Grocery_Existing_Miscellaneous_Natural Gas_Miscellaneous_E3 | F3 | Commercial | Grocery | Existing | Miscellaneous | Natural Gas | Miscellaneous | E3 | PACT BC Ratio | 0 | 0 | 0 | 0 | 0 | 0 | 0 | 0 | 0 | 0 | 0 | 0 | 0 | 0 | 0 | 0 | 0 | 0 | 0 | 0 | 0 | 0 | 0 | 0 | 0 | 0 | 0 | 0 | 0 | 0
F3_Commercial_Grocery_Existing_Miscellaneous_Natural Gas_Miscellaneous_E4 | F3 | Commercial | Grocery | Existing | Miscellaneous | Natural Gas | Miscellaneous | E4 | PACT BC Ratio | 0 | 0 | 0 | 0 | 0 | 0 | 0 | 0 | 0 | 0 | 0 | 0 | 0 | 0 | 0 | 0 | 0 | 0 | 0 | 0 | 0 | 0 | 0 | 0 | 0 | 0 | 0 | 0 | 0 | 0
F3_Commercial_Grocery_Existing_Miscellaneous_Natural Gas_Miscellaneous_E5 | F3 | Commercial | Grocery | Existing | Miscellaneous | Natural Gas | Miscellaneous | E5 | PACT BC Ratio | 0 | 0 | 0 | 0 | 0 | 0 | 0 | 0 | 0 | 0 | 0 | 0 | 0 | 0 | 0 | 0 | 0 | 0 | 0 | 0 | 0 | 0 | 0 | 0 | 0 | 0 | 0 | 0 | 0 | 0
F3_Commercial_Grocery_Existing_Miscellaneous_Natural Gas_Miscellaneous_E6 | F3 | Commercial | Grocery | Existing | Miscellaneous | Natural Gas | Miscellaneous | E6 | PACT BC Ratio | 0 | 0 | 0 | 0 | 0 | 0 | 0 | 0 | 0 | 0 | 0 | 0 | 0 | 0 | 0 | 0 | 0 | 0 | 0 | 0 | 0 | 0 | 0 | 0 | 0 | 0 | 0 | 0 | 0 | 0
F3_Commercial_Grocery_Existing_Miscellaneous_Natural Gas_Miscellaneous_E7 | F3 | Commercial | Grocery | Existing | Miscellaneous | Natural Gas | Miscellaneous | E7 | PACT BC Ratio | 0 | 0 | 0 | 0 | 0 | 0 | 0 | 0 | 0 | 0 | 0 | 0 | 0 | 0 | 0 | 0 | 0 | 0 | 0 | 0 | 0 | 0 | 0 | 0 | 0 | 0 | 0 | 0 | 0 | 0
F3_Commercial_Grocery_Existing_Miscellaneous_Natural Gas_Miscellaneous_E8 | F3 | Commercial | Grocery | Existing | Miscellaneous | Natural Gas | Miscellaneous | E8 | PACT BC Ratio | 0 | 0 | 0 | 0 | 0 | 0 | 0 | 0 | 0 | 0 | 0 | 0 | 0 | 0 | 0 | 0 | 0 | 0 | 0 | 0 | 0 | 0 | 0 | 0 | 0 | 0 | 0 | 0 | 0 | 0
F3_Commercial_Grocery_Existing_Miscellaneous_Natural Gas_Miscellaneous_E9 | F3 | Commercial | Grocery | Existing | Miscellaneous | Natural Gas | Miscellaneous | E9 | PACT BC Ratio | 0 | 0 | 0 | 0 | 0 | 0 | 0 | 0 | 0 | 0 | 0 | 0 | 0 | 0 | 0 | 0 | 0 | 0 | 0 | 0 | 0 | 0 | 0 | 0 | 0 | 0 | 0 | 0 | 0 | 0
F3_Commercial_Grocery_Existing_Miscellaneous_Natural Gas_Miscellaneous_E10 | F3 | Commercial | Grocery | Existing | Miscellaneous | Natural Gas | Miscellaneous | E10 | PACT BC Ratio | 0 | 0 | 0 | 0 | 0 | 0 | 0 | 0 | 0 | 0 | 0 | 0 | 0 | 0 | 0 | 0 | 0 | 0 | 0 | 0 | 0 | 0 | 0 | 0 | 0 | 0 | 0 | 0 | 0 | 0
F4_Commercial_Grocery_Existing_Miscellaneous_Natural Gas_Miscellaneous_E1 | F4 | Commercial | Grocery | Existing | Miscellaneous | Natural Gas | Miscellaneous | E1 | PCT BC Ratio | 0.9 | 0.9 | 0.9 | 0.9 | 0.9 | 0.9 | 0.9 | 0.9 | 0.9 | 0.9 | 0.9 | 0.9 | 0.9 | 0.9 | 0.9 | 0.9 | 0.9 | 0.9 | 0.9 | 0.9 | 0.9 | 0.9 | 0 | 0 | 0 | 0 | 0 | 0 | 0 | 0
F4_Commercial_Grocery_Existing_Miscellaneous_Natural Gas_Miscellaneous_E2 | F4 | Commercial | Grocery | Existing | Miscellaneous | Natural Gas | Miscellaneous | E2 | PCT BC Ratio | 0 | 0 | 0 | 0 | 0 | 0 | 0 | 0 | 0 | 0 | 0 | 0 | 0 | 0 | 0 | 0 | 0 | 0 | 0 | 0 | 0 | 0 | 0 | 0 | 0 | 0 | 0 | 0 | 0 | 0
F4_Commercial_Grocery_Existing_Miscellaneous_Natural Gas_Miscellaneous_E3 | F4 | Commercial | Grocery | Existing | Miscellaneous | Natural Gas | Miscellaneous | E3 | PCT BC Ratio | 0 | 0 | 0 | 0 | 0 | 0 | 0 | 0 | 0 | 0 | 0 | 0 | 0 | 0 | 0 | 0 | 0 | 0 | 0 | 0 | 0 | 0 | 0 | 0 | 0 | 0 | 0 | 0 | 0 | 0
F4_Commercial_Grocery_Existing_Miscellaneous_Natural Gas_Miscellaneous_E4 | F4 | Commercial | Grocery | Existing | Miscellaneous | Natural Gas | Miscellaneous | E4 | PCT BC Ratio | 0 | 0 | 0 | 0 | 0 | 0 | 0 | 0 | 0 | 0 | 0 | 0 | 0 | 0 | 0 | 0 | 0 | 0 | 0 | 0 | 0 | 0 | 0 | 0 | 0 | 0 | 0 | 0 | 0 | 0
F4_Commercial_Grocery_Existing_Miscellaneous_Natural Gas_Miscellaneous_E5 | F4 | Commercial | Grocery | Existing | Miscellaneous | Natural Gas | Miscellaneous | E5 | PCT BC Ratio | 0 | 0 | 0 | 0 | 0 | 0 | 0 | 0 | 0 | 0 | 0 | 0 | 0 | 0 | 0 | 0 | 0 | 0 | 0 | 0 | 0 | 0 | 0 | 0 | 0 | 0 | 0 | 0 | 0 | 0
F4_Commercial_Grocery_Existing_Miscellaneous_Natural Gas_Miscellaneous_E6 | F4 | Commercial | Grocery | Existing | Miscellaneous | Natural Gas | Miscellaneous | E6 | PCT BC Ratio | 0 | 0 | 0 | 0 | 0 | 0 | 0 | 0 | 0 | 0 | 0 | 0 | 0 | 0 | 0 | 0 | 0 | 0 | 0 | 0 | 0 | 0 | 0 | 0 | 0 | 0 | 0 | 0 | 0 | 0
F4_Commercial_Grocery_Existing_Miscellaneous_Natural Gas_Miscellaneous_E7 | F4 | Commercial | Grocery | Existing | Miscellaneous | Natural Gas | Miscellaneous | E7 | PCT BC Ratio | 0 | 0 | 0 | 0 | 0 | 0 | 0 | 0 | 0 | 0 | 0 | 0 | 0 | 0 | 0 | 0 | 0 | 0 | 0 | 0 | 0 | 0 | 0 | 0 | 0 | 0 | 0 | 0 | 0 | 0
F4_Commercial_Grocery_Existing_Miscellaneous_Natural Gas_Miscellaneous_E8 | F4 | Commercial | Grocery | Existing | Miscellaneous | Natural Gas | Miscellaneous | E8 | PCT BC Ratio | 0 | 0 | 0 | 0 | 0 | 0 | 0 | 0 | 0 | 0 | 0 | 0 | 0 | 0 | 0 | 0 | 0 | 0 | 0 | 0 | 0 | 0 | 0 | 0 | 0 | 0 | 0 | 0 | 0 | 0
F4_Commercial_Grocery_Existing_Miscellaneous_Natural Gas_Miscellaneous_E9 | F4 | Commercial | Grocery | Existing | Miscellaneous | Natural Gas | Miscellaneous | E9 | PCT BC Ratio | 0 | 0 | 0 | 0 | 0 | 0 | 0 | 0 | 0 | 0 | 0 | 0 | 0 | 0 | 0 | 0 | 0 | 0 | 0 | 0 | 0 | 0 | 0 | 0 | 0 | 0 | 0 | 0 | 0 | 0
F4_Commercial_Grocery_Existing_Miscellaneous_Natural Gas_Miscellaneous_E10 | F4 | Commercial | Grocery | Existing | Miscellaneous | Natural Gas | Miscellaneous | E10 | PCT BC Ratio | 0 | 0 | 0 | 0 | 0 | 0 | 0 | 0 | 0 | 0 | 0 | 0 | 0 | 0 | 0 | 0 | 0 | 0 | 0 | 0 | 0 | 0 | 0 | 0 | 0 | 0 | 0 | 0 | 0 | 0
F5_Commercial_Grocery_Existing_Miscellaneous_Natural Gas_Miscellaneous_E1 | F5 | Commercial | Grocery | Existing | Miscellaneous | Natural Gas | Miscellaneous | E1 | RIM BC Ratio | 0.9 | 0.9 | 0.9 | 0.9 | 0.9 | 0.9 | 0.9 | 0.9 | 0.9 | 0.9 | 0.9 | 0.9 | 0.9 | 0.9 | 0.9 | 0.9 | 0.9 | 0.9 | 0.9 | 0.9 | 0.9 | 0.9 | 0 | 0 | 0 | 0 | 0 | 0 | 0 | 0
F5_Commercial_Grocery_Existing_Miscellaneous_Natural Gas_Miscellaneous_E2 | F5 | Commercial | Grocery | Existing | Miscellaneous | Natural Gas | Miscellaneous | E2 | RIM BC Ratio | 0 | 0 | 0 | 0 | 0 | 0 | 0 | 0 | 0 | 0 | 0 | 0 | 0 | 0 | 0 | 0 | 0 | 0 | 0 | 0 | 0 | 0 | 0 | 0 | 0 | 0 | 0 | 0 | 0 | 0
F5_Commercial_Grocery_Existing_Miscellaneous_Natural Gas_Miscellaneous_E3 | F5 | Commercial | Grocery | Existing | Miscellaneous | Natural Gas | Miscellaneous | E3 | RIM BC Ratio | 0 | 0 | 0 | 0 | 0 | 0 | 0 | 0 | 0 | 0 | 0 | 0 | 0 | 0 | 0 | 0 | 0 | 0 | 0 | 0 | 0 | 0 | 0 | 0 | 0 | 0 | 0 | 0 | 0 | 0
F5_Commercial_Grocery_Existing_Miscellaneous_Natural Gas_Miscellaneous_E4 | F5 | Commercial | Grocery | Existing | Miscellaneous | Natural Gas | Miscellaneous | E4 | RIM BC Ratio | 0 | 0 | 0 | 0 | 0 | 0 | 0 | 0 | 0 | 0 | 0 | 0 | 0 | 0 | 0 | 0 | 0 | 0 | 0 | 0 | 0 | 0 | 0 | 0 | 0 | 0 | 0 | 0 | 0 | 0
F5_Commercial_Grocery_Existing_Miscellaneous_Natural Gas_Miscellaneous_E5 | F5 | Commercial | Grocery | Existing | Miscellaneous | Natural Gas | Miscellaneous | E5 | RIM BC Ratio | 0 | 0 | 0 | 0 | 0 | 0 | 0 | 0 | 0 | 0 | 0 | 0 | 0 | 0 | 0 | 0 | 0 | 0 | 0 | 0 | 0 | 0 | 0 | 0 | 0 | 0 | 0 | 0 | 0 | 0
F5_Commercial_Grocery_Existing_Miscellaneous_Natural Gas_Miscellaneous_E6 | F5 | Commercial | Grocery | Existing | Miscellaneous | Natural Gas | Miscellaneous | E6 | RIM BC Ratio | 0 | 0 | 0 | 0 | 0 | 0 | 0 | 0 | 0 | 0 | 0 | 0 | 0 | 0 | 0 | 0 | 0 | 0 | 0 | 0 | 0 | 0 | 0 | 0 | 0 | 0 | 0 | 0 | 0 | 0
F5_Commercial_Grocery_Existing_Miscellaneous_Natural Gas_Miscellaneous_E7 | F5 | Commercial | Grocery | Existing | Miscellaneous | Natural Gas | Miscellaneous | E7 | RIM BC Ratio | 0 | 0 | 0 | 0 | 0 | 0 | 0 | 0 | 0 | 0 | 0 | 0 | 0 | 0 | 0 | 0 | 0 | 0 | 0 | 0 | 0 | 0 | 0 | 0 | 0 | 0 | 0 | 0 | 0 | 0
F5_Commercial_Grocery_Existing_Miscellaneous_Natural Gas_Miscellaneous_E8 | F5 | Commercial | Grocery | Existing | Miscellaneous | Natural Gas | Miscellaneous | E8 | RIM BC Ratio | 0 | 0 | 0 | 0 | 0 | 0 | 0 | 0 | 0 | 0 | 0 | 0 | 0 | 0 | 0 | 0 | 0 | 0 | 0 | 0 | 0 | 0 | 0 | 0 | 0 | 0 | 0 | 0 | 0 | 0
F5_Commercial_Grocery_Existing_Miscellaneous_Natural Gas_Miscellaneous_E9 | F5 | Commercial | Grocery | Existing | Miscellaneous | Natural Gas | Miscellaneous | E9 | RIM BC Ratio | 0 | 0 | 0 | 0 | 0 | 0 | 0 | 0 | 0 | 0 | 0 | 0 | 0 | 0 | 0 | 0 | 0 | 0 | 0 | 0 | 0 | 0 | 0 | 0 | 0 | 0 | 0 | 0 | 0 | 0
F5_Commercial_Grocery_Existing_Miscellaneous_Natural Gas_Miscellaneous_E10 | F5 | Commercial | Grocery | Existing | Miscellaneous | Natural Gas | Miscellaneous | E10 | RIM BC Ratio | 0 | 0 | 0 | 0 | 0 | 0 | 0 | 0 | 0 | 0 | 0 | 0 | 0 | 0 | 0 | 0 | 0 | 0 | 0 | 0 | 0 | 0 | 0 | 0 | 0 | 0 | 0 | 0 | 0 | 0
F0_Commercial_Grocery_New_Space Heating_Natural Gas_Furnace_E0 | F0 | Commercial | Grocery | New | Space Heating | Natural Gas | Furnace | E0 | Economic Unit | AFUE 96% | AFUE 96% | AFUE 96% | AFUE 96% | AFUE 96% | AFUE 96% | AFUE 96% | AFUE 96% | AFUE 96% | AFUE 96% | AFUE 96% | AFUE 96% | AFUE 96% | AFUE 96% | AFUE 96% | AFUE 96% | AFUE 96% | AFUE 96% | AFUE 96% | AFUE 96% | AFUE 96% | AFUE 96% | 0 | 0 | 0 | 0 | 0 | 0 | 0 | 0
F1_Commercial_Grocery_New_Space Heating_Natural Gas_Furnace_E1 | F1 | Commercial | Grocery | New | Space Heating | Natural Gas | Furnace | E1 | CCE | 0 | 0 | 0 | 0 | 0 | 0 | 0 | 0 | 0 | 0 | 0 | 0 | 0 | 0 | 0 | 0 | 0 | 0 | 0 | 0 | 0 | 0 | 0 | 0 | 0 | 0 | 0 | 0 | 0 | 0
F1_Commercial_Grocery_New_Space Heating_Natural Gas_Furnace_E2 | F1 | Commercial | Grocery | New | Space Heating | Natural Gas | Furnace | E2 | CCE | 0.0016466 | 0.0016466 | 0.0017299 | 0.0017036 | 0.001678 | 0.0016461 | 0.0016416 | 0.0016311 | 0.0016213 | 0.0016064 | 0.0016041 | 0.0015968 | 0.0015902 | 0.0015776 | 0.0015793 | 0.0015745 | 0.0015697 | 0.0015593 | 0.0015624 | 0.0015594 | 0.0015571 | 0.0015484 | 0 | 0 | 0 | 0 | 0 | 0 | 0 | 0
F1_Commercial_Grocery_New_Space Heating_Natural Gas_Furnace_E3 | F1 | Commercial | Grocery | New | Space Heating | Natural Gas | Furnace | E3 | CCE | 0.0023173 | 0.0023173 | 0.0024345 | 0.0023975 | 0.0023615 | 0.0023166 | 0.0023103 | 0.0022954 | 0.0022816 | 0.0022608 | 0.0022575 | 0.0022472 | 0.0022379 | 0.0022202 | 0.0022225 | 0.0022157 | 0.0022091 | 0.0021945 | 0.0021988 | 0.0021945 | 0.0021913 | 0.002179 | 0 | 0 | 0 | 0 | 0 | 0 | 0 | 0
F1_Commercial_Grocery_New_Space Heating_Natural Gas_Furnace_E4 | F1 | Commercial | Grocery | New | Space Heating | Natural Gas | Furnace | E4 | CCE | 0 | 0 | 0 | 0 | 0 | 0 | 0 | 0 | 0 | 0 | 0 | 0 | 0 | 0 | 0 | 0 | 0 | 0 | 0 | 0 | 0 | 0 | 0 | 0 | 0 | 0 | 0 | 0 | 0 | 0
F1_Commercial_Grocery_New_Space Heating_Natural Gas_Furnace_E5 | F1 | Commercial | Grocery | New | Space Heating | Natural Gas | Furnace | E5 | CCE | 0 | 0 | 0 | 0 | 0 | 0 | 0 | 0 | 0 | 0 | 0 | 0 | 0 | 0 | 0 | 0 | 0 | 0 | 0 | 0 | 0 | 0 | 0 | 0 | 0 | 0 | 0 | 0 | 0 | 0
F1_Commercial_Grocery_New_Space Heating_Natural Gas_Furnace_E6 | F1 | Commercial | Grocery | New | Space Heating | Natural Gas | Furnace | E6 | CCE | 0 | 0 | 0 | 0 | 0 | 0 | 0 | 0 | 0 | 0 | 0 | 0 | 0 | 0 | 0 | 0 | 0 | 0 | 0 | 0 | 0 | 0 | 0 | 0 | 0 | 0 | 0 | 0 | 0 | 0
F1_Commercial_Grocery_New_Space Heating_Natural Gas_Furnace_E7 | F1 | Commercial | Grocery | New | Space Heating | Natural Gas | Furnace | E7 | CCE | 0 | 0 | 0 | 0 | 0 | 0 | 0 | 0 | 0 | 0 | 0 | 0 | 0 | 0 | 0 | 0 | 0 | 0 | 0 | 0 | 0 | 0 | 0 | 0 | 0 | 0 | 0 | 0 | 0 | 0
F1_Commercial_Grocery_New_Space Heating_Natural Gas_Furnace_E8 | F1 | Commercial | Grocery | New | Space Heating | Natural Gas | Furnace | E8 | CCE | 0 | 0 | 0 | 0 | 0 | 0 | 0 | 0 | 0 | 0 | 0 | 0 | 0 | 0 | 0 | 0 | 0 | 0 | 0 | 0 | 0 | 0 | 0 | 0 | 0 | 0 | 0 | 0 | 0 | 0
F1_Commercial_Grocery_New_Space Heating_Natural Gas_Furnace_E9 | F1 | Commercial | Grocery | New | Space Heating | Natural Gas | Furnace | E9 | CCE | 0 | 0 | 0 | 0 | 0 | 0 | 0 | 0 | 0 | 0 | 0 | 0 | 0 | 0 | 0 | 0 | 0 | 0 | 0 | 0 | 0 | 0 | 0 | 0 | 0 | 0 | 0 | 0 | 0 | 0
F1_Commercial_Grocery_New_Space Heating_Natural Gas_Furnace_E10 | F1 | Commercial | Grocery | New | Space Heating | Natural Gas | Furnace | E10 | CCE | 0 | 0 | 0 | 0 | 0 | 0 | 0 | 0 | 0 | 0 | 0 | 0 | 0 | 0 | 0 | 0 | 0 | 0 | 0 | 0 | 0 | 0 | 0 | 0 | 0 | 0 | 0 | 0 | 0 | 0
F2_Commercial_Grocery_New_Space Heating_Natural Gas_Furnace_E1 | F2 | Commercial | Grocery | New | Space Heating | Natural Gas | Furnace | E1 | TRC BC Ratio | 0.9 | 0.9 | 0.9 | 0.9 | 0.9 | 0.9 | 0.9 | 0.9 | 0.9 | 0.9 | 0.9 | 0.9 | 0.9 | 0.9 | 0.9 | 0.9 | 0.9 | 0.9 | 0.9 | 0.9 | 0.9 | 0.9 | 0 | 0 | 0 | 0 | 0 | 0 | 0 | 0
F2_Commercial_Grocery_New_Space Heating_Natural Gas_Furnace_E2 | F2 | Commercial | Grocery | New | Space Heating | Natural Gas | Furnace | E2 | TRC BC Ratio | 5.846 | 5.9156 | 5.9908 | 6.0885 | 6.2044 | 6.3337 | 6.4552 | 6.5677 | 6.6779 | 6.7893 | 6.9051 | 7.0231 | 7.1419 | 7.2658 | 7.3881 | 7.5132 | 7.6439 | 7.7763 | 7.9106 | 8.0464 | 8.1825 | 8.3182 | 0 | 0 | 0 | 0 | 0 | 0 | 0 | 0
F2_Commercial_Grocery_New_Space Heating_Natural Gas_Furnace_E3 | F2 | Commercial | Grocery | New | Space Heating | Natural Gas | Furnace | E3 | TRC BC Ratio | 4.154 | 4.2034 | 4.2569 | 4.3263 | 4.4087 | 4.5006 | 4.5869 | 4.6668 | 4.7451 | 4.8243 | 4.9066 | 4.9904 | 5.0748 | 5.1629 | 5.2498 | 5.3387 | 5.4315 | 5.5256 | 5.621 | 5.7176 | 5.8143 | 5.9107 | 0 | 0 | 0 | 0 | 0 | 0 | 0 | 0
F2_Commercial_Grocery_New_Space Heating_Natural Gas_Furnace_E4 | F2 | Commercial | Grocery | New | Space Heating | Natural Gas | Furnace | E4 | TRC BC Ratio | 0 | 0 | 0 | 0 | 0 | 0 | 0 | 0 | 0 | 0 | 0 | 0 | 0 | 0 | 0 | 0 | 0 | 0 | 0 | 0 | 0 | 0 | 0 | 0 | 0 | 0 | 0 | 0 | 0 | 0
F2_Commercial_Grocery_New_Space Heating_Natural Gas_Furnace_E5 | F2 | Commercial | Grocery | New | Space Heating | Natural Gas | Furnace | E5 | TRC BC Ratio | 0 | 0 | 0 | 0 | 0 | 0 | 0 | 0 | 0 | 0 | 0 | 0 | 0 | 0 | 0 | 0 | 0 | 0 | 0 | 0 | 0 | 0 | 0 | 0 | 0 | 0 | 0 | 0 | 0 | 0
F2_Commercial_Grocery_New_Space Heating_Natural Gas_Furnace_E6 | F2 | Commercial | Grocery | New | Space Heating | Natural Gas | Furnace | E6 | TRC BC Ratio | 0 | 0 | 0 | 0 | 0 | 0 | 0 | 0 | 0 | 0 | 0 | 0 | 0 | 0 | 0 | 0 | 0 | 0 | 0 | 0 | 0 | 0 | 0 | 0 | 0 | 0 | 0 | 0 | 0 | 0
F2_Commercial_Grocery_New_Space Heating_Natural Gas_Furnace_E7 | F2 | Commercial | Grocery | New | Space Heating | Natural Gas | Furnace | E7 | TRC BC Ratio | 0 | 0 | 0 | 0 | 0 | 0 | 0 | 0 | 0 | 0 | 0 | 0 | 0 | 0 | 0 | 0 | 0 | 0 | 0 | 0 | 0 | 0 | 0 | 0 | 0 | 0 | 0 | 0 | 0 | 0
F2_Commercial_Grocery_New_Space Heating_Natural Gas_Furnace_E8 | F2 | Commercial | Grocery | New | Space Heating | Natural Gas | Furnace | E8 | TRC BC Ratio | 0 | 0 | 0 | 0 | 0 | 0 | 0 | 0 | 0 | 0 | 0 | 0 | 0 | 0 | 0 | 0 | 0 | 0 | 0 | 0 | 0 | 0 | 0 | 0 | 0 | 0 | 0 | 0 | 0 | 0
F2_Commercial_Grocery_New_Space Heating_Natural Gas_Furnace_E9 | F2 | Commercial | Grocery | New | Space Heating | Natural Gas | Furnace | E9 | TRC BC Ratio | 0 | 0 | 0 | 0 | 0 | 0 | 0 | 0 | 0 | 0 | 0 | 0 | 0 | 0 | 0 | 0 | 0 | 0 | 0 | 0 | 0 | 0 | 0 | 0 | 0 | 0 | 0 | 0 | 0 | 0
F2_Commercial_Grocery_New_Space Heating_Natural Gas_Furnace_E10 | F2 | Commercial | Grocery | New | Space Heating | Natural Gas | Furnace | E10 | TRC BC Ratio | 0 | 0 | 0 | 0 | 0 | 0 | 0 | 0 | 0 | 0 | 0 | 0 | 0 | 0 | 0 | 0 | 0 | 0 | 0 | 0 | 0 | 0 | 0 | 0 | 0 | 0 | 0 | 0 | 0 | 0
F3_Commercial_Grocery_New_Space Heating_Natural Gas_Furnace_E1 | F3 | Commercial | Grocery | New | Space Heating | Natural Gas | Furnace | E1 | PACT BC Ratio | 0.9 | 0.9 | 0.9 | 0.9 | 0.9 | 0.9 | 0.9 | 0.9 | 0.9 | 0.9 | 0.9 | 0.9 | 0.9 | 0.9 | 0.9 | 0.9 | 0.9 | 0.9 | 0.9 | 0.9 | 0.9 | 0.9 | 0 | 0 | 0 | 0 | 0 | 0 | 0 | 0
F3_Commercial_Grocery_New_Space Heating_Natural Gas_Furnace_E2 | F3 | Commercial | Grocery | New | Space Heating | Natural Gas | Furnace | E2 | PACT BC Ratio | 16.8699 | 17.0706 | 17.2877 | 17.5696 | 17.9042 | 18.2772 | 18.6279 | 18.9525 | 19.2704 | 19.5921 | 19.9261 | 20.2667 | 20.6095 | 20.967 | 21.32 | 21.681 | 22.0581 | 22.4401 | 22.8276 | 23.2197 | 23.6124 | 24.0038 | 0 | 0 | 0 | 0 | 0 | 0 | 0 | 0
F3_Commercial_Grocery_New_Space Heating_Natural Gas_Furnace_E3 | F3 | Commercial | Grocery | New | Space Heating | Natural Gas | Furnace | E3 | PACT BC Ratio | 11.9873 | 12.1299 | 12.2842 | 12.4845 | 12.7222 | 12.9873 | 13.2365 | 13.4671 | 13.693 | 13.9216 | 14.1589 | 14.4009 | 14.6446 | 14.8986 | 15.1494 | 15.4059 | 15.6739 | 15.9454 | 16.2207 | 16.4993 | 16.7784 | 17.0565 | 0 | 0 | 0 | 0 | 0 | 0 | 0 | 0
F3_Commercial_Grocery_New_Space Heating_Natural Gas_Furnace_E4 | F3 | Commercial | Grocery | New | Space Heating | Natural Gas | Furnace | E4 | PACT BC Ratio | 0 | 0 | 0 | 0 | 0 | 0 | 0 | 0 | 0 | 0 | 0 | 0 | 0 | 0 | 0 | 0 | 0 | 0 | 0 | 0 | 0 | 0 | 0 | 0 | 0 | 0 | 0 | 0 | 0 | 0
F3_Commercial_Grocery_New_Space Heating_Natural Gas_Furnace_E5 | F3 | Commercial | Grocery | New | Space Heating | Natural Gas | Furnace | E5 | PACT BC Ratio | 0 | 0 | 0 | 0 | 0 | 0 | 0 | 0 | 0 | 0 | 0 | 0 | 0 | 0 | 0 | 0 | 0 | 0 | 0 | 0 | 0 | 0 | 0 | 0 | 0 | 0 | 0 | 0 | 0 | 0
F3_Commercial_Grocery_New_Space Heating_Natural Gas_Furnace_E6 | F3 | Commercial | Grocery | New | Space Heating | Natural Gas | Furnace | E6 | PACT BC Ratio | 0 | 0 | 0 | 0 | 0 | 0 | 0 | 0 | 0 | 0 | 0 | 0 | 0 | 0 | 0 | 0 | 0 | 0 | 0 | 0 | 0 | 0 | 0 | 0 | 0 | 0 | 0 | 0 | 0 | 0
F3_Commercial_Grocery_New_Space Heating_Natural Gas_Furnace_E7 | F3 | Commercial | Grocery | New | Space Heating | Natural Gas | Furnace | E7 | PACT BC Ratio | 0 | 0 | 0 | 0 | 0 | 0 | 0 | 0 | 0 | 0 | 0 | 0 | 0 | 0 | 0 | 0 | 0 | 0 | 0 | 0 | 0 | 0 | 0 | 0 | 0 | 0 | 0 | 0 | 0 | 0
F3_Commercial_Grocery_New_Space Heating_Natural Gas_Furnace_E8 | F3 | Commercial | Grocery | New | Space Heating | Natural Gas | Furnace | E8 | PACT BC Ratio | 0 | 0 | 0 | 0 | 0 | 0 | 0 | 0 | 0 | 0 | 0 | 0 | 0 | 0 | 0 | 0 | 0 | 0 | 0 | 0 | 0 | 0 | 0 | 0 | 0 | 0 | 0 | 0 | 0 | 0
F3_Commercial_Grocery_New_Space Heating_Natural Gas_Furnace_E9 | F3 | Commercial | Grocery | New | Space Heating | Natural Gas | Furnace | E9 | PACT BC Ratio | 0 | 0 | 0 | 0 | 0 | 0 | 0 | 0 | 0 | 0 | 0 | 0 | 0 | 0 | 0 | 0 | 0 | 0 | 0 | 0 | 0 | 0 | 0 | 0 | 0 | 0 | 0 | 0 | 0 | 0
F3_Commercial_Grocery_New_Space Heating_Natural Gas_Furnace_E10 | F3 | Commercial | Grocery | New | Space Heating | Natural Gas | Furnace | E10 | PACT BC Ratio | 0 | 0 | 0 | 0 | 0 | 0 | 0 | 0 | 0 | 0 | 0 | 0 | 0 | 0 | 0 | 0 | 0 | 0 | 0 | 0 | 0 | 0 | 0 | 0 | 0 | 0 | 0 | 0 | 0 | 0
F4_Commercial_Grocery_New_Space Heating_Natural Gas_Furnace_E1 | F4 | Commercial | Grocery | New | Space Heating | Natural Gas | Furnace | E1 | PCT BC Ratio | 0.9 | 0.9 | 0.9 | 0.9 | 0.9 | 0.9 | 0.9 | 0.9 | 0.9 | 0.9 | 0.9 | 0.9 | 0.9 | 0.9 | 0.9 | 0.9 | 0.9 | 0.9 | 0.9 | 0.9 | 0.9 | 0.9 | 0 | 0 | 0 | 0 | 0 | 0 | 0 | 0
F4_Commercial_Grocery_New_Space Heating_Natural Gas_Furnace_E2 | F4 | Commercial | Grocery | New | Space Heating | Natural Gas | Furnace | E2 | PCT BC Ratio | 8.7588 | 8.8606 | 8.9707 | 9.1137 | 9.2834 | 9.4727 | 9.6505 | 9.8152 | 9.9764 | 10.1396 | 10.309 | 10.4818 | 10.6557 | 10.837 | 11.0161 | 11.1992 | 11.3905 | 11.5843 | 11.7808 | 11.9797 | 12.1789 | 12.3774 | 0 | 0 | 0 | 0 | 0 | 0 | 0 | 0
F4_Commercial_Grocery_New_Space Heating_Natural Gas_Furnace_E3 | F4 | Commercial | Grocery | New | Space Heating | Natural Gas | Furnace | E3 | PCT BC Ratio | 6.2821 | 6.3545 | 6.4327 | 6.5343 | 6.6549 | 6.7894 | 6.9158 | 7.0327 | 7.1473 | 7.2633 | 7.3837 | 7.5064 | 7.63 | 7.7589 | 7.8861 | 8.0162 | 8.1521 | 8.2898 | 8.4295 | 8.5708 | 8.7124 | 8.8534 | 0 | 0 | 0 | 0 | 0 | 0 | 0 | 0
F4_Commercial_Grocery_New_Space Heating_Natural Gas_Furnace_E4 | F4 | Commercial | Grocery | New | Space Heating | Natural Gas | Furnace | E4 | PCT BC Ratio | 0 | 0 | 0 | 0 | 0 | 0 | 0 | 0 | 0 | 0 | 0 | 0 | 0 | 0 | 0 | 0 | 0 | 0 | 0 | 0 | 0 | 0 | 0 | 0 | 0 | 0 | 0 | 0 | 0 | 0
F4_Commercial_Grocery_New_Space Heating_Natural Gas_Furnace_E5 | F4 | Commercial | Grocery | New | Space Heating | Natural Gas | Furnace | E5 | PCT BC Ratio | 0 | 0 | 0 | 0 | 0 | 0 | 0 | 0 | 0 | 0 | 0 | 0 | 0 | 0 | 0 | 0 | 0 | 0 | 0 | 0 | 0 | 0 | 0 | 0 | 0 | 0 | 0 | 0 | 0 | 0
F4_Commercial_Grocery_New_Space Heating_Natural Gas_Furnace_E6 | F4 | Commercial | Grocery | New | Space Heating | Natural Gas | Furnace | E6 | PCT BC Ratio | 0 | 0 | 0 | 0 | 0 | 0 | 0 | 0 | 0 | 0 | 0 | 0 | 0 | 0 | 0 | 0 | 0 | 0 | 0 | 0 | 0 | 0 | 0 | 0 | 0 | 0 | 0 | 0 | 0 | 0
F4_Commercial_Grocery_New_Space Heating_Natural Gas_Furnace_E7 | F4 | Commercial | Grocery | New | Space Heating | Natural Gas | Furnace | E7 | PCT BC Ratio | 0 | 0 | 0 | 0 | 0 | 0 | 0 | 0 | 0 | 0 | 0 | 0 | 0 | 0 | 0 | 0 | 0 | 0 | 0 | 0 | 0 | 0 | 0 | 0 | 0 | 0 | 0 | 0 | 0 | 0
F4_Commercial_Grocery_New_Space Heating_Natural Gas_Furnace_E8 | F4 | Commercial | Grocery | New | Space Heating | Natural Gas | Furnace | E8 | PCT BC Ratio | 0 | 0 | 0 | 0 | 0 | 0 | 0 | 0 | 0 | 0 | 0 | 0 | 0 | 0 | 0 | 0 | 0 | 0 | 0 | 0 | 0 | 0 | 0 | 0 | 0 | 0 | 0 | 0 | 0 | 0
F4_Commercial_Grocery_New_Space Heating_Natural Gas_Furnace_E9 | F4 | Commercial | Grocery | New | Space Heating | Natural Gas | Furnace | E9 | PCT BC Ratio | 0 | 0 | 0 | 0 | 0 | 0 | 0 | 0 | 0 | 0 | 0 | 0 | 0 | 0 | 0 | 0 | 0 | 0 | 0 | 0 | 0 | 0 | 0 | 0 | 0 | 0 | 0 | 0 | 0 | 0
F4_Commercial_Grocery_New_Space Heating_Natural Gas_Furnace_E10 | F4 | Commercial | Grocery | New | Space Heating | Natural Gas | Furnace | E10 | PCT BC Ratio | 0 | 0 | 0 | 0 | 0 | 0 | 0 | 0 | 0 | 0 | 0 | 0 | 0 | 0 | 0 | 0 | 0 | 0 | 0 | 0 | 0 | 0 | 0 | 0 | 0 | 0 | 0 | 0 | 0 | 0
F5_Commercial_Grocery_New_Space Heating_Natural Gas_Furnace_E1 | F5 | Commercial | Grocery | New | Space Heating | Natural Gas | Furnace | E1 | RIM BC Ratio | 0.9 | 0.9 | 0.9 | 0.9 | 0.9 | 0.9 | 0.9 | 0.9 | 0.9 | 0.9 | 0.9 | 0.9 | 0.9 | 0.9 | 0.9 | 0.9 | 0.9 | 0.9 | 0.9 | 0.9 | 0.9 | 0.9 | 0 | 0 | 0 | 0 | 0 | 0 | 0 | 0
F5_Commercial_Grocery_New_Space Heating_Natural Gas_Furnace_E2 | F5 | Commercial | Grocery | New | Space Heating | Natural Gas | Furnace | E2 | RIM BC Ratio | 0.79533 | 0.79577 | 0.79624 | 0.79682 | 0.7975 | 0.79823 | 0.79888 | 0.79947 | 0.80003 | 0.80057 | 0.80112 | 0.80166 | 0.80219 | 0.80272 | 0.80323 | 0.80374 | 0.80425 | 0.80475 | 0.80524 | 0.80572 | 0.80618 | 0.80663 | 0 | 0 | 0 | 0 | 0 | 0 | 0 | 0
F5_Commercial_Grocery_New_Space Heating_Natural Gas_Furnace_E3 | F5 | Commercial | Grocery | New | Space Heating | Natural Gas | Furnace | E3 | RIM BC Ratio | 0.78034 | 0.78094 | 0.78157 | 0.78237 | 0.78329 | 0.78427 | 0.78517 | 0.78597 | 0.78672 | 0.78747 | 0.78821 | 0.78895 | 0.78967 | 0.7904 | 0.79109 | 0.79178 | 0.79248 | 0.79316 | 0.79383 | 0.79449 | 0.79512 | 0.79574 | 0 | 0 | 0 | 0 | 0 | 0 | 0 | 0
F5_Commercial_Grocery_New_Space Heating_Natural Gas_Furnace_E4 | F5 | Commercial | Grocery | New | Space Heating | Natural Gas | Furnace | E4 | RIM BC Ratio | 0 | 0 | 0 | 0 | 0 | 0 | 0 | 0 | 0 | 0 | 0 | 0 | 0 | 0 | 0 | 0 | 0 | 0 | 0 | 0 | 0 | 0 | 0 | 0 | 0 | 0 | 0 | 0 | 0 | 0
F5_Commercial_Grocery_New_Space Heating_Natural Gas_Furnace_E5 | F5 | Commercial | Grocery | New | Space Heating | Natural Gas | Furnace | E5 | RIM BC Ratio | 0 | 0 | 0 | 0 | 0 | 0 | 0 | 0 | 0 | 0 | 0 | 0 | 0 | 0 | 0 | 0 | 0 | 0 | 0 | 0 | 0 | 0 | 0 | 0 | 0 | 0 | 0 | 0 | 0 | 0
F5_Commercial_Grocery_New_Space Heating_Natural Gas_Furnace_E6 | F5 | Commercial | Grocery | New | Space Heating | Natural Gas | Furnace | E6 | RIM BC Ratio | 0 | 0 | 0 | 0 | 0 | 0 | 0 | 0 | 0 | 0 | 0 | 0 | 0 | 0 | 0 | 0 | 0 | 0 | 0 | 0 | 0 | 0 | 0 | 0 | 0 | 0 | 0 | 0 | 0 | 0
F5_Commercial_Grocery_New_Space Heating_Natural Gas_Furnace_E7 | F5 | Commercial | Grocery | New | Space Heating | Natural Gas | Furnace | E7 | RIM BC Ratio | 0 | 0 | 0 | 0 | 0 | 0 | 0 | 0 | 0 | 0 | 0 | 0 | 0 | 0 | 0 | 0 | 0 | 0 | 0 | 0 | 0 | 0 | 0 | 0 | 0 | 0 | 0 | 0 | 0 | 0
F5_Commercial_Grocery_New_Space Heating_Natural Gas_Furnace_E8 | F5 | Commercial | Grocery | New | Space Heating | Natural Gas | Furnace | E8 | RIM BC Ratio | 0 | 0 | 0 | 0 | 0 | 0 | 0 | 0 | 0 | 0 | 0 | 0 | 0 | 0 | 0 | 0 | 0 | 0 | 0 | 0 | 0 | 0 | 0 | 0 | 0 | 0 | 0 | 0 | 0 | 0
F5_Commercial_Grocery_New_Space Heating_Natural Gas_Furnace_E9 | F5 | Commercial | Grocery | New | Space Heating | Natural Gas | Furnace | E9 | RIM BC Ratio | 0 | 0 | 0 | 0 | 0 | 0 | 0 | 0 | 0 | 0 | 0 | 0 | 0 | 0 | 0 | 0 | 0 | 0 | 0 | 0 | 0 | 0 | 0 | 0 | 0 | 0 | 0 | 0 | 0 | 0
F5_Commercial_Grocery_New_Space Heating_Natural Gas_Furnace_E10 | F5 | Commercial | Grocery | New | Space Heating | Natural Gas | Furnace | E10 | RIM BC Ratio | 0 | 0 | 0 | 0 | 0 | 0 | 0 | 0 | 0 | 0 | 0 | 0 | 0 | 0 | 0 | 0 | 0 | 0 | 0 | 0 | 0 | 0 | 0 | 0 | 0 | 0 | 0 | 0 | 0 | 0
F0_Commercial_Grocery_New_Space Heating_Natural Gas_Boiler_E0 | F0 | Commercial | Grocery | New | Space Heating | Natural Gas | Boiler | E0 | Economic Unit | AFUE 97% | AFUE 97% | AFUE 97% | AFUE 97% | AFUE 97% | AFUE 97% | AFUE 97% | AFUE 97% | AFUE 97% | AFUE 97% | AFUE 97% | AFUE 97% | AFUE 97% | AFUE 97% | AFUE 97% | AFUE 97% | AFUE 97% | AFUE 97% | AFUE 97% | AFUE 97% | AFUE 97% | AFUE 97% | 0 | 0 | 0 | 0 | 0 | 0 | 0 | 0
F1_Commercial_Grocery_New_Space Heating_Natural Gas_Boiler_E1 | F1 | Commercial | Grocery | New | Space Heating | Natural Gas | Boiler | E1 | CCE | 0 | 0 | 0 | 0 | 0 | 0 | 0 | 0 | 0 | 0 | 0 | 0 | 0 | 0 | 0 | 0 | 0 | 0 | 0 | 0 | 0 | 0 | 0 | 0 | 0 | 0 | 0 | 0 | 0 | 0
F1_Commercial_Grocery_New_Space Heating_Natural Gas_Boiler_E2 | F1 | Commercial | Grocery | New | Space Heating | Natural Gas | Boiler | E2 | CCE | 0.0027943 | 0.0027943 | 0.0029356 | 0.002891 | 0.0028476 | 0.0027935 | 0.0027859 | 0.0027679 | 0.0027513 | 0.0027261 | 0.0027222 | 0.0027097 | 0.0026986 | 0.0026772 | 0.00268 | 0.0026718 | 0.0026638 | 0.0026462 | 0.0026514 | 0.0026462 | 0.0026424 | 0.0026276 | 0 | 0 | 0 | 0 | 0 | 0 | 0 | 0
F1_Commercial_Grocery_New_Space Heating_Natural Gas_Boiler_E3 | F1 | Commercial | Grocery | New | Space Heating | Natural Gas | Boiler | E3 | CCE | 0.0028215 | 0.0028215 | 0.0029642 | 0.0029191 | 0.0028753 | 0.0028206 | 0.0028129 | 0.0027949 | 0.002778 | 0.0027527 | 0.0027487 | 0.0027361 | 0.0027248 | 0.0027033 | 0.0027061 | 0.0026978 | 0.0026897 | 0.002672 | 0.0026772 | 0.002672 | 0.0026681 | 0.0026531 | 0 | 0 | 0 | 0 | 0 | 0 | 0 | 0
F1_Commercial_Grocery_New_Space Heating_Natural Gas_Boiler_E4 | F1 | Commercial | Grocery | New | Space Heating | Natural Gas | Boiler | E4 | CCE | 0.019309 | 0.019309 | 0.020286 | 0.019977 | 0.019678 | 0.019303 | 0.019251 | 0.019127 | 0.019012 | 0.018838 | 0.018811 | 0.018725 | 0.018647 | 0.0185 | 0.01852 | 0.018463 | 0.018407 | 0.018286 | 0.018322 | 0.018286 | 0.018259 | 0.018157 | 0 | 0 | 0 | 0 | 0 | 0 | 0 | 0
F1_Commercial_Grocery_New_Space Heating_Natural Gas_Boiler_E5 | F1 | Commercial | Grocery | New | Space Heating | Natural Gas | Boiler | E5 | CCE | 0 | 0 | 0 | 0 | 0 | 0 | 0 | 0 | 0 | 0 | 0 | 0 | 0 | 0 | 0 | 0 | 0 | 0 | 0 | 0 | 0 | 0 | 0 | 0 | 0 | 0 | 0 | 0 | 0 | 0
F1_Commercial_Grocery_New_Space Heating_Natural Gas_Boiler_E6 | F1 | Commercial | Grocery | New | Space Heating | Natural Gas | Boiler | E6 | CCE | 0 | 0 | 0 | 0 | 0 | 0 | 0 | 0 | 0 | 0 | 0 | 0 | 0 | 0 | 0 | 0 | 0 | 0 | 0 | 0 | 0 | 0 | 0 | 0 | 0 | 0 | 0 | 0 | 0 | 0
F1_Commercial_Grocery_New_Space Heating_Natural Gas_Boiler_E7 | F1 | Commercial | Grocery | New | Space Heating | Natural Gas | Boiler | E7 | CCE | 0 | 0 | 0 | 0 | 0 | 0 | 0 | 0 | 0 | 0 | 0 | 0 | 0 | 0 | 0 | 0 | 0 | 0 | 0 | 0 | 0 | 0 | 0 | 0 | 0 | 0 | 0 | 0 | 0 | 0
F1_Commercial_Grocery_New_Space Heating_Natural Gas_Boiler_E8 | F1 | Commercial | Grocery | New | Space Heating | Natural Gas | Boiler | E8 | CCE | 0 | 0 | 0 | 0 | 0 | 0 | 0 | 0 | 0 | 0 | 0 | 0 | 0 | 0 | 0 | 0 | 0 | 0 | 0 | 0 | 0 | 0 | 0 | 0 | 0 | 0 | 0 | 0 | 0 | 0
F1_Commercial_Grocery_New_Space Heating_Natural Gas_Boiler_E9 | F1 | Commercial | Grocery | New | Space Heating | Natural Gas | Boiler | E9 | CCE | 0 | 0 | 0 | 0 | 0 | 0 | 0 | 0 | 0 | 0 | 0 | 0 | 0 | 0 | 0 | 0 | 0 | 0 | 0 | 0 | 0 | 0 | 0 | 0 | 0 | 0 | 0 | 0 | 0 | 0
F1_Commercial_Grocery_New_Space Heating_Natural Gas_Boiler_E10 | F1 | Commercial | Grocery | New | Space Heating | Natural Gas | Boiler | E10 | CCE | 0 | 0 | 0 | 0 | 0 | 0 | 0 | 0 | 0 | 0 | 0 | 0 | 0 | 0 | 0 | 0 | 0 | 0 | 0 | 0 | 0 | 0 | 0 | 0 | 0 | 0 | 0 | 0 | 0 | 0
F2_Commercial_Grocery_New_Space Heating_Natural Gas_Boiler_E1 | F2 | Commercial | Grocery | New | Space Heating | Natural Gas | Boiler | E1 | TRC BC Ratio | 0.9 | 0.9 | 0.9 | 0.9 | 0.9 | 0.9 | 0.9 | 0.9 | 0.9 | 0.9 | 0.9 | 0.9 | 0.9 | 0.9 | 0.9 | 0.9 | 0.9 | 0.9 | 0.9 | 0.9 | 0.9 | 0.9 | 0 | 0 | 0 | 0 | 0 | 0 | 0 | 0
F2_Commercial_Grocery_New_Space Heating_Natural Gas_Boiler_E2 | F2 | Commercial | Grocery | New | Space Heating | Natural Gas | Boiler | E2 | TRC BC Ratio | 3.4962 | 3.5383 | 3.5834 | 3.6408 | 3.7091 | 3.7855 | 3.8584 | 3.9263 | 3.993 | 4.0605 | 4.1305 | 4.2019 | 4.2739 | 4.3488 | 4.4229 | 4.4987 | 4.5778 | 4.6579 | 4.7392 | 4.8212 | 4.9032 | 4.9847 | 0 | 0 | 0 | 0 | 0 | 0 | 0 | 0
F2_Commercial_Grocery_New_Space Heating_Natural Gas_Boiler_E3 | F2 | Commercial | Grocery | New | Space Heating | Natural Gas | Boiler | E3 | TRC BC Ratio | 3.4625 | 3.5042 | 3.5489 | 3.6058 | 3.6734 | 3.7491 | 3.8212 | 3.8884 | 3.9545 | 4.0214 | 4.0907 | 4.1615 | 4.2327 | 4.3069 | 4.3803 | 4.4554 | 4.5337 | 4.613 | 4.6935 | 4.7748 | 4.856 | 4.9367 | 0 | 0 | 0 | 0 | 0 | 0 | 0 | 0
F2_Commercial_Grocery_New_Space Heating_Natural Gas_Boiler_E4 | F2 | Commercial | Grocery | New | Space Heating | Natural Gas | Boiler | E4 | TRC BC Ratio | 0.55363 | 0.56135 | 0.56912 | 0.57768 | 0.58714 | 0.59737 | 0.60768 | 0.61796 | 0.62846 | 0.63932 | 0.65067 | 0.66248 | 0.67472 | 0.68758 | 0.70055 | 0.7138 | 0.72741 | 0.74127 | 0.75537 | 0.76964 | 0.78393 | 0.79813 | 0 | 0 | 0 | 0 | 0 | 0 | 0 | 0
F2_Commercial_Grocery_New_Space Heating_Natural Gas_Boiler_E5 | F2 | Commercial | Grocery | New | Space Heating | Natural Gas | Boiler | E5 | TRC BC Ratio | 0 | 0 | 0 | 0 | 0 | 0 | 0 | 0 | 0 | 0 | 0 | 0 | 0 | 0 | 0 | 0 | 0 | 0 | 0 | 0 | 0 | 0 | 0 | 0 | 0 | 0 | 0 | 0 | 0 | 0
F2_Commercial_Grocery_New_Space Heating_Natural Gas_Boiler_E6 | F2 | Commercial | Grocery | New | Space Heating | Natural Gas | Boiler | E6 | TRC BC Ratio | 0 | 0 | 0 | 0 | 0 | 0 | 0 | 0 | 0 | 0 | 0 | 0 | 0 | 0 | 0 | 0 | 0 | 0 | 0 | 0 | 0 | 0 | 0 | 0 | 0 | 0 | 0 | 0 | 0 | 0
F2_Commercial_Grocery_New_Space Heating_Natural Gas_Boiler_E7 | F2 | Commercial | Grocery | New | Space Heating | Natural Gas | Boiler | E7 | TRC BC Ratio | 0 | 0 | 0 | 0 | 0 | 0 | 0 | 0 | 0 | 0 | 0 | 0 | 0 | 0 | 0 | 0 | 0 | 0 | 0 | 0 | 0 | 0 | 0 | 0 | 0 | 0 | 0 | 0 | 0 | 0
F2_Commercial_Grocery_New_Space Heating_Natural Gas_Boiler_E8 | F2 | Commercial | Grocery | New | Space Heating | Natural Gas | Boiler | E8 | TRC BC Ratio | 0 | 0 | 0 | 0 | 0 | 0 | 0 | 0 | 0 | 0 | 0 | 0 | 0 | 0 | 0 | 0 | 0 | 0 | 0 | 0 | 0 | 0 | 0 | 0 | 0 | 0 | 0 | 0 | 0 | 0
F2_Commercial_Grocery_New_Space Heating_Natural Gas_Boiler_E9 | F2 | Commercial | Grocery | New | Space Heating | Natural Gas | Boiler | E9 | TRC BC Ratio | 0 | 0 | 0 | 0 | 0 | 0 | 0 | 0 | 0 | 0 | 0 | 0 | 0 | 0 | 0 | 0 | 0 | 0 | 0 | 0 | 0 | 0 | 0 | 0 | 0 | 0 | 0 | 0 | 0 | 0
F2_Commercial_Grocery_New_Space Heating_Natural Gas_Boiler_E10 | F2 | Commercial | Grocery | New | Space Heating | Natural Gas | Boiler | E10 | TRC BC Ratio | 0 | 0 | 0 | 0 | 0 | 0 | 0 | 0 | 0 | 0 | 0 | 0 | 0 | 0 | 0 | 0 | 0 | 0 | 0 | 0 | 0 | 0 | 0 | 0 | 0 | 0 | 0 | 0 | 0 | 0
F3_Commercial_Grocery_New_Space Heating_Natural Gas_Boiler_E1 | F3 | Commercial | Grocery | New | Space Heating | Natural Gas | Boiler | E1 | PACT BC Ratio | 0.9 | 0.9 | 0.9 | 0.9 | 0.9 | 0.9 | 0.9 | 0.9 | 0.9 | 0.9 | 0.9 | 0.9 | 0.9 | 0.9 | 0.9 | 0.9 | 0.9 | 0.9 | 0.9 | 0.9 | 0.9 | 0.9 | 0 | 0 | 0 | 0 | 0 | 0 | 0 | 0
F3_Commercial_Grocery_New_Space Heating_Natural Gas_Boiler_E2 | F3 | Commercial | Grocery | New | Space Heating | Natural Gas | Boiler | E2 | PACT BC Ratio | 3.6002 | 3.6436 | 3.69 | 3.7492 | 3.8195 | 3.8982 | 3.9732 | 4.0431 | 4.1118 | 4.1813 | 4.2535 | 4.327 | 4.4011 | 4.4782 | 4.5546 | 4.6326 | 4.714 | 4.7965 | 4.8802 | 4.9647 | 5.0491 | 5.133 | 0 | 0 | 0 | 0 | 0 | 0 | 0 | 0
F3_Commercial_Grocery_New_Space Heating_Natural Gas_Boiler_E3 | F3 | Commercial | Grocery | New | Space Heating | Natural Gas | Boiler | E3 | PACT BC Ratio | 3.5655 | 3.6085 | 3.6545 | 3.7131 | 3.7827 | 3.8607 | 3.9349 | 4.0042 | 4.0722 | 4.1411 | 4.2125 | 4.2853 | 4.3587 | 4.4351 | 4.5107 | 4.588 | 4.6686 | 4.7503 | 4.8332 | 4.9169 | 5.0005 | 5.0836 | 0 | 0 | 0 | 0 | 0 | 0 | 0 | 0
F3_Commercial_Grocery_New_Space Heating_Natural Gas_Boiler_E4 | F3 | Commercial | Grocery | New | Space Heating | Natural Gas | Boiler | E4 | PACT BC Ratio | 0.57011 | 0.57806 | 0.58605 | 0.59488 | 0.60462 | 0.61515 | 0.62577 | 0.63635 | 0.64717 | 0.65835 | 0.67004 | 0.68219 | 0.6948 | 0.70804 | 0.7214 | 0.73504 | 0.74906 | 0.76333 | 0.77786 | 0.79254 | 0.80726 | 0.82188 | 0 | 0 | 0 | 0 | 0 | 0 | 0 | 0
F3_Commercial_Grocery_New_Space Heating_Natural Gas_Boiler_E5 | F3 | Commercial | Grocery | New | Space Heating | Natural Gas | Boiler | E5 | PACT BC Ratio | 0 | 0 | 0 | 0 | 0 | 0 | 0 | 0 | 0 | 0 | 0 | 0 | 0 | 0 | 0 | 0 | 0 | 0 | 0 | 0 | 0 | 0 | 0 | 0 | 0 | 0 | 0 | 0 | 0 | 0
F3_Commercial_Grocery_New_Space Heating_Natural Gas_Boiler_E6 | F3 | Commercial | Grocery | New | Space Heating | Natural Gas | Boiler | E6 | PACT BC Ratio | 0 | 0 | 0 | 0 | 0 | 0 | 0 | 0 | 0 | 0 | 0 | 0 | 0 | 0 | 0 | 0 | 0 | 0 | 0 | 0 | 0 | 0 | 0 | 0 | 0 | 0 | 0 | 0 | 0 | 0
F3_Commercial_Grocery_New_Space Heating_Natural Gas_Boiler_E7 | F3 | Commercial | Grocery | New | Space Heating | Natural Gas | Boiler | E7 | PACT BC Ratio | 0 | 0 | 0 | 0 | 0 | 0 | 0 | 0 | 0 | 0 | 0 | 0 | 0 | 0 | 0 | 0 | 0 | 0 | 0 | 0 | 0 | 0 | 0 | 0 | 0 | 0 | 0 | 0 | 0 | 0
F3_Commercial_Grocery_New_Space Heating_Natural Gas_Boiler_E8 | F3 | Commercial | Grocery | New | Space Heating | Natural Gas | Boiler | E8 | PACT BC Ratio | 0 | 0 | 0 | 0 | 0 | 0 | 0 | 0 | 0 | 0 | 0 | 0 | 0 | 0 | 0 | 0 | 0 | 0 | 0 | 0 | 0 | 0 | 0 | 0 | 0 | 0 | 0 | 0 | 0 | 0
F3_Commercial_Grocery_New_Space Heating_Natural Gas_Boiler_E9 | F3 | Commercial | Grocery | New | Space Heating | Natural Gas | Boiler | E9 | PACT BC Ratio | 0 | 0 | 0 | 0 | 0 | 0 | 0 | 0 | 0 | 0 | 0 | 0 | 0 | 0 | 0 | 0 | 0 | 0 | 0 | 0 | 0 | 0 | 0 | 0 | 0 | 0 | 0 | 0 | 0 | 0
F3_Commercial_Grocery_New_Space Heating_Natural Gas_Boiler_E10 | F3 | Commercial | Grocery | New | Space Heating | Natural Gas | Boiler | E10 | PACT BC Ratio | 0 | 0 | 0 | 0 | 0 | 0 | 0 | 0 | 0 | 0 | 0 | 0 | 0 | 0 | 0 | 0 | 0 | 0 | 0 | 0 | 0 | 0 | 0 | 0 | 0 | 0 | 0 | 0 | 0 | 0
F4_Commercial_Grocery_New_Space Heating_Natural Gas_Boiler_E1 | F4 | Commercial | Grocery | New | Space Heating | Natural Gas | Boiler | E1 | PCT BC Ratio | 0.9 | 0.9 | 0.9 | 0.9 | 0.9 | 0.9 | 0.9 | 0.9 | 0.9 | 0.9 | 0.9 | 0.9 | 0.9 | 0.9 | 0.9 | 0.9 | 0.9 | 0.9 | 0.9 | 0.9 | 0.9 | 0.9 | 0 | 0 | 0 | 0 | 0 | 0 | 0 | 0
F4_Commercial_Grocery_New_Space Heating_Natural Gas_Boiler_E2 | F4 | Commercial | Grocery | New | Space Heating | Natural Gas | Boiler | E2 | PCT BC Ratio | 9.4663 | 9.5689 | 9.6789 | 9.819 | 9.9855 | 10.1719 | 10.3495 | 10.515 | 10.6777 | 10.8423 | 11.0131 | 11.1872 | 11.3627 | 11.5453 | 11.7261 | 11.9109 | 12.1037 | 12.2991 | 12.4973 | 12.6974 | 12.8972 | 13.0959 | 0 | 0 | 0 | 0 | 0 | 0 | 0 | 0
F4_Commercial_Grocery_New_Space Heating_Natural Gas_Boiler_E3 | F4 | Commercial | Grocery | New | Space Heating | Natural Gas | Boiler | E3 | PCT BC Ratio | 9.3842 | 9.4858 | 9.5947 | 9.7335 | 9.8984 | 10.083 | 10.2589 | 10.4228 | 10.5839 | 10.747 | 10.9161 | 11.0885 | 11.2623 | 11.4432 | 11.6222 | 11.8053 | 11.9962 | 12.1897 | 12.386 | 12.5841 | 12.7821 | 12.9788 | 0 | 0 | 0 | 0 | 0 | 0 | 0 | 0
F4_Commercial_Grocery_New_Space Heating_Natural Gas_Boiler_E4 | F4 | Commercial | Grocery | New | Space Heating | Natural Gas | Boiler | E4 | PCT BC Ratio | 2.2912 | 2.31 | 2.3289 | 2.3498 | 2.3729 | 2.3978 | 2.423 | 2.448 | 2.4736 | 2.5001 | 2.5278 | 2.5566 | 2.5864 | 2.6178 | 2.6494 | 2.6817 | 2.7149 | 2.7487 | 2.7831 | 2.8179 | 2.8527 | 2.8874 | 0 | 0 | 0 | 0 | 0 | 0 | 0 | 0
F4_Commercial_Grocery_New_Space Heating_Natural Gas_Boiler_E5 | F4 | Commercial | Grocery | New | Space Heating | Natural Gas | Boiler | E5 | PCT BC Ratio | 0 | 0 | 0 | 0 | 0 | 0 | 0 | 0 | 0 | 0 | 0 | 0 | 0 | 0 | 0 | 0 | 0 | 0 | 0 | 0 | 0 | 0 | 0 | 0 | 0 | 0 | 0 | 0 | 0 | 0
F4_Commercial_Grocery_New_Space Heating_Natural Gas_Boiler_E6 | F4 | Commercial | Grocery | New | Space Heating | Natural Gas | Boiler | E6 | PCT BC Ratio | 0 | 0 | 0 | 0 | 0 | 0 | 0 | 0 | 0 | 0 | 0 | 0 | 0 | 0 | 0 | 0 | 0 | 0 | 0 | 0 | 0 | 0 | 0 | 0 | 0 | 0 | 0 | 0 | 0 | 0
F4_Commercial_Grocery_New_Space Heating_Natural Gas_Boiler_E7 | F4 | Commercial | Grocery | New | Space Heating | Natural Gas | Boiler | E7 | PCT BC Ratio | 0 | 0 | 0 | 0 | 0 | 0 | 0 | 0 | 0 | 0 | 0 | 0 | 0 | 0 | 0 | 0 | 0 | 0 | 0 | 0 | 0 | 0 | 0 | 0 | 0 | 0 | 0 | 0 | 0 | 0
F4_Commercial_Grocery_New_Space Heating_Natural Gas_Boiler_E8 | F4 | Commercial | Grocery | New | Space Heating | Natural Gas | Boiler | E8 | PCT BC Ratio | 0 | 0 | 0 | 0 | 0 | 0 | 0 | 0 | 0 | 0 | 0 | 0 | 0 | 0 | 0 | 0 | 0 | 0 | 0 | 0 | 0 | 0 | 0 | 0 | 0 | 0 | 0 | 0 | 0 | 0
F4_Commercial_Grocery_New_Space Heating_Natural Gas_Boiler_E9 | F4 | Commercial | Grocery | New | Space Heating | Natural Gas | Boiler | E9 | PCT BC Ratio | 0 | 0 | 0 | 0 | 0 | 0 | 0 | 0 | 0 | 0 | 0 | 0 | 0 | 0 | 0 | 0 | 0 | 0 | 0 | 0 | 0 | 0 | 0 | 0 | 0 | 0 | 0 | 0 | 0 | 0
F4_Commercial_Grocery_New_Space Heating_Natural Gas_Boiler_E10 | F4 | Commercial | Grocery | New | Space Heating | Natural Gas | Boiler | E10 | PCT BC Ratio | 0 | 0 | 0 | 0 | 0 | 0 | 0 | 0 | 0 | 0 | 0 | 0 | 0 | 0 | 0 | 0 | 0 | 0 | 0 | 0 | 0 | 0 | 0 | 0 | 0 | 0 | 0 | 0 | 0 | 0
F5_Commercial_Grocery_New_Space Heating_Natural Gas_Boiler_E1 | F5 | Commercial | Grocery | New | Space Heating | Natural Gas | Boiler | E1 | RIM BC Ratio | 0.9 | 0.9 | 0.9 | 0.9 | 0.9 | 0.9 | 0.9 | 0.9 | 0.9 | 0.9 | 0.9 | 0.9 | 0.9 | 0.9 | 0.9 | 0.9 | 0.9 | 0.9 | 0.9 | 0.9 | 0.9 | 0.9 | 0 | 0 | 0 | 0 | 0 | 0 | 0 | 0
F5_Commercial_Grocery_New_Space Heating_Natural Gas_Boiler_E2 | F5 | Commercial | Grocery | New | Space Heating | Natural Gas | Boiler | E2 | RIM BC Ratio | 0.67759 | 0.67911 | 0.6807 | 0.68269 | 0.68499 | 0.68748 | 0.68977 | 0.69185 | 0.69383 | 0.69579 | 0.69775 | 0.69971 | 0.70162 | 0.70355 | 0.7054 | 0.70725 | 0.70912 | 0.71096 | 0.71277 | 0.71455 | 0.71627 | 0.71794 | 0 | 0 | 0 | 0 | 0 | 0 | 0 | 0
F5_Commercial_Grocery_New_Space Heating_Natural Gas_Boiler_E3 | F5 | Commercial | Grocery | New | Space Heating | Natural Gas | Boiler | E3 | RIM BC Ratio | 0.67635 | 0.67788 | 0.67949 | 0.68149 | 0.6838 | 0.6863 | 0.68861 | 0.6907 | 0.6927 | 0.69466 | 0.69664 | 0.69861 | 0.70053 | 0.70247 | 0.70434 | 0.7062 | 0.70808 | 0.70994 | 0.71176 | 0.71355 | 0.71528 | 0.71696 | 0 | 0 | 0 | 0 | 0 | 0 | 0 | 0
F5_Commercial_Grocery_New_Space Heating_Natural Gas_Boiler_E4 | F5 | Commercial | Grocery | New | Space Heating | Natural Gas | Boiler | E4 | RIM BC Ratio | 0.33874 | 0.34153 | 0.34431 | 0.34733 | 0.35063 | 0.35415 | 0.35764 | 0.36107 | 0.36453 | 0.36805 | 0.37168 | 0.37539 | 0.37917 | 0.38308 | 0.38696 | 0.39085 | 0.39478 | 0.39871 | 0.40263 | 0.40653 | 0.41037 | 0.41412 | 0 | 0 | 0 | 0 | 0 | 0 | 0 | 0
F5_Commercial_Grocery_New_Space Heating_Natural Gas_Boiler_E5 | F5 | Commercial | Grocery | New | Space Heating | Natural Gas | Boiler | E5 | RIM BC Ratio | 0 | 0 | 0 | 0 | 0 | 0 | 0 | 0 | 0 | 0 | 0 | 0 | 0 | 0 | 0 | 0 | 0 | 0 | 0 | 0 | 0 | 0 | 0 | 0 | 0 | 0 | 0 | 0 | 0 | 0
F5_Commercial_Grocery_New_Space Heating_Natural Gas_Boiler_E6 | F5 | Commercial | Grocery | New | Space Heating | Natural Gas | Boiler | E6 | RIM BC Ratio | 0 | 0 | 0 | 0 | 0 | 0 | 0 | 0 | 0 | 0 | 0 | 0 | 0 | 0 | 0 | 0 | 0 | 0 | 0 | 0 | 0 | 0 | 0 | 0 | 0 | 0 | 0 | 0 | 0 | 0
F5_Commercial_Grocery_New_Space Heating_Natural Gas_Boiler_E7 | F5 | Commercial | Grocery | New | Space Heating | Natural Gas | Boiler | E7 | RIM BC Ratio | 0 | 0 | 0 | 0 | 0 | 0 | 0 | 0 | 0 | 0 | 0 | 0 | 0 | 0 | 0 | 0 | 0 | 0 | 0 | 0 | 0 | 0 | 0 | 0 | 0 | 0 | 0 | 0 | 0 | 0
F5_Commercial_Grocery_New_Space Heating_Natural Gas_Boiler_E8 | F5 | Commercial | Grocery | New | Space Heating | Natural Gas | Boiler | E8 | RIM BC Ratio | 0 | 0 | 0 | 0 | 0 | 0 | 0 | 0 | 0 | 0 | 0 | 0 | 0 | 0 | 0 | 0 | 0 | 0 | 0 | 0 | 0 | 0 | 0 | 0 | 0 | 0 | 0 | 0 | 0 | 0
F5_Commercial_Grocery_New_Space Heating_Natural Gas_Boiler_E9 | F5 | Commercial | Grocery | New | Space Heating | Natural Gas | Boiler | E9 | RIM BC Ratio | 0 | 0 | 0 | 0 | 0 | 0 | 0 | 0 | 0 | 0 | 0 | 0 | 0 | 0 | 0 | 0 | 0 | 0 | 0 | 0 | 0 | 0 | 0 | 0 | 0 | 0 | 0 | 0 | 0 | 0
F5_Commercial_Grocery_New_Space Heating_Natural Gas_Boiler_E10 | F5 | Commercial | Grocery | New | Space Heating | Natural Gas | Boiler | E10 | RIM BC Ratio | 0 | 0 | 0 | 0 | 0 | 0 | 0 | 0 | 0 | 0 | 0 | 0 | 0 | 0 | 0 | 0 | 0 | 0 | 0 | 0 | 0 | 0 | 0 | 0 | 0 | 0 | 0 | 0 | 0 | 0
F0_Commercial_Grocery_New_Space Heating_Natural Gas_Unit Heater_E0 | F0 | Commercial | Grocery | New | Space Heating | Natural Gas | Unit Heater | E0 | Economic Unit | Infrared Radiant | Infrared Radiant | Infrared Radiant | Infrared Radiant | Infrared Radiant | Infrared Radiant | Infrared Radiant | Infrared Radiant | Infrared Radiant | Infrared Radiant | Infrared Radiant | Infrared Radiant | Infrared Radiant | Infrared Radiant | Infrared Radiant | Infrared Radiant | Infrared Radiant | Infrared Radiant | Infrared Radiant | Infrared Radiant | Infrared Radiant | Infrared Radiant | 0 | 0 | 0 | 0 | 0 | 0 | 0 | 0
F1_Commercial_Grocery_New_Space Heating_Natural Gas_Unit Heater_E1 | F1 | Commercial | Grocery | New | Space Heating | Natural Gas | Unit Heater | E1 | CCE | 0 | 0 | 0 | 0 | 0 | 0 | 0 | 0 | 0 | 0 | 0 | 0 | 0 | 0 | 0 | 0 | 0 | 0 | 0 | 0 | 0 | 0 | 0 | 0 | 0 | 0 | 0 | 0 | 0 | 0
F1_Commercial_Grocery_New_Space Heating_Natural Gas_Unit Heater_E2 | F1 | Commercial | Grocery | New | Space Heating | Natural Gas | Unit Heater | E2 | CCE | 0.025298 | 0.025298 | 0.026577 | 0.026173 | 0.025781 | 0.02529 | 0.025221 | 0.025059 | 0.024908 | 0.024681 | 0.024645 | 0.024532 | 0.024431 | 0.024238 | 0.024263 | 0.024189 | 0.024116 | 0.023957 | 0.024004 | 0.023957 | 0.023922 | 0.023788 | 0 | 0 | 0 | 0 | 0 | 0 | 0 | 0
F1_Commercial_Grocery_New_Space Heating_Natural Gas_Unit Heater_E3 | F1 | Commercial | Grocery | New | Space Heating | Natural Gas | Unit Heater | E3 | CCE | 0.0011378 | 0.0011378 | 0.0011954 | 0.0011772 | 0.0011596 | 0.0011375 | 0.0011344 | 0.0011271 | 0.0011203 | 0.0011101 | 0.0011085 | 0.0011034 | 0.0010988 | 0.0010902 | 0.0010913 | 0.001088 | 0.0010847 | 0.0010775 | 0.0010796 | 0.0010775 | 0.001076 | 0.0010699 | 0 | 0 | 0 | 0 | 0 | 0 | 0 | 0
F1_Commercial_Grocery_New_Space Heating_Natural Gas_Unit Heater_E4 | F1 | Commercial | Grocery | New | Space Heating | Natural Gas | Unit Heater | E4 | CCE | 0 | 0 | 0 | 0 | 0 | 0 | 0 | 0 | 0 | 0 | 0 | 0 | 0 | 0 | 0 | 0 | 0 | 0 | 0 | 0 | 0 | 0 | 0 | 0 | 0 | 0 | 0 | 0 | 0 | 0
F1_Commercial_Grocery_New_Space Heating_Natural Gas_Unit Heater_E5 | F1 | Commercial | Grocery | New | Space Heating | Natural Gas | Unit Heater | E5 | CCE | 0 | 0 | 0 | 0 | 0 | 0 | 0 | 0 | 0 | 0 | 0 | 0 | 0 | 0 | 0 | 0 | 0 | 0 | 0 | 0 | 0 | 0 | 0 | 0 | 0 | 0 | 0 | 0 | 0 | 0
F1_Commercial_Grocery_New_Space Heating_Natural Gas_Unit Heater_E6 | F1 | Commercial | Grocery | New | Space Heating | Natural Gas | Unit Heater | E6 | CCE | 0 | 0 | 0 | 0 | 0 | 0 | 0 | 0 | 0 | 0 | 0 | 0 | 0 | 0 | 0 | 0 | 0 | 0 | 0 | 0 | 0 | 0 | 0 | 0 | 0 | 0 | 0 | 0 | 0 | 0
F1_Commercial_Grocery_New_Space Heating_Natural Gas_Unit Heater_E7 | F1 | Commercial | Grocery | New | Space Heating | Natural Gas | Unit Heater | E7 | CCE | 0 | 0 | 0 | 0 | 0 | 0 | 0 | 0 | 0 | 0 | 0 | 0 | 0 | 0 | 0 | 0 | 0 | 0 | 0 | 0 | 0 | 0 | 0 | 0 | 0 | 0 | 0 | 0 | 0 | 0
F1_Commercial_Grocery_New_Space Heating_Natural Gas_Unit Heater_E8 | F1 | Commercial | Grocery | New | Space Heating | Natural Gas | Unit Heater | E8 | CCE | 0 | 0 | 0 | 0 | 0 | 0 | 0 | 0 | 0 | 0 | 0 | 0 | 0 | 0 | 0 | 0 | 0 | 0 | 0 | 0 | 0 | 0 | 0 | 0 | 0 | 0 | 0 | 0 | 0 | 0
F1_Commercial_Grocery_New_Space Heating_Natural Gas_Unit Heater_E9 | F1 | Commercial | Grocery | New | Space Heating | Natural Gas | Unit Heater | E9 | CCE | 0 | 0 | 0 | 0 | 0 | 0 | 0 | 0 | 0 | 0 | 0 | 0 | 0 | 0 | 0 | 0 | 0 | 0 | 0 | 0 | 0 | 0 | 0 | 0 | 0 | 0 | 0 | 0 | 0 | 0
F1_Commercial_Grocery_New_Space Heating_Natural Gas_Unit Heater_E10 | F1 | Commercial | Grocery | New | Space Heating | Natural Gas | Unit Heater | E10 | CCE | 0 | 0 | 0 | 0 | 0 | 0 | 0 | 0 | 0 | 0 | 0 | 0 | 0 | 0 | 0 | 0 | 0 | 0 | 0 | 0 | 0 | 0 | 0 | 0 | 0 | 0 | 0 | 0 | 0 | 0
F2_Commercial_Grocery_New_Space Heating_Natural Gas_Unit Heater_E1 | F2 | Commercial | Grocery | New | Space Heating | Natural Gas | Unit Heater | E1 | TRC BC Ratio | 0.9 | 0.9 | 0.9 | 0.9 | 0.9 | 0.9 | 0.9 | 0.9 | 0.9 | 0.9 | 0.9 | 0.9 | 0.9 | 0.9 | 0.9 | 0.9 | 0.9 | 0.9 | 0.9 | 0.9 | 0.9 | 0.9 | 0 | 0 | 0 | 0 | 0 | 0 | 0 | 0
F2_Commercial_Grocery_New_Space Heating_Natural Gas_Unit Heater_E2 | F2 | Commercial | Grocery | New | Space Heating | Natural Gas | Unit Heater | E2 | TRC BC Ratio | 0.35171 | 0.35472 | 0.35832 | 0.36428 | 0.37222 | 0.3816 | 0.39021 | 0.39788 | 0.40532 | 0.41254 | 0.41981 | 0.42689 | 0.43355 | 0.44022 | 0.44659 | 0.45313 | 0.46012 | 0.46716 | 0.47426 | 0.48138 | 0.48843 | 0.49538 | 0 | 0 | 0 | 0 | 0 | 0 | 0 | 0
F2_Commercial_Grocery_New_Space Heating_Natural Gas_Unit Heater_E3 | F2 | Commercial | Grocery | New | Space Heating | Natural Gas | Unit Heater | E3 | TRC BC Ratio | 6.8506 | 6.8286 | 6.8252 | 6.9114 | 7.0978 | 7.356 | 7.5942 | 7.8144 | 8.0481 | 8.2587 | 8.4576 | 8.6317 | 8.7675 | 8.8576 | 8.9311 | 9.0076 | 9.0994 | 9.1891 | 9.2771 | 9.362 | 9.4392 | 9.5076 | 0 | 0 | 0 | 0 | 0 | 0 | 0 | 0
F2_Commercial_Grocery_New_Space Heating_Natural Gas_Unit Heater_E4 | F2 | Commercial | Grocery | New | Space Heating | Natural Gas | Unit Heater | E4 | TRC BC Ratio | 0 | 0 | 0 | 0 | 0 | 0 | 0 | 0 | 0 | 0 | 0 | 0 | 0 | 0 | 0 | 0 | 0 | 0 | 0 | 0 | 0 | 0 | 0 | 0 | 0 | 0 | 0 | 0 | 0 | 0
F2_Commercial_Grocery_New_Space Heating_Natural Gas_Unit Heater_E5 | F2 | Commercial | Grocery | New | Space Heating | Natural Gas | Unit Heater | E5 | TRC BC Ratio | 0 | 0 | 0 | 0 | 0 | 0 | 0 | 0 | 0 | 0 | 0 | 0 | 0 | 0 | 0 | 0 | 0 | 0 | 0 | 0 | 0 | 0 | 0 | 0 | 0 | 0 | 0 | 0 | 0 | 0
F2_Commercial_Grocery_New_Space Heating_Natural Gas_Unit Heater_E6 | F2 | Commercial | Grocery | New | Space Heating | Natural Gas | Unit Heater | E6 | TRC BC Ratio | 0 | 0 | 0 | 0 | 0 | 0 | 0 | 0 | 0 | 0 | 0 | 0 | 0 | 0 | 0 | 0 | 0 | 0 | 0 | 0 | 0 | 0 | 0 | 0 | 0 | 0 | 0 | 0 | 0 | 0
F2_Commercial_Grocery_New_Space Heating_Natural Gas_Unit Heater_E7 | F2 | Commercial | Grocery | New | Space Heating | Natural Gas | Unit Heater | E7 | TRC BC Ratio | 0 | 0 | 0 | 0 | 0 | 0 | 0 | 0 | 0 | 0 | 0 | 0 | 0 | 0 | 0 | 0 | 0 | 0 | 0 | 0 | 0 | 0 | 0 | 0 | 0 | 0 | 0 | 0 | 0 | 0
F2_Commercial_Grocery_New_Space Heating_Natural Gas_Unit Heater_E8 | F2 | Commercial | Grocery | New | Space Heating | Natural Gas | Unit Heater | E8 | TRC BC Ratio | 0 | 0 | 0 | 0 | 0 | 0 | 0 | 0 | 0 | 0 | 0 | 0 | 0 | 0 | 0 | 0 | 0 | 0 | 0 | 0 | 0 | 0 | 0 | 0 | 0 | 0 | 0 | 0 | 0 | 0
F2_Commercial_Grocery_New_Space Heating_Natural Gas_Unit Heater_E9 | F2 | Commercial | Grocery | New | Space Heating | Natural Gas | Unit Heater | E9 | TRC BC Ratio | 0 | 0 | 0 | 0 | 0 | 0 | 0 | 0 | 0 | 0 | 0 | 0 | 0 | 0 | 0 | 0 | 0 | 0 | 0 | 0 | 0 | 0 | 0 | 0 | 0 | 0 | 0 | 0 | 0 | 0
F2_Commercial_Grocery_New_Space Heating_Natural Gas_Unit Heater_E10 | F2 | Commercial | Grocery | New | Space Heating | Natural Gas | Unit Heater | E10 | TRC BC Ratio | 0 | 0 | 0 | 0 | 0 | 0 | 0 | 0 | 0 | 0 | 0 | 0 | 0 | 0 | 0 | 0 | 0 | 0 | 0 | 0 | 0 | 0 | 0 | 0 | 0 | 0 | 0 | 0 | 0 | 0
F3_Commercial_Grocery_New_Space Heating_Natural Gas_Unit Heater_E1 | F3 | Commercial | Grocery | New | Space Heating | Natural Gas | Unit Heater | E1 | PACT BC Ratio | 0.9 | 0.9 | 0.9 | 0.9 | 0.9 | 0.9 | 0.9 | 0.9 | 0.9 | 0.9 | 0.9 | 0.9 | 0.9 | 0.9 | 0.9 | 0.9 | 0.9 | 0.9 | 0.9 | 0.9 | 0.9 | 0.9 | 0 | 0 | 0 | 0 | 0 | 0 | 0 | 0
F3_Commercial_Grocery_New_Space Heating_Natural Gas_Unit Heater_E2 | F3 | Commercial | Grocery | New | Space Heating | Natural Gas | Unit Heater | E2 | PACT BC Ratio | 0.74493 | 0.75131 | 0.75894 | 0.77156 | 0.78839 | 0.80825 | 0.82649 | 0.84273 | 0.85849 | 0.87378 | 0.88919 | 0.90417 | 0.91828 | 0.93241 | 0.94591 | 0.95975 | 0.97456 | 0.98947 | 1.0045 | 1.0196 | 1.0345 | 1.0492 | 0 | 0 | 0 | 0 | 0 | 0 | 0 | 0
F3_Commercial_Grocery_New_Space Heating_Natural Gas_Unit Heater_E3 | F3 | Commercial | Grocery | New | Space Heating | Natural Gas | Unit Heater | E3 | PACT BC Ratio | 14.5099 | 14.4632 | 14.4561 | 14.6387 | 15.0334 | 15.5804 | 16.085 | 16.5514 | 17.0463 | 17.4923 | 17.9137 | 18.2824 | 18.5701 | 18.7607 | 18.9164 | 19.0784 | 19.273 | 19.463 | 19.6493 | 19.8292 | 19.9928 | 20.1376 | 0 | 0 | 0 | 0 | 0 | 0 | 0 | 0
F3_Commercial_Grocery_New_Space Heating_Natural Gas_Unit Heater_E4 | F3 | Commercial | Grocery | New | Space Heating | Natural Gas | Unit Heater | E4 | PACT BC Ratio | 0 | 0 | 0 | 0 | 0 | 0 | 0 | 0 | 0 | 0 | 0 | 0 | 0 | 0 | 0 | 0 | 0 | 0 | 0 | 0 | 0 | 0 | 0 | 0 | 0 | 0 | 0 | 0 | 0 | 0
F3_Commercial_Grocery_New_Space Heating_Natural Gas_Unit Heater_E5 | F3 | Commercial | Grocery | New | Space Heating | Natural Gas | Unit Heater | E5 | PACT BC Ratio | 0 | 0 | 0 | 0 | 0 | 0 | 0 | 0 | 0 | 0 | 0 | 0 | 0 | 0 | 0 | 0 | 0 | 0 | 0 | 0 | 0 | 0 | 0 | 0 | 0 | 0 | 0 | 0 | 0 | 0
F3_Commercial_Grocery_New_Space Heating_Natural Gas_Unit Heater_E6 | F3 | Commercial | Grocery | New | Space Heating | Natural Gas | Unit Heater | E6 | PACT BC Ratio | 0 | 0 | 0 | 0 | 0 | 0 | 0 | 0 | 0 | 0 | 0 | 0 | 0 | 0 | 0 | 0 | 0 | 0 | 0 | 0 | 0 | 0 | 0 | 0 | 0 | 0 | 0 | 0 | 0 | 0
F3_Commercial_Grocery_New_Space Heating_Natural Gas_Unit Heater_E7 | F3 | Commercial | Grocery | New | Space Heating | Natural Gas | Unit Heater | E7 | PACT BC Ratio | 0 | 0 | 0 | 0 | 0 | 0 | 0 | 0 | 0 | 0 | 0 | 0 | 0 | 0 | 0 | 0 | 0 | 0 | 0 | 0 | 0 | 0 | 0 | 0 | 0 | 0 | 0 | 0 | 0 | 0
F3_Commercial_Grocery_New_Space Heating_Natural Gas_Unit Heater_E8 | F3 | Commercial | Grocery | New | Space Heating | Natural Gas | Unit Heater | E8 | PACT BC Ratio | 0 | 0 | 0 | 0 | 0 | 0 | 0 | 0 | 0 | 0 | 0 | 0 | 0 | 0 | 0 | 0 | 0 | 0 | 0 | 0 | 0 | 0 | 0 | 0 | 0 | 0 | 0 | 0 | 0 | 0
F3_Commercial_Grocery_New_Space Heating_Natural Gas_Unit Heater_E9 | F3 | Commercial | Grocery | New | Space Heating | Natural Gas | Unit Heater | E9 | PACT BC Ratio | 0 | 0 | 0 | 0 | 0 | 0 | 0 | 0 | 0 | 0 | 0 | 0 | 0 | 0 | 0 | 0 | 0 | 0 | 0 | 0 | 0 | 0 | 0 | 0 | 0 | 0 | 0 | 0 | 0 | 0
F3_Commercial_Grocery_New_Space Heating_Natural Gas_Unit Heater_E10 | F3 | Commercial | Grocery | New | Space Heating | Natural Gas | Unit Heater | E10 | PACT BC Ratio | 0 | 0 | 0 | 0 | 0 | 0 | 0 | 0 | 0 | 0 | 0 | 0 | 0 | 0 | 0 | 0 | 0 | 0 | 0 | 0 | 0 | 0 | 0 | 0 | 0 | 0 | 0 | 0 | 0 | 0
F4_Commercial_Grocery_New_Space Heating_Natural Gas_Unit Heater_E1 | F4 | Commercial | Grocery | New | Space Heating | Natural Gas | Unit Heater | E1 | PCT BC Ratio | 0.9 | 0.9 | 0.9 | 0.9 | 0.9 | 0.9 | 0.9 | 0.9 | 0.9 | 0.9 | 0.9 | 0.9 | 0.9 | 0.9 | 0.9 | 0.9 | 0.9 | 0.9 | 0.9 | 0.9 | 0.9 | 0.9 | 0 | 0 | 0 | 0 | 0 | 0 | 0 | 0
F4_Commercial_Grocery_New_Space Heating_Natural Gas_Unit Heater_E2 | F4 | Commercial | Grocery | New | Space Heating | Natural Gas | Unit Heater | E2 | PCT BC Ratio | 0.85851 | 0.8633 | 0.86903 | 0.87852 | 0.89117 | 0.90609 | 0.9198 | 0.93201 | 0.94385 | 0.95533 | 0.96692 | 0.97818 | 0.98878 | 0.99939 | 1.0095 | 1.0199 | 1.0311 | 1.0423 | 1.0536 | 1.0649 | 1.0761 | 1.0872 | 0 | 0 | 0 | 0 | 0 | 0 | 0 | 0
F4_Commercial_Grocery_New_Space Heating_Natural Gas_Unit Heater_E3 | F4 | Commercial | Grocery | New | Space Heating | Natural Gas | Unit Heater | E3 | PCT BC Ratio | 11.2028 | 11.1678 | 11.1624 | 11.2996 | 11.5963 | 12.0073 | 12.3865 | 12.737 | 13.1089 | 13.4441 | 13.7607 | 14.0378 | 14.254 | 14.3973 | 14.5143 | 14.6361 | 14.7822 | 14.925 | 15.0651 | 15.2002 | 15.3232 | 15.432 | 0 | 0 | 0 | 0 | 0 | 0 | 0 | 0
F4_Commercial_Grocery_New_Space Heating_Natural Gas_Unit Heater_E4 | F4 | Commercial | Grocery | New | Space Heating | Natural Gas | Unit Heater | E4 | PCT BC Ratio | 0 | 0 | 0 | 0 | 0 | 0 | 0 | 0 | 0 | 0 | 0 | 0 | 0 | 0 | 0 | 0 | 0 | 0 | 0 | 0 | 0 | 0 | 0 | 0 | 0 | 0 | 0 | 0 | 0 | 0
F4_Commercial_Grocery_New_Space Heating_Natural Gas_Unit Heater_E5 | F4 | Commercial | Grocery | New | Space Heating | Natural Gas | Unit Heater | E5 | PCT BC Ratio | 0 | 0 | 0 | 0 | 0 | 0 | 0 | 0 | 0 | 0 | 0 | 0 | 0 | 0 | 0 | 0 | 0 | 0 | 0 | 0 | 0 | 0 | 0 | 0 | 0 | 0 | 0 | 0 | 0 | 0
F4_Commercial_Grocery_New_Space Heating_Natural Gas_Unit Heater_E6 | F4 | Commercial | Grocery | New | Space Heating | Natural Gas | Unit Heater | E6 | PCT BC Ratio | 0 | 0 | 0 | 0 | 0 | 0 | 0 | 0 | 0 | 0 | 0 | 0 | 0 | 0 | 0 | 0 | 0 | 0 | 0 | 0 | 0 | 0 | 0 | 0 | 0 | 0 | 0 | 0 | 0 | 0
F4_Commercial_Grocery_New_Space Heating_Natural Gas_Unit Heater_E7 | F4 | Commercial | Grocery | New | Space Heating | Natural Gas | Unit Heater | E7 | PCT BC Ratio | 0 | 0 | 0 | 0 | 0 | 0 | 0 | 0 | 0 | 0 | 0 | 0 | 0 | 0 | 0 | 0 | 0 | 0 | 0 | 0 | 0 | 0 | 0 | 0 | 0 | 0 | 0 | 0 | 0 | 0
F4_Commercial_Grocery_New_Space Heating_Natural Gas_Unit Heater_E8 | F4 | Commercial | Grocery | New | Space Heating | Natural Gas | Unit Heater | E8 | PCT BC Ratio | 0 | 0 | 0 | 0 | 0 | 0 | 0 | 0 | 0 | 0 | 0 | 0 | 0 | 0 | 0 | 0 | 0 | 0 | 0 | 0 | 0 | 0 | 0 | 0 | 0 | 0 | 0 | 0 | 0 | 0
F4_Commercial_Grocery_New_Space Heating_Natural Gas_Unit Heater_E9 | F4 | Commercial | Grocery | New | Space Heating | Natural Gas | Unit Heater | E9 | PCT BC Ratio | 0 | 0 | 0 | 0 | 0 | 0 | 0 | 0 | 0 | 0 | 0 | 0 | 0 | 0 | 0 | 0 | 0 | 0 | 0 | 0 | 0 | 0 | 0 | 0 | 0 | 0 | 0 | 0 | 0 | 0
F4_Commercial_Grocery_New_Space Heating_Natural Gas_Unit Heater_E10 | F4 | Commercial | Grocery | New | Space Heating | Natural Gas | Unit Heater | E10 | PCT BC Ratio | 0 | 0 | 0 | 0 | 0 | 0 | 0 | 0 | 0 | 0 | 0 | 0 | 0 | 0 | 0 | 0 | 0 | 0 | 0 | 0 | 0 | 0 | 0 | 0 | 0 | 0 | 0 | 0 | 0 | 0
F5_Commercial_Grocery_New_Space Heating_Natural Gas_Unit Heater_E1 | F5 | Commercial | Grocery | New | Space Heating | Natural Gas | Unit Heater | E1 | RIM BC Ratio | 0.9 | 0.9 | 0.9 | 0.9 | 0.9 | 0.9 | 0.9 | 0.9 | 0.9 | 0.9 | 0.9 | 0.9 | 0.9 | 0.9 | 0.9 | 0.9 | 0.9 | 0.9 | 0.9 | 0.9 | 0.9 | 0.9 | 0 | 0 | 0 | 0 | 0 | 0 | 0 | 0
F5_Commercial_Grocery_New_Space Heating_Natural Gas_Unit Heater_E2 | F5 | Commercial | Grocery | New | Space Heating | Natural Gas | Unit Heater | E2 | RIM BC Ratio | 0.39363 | 0.3954 | 0.3975 | 0.40094 | 0.40544 | 0.41062 | 0.41528 | 0.41934 | 0.42321 | 0.42689 | 0.43054 | 0.43402 | 0.43724 | 0.44042 | 0.44341 | 0.44643 | 0.44961 | 0.45275 | 0.45587 | 0.45896 | 0.46196 | 0.46487 | 0 | 0 | 0 | 0 | 0 | 0 | 0 | 0
F5_Commercial_Grocery_New_Space Heating_Natural Gas_Unit Heater_E3 | F5 | Commercial | Grocery | New | Space Heating | Natural Gas | Unit Heater | E3 | RIM BC Ratio | 0.78928 | 0.78914 | 0.78912 | 0.78965 | 0.79077 | 0.79224 | 0.7935 | 0.79461 | 0.79572 | 0.79666 | 0.79752 | 0.79824 | 0.79878 | 0.79913 | 0.79941 | 0.79969 | 0.80003 | 0.80036 | 0.80067 | 0.80096 | 0.80123 | 0.80146 | 0 | 0 | 0 | 0 | 0 | 0 | 0 | 0
F5_Commercial_Grocery_New_Space Heating_Natural Gas_Unit Heater_E4 | F5 | Commercial | Grocery | New | Space Heating | Natural Gas | Unit Heater | E4 | RIM BC Ratio | 0 | 0 | 0 | 0 | 0 | 0 | 0 | 0 | 0 | 0 | 0 | 0 | 0 | 0 | 0 | 0 | 0 | 0 | 0 | 0 | 0 | 0 | 0 | 0 | 0 | 0 | 0 | 0 | 0 | 0
F5_Commercial_Grocery_New_Space Heating_Natural Gas_Unit Heater_E5 | F5 | Commercial | Grocery | New | Space Heating | Natural Gas | Unit Heater | E5 | RIM BC Ratio | 0 | 0 | 0 | 0 | 0 | 0 | 0 | 0 | 0 | 0 | 0 | 0 | 0 | 0 | 0 | 0 | 0 | 0 | 0 | 0 | 0 | 0 | 0 | 0 | 0 | 0 | 0 | 0 | 0 | 0
F5_Commercial_Grocery_New_Space Heating_Natural Gas_Unit Heater_E6 | F5 | Commercial | Grocery | New | Space Heating | Natural Gas | Unit Heater | E6 | RIM BC Ratio | 0 | 0 | 0 | 0 | 0 | 0 | 0 | 0 | 0 | 0 | 0 | 0 | 0 | 0 | 0 | 0 | 0 | 0 | 0 | 0 | 0 | 0 | 0 | 0 | 0 | 0 | 0 | 0 | 0 | 0
F5_Commercial_Grocery_New_Space Heating_Natural Gas_Unit Heater_E7 | F5 | Commercial | Grocery | New | Space Heating | Natural Gas | Unit Heater | E7 | RIM BC Ratio | 0 | 0 | 0 | 0 | 0 | 0 | 0 | 0 | 0 | 0 | 0 | 0 | 0 | 0 | 0 | 0 | 0 | 0 | 0 | 0 | 0 | 0 | 0 | 0 | 0 | 0 | 0 | 0 | 0 | 0
F5_Commercial_Grocery_New_Space Heating_Natural Gas_Unit Heater_E8 | F5 | Commercial | Grocery | New | Space Heating | Natural Gas | Unit Heater | E8 | RIM BC Ratio | 0 | 0 | 0 | 0 | 0 | 0 | 0 | 0 | 0 | 0 | 0 | 0 | 0 | 0 | 0 | 0 | 0 | 0 | 0 | 0 | 0 | 0 | 0 | 0 | 0 | 0 | 0 | 0 | 0 | 0
F5_Commercial_Grocery_New_Space Heating_Natural Gas_Unit Heater_E9 | F5 | Commercial | Grocery | New | Space Heating | Natural Gas | Unit Heater | E9 | RIM BC Ratio | 0 | 0 | 0 | 0 | 0 | 0 | 0 | 0 | 0 | 0 | 0 | 0 | 0 | 0 | 0 | 0 | 0 | 0 | 0 | 0 | 0 | 0 | 0 | 0 | 0 | 0 | 0 | 0 | 0 | 0
F5_Commercial_Grocery_New_Space Heating_Natural Gas_Unit Heater_E10 | F5 | Commercial | Grocery | New | Space Heating | Natural Gas | Unit Heater | E10 | RIM BC Ratio | 0 | 0 | 0 | 0 | 0 | 0 | 0 | 0 | 0 | 0 | 0 | 0 | 0 | 0 | 0 | 0 | 0 | 0 | 0 | 0 | 0 | 0 | 0 | 0 | 0 | 0 | 0 | 0 | 0 | 0
F0_Commercial_Grocery_New_Water Heating_Natural Gas_Water Heater_E0 | F0 | Commercial | Grocery | New | Water Heating | Natural Gas | Water Heater | E0 | Economic Unit | Gas-Fired Absorption HPWH | Gas-Fired Absorption HPWH | Gas-Fired Absorption HPWH | Gas-Fired Absorption HPWH | Gas-Fired Absorption HPWH | Gas-Fired Absorption HPWH | Gas-Fired Absorption HPWH | Gas-Fired Absorption HPWH | Gas-Fired Absorption HPWH | Gas-Fired Absorption HPWH | Gas-Fired Absorption HPWH | Gas-Fired Absorption HPWH | Gas-Fired Absorption HPWH | Gas-Fired Absorption HPWH | Gas-Fired Absorption HPWH | Gas-Fired Absorption HPWH | Gas-Fired Absorption HPWH | Gas-Fired Absorption HPWH | Gas-Fired Absorption HPWH | Gas-Fired Absorption HPWH | Gas-Fired Absorption HPWH | Gas-Fired Absorption HPWH | 0 | 0 | 0 | 0 | 0 | 0 | 0 | 0
F1_Commercial_Grocery_New_Water Heating_Natural Gas_Water Heater_E1 | F1 | Commercial | Grocery | New | Water Heating | Natural Gas | Water Heater | E1 | CCE | 0 | 0 | 0 | 0 | 0 | 0 | 0 | 0 | 0 | 0 | 0 | 0 | 0 | 0 | 0 | 0 | 0 | 0 | 0 | 0 | 0 | 0 | 0 | 0 | 0 | 0 | 0 | 0 | 0 | 0
F1_Commercial_Grocery_New_Water Heating_Natural Gas_Water Heater_E2 | F1 | Commercial | Grocery | New | Water Heating | Natural Gas | Water Heater | E2 | CCE | -0.00017012 | -0.00017012 | -0.00017872 | -0.000176 | -0.00017336 | -0.00017006 | -0.0001696 | -0.00016851 | -0.00016749 | -0.00016596 | -0.00016573 | -0.00016496 | -0.00016429 | -0.00016299 | -0.00016316 | -0.00016266 | -0.00016217 | -0.0001611 | -0.00016141 | -0.0001611 | -0.00016086 | -0.00015996 | 0 | 0 | 0 | 0 | 0 | 0 | 0 | 0
F1_Commercial_Grocery_New_Water Heating_Natural Gas_Water Heater_E3 | F1 | Commercial | Grocery | New | Water Heating | Natural Gas | Water Heater | E3 | CCE | 0.00015842 | 0.00015842 | 0.00016643 | 0.0001639 | 0.00016144 | 0.00015837 | 0.00015794 | 0.00015692 | 0.00015598 | 0.00015455 | 0.00015433 | 0.00015362 | 0.00015299 | 0.00015178 | 0.00015194 | 0.00015148 | 0.00015102 | 0.00015002 | 0.00015032 | 0.00015002 | 0.0001498 | 0.00014897 | 0 | 0 | 0 | 0 | 0 | 0 | 0 | 0
F1_Commercial_Grocery_New_Water Heating_Natural Gas_Water Heater_E4 | F1 | Commercial | Grocery | New | Water Heating | Natural Gas | Water Heater | E4 | CCE | -0.0006863 | -0.0006863 | -0.000721 | -0.00071004 | -0.00069939 | -0.00068609 | -0.00068421 | -0.00067981 | -0.00067572 | -0.00066955 | -0.00066859 | -0.00066551 | -0.00066277 | -0.00065753 | -0.00065823 | -0.00065621 | -0.00065424 | -0.00064992 | -0.00065119 | -0.00064992 | -0.00064897 | -0.00064534 | 0 | 0 | 0 | 0 | 0 | 0 | 0 | 0
F1_Commercial_Grocery_New_Water Heating_Natural Gas_Water Heater_E5 | F1 | Commercial | Grocery | New | Water Heating | Natural Gas | Water Heater | E5 | CCE | 0 | 0 | 0 | 0 | 0 | 0 | 0 | 0 | 0 | 0 | 0 | 0 | 0 | 0 | 0 | 0 | 0 | 0 | 0 | 0 | 0 | 0 | 0 | 0 | 0 | 0 | 0 | 0 | 0 | 0
F1_Commercial_Grocery_New_Water Heating_Natural Gas_Water Heater_E6 | F1 | Commercial | Grocery | New | Water Heating | Natural Gas | Water Heater | E6 | CCE | 0 | 0 | 0 | 0 | 0 | 0 | 0 | 0 | 0 | 0 | 0 | 0 | 0 | 0 | 0 | 0 | 0 | 0 | 0 | 0 | 0 | 0 | 0 | 0 | 0 | 0 | 0 | 0 | 0 | 0
F1_Commercial_Grocery_New_Water Heating_Natural Gas_Water Heater_E7 | F1 | Commercial | Grocery | New | Water Heating | Natural Gas | Water Heater | E7 | CCE | 0 | 0 | 0 | 0 | 0 | 0 | 0 | 0 | 0 | 0 | 0 | 0 | 0 | 0 | 0 | 0 | 0 | 0 | 0 | 0 | 0 | 0 | 0 | 0 | 0 | 0 | 0 | 0 | 0 | 0
F1_Commercial_Grocery_New_Water Heating_Natural Gas_Water Heater_E8 | F1 | Commercial | Grocery | New | Water Heating | Natural Gas | Water Heater | E8 | CCE | 0 | 0 | 0 | 0 | 0 | 0 | 0 | 0 | 0 | 0 | 0 | 0 | 0 | 0 | 0 | 0 | 0 | 0 | 0 | 0 | 0 | 0 | 0 | 0 | 0 | 0 | 0 | 0 | 0 | 0
F1_Commercial_Grocery_New_Water Heating_Natural Gas_Water Heater_E9 | F1 | Commercial | Grocery | New | Water Heating | Natural Gas | Water Heater | E9 | CCE | 0 | 0 | 0 | 0 | 0 | 0 | 0 | 0 | 0 | 0 | 0 | 0 | 0 | 0 | 0 | 0 | 0 | 0 | 0 | 0 | 0 | 0 | 0 | 0 | 0 | 0 | 0 | 0 | 0 | 0
F1_Commercial_Grocery_New_Water Heating_Natural Gas_Water Heater_E10 | F1 | Commercial | Grocery | New | Water Heating | Natural Gas | Water Heater | E10 | CCE | 0 | 0 | 0 | 0 | 0 | 0 | 0 | 0 | 0 | 0 | 0 | 0 | 0 | 0 | 0 | 0 | 0 | 0 | 0 | 0 | 0 | 0 | 0 | 0 | 0 | 0 | 0 | 0 | 0 | 0
F2_Commercial_Grocery_New_Water Heating_Natural Gas_Water Heater_E1 | F2 | Commercial | Grocery | New | Water Heating | Natural Gas | Water Heater | E1 | TRC BC Ratio | 0.9 | 0.9 | 0.9 | 0.9 | 0.9 | 0.9 | 0.9 | 0.9 | 0.9 | 0.9 | 0.9 | 0.9 | 0.9 | 0.9 | 0.9 | 0.9 | 0.9 | 0.9 | 0.9 | 0.9 | 0.9 | 0.9 | 0 | 0 | 0 | 0 | 0 | 0 | 0 | 0
F2_Commercial_Grocery_New_Water Heating_Natural Gas_Water Heater_E2 | F2 | Commercial | Grocery | New | Water Heating | Natural Gas | Water Heater | E2 | TRC BC Ratio | 0.9 | 0.9 | 0.9 | 0.9 | 0.9 | 0.9 | 0.9 | 0.9 | 0.9 | 0.9 | 0.9 | 0.9 | 0.9 | 0.9 | 0.9 | 0.9 | 0.9 | 0.9 | 0.9 | 0.9 | 0.9 | 0.9 | 0 | 0 | 0 | 0 | 0 | 0 | 0 | 0
F2_Commercial_Grocery_New_Water Heating_Natural Gas_Water Heater_E3 | F2 | Commercial | Grocery | New | Water Heating | Natural Gas | Water Heater | E3 | TRC BC Ratio | 55.2786 | 55.647 | 56.1243 | 57.0459 | 58.3252 | 59.8648 | 61.2626 | 62.4602 | 63.5969 | 64.7579 | 66.0009 | 67.2135 | 68.36 | 69.5145 | 70.5349 | 71.5009 | 72.5463 | 73.5954 | 74.6501 | 75.705 | 76.7401 | 77.7504 | 0 | 0 | 0 | 0 | 0 | 0 | 0 | 0
F2_Commercial_Grocery_New_Water Heating_Natural Gas_Water Heater_E4 | F2 | Commercial | Grocery | New | Water Heating | Natural Gas | Water Heater | E4 | TRC BC Ratio | 0.9 | 0.9 | 0.9 | 0.9 | 0.9 | 0.9 | 0.9 | 0.9 | 0.9 | 0.9 | 0.9 | 0.9 | 0.9 | 0.9 | 0.9 | 0.9 | 0.9 | 0.9 | 0.9 | 0.9 | 0.9 | 0.9 | 0 | 0 | 0 | 0 | 0 | 0 | 0 | 0
F2_Commercial_Grocery_New_Water Heating_Natural Gas_Water Heater_E5 | F2 | Commercial | Grocery | New | Water Heating | Natural Gas | Water Heater | E5 | TRC BC Ratio | 0 | 0 | 0 | 0 | 0 | 0 | 0 | 0 | 0 | 0 | 0 | 0 | 0 | 0 | 0 | 0 | 0 | 0 | 0 | 0 | 0 | 0 | 0 | 0 | 0 | 0 | 0 | 0 | 0 | 0
F2_Commercial_Grocery_New_Water Heating_Natural Gas_Water Heater_E6 | F2 | Commercial | Grocery | New | Water Heating | Natural Gas | Water Heater | E6 | TRC BC Ratio | 0 | 0 | 0 | 0 | 0 | 0 | 0 | 0 | 0 | 0 | 0 | 0 | 0 | 0 | 0 | 0 | 0 | 0 | 0 | 0 | 0 | 0 | 0 | 0 | 0 | 0 | 0 | 0 | 0 | 0
F2_Commercial_Grocery_New_Water Heating_Natural Gas_Water Heater_E7 | F2 | Commercial | Grocery | New | Water Heating | Natural Gas | Water Heater | E7 | TRC BC Ratio | 0 | 0 | 0 | 0 | 0 | 0 | 0 | 0 | 0 | 0 | 0 | 0 | 0 | 0 | 0 | 0 | 0 | 0 | 0 | 0 | 0 | 0 | 0 | 0 | 0 | 0 | 0 | 0 | 0 | 0
F2_Commercial_Grocery_New_Water Heating_Natural Gas_Water Heater_E8 | F2 | Commercial | Grocery | New | Water Heating | Natural Gas | Water Heater | E8 | TRC BC Ratio | 0 | 0 | 0 | 0 | 0 | 0 | 0 | 0 | 0 | 0 | 0 | 0 | 0 | 0 | 0 | 0 | 0 | 0 | 0 | 0 | 0 | 0 | 0 | 0 | 0 | 0 | 0 | 0 | 0 | 0
F2_Commercial_Grocery_New_Water Heating_Natural Gas_Water Heater_E9 | F2 | Commercial | Grocery | New | Water Heating | Natural Gas | Water Heater | E9 | TRC BC Ratio | 0 | 0 | 0 | 0 | 0 | 0 | 0 | 0 | 0 | 0 | 0 | 0 | 0 | 0 | 0 | 0 | 0 | 0 | 0 | 0 | 0 | 0 | 0 | 0 | 0 | 0 | 0 | 0 | 0 | 0
F2_Commercial_Grocery_New_Water Heating_Natural Gas_Water Heater_E10 | F2 | Commercial | Grocery | New | Water Heating | Natural Gas | Water Heater | E10 | TRC BC Ratio | 0 | 0 | 0 | 0 | 0 | 0 | 0 | 0 | 0 | 0 | 0 | 0 | 0 | 0 | 0 | 0 | 0 | 0 | 0 | 0 | 0 | 0 | 0 | 0 | 0 | 0 | 0 | 0 | 0 | 0
F3_Commercial_Grocery_New_Water Heating_Natural Gas_Water Heater_E1 | F3 | Commercial | Grocery | New | Water Heating | Natural Gas | Water Heater | E1 | PACT BC Ratio | 0.9 | 0.9 | 0.9 | 0.9 | 0.9 | 0.9 | 0.9 | 0.9 | 0.9 | 0.9 | 0.9 | 0.9 | 0.9 | 0.9 | 0.9 | 0.9 | 0.9 | 0.9 | 0.9 | 0.9 | 0.9 | 0.9 | 0 | 0 | 0 | 0 | 0 | 0 | 0 | 0
F3_Commercial_Grocery_New_Water Heating_Natural Gas_Water Heater_E2 | F3 | Commercial | Grocery | New | Water Heating | Natural Gas | Water Heater | E2 | PACT BC Ratio | 0.9 | 0.9 | 0.9 | 0.9 | 0.9 | 0.9 | 0.9 | 0.9 | 0.9 | 0.9 | 0.9 | 0.9 | 0.9 | 0.9 | 0.9 | 0.9 | 0.9 | 0.9 | 0.9 | 0.9 | 0.9 | 0.9 | 0 | 0 | 0 | 0 | 0 | 0 | 0 | 0
F3_Commercial_Grocery_New_Water Heating_Natural Gas_Water Heater_E3 | F3 | Commercial | Grocery | New | Water Heating | Natural Gas | Water Heater | E3 | PACT BC Ratio | 90.3947 | 90.9971 | 91.7776 | 93.2847 | 95.3767 | 97.8944 | 100.1801 | 102.1385 | 103.9973 | 105.8959 | 107.9285 | 109.9113 | 111.7861 | 113.6741 | 115.3427 | 116.9223 | 118.6319 | 120.3474 | 122.0722 | 123.7971 | 125.4897 | 127.1419 | 0 | 0 | 0 | 0 | 0 | 0 | 0 | 0
F3_Commercial_Grocery_New_Water Heating_Natural Gas_Water Heater_E4 | F3 | Commercial | Grocery | New | Water Heating | Natural Gas | Water Heater | E4 | PACT BC Ratio | 0.9 | 0.9 | 0.9 | 0.9 | 0.9 | 0.9 | 0.9 | 0.9 | 0.9 | 0.9 | 0.9 | 0.9 | 0.9 | 0.9 | 0.9 | 0.9 | 0.9 | 0.9 | 0.9 | 0.9 | 0.9 | 0.9 | 0 | 0 | 0 | 0 | 0 | 0 | 0 | 0
F3_Commercial_Grocery_New_Water Heating_Natural Gas_Water Heater_E5 | F3 | Commercial | Grocery | New | Water Heating | Natural Gas | Water Heater | E5 | PACT BC Ratio | 0 | 0 | 0 | 0 | 0 | 0 | 0 | 0 | 0 | 0 | 0 | 0 | 0 | 0 | 0 | 0 | 0 | 0 | 0 | 0 | 0 | 0 | 0 | 0 | 0 | 0 | 0 | 0 | 0 | 0
F3_Commercial_Grocery_New_Water Heating_Natural Gas_Water Heater_E6 | F3 | Commercial | Grocery | New | Water Heating | Natural Gas | Water Heater | E6 | PACT BC Ratio | 0 | 0 | 0 | 0 | 0 | 0 | 0 | 0 | 0 | 0 | 0 | 0 | 0 | 0 | 0 | 0 | 0 | 0 | 0 | 0 | 0 | 0 | 0 | 0 | 0 | 0 | 0 | 0 | 0 | 0
F3_Commercial_Grocery_New_Water Heating_Natural Gas_Water Heater_E7 | F3 | Commercial | Grocery | New | Water Heating | Natural Gas | Water Heater | E7 | PACT BC Ratio | 0 | 0 | 0 | 0 | 0 | 0 | 0 | 0 | 0 | 0 | 0 | 0 | 0 | 0 | 0 | 0 | 0 | 0 | 0 | 0 | 0 | 0 | 0 | 0 | 0 | 0 | 0 | 0 | 0 | 0
F3_Commercial_Grocery_New_Water Heating_Natural Gas_Water Heater_E8 | F3 | Commercial | Grocery | New | Water Heating | Natural Gas | Water Heater | E8 | PACT BC Ratio | 0 | 0 | 0 | 0 | 0 | 0 | 0 | 0 | 0 | 0 | 0 | 0 | 0 | 0 | 0 | 0 | 0 | 0 | 0 | 0 | 0 | 0 | 0 | 0 | 0 | 0 | 0 | 0 | 0 | 0
F3_Commercial_Grocery_New_Water Heating_Natural Gas_Water Heater_E9 | F3 | Commercial | Grocery | New | Water Heating | Natural Gas | Water Heater | E9 | PACT BC Ratio | 0 | 0 | 0 | 0 | 0 | 0 | 0 | 0 | 0 | 0 | 0 | 0 | 0 | 0 | 0 | 0 | 0 | 0 | 0 | 0 | 0 | 0 | 0 | 0 | 0 | 0 | 0 | 0 | 0 | 0
F3_Commercial_Grocery_New_Water Heating_Natural Gas_Water Heater_E10 | F3 | Commercial | Grocery | New | Water Heating | Natural Gas | Water Heater | E10 | PACT BC Ratio | 0 | 0 | 0 | 0 | 0 | 0 | 0 | 0 | 0 | 0 | 0 | 0 | 0 | 0 | 0 | 0 | 0 | 0 | 0 | 0 | 0 | 0 | 0 | 0 | 0 | 0 | 0 | 0 | 0 | 0
F4_Commercial_Grocery_New_Water Heating_Natural Gas_Water Heater_E1 | F4 | Commercial | Grocery | New | Water Heating | Natural Gas | Water Heater | E1 | PCT BC Ratio | 0.9 | 0.9 | 0.9 | 0.9 | 0.9 | 0.9 | 0.9 | 0.9 | 0.9 | 0.9 | 0.9 | 0.9 | 0.9 | 0.9 | 0.9 | 0.9 | 0.9 | 0.9 | 0.9 | 0.9 | 0.9 | 0.9 | 0 | 0 | 0 | 0 | 0 | 0 | 0 | 0
F4_Commercial_Grocery_New_Water Heating_Natural Gas_Water Heater_E2 | F4 | Commercial | Grocery | New | Water Heating | Natural Gas | Water Heater | E2 | PCT BC Ratio | 0.9 | 0.9 | 0.9 | 0.9 | 0.9 | 0.9 | 0.9 | 0.9 | 0.9 | 0.9 | 0.9 | 0.9 | 0.9 | 0.9 | 0.9 | 0.9 | 0.9 | 0.9 | 0.9 | 0.9 | 0.9 | 0.9 | 0 | 0 | 0 | 0 | 0 | 0 | 0 | 0
F4_Commercial_Grocery_New_Water Heating_Natural Gas_Water Heater_E3 | F4 | Commercial | Grocery | New | Water Heating | Natural Gas | Water Heater | E3 | PCT BC Ratio | 97.8678 | 98.5172 | 99.3585 | 100.9831 | 103.2381 | 105.9519 | 108.4158 | 110.5268 | 112.5305 | 114.577 | 116.7681 | 118.9054 | 120.9263 | 122.9615 | 124.7601 | 126.4628 | 128.3056 | 130.1548 | 132.014 | 133.8733 | 135.6979 | 137.4789 | 0 | 0 | 0 | 0 | 0 | 0 | 0 | 0
F4_Commercial_Grocery_New_Water Heating_Natural Gas_Water Heater_E4 | F4 | Commercial | Grocery | New | Water Heating | Natural Gas | Water Heater | E4 | PCT BC Ratio | 0.9 | 0.9 | 0.9 | 0.9 | 0.9 | 0.9 | 0.9 | 0.9 | 0.9 | 0.9 | 0.9 | 0.9 | 0.9 | 0.9 | 0.9 | 0.9 | 0.9 | 0.9 | 0.9 | 0.9 | 0.9 | 0.9 | 0 | 0 | 0 | 0 | 0 | 0 | 0 | 0
F4_Commercial_Grocery_New_Water Heating_Natural Gas_Water Heater_E5 | F4 | Commercial | Grocery | New | Water Heating | Natural Gas | Water Heater | E5 | PCT BC Ratio | 0 | 0 | 0 | 0 | 0 | 0 | 0 | 0 | 0 | 0 | 0 | 0 | 0 | 0 | 0 | 0 | 0 | 0 | 0 | 0 | 0 | 0 | 0 | 0 | 0 | 0 | 0 | 0 | 0 | 0
F4_Commercial_Grocery_New_Water Heating_Natural Gas_Water Heater_E6 | F4 | Commercial | Grocery | New | Water Heating | Natural Gas | Water Heater | E6 | PCT BC Ratio | 0 | 0 | 0 | 0 | 0 | 0 | 0 | 0 | 0 | 0 | 0 | 0 | 0 | 0 | 0 | 0 | 0 | 0 | 0 | 0 | 0 | 0 | 0 | 0 | 0 | 0 | 0 | 0 | 0 | 0
F4_Commercial_Grocery_New_Water Heating_Natural Gas_Water Heater_E7 | F4 | Commercial | Grocery | New | Water Heating | Natural Gas | Water Heater | E7 | PCT BC Ratio | 0 | 0 | 0 | 0 | 0 | 0 | 0 | 0 | 0 | 0 | 0 | 0 | 0 | 0 | 0 | 0 | 0 | 0 | 0 | 0 | 0 | 0 | 0 | 0 | 0 | 0 | 0 | 0 | 0 | 0
F4_Commercial_Grocery_New_Water Heating_Natural Gas_Water Heater_E8 | F4 | Commercial | Grocery | New | Water Heating | Natural Gas | Water Heater | E8 | PCT BC Ratio | 0 | 0 | 0 | 0 | 0 | 0 | 0 | 0 | 0 | 0 | 0 | 0 | 0 | 0 | 0 | 0 | 0 | 0 | 0 | 0 | 0 | 0 | 0 | 0 | 0 | 0 | 0 | 0 | 0 | 0
F4_Commercial_Grocery_New_Water Heating_Natural Gas_Water Heater_E9 | F4 | Commercial | Grocery | New | Water Heating | Natural Gas | Water Heater | E9 | PCT BC Ratio | 0 | 0 | 0 | 0 | 0 | 0 | 0 | 0 | 0 | 0 | 0 | 0 | 0 | 0 | 0 | 0 | 0 | 0 | 0 | 0 | 0 | 0 | 0 | 0 | 0 | 0 | 0 | 0 | 0 | 0
F4_Commercial_Grocery_New_Water Heating_Natural Gas_Water Heater_E10 | F4 | Commercial | Grocery | New | Water Heating | Natural Gas | Water Heater | E10 | PCT BC Ratio | 0 | 0 | 0 | 0 | 0 | 0 | 0 | 0 | 0 | 0 | 0 | 0 | 0 | 0 | 0 | 0 | 0 | 0 | 0 | 0 | 0 | 0 | 0 | 0 | 0 | 0 | 0 | 0 | 0 | 0
F5_Commercial_Grocery_New_Water Heating_Natural Gas_Water Heater_E1 | F5 | Commercial | Grocery | New | Water Heating | Natural Gas | Water Heater | E1 | RIM BC Ratio | 0.9 | 0.9 | 0.9 | 0.9 | 0.9 | 0.9 | 0.9 | 0.9 | 0.9 | 0.9 | 0.9 | 0.9 | 0.9 | 0.9 | 0.9 | 0.9 | 0.9 | 0.9 | 0.9 | 0.9 | 0.9 | 0.9 | 0 | 0 | 0 | 0 | 0 | 0 | 0 | 0
F5_Commercial_Grocery_New_Water Heating_Natural Gas_Water Heater_E2 | F5 | Commercial | Grocery | New | Water Heating | Natural Gas | Water Heater | E2 | RIM BC Ratio | 0.9 | 0.9 | 0.9 | 0.9 | 0.9 | 0.9 | 0.9 | 0.9 | 0.9 | 0.9 | 0.9 | 0.9 | 0.9 | 0.9 | 0.9 | 0.9 | 0.9 | 0.9 | 0.9 | 0.9 | 0.9 | 0.9 | 0 | 0 | 0 | 0 | 0 | 0 | 0 | 0
F5_Commercial_Grocery_New_Water Heating_Natural Gas_Water Heater_E3 | F5 | Commercial | Grocery | New | Water Heating | Natural Gas | Water Heater | E3 | RIM BC Ratio | 0.82704 | 0.82709 | 0.82716 | 0.82728 | 0.82744 | 0.82762 | 0.82778 | 0.82791 | 0.82803 | 0.82815 | 0.82827 | 0.82839 | 0.82849 | 0.8286 | 0.82868 | 0.82876 | 0.82885 | 0.82893 | 0.82901 | 0.82909 | 0.82916 | 0.82924 | 0 | 0 | 0 | 0 | 0 | 0 | 0 | 0
F5_Commercial_Grocery_New_Water Heating_Natural Gas_Water Heater_E4 | F5 | Commercial | Grocery | New | Water Heating | Natural Gas | Water Heater | E4 | RIM BC Ratio | 0.9 | 0.9 | 0.9 | 0.9 | 0.9 | 0.9 | 0.9 | 0.9 | 0.9 | 0.9 | 0.9 | 0.9 | 0.9 | 0.9 | 0.9 | 0.9 | 0.9 | 0.9 | 0.9 | 0.9 | 0.9 | 0.9 | 0 | 0 | 0 | 0 | 0 | 0 | 0 | 0
F5_Commercial_Grocery_New_Water Heating_Natural Gas_Water Heater_E5 | F5 | Commercial | Grocery | New | Water Heating | Natural Gas | Water Heater | E5 | RIM BC Ratio | 0 | 0 | 0 | 0 | 0 | 0 | 0 | 0 | 0 | 0 | 0 | 0 | 0 | 0 | 0 | 0 | 0 | 0 | 0 | 0 | 0 | 0 | 0 | 0 | 0 | 0 | 0 | 0 | 0 | 0
F5_Commercial_Grocery_New_Water Heating_Natural Gas_Water Heater_E6 | F5 | Commercial | Grocery | New | Water Heating | Natural Gas | Water Heater | E6 | RIM BC Ratio | 0 | 0 | 0 | 0 | 0 | 0 | 0 | 0 | 0 | 0 | 0 | 0 | 0 | 0 | 0 | 0 | 0 | 0 | 0 | 0 | 0 | 0 | 0 | 0 | 0 | 0 | 0 | 0 | 0 | 0
F5_Commercial_Grocery_New_Water Heating_Natural Gas_Water Heater_E7 | F5 | Commercial | Grocery | New | Water Heating | Natural Gas | Water Heater | E7 | RIM BC Ratio | 0 | 0 | 0 | 0 | 0 | 0 | 0 | 0 | 0 | 0 | 0 | 0 | 0 | 0 | 0 | 0 | 0 | 0 | 0 | 0 | 0 | 0 | 0 | 0 | 0 | 0 | 0 | 0 | 0 | 0
F5_Commercial_Grocery_New_Water Heating_Natural Gas_Water Heater_E8 | F5 | Commercial | Grocery | New | Water Heating | Natural Gas | Water Heater | E8 | RIM BC Ratio | 0 | 0 | 0 | 0 | 0 | 0 | 0 | 0 | 0 | 0 | 0 | 0 | 0 | 0 | 0 | 0 | 0 | 0 | 0 | 0 | 0 | 0 | 0 | 0 | 0 | 0 | 0 | 0 | 0 | 0
F5_Commercial_Grocery_New_Water Heating_Natural Gas_Water Heater_E9 | F5 | Commercial | Grocery | New | Water Heating | Natural Gas | Water Heater | E9 | RIM BC Ratio | 0 | 0 | 0 | 0 | 0 | 0 | 0 | 0 | 0 | 0 | 0 | 0 | 0 | 0 | 0 | 0 | 0 | 0 | 0 | 0 | 0 | 0 | 0 | 0 | 0 | 0 | 0 | 0 | 0 | 0
F5_Commercial_Grocery_New_Water Heating_Natural Gas_Water Heater_E10 | F5 | Commercial | Grocery | New | Water Heating | Natural Gas | Water Heater | E10 | RIM BC Ratio | 0 | 0 | 0 | 0 | 0 | 0 | 0 | 0 | 0 | 0 | 0 | 0 | 0 | 0 | 0 | 0 | 0 | 0 | 0 | 0 | 0 | 0 | 0 | 0 | 0 | 0 | 0 | 0 | 0 | 0
F0_Commercial_Grocery_New_Food Preparation_Natural Gas_Oven_E0 | F0 | Commercial | Grocery | New | Food Preparation | Natural Gas | Oven | E0 | Economic Unit | ENERGY STAR (>44% Baking Efficiency) | ENERGY STAR (>44% Baking Efficiency) | ENERGY STAR (>44% Baking Efficiency) | ENERGY STAR (>44% Baking Efficiency) | ENERGY STAR (>44% Baking Efficiency) | ENERGY STAR (>44% Baking Efficiency) | ENERGY STAR (>44% Baking Efficiency) | ENERGY STAR (>44% Baking Efficiency) | ENERGY STAR (>44% Baking Efficiency) | ENERGY STAR (>44% Baking Efficiency) | ENERGY STAR (>44% Baking Efficiency) | ENERGY STAR (>44% Baking Efficiency) | ENERGY STAR (>44% Baking Efficiency) | ENERGY STAR (>44% Baking Efficiency) | ENERGY STAR (>44% Baking Efficiency) | ENERGY STAR (>44% Baking Efficiency) | ENERGY STAR (>44% Baking Efficiency) | ENERGY STAR (>44% Baking Efficiency) | ENERGY STAR (>44% Baking Efficiency) | ENERGY STAR (>44% Baking Efficiency) | ENERGY STAR (>44% Baking Efficiency) | ENERGY STAR (>44% Baking Efficiency) | 0 | 0 | 0 | 0 | 0 | 0 | 0 | 0
F1_Commercial_Grocery_New_Food Preparation_Natural Gas_Oven_E1 | F1 | Commercial | Grocery | New | Food Preparation | Natural Gas | Oven | E1 | CCE | 0 | 0 | 0 | 0 | 0 | 0 | 0 | 0 | 0 | 0 | 0 | 0 | 0 | 0 | 0 | 0 | 0 | 0 | 0 | 0 | 0 | 0 | 0 | 0 | 0 | 0 | 0 | 0 | 0 | 0
F1_Commercial_Grocery_New_Food Preparation_Natural Gas_Oven_E2 | F1 | Commercial | Grocery | New | Food Preparation | Natural Gas | Oven | E2 | CCE | 0.00045896 | 0.00045896 | 0.00048217 | 0.00047484 | 0.00046772 | 0.00045882 | 0.00045757 | 0.00045463 | 0.00045189 | 0.00044776 | 0.00044712 | 0.00044507 | 0.00044323 | 0.00043973 | 0.00044019 | 0.00043885 | 0.00043753 | 0.00043464 | 0.00043549 | 0.00043464 | 0.000434 | 0.00043158 | 0 | 0 | 0 | 0 | 0 | 0 | 0 | 0
F1_Commercial_Grocery_New_Food Preparation_Natural Gas_Oven_E3 | F1 | Commercial | Grocery | New | Food Preparation | Natural Gas | Oven | E3 | CCE | 0 | 0 | 0 | 0 | 0 | 0 | 0 | 0 | 0 | 0 | 0 | 0 | 0 | 0 | 0 | 0 | 0 | 0 | 0 | 0 | 0 | 0 | 0 | 0 | 0 | 0 | 0 | 0 | 0 | 0
F1_Commercial_Grocery_New_Food Preparation_Natural Gas_Oven_E4 | F1 | Commercial | Grocery | New | Food Preparation | Natural Gas | Oven | E4 | CCE | 0 | 0 | 0 | 0 | 0 | 0 | 0 | 0 | 0 | 0 | 0 | 0 | 0 | 0 | 0 | 0 | 0 | 0 | 0 | 0 | 0 | 0 | 0 | 0 | 0 | 0 | 0 | 0 | 0 | 0
F1_Commercial_Grocery_New_Food Preparation_Natural Gas_Oven_E5 | F1 | Commercial | Grocery | New | Food Preparation | Natural Gas | Oven | E5 | CCE | 0 | 0 | 0 | 0 | 0 | 0 | 0 | 0 | 0 | 0 | 0 | 0 | 0 | 0 | 0 | 0 | 0 | 0 | 0 | 0 | 0 | 0 | 0 | 0 | 0 | 0 | 0 | 0 | 0 | 0
F1_Commercial_Grocery_New_Food Preparation_Natural Gas_Oven_E6 | F1 | Commercial | Grocery | New | Food Preparation | Natural Gas | Oven | E6 | CCE | 0 | 0 | 0 | 0 | 0 | 0 | 0 | 0 | 0 | 0 | 0 | 0 | 0 | 0 | 0 | 0 | 0 | 0 | 0 | 0 | 0 | 0 | 0 | 0 | 0 | 0 | 0 | 0 | 0 | 0
F1_Commercial_Grocery_New_Food Preparation_Natural Gas_Oven_E7 | F1 | Commercial | Grocery | New | Food Preparation | Natural Gas | Oven | E7 | CCE | 0 | 0 | 0 | 0 | 0 | 0 | 0 | 0 | 0 | 0 | 0 | 0 | 0 | 0 | 0 | 0 | 0 | 0 | 0 | 0 | 0 | 0 | 0 | 0 | 0 | 0 | 0 | 0 | 0 | 0
F1_Commercial_Grocery_New_Food Preparation_Natural Gas_Oven_E8 | F1 | Commercial | Grocery | New | Food Preparation | Natural Gas | Oven | E8 | CCE | 0 | 0 | 0 | 0 | 0 | 0 | 0 | 0 | 0 | 0 | 0 | 0 | 0 | 0 | 0 | 0 | 0 | 0 | 0 | 0 | 0 | 0 | 0 | 0 | 0 | 0 | 0 | 0 | 0 | 0
F1_Commercial_Grocery_New_Food Preparation_Natural Gas_Oven_E9 | F1 | Commercial | Grocery | New | Food Preparation | Natural Gas | Oven | E9 | CCE | 0 | 0 | 0 | 0 | 0 | 0 | 0 | 0 | 0 | 0 | 0 | 0 | 0 | 0 | 0 | 0 | 0 | 0 | 0 | 0 | 0 | 0 | 0 | 0 | 0 | 0 | 0 | 0 | 0 | 0
F1_Commercial_Grocery_New_Food Preparation_Natural Gas_Oven_E10 | F1 | Commercial | Grocery | New | Food Preparation | Natural Gas | Oven | E10 | CCE | 0 | 0 | 0 | 0 | 0 | 0 | 0 | 0 | 0 | 0 | 0 | 0 | 0 | 0 | 0 | 0 | 0 | 0 | 0 | 0 | 0 | 0 | 0 | 0 | 0 | 0 | 0 | 0 | 0 | 0
F2_Commercial_Grocery_New_Food Preparation_Natural Gas_Oven_E1 | F2 | Commercial | Grocery | New | Food Preparation | Natural Gas | Oven | E1 | TRC BC Ratio | 0.9 | 0.9 | 0.9 | 0.9 | 0.9 | 0.9 | 0.9 | 0.9 | 0.9 | 0.9 | 0.9 | 0.9 | 0.9 | 0.9 | 0.9 | 0.9 | 0.9 | 0.9 | 0.9 | 0.9 | 0.9 | 0.9 | 0 | 0 | 0 | 0 | 0 | 0 | 0 | 0
F2_Commercial_Grocery_New_Food Preparation_Natural Gas_Oven_E2 | F2 | Commercial | Grocery | New | Food Preparation | Natural Gas | Oven | E2 | TRC BC Ratio | 19.3861 | 19.5519 | 19.7505 | 20.079 | 20.517 | 21.0337 | 21.5085 | 21.9312 | 22.3413 | 22.739 | 23.1401 | 23.5301 | 23.8972 | 24.2648 | 24.6161 | 24.9765 | 25.3618 | 25.7498 | 26.141 | 26.5337 | 26.9222 | 27.305 | 0 | 0 | 0 | 0 | 0 | 0 | 0 | 0
F2_Commercial_Grocery_New_Food Preparation_Natural Gas_Oven_E3 | F2 | Commercial | Grocery | New | Food Preparation | Natural Gas | Oven | E3 | TRC BC Ratio | 0 | 0 | 0 | 0 | 0 | 0 | 0 | 0 | 0 | 0 | 0 | 0 | 0 | 0 | 0 | 0 | 0 | 0 | 0 | 0 | 0 | 0 | 0 | 0 | 0 | 0 | 0 | 0 | 0 | 0
F2_Commercial_Grocery_New_Food Preparation_Natural Gas_Oven_E4 | F2 | Commercial | Grocery | New | Food Preparation | Natural Gas | Oven | E4 | TRC BC Ratio | 0 | 0 | 0 | 0 | 0 | 0 | 0 | 0 | 0 | 0 | 0 | 0 | 0 | 0 | 0 | 0 | 0 | 0 | 0 | 0 | 0 | 0 | 0 | 0 | 0 | 0 | 0 | 0 | 0 | 0
F2_Commercial_Grocery_New_Food Preparation_Natural Gas_Oven_E5 | F2 | Commercial | Grocery | New | Food Preparation | Natural Gas | Oven | E5 | TRC BC Ratio | 0 | 0 | 0 | 0 | 0 | 0 | 0 | 0 | 0 | 0 | 0 | 0 | 0 | 0 | 0 | 0 | 0 | 0 | 0 | 0 | 0 | 0 | 0 | 0 | 0 | 0 | 0 | 0 | 0 | 0
F2_Commercial_Grocery_New_Food Preparation_Natural Gas_Oven_E6 | F2 | Commercial | Grocery | New | Food Preparation | Natural Gas | Oven | E6 | TRC BC Ratio | 0 | 0 | 0 | 0 | 0 | 0 | 0 | 0 | 0 | 0 | 0 | 0 | 0 | 0 | 0 | 0 | 0 | 0 | 0 | 0 | 0 | 0 | 0 | 0 | 0 | 0 | 0 | 0 | 0 | 0
F2_Commercial_Grocery_New_Food Preparation_Natural Gas_Oven_E7 | F2 | Commercial | Grocery | New | Food Preparation | Natural Gas | Oven | E7 | TRC BC Ratio | 0 | 0 | 0 | 0 | 0 | 0 | 0 | 0 | 0 | 0 | 0 | 0 | 0 | 0 | 0 | 0 | 0 | 0 | 0 | 0 | 0 | 0 | 0 | 0 | 0 | 0 | 0 | 0 | 0 | 0
F2_Commercial_Grocery_New_Food Preparation_Natural Gas_Oven_E8 | F2 | Commercial | Grocery | New | Food Preparation | Natural Gas | Oven | E8 | TRC BC Ratio | 0 | 0 | 0 | 0 | 0 | 0 | 0 | 0 | 0 | 0 | 0 | 0 | 0 | 0 | 0 | 0 | 0 | 0 | 0 | 0 | 0 | 0 | 0 | 0 | 0 | 0 | 0 | 0 | 0 | 0
F2_Commercial_Grocery_New_Food Preparation_Natural Gas_Oven_E9 | F2 | Commercial | Grocery | New | Food Preparation | Natural Gas | Oven | E9 | TRC BC Ratio | 0 | 0 | 0 | 0 | 0 | 0 | 0 | 0 | 0 | 0 | 0 | 0 | 0 | 0 | 0 | 0 | 0 | 0 | 0 | 0 | 0 | 0 | 0 | 0 | 0 | 0 | 0 | 0 | 0 | 0
F2_Commercial_Grocery_New_Food Preparation_Natural Gas_Oven_E10 | F2 | Commercial | Grocery | New | Food Preparation | Natural Gas | Oven | E10 | TRC BC Ratio | 0 | 0 | 0 | 0 | 0 | 0 | 0 | 0 | 0 | 0 | 0 | 0 | 0 | 0 | 0 | 0 | 0 | 0 | 0 | 0 | 0 | 0 | 0 | 0 | 0 | 0 | 0 | 0 | 0 | 0
F3_Commercial_Grocery_New_Food Preparation_Natural Gas_Oven_E1 | F3 | Commercial | Grocery | New | Food Preparation | Natural Gas | Oven | E1 | PACT BC Ratio | 0.9 | 0.9 | 0.9 | 0.9 | 0.9 | 0.9 | 0.9 | 0.9 | 0.9 | 0.9 | 0.9 | 0.9 | 0.9 | 0.9 | 0.9 | 0.9 | 0.9 | 0.9 | 0.9 | 0.9 | 0.9 | 0.9 | 0 | 0 | 0 | 0 | 0 | 0 | 0 | 0
F3_Commercial_Grocery_New_Food Preparation_Natural Gas_Oven_E2 | F3 | Commercial | Grocery | New | Food Preparation | Natural Gas | Oven | E2 | PACT BC Ratio | 19.3861 | 19.5519 | 19.7505 | 20.079 | 20.517 | 21.0337 | 21.5085 | 21.9312 | 22.3413 | 22.739 | 23.1401 | 23.5301 | 23.8972 | 24.2648 | 24.6161 | 24.9765 | 25.3618 | 25.7498 | 26.141 | 26.5337 | 26.9222 | 27.305 | 0 | 0 | 0 | 0 | 0 | 0 | 0 | 0
F3_Commercial_Grocery_New_Food Preparation_Natural Gas_Oven_E3 | F3 | Commercial | Grocery | New | Food Preparation | Natural Gas | Oven | E3 | PACT BC Ratio | 0 | 0 | 0 | 0 | 0 | 0 | 0 | 0 | 0 | 0 | 0 | 0 | 0 | 0 | 0 | 0 | 0 | 0 | 0 | 0 | 0 | 0 | 0 | 0 | 0 | 0 | 0 | 0 | 0 | 0
F3_Commercial_Grocery_New_Food Preparation_Natural Gas_Oven_E4 | F3 | Commercial | Grocery | New | Food Preparation | Natural Gas | Oven | E4 | PACT BC Ratio | 0 | 0 | 0 | 0 | 0 | 0 | 0 | 0 | 0 | 0 | 0 | 0 | 0 | 0 | 0 | 0 | 0 | 0 | 0 | 0 | 0 | 0 | 0 | 0 | 0 | 0 | 0 | 0 | 0 | 0
F3_Commercial_Grocery_New_Food Preparation_Natural Gas_Oven_E5 | F3 | Commercial | Grocery | New | Food Preparation | Natural Gas | Oven | E5 | PACT BC Ratio | 0 | 0 | 0 | 0 | 0 | 0 | 0 | 0 | 0 | 0 | 0 | 0 | 0 | 0 | 0 | 0 | 0 | 0 | 0 | 0 | 0 | 0 | 0 | 0 | 0 | 0 | 0 | 0 | 0 | 0
F3_Commercial_Grocery_New_Food Preparation_Natural Gas_Oven_E6 | F3 | Commercial | Grocery | New | Food Preparation | Natural Gas | Oven | E6 | PACT BC Ratio | 0 | 0 | 0 | 0 | 0 | 0 | 0 | 0 | 0 | 0 | 0 | 0 | 0 | 0 | 0 | 0 | 0 | 0 | 0 | 0 | 0 | 0 | 0 | 0 | 0 | 0 | 0 | 0 | 0 | 0
F3_Commercial_Grocery_New_Food Preparation_Natural Gas_Oven_E7 | F3 | Commercial | Grocery | New | Food Preparation | Natural Gas | Oven | E7 | PACT BC Ratio | 0 | 0 | 0 | 0 | 0 | 0 | 0 | 0 | 0 | 0 | 0 | 0 | 0 | 0 | 0 | 0 | 0 | 0 | 0 | 0 | 0 | 0 | 0 | 0 | 0 | 0 | 0 | 0 | 0 | 0
F3_Commercial_Grocery_New_Food Preparation_Natural Gas_Oven_E8 | F3 | Commercial | Grocery | New | Food Preparation | Natural Gas | Oven | E8 | PACT BC Ratio | 0 | 0 | 0 | 0 | 0 | 0 | 0 | 0 | 0 | 0 | 0 | 0 | 0 | 0 | 0 | 0 | 0 | 0 | 0 | 0 | 0 | 0 | 0 | 0 | 0 | 0 | 0 | 0 | 0 | 0
F3_Commercial_Grocery_New_Food Preparation_Natural Gas_Oven_E9 | F3 | Commercial | Grocery | New | Food Preparation | Natural Gas | Oven | E9 | PACT BC Ratio | 0 | 0 | 0 | 0 | 0 | 0 | 0 | 0 | 0 | 0 | 0 | 0 | 0 | 0 | 0 | 0 | 0 | 0 | 0 | 0 | 0 | 0 | 0 | 0 | 0 | 0 | 0 | 0 | 0 | 0
F3_Commercial_Grocery_New_Food Preparation_Natural Gas_Oven_E10 | F3 | Commercial | Grocery | New | Food Preparation | Natural Gas | Oven | E10 | PACT BC Ratio | 0 | 0 | 0 | 0 | 0 | 0 | 0 | 0 | 0 | 0 | 0 | 0 | 0 | 0 | 0 | 0 | 0 | 0 | 0 | 0 | 0 | 0 | 0 | 0 | 0 | 0 | 0 | 0 | 0 | 0
F4_Commercial_Grocery_New_Food Preparation_Natural Gas_Oven_E1 | F4 | Commercial | Grocery | New | Food Preparation | Natural Gas | Oven | E1 | PCT BC Ratio | 0.9 | 0.9 | 0.9 | 0.9 | 0.9 | 0.9 | 0.9 | 0.9 | 0.9 | 0.9 | 0.9 | 0.9 | 0.9 | 0.9 | 0.9 | 0.9 | 0.9 | 0.9 | 0.9 | 0.9 | 0.9 | 0.9 | 0 | 0 | 0 | 0 | 0 | 0 | 0 | 0
F4_Commercial_Grocery_New_Food Preparation_Natural Gas_Oven_E2 | F4 | Commercial | Grocery | New | Food Preparation | Natural Gas | Oven | E2 | PCT BC Ratio | 49.7741 | 50.1913 | 50.6909 | 51.5175 | 52.6194 | 53.9194 | 55.1139 | 56.1776 | 57.2092 | 58.2099 | 59.2191 | 60.2001 | 61.1237 | 62.0487 | 62.9326 | 63.8392 | 64.8088 | 65.7849 | 66.769 | 67.7572 | 68.7346 | 69.6977 | 0 | 0 | 0 | 0 | 0 | 0 | 0 | 0
F4_Commercial_Grocery_New_Food Preparation_Natural Gas_Oven_E3 | F4 | Commercial | Grocery | New | Food Preparation | Natural Gas | Oven | E3 | PCT BC Ratio | 0 | 0 | 0 | 0 | 0 | 0 | 0 | 0 | 0 | 0 | 0 | 0 | 0 | 0 | 0 | 0 | 0 | 0 | 0 | 0 | 0 | 0 | 0 | 0 | 0 | 0 | 0 | 0 | 0 | 0
F4_Commercial_Grocery_New_Food Preparation_Natural Gas_Oven_E4 | F4 | Commercial | Grocery | New | Food Preparation | Natural Gas | Oven | E4 | PCT BC Ratio | 0 | 0 | 0 | 0 | 0 | 0 | 0 | 0 | 0 | 0 | 0 | 0 | 0 | 0 | 0 | 0 | 0 | 0 | 0 | 0 | 0 | 0 | 0 | 0 | 0 | 0 | 0 | 0 | 0 | 0
F4_Commercial_Grocery_New_Food Preparation_Natural Gas_Oven_E5 | F4 | Commercial | Grocery | New | Food Preparation | Natural Gas | Oven | E5 | PCT BC Ratio | 0 | 0 | 0 | 0 | 0 | 0 | 0 | 0 | 0 | 0 | 0 | 0 | 0 | 0 | 0 | 0 | 0 | 0 | 0 | 0 | 0 | 0 | 0 | 0 | 0 | 0 | 0 | 0 | 0 | 0
F4_Commercial_Grocery_New_Food Preparation_Natural Gas_Oven_E6 | F4 | Commercial | Grocery | New | Food Preparation | Natural Gas | Oven | E6 | PCT BC Ratio | 0 | 0 | 0 | 0 | 0 | 0 | 0 | 0 | 0 | 0 | 0 | 0 | 0 | 0 | 0 | 0 | 0 | 0 | 0 | 0 | 0 | 0 | 0 | 0 | 0 | 0 | 0 | 0 | 0 | 0
F4_Commercial_Grocery_New_Food Preparation_Natural Gas_Oven_E7 | F4 | Commercial | Grocery | New | Food Preparation | Natural Gas | Oven | E7 | PCT BC Ratio | 0 | 0 | 0 | 0 | 0 | 0 | 0 | 0 | 0 | 0 | 0 | 0 | 0 | 0 | 0 | 0 | 0 | 0 | 0 | 0 | 0 | 0 | 0 | 0 | 0 | 0 | 0 | 0 | 0 | 0
F4_Commercial_Grocery_New_Food Preparation_Natural Gas_Oven_E8 | F4 | Commercial | Grocery | New | Food Preparation | Natural Gas | Oven | E8 | PCT BC Ratio | 0 | 0 | 0 | 0 | 0 | 0 | 0 | 0 | 0 | 0 | 0 | 0 | 0 | 0 | 0 | 0 | 0 | 0 | 0 | 0 | 0 | 0 | 0 | 0 | 0 | 0 | 0 | 0 | 0 | 0
F4_Commercial_Grocery_New_Food Preparation_Natural Gas_Oven_E9 | F4 | Commercial | Grocery | New | Food Preparation | Natural Gas | Oven | E9 | PCT BC Ratio | 0 | 0 | 0 | 0 | 0 | 0 | 0 | 0 | 0 | 0 | 0 | 0 | 0 | 0 | 0 | 0 | 0 | 0 | 0 | 0 | 0 | 0 | 0 | 0 | 0 | 0 | 0 | 0 | 0 | 0
F4_Commercial_Grocery_New_Food Preparation_Natural Gas_Oven_E10 | F4 | Commercial | Grocery | New | Food Preparation | Natural Gas | Oven | E10 | PCT BC Ratio | 0 | 0 | 0 | 0 | 0 | 0 | 0 | 0 | 0 | 0 | 0 | 0 | 0 | 0 | 0 | 0 | 0 | 0 | 0 | 0 | 0 | 0 | 0 | 0 | 0 | 0 | 0 | 0 | 0 | 0
F5_Commercial_Grocery_New_Food Preparation_Natural Gas_Oven_E1 | F5 | Commercial | Grocery | New | Food Preparation | Natural Gas | Oven | E1 | RIM BC Ratio | 0.9 | 0.9 | 0.9 | 0.9 | 0.9 | 0.9 | 0.9 | 0.9 | 0.9 | 0.9 | 0.9 | 0.9 | 0.9 | 0.9 | 0.9 | 0.9 | 0.9 | 0.9 | 0.9 | 0.9 | 0.9 | 0.9 | 0 | 0 | 0 | 0 | 0 | 0 | 0 | 0
F5_Commercial_Grocery_New_Food Preparation_Natural Gas_Oven_E2 | F5 | Commercial | Grocery | New | Food Preparation | Natural Gas | Oven | E2 | RIM BC Ratio | 0.80022 | 0.80051 | 0.80083 | 0.80137 | 0.80205 | 0.80282 | 0.8035 | 0.80408 | 0.80462 | 0.80513 | 0.80562 | 0.80608 | 0.80651 | 0.80692 | 0.80731 | 0.80769 | 0.80808 | 0.80847 | 0.80885 | 0.80922 | 0.80958 | 0.80992 | 0 | 0 | 0 | 0 | 0 | 0 | 0 | 0
F5_Commercial_Grocery_New_Food Preparation_Natural Gas_Oven_E3 | F5 | Commercial | Grocery | New | Food Preparation | Natural Gas | Oven | E3 | RIM BC Ratio | 0 | 0 | 0 | 0 | 0 | 0 | 0 | 0 | 0 | 0 | 0 | 0 | 0 | 0 | 0 | 0 | 0 | 0 | 0 | 0 | 0 | 0 | 0 | 0 | 0 | 0 | 0 | 0 | 0 | 0
F5_Commercial_Grocery_New_Food Preparation_Natural Gas_Oven_E4 | F5 | Commercial | Grocery | New | Food Preparation | Natural Gas | Oven | E4 | RIM BC Ratio | 0 | 0 | 0 | 0 | 0 | 0 | 0 | 0 | 0 | 0 | 0 | 0 | 0 | 0 | 0 | 0 | 0 | 0 | 0 | 0 | 0 | 0 | 0 | 0 | 0 | 0 | 0 | 0 | 0 | 0
F5_Commercial_Grocery_New_Food Preparation_Natural Gas_Oven_E5 | F5 | Commercial | Grocery | New | Food Preparation | Natural Gas | Oven | E5 | RIM BC Ratio | 0 | 0 | 0 | 0 | 0 | 0 | 0 | 0 | 0 | 0 | 0 | 0 | 0 | 0 | 0 | 0 | 0 | 0 | 0 | 0 | 0 | 0 | 0 | 0 | 0 | 0 | 0 | 0 | 0 | 0
F5_Commercial_Grocery_New_Food Preparation_Natural Gas_Oven_E6 | F5 | Commercial | Grocery | New | Food Preparation | Natural Gas | Oven | E6 | RIM BC Ratio | 0 | 0 | 0 | 0 | 0 | 0 | 0 | 0 | 0 | 0 | 0 | 0 | 0 | 0 | 0 | 0 | 0 | 0 | 0 | 0 | 0 | 0 | 0 | 0 | 0 | 0 | 0 | 0 | 0 | 0
F5_Commercial_Grocery_New_Food Preparation_Natural Gas_Oven_E7 | F5 | Commercial | Grocery | New | Food Preparation | Natural Gas | Oven | E7 | RIM BC Ratio | 0 | 0 | 0 | 0 | 0 | 0 | 0 | 0 | 0 | 0 | 0 | 0 | 0 | 0 | 0 | 0 | 0 | 0 | 0 | 0 | 0 | 0 | 0 | 0 | 0 | 0 | 0 | 0 | 0 | 0
F5_Commercial_Grocery_New_Food Preparation_Natural Gas_Oven_E8 | F5 | Commercial | Grocery | New | Food Preparation | Natural Gas | Oven | E8 | RIM BC Ratio | 0 | 0 | 0 | 0 | 0 | 0 | 0 | 0 | 0 | 0 | 0 | 0 | 0 | 0 | 0 | 0 | 0 | 0 | 0 | 0 | 0 | 0 | 0 | 0 | 0 | 0 | 0 | 0 | 0 | 0
F5_Commercial_Grocery_New_Food Preparation_Natural Gas_Oven_E9 | F5 | Commercial | Grocery | New | Food Preparation | Natural Gas | Oven | E9 | RIM BC Ratio | 0 | 0 | 0 | 0 | 0 | 0 | 0 | 0 | 0 | 0 | 0 | 0 | 0 | 0 | 0 | 0 | 0 | 0 | 0 | 0 | 0 | 0 | 0 | 0 | 0 | 0 | 0 | 0 | 0 | 0
F5_Commercial_Grocery_New_Food Preparation_Natural Gas_Oven_E10 | F5 | Commercial | Grocery | New | Food Preparation | Natural Gas | Oven | E10 | RIM BC Ratio | 0 | 0 | 0 | 0 | 0 | 0 | 0 | 0 | 0 | 0 | 0 | 0 | 0 | 0 | 0 | 0 | 0 | 0 | 0 | 0 | 0 | 0 | 0 | 0 | 0 | 0 | 0 | 0 | 0 | 0
F0_Commercial_Grocery_New_Food Preparation_Natural Gas_Conveyor Oven_E0 | F0 | Commercial | Grocery | New | Food Preparation | Natural Gas | Conveyor Oven | E0 | Economic Unit | Efficient (>44% Baking Efficiency) | Efficient (>44% Baking Efficiency) | Efficient (>44% Baking Efficiency) | Efficient (>44% Baking Efficiency) | Efficient (>44% Baking Efficiency) | Efficient (>44% Baking Efficiency) | Efficient (>44% Baking Efficiency) | Efficient (>44% Baking Efficiency) | Efficient (>44% Baking Efficiency) | Efficient (>44% Baking Efficiency) | Efficient (>44% Baking Efficiency) | Efficient (>44% Baking Efficiency) | Efficient (>44% Baking Efficiency) | Efficient (>44% Baking Efficiency) | Efficient (>44% Baking Efficiency) | Efficient (>44% Baking Efficiency) | Efficient (>44% Baking Efficiency) | Efficient (>44% Baking Efficiency) | Efficient (>44% Baking Efficiency) | Efficient (>44% Baking Efficiency) | Efficient (>44% Baking Efficiency) | Efficient (>44% Baking Efficiency) | 0 | 0 | 0 | 0 | 0 | 0 | 0 | 0
F1_Commercial_Grocery_New_Food Preparation_Natural Gas_Conveyor Oven_E1 | F1 | Commercial | Grocery | New | Food Preparation | Natural Gas | Conveyor Oven | E1 | CCE | 0 | 0 | 0 | 0 | 0 | 0 | 0 | 0 | 0 | 0 | 0 | 0 | 0 | 0 | 0 | 0 | 0 | 0 | 0 | 0 | 0 | 0 | 0 | 0 | 0 | 0 | 0 | 0 | 0 | 0
F1_Commercial_Grocery_New_Food Preparation_Natural Gas_Conveyor Oven_E2 | F1 | Commercial | Grocery | New | Food Preparation | Natural Gas | Conveyor Oven | E2 | CCE | 0.0034054 | 0.0034054 | 0.0035776 | 0.0035232 | 0.0034703 | 0.0034043 | 0.003395 | 0.0033732 | 0.0033529 | 0.0033223 | 0.0033175 | 0.0033023 | 0.0032887 | 0.0032626 | 0.0032661 | 0.0032561 | 0.0032463 | 0.0032249 | 0.0032312 | 0.0032249 | 0.0032202 | 0.0032022 | 0 | 0 | 0 | 0 | 0 | 0 | 0 | 0
F1_Commercial_Grocery_New_Food Preparation_Natural Gas_Conveyor Oven_E3 | F1 | Commercial | Grocery | New | Food Preparation | Natural Gas | Conveyor Oven | E3 | CCE | 0 | 0 | 0 | 0 | 0 | 0 | 0 | 0 | 0 | 0 | 0 | 0 | 0 | 0 | 0 | 0 | 0 | 0 | 0 | 0 | 0 | 0 | 0 | 0 | 0 | 0 | 0 | 0 | 0 | 0
F1_Commercial_Grocery_New_Food Preparation_Natural Gas_Conveyor Oven_E4 | F1 | Commercial | Grocery | New | Food Preparation | Natural Gas | Conveyor Oven | E4 | CCE | 0 | 0 | 0 | 0 | 0 | 0 | 0 | 0 | 0 | 0 | 0 | 0 | 0 | 0 | 0 | 0 | 0 | 0 | 0 | 0 | 0 | 0 | 0 | 0 | 0 | 0 | 0 | 0 | 0 | 0
F1_Commercial_Grocery_New_Food Preparation_Natural Gas_Conveyor Oven_E5 | F1 | Commercial | Grocery | New | Food Preparation | Natural Gas | Conveyor Oven | E5 | CCE | 0 | 0 | 0 | 0 | 0 | 0 | 0 | 0 | 0 | 0 | 0 | 0 | 0 | 0 | 0 | 0 | 0 | 0 | 0 | 0 | 0 | 0 | 0 | 0 | 0 | 0 | 0 | 0 | 0 | 0
F1_Commercial_Grocery_New_Food Preparation_Natural Gas_Conveyor Oven_E6 | F1 | Commercial | Grocery | New | Food Preparation | Natural Gas | Conveyor Oven | E6 | CCE | 0 | 0 | 0 | 0 | 0 | 0 | 0 | 0 | 0 | 0 | 0 | 0 | 0 | 0 | 0 | 0 | 0 | 0 | 0 | 0 | 0 | 0 | 0 | 0 | 0 | 0 | 0 | 0 | 0 | 0
F1_Commercial_Grocery_New_Food Preparation_Natural Gas_Conveyor Oven_E7 | F1 | Commercial | Grocery | New | Food Preparation | Natural Gas | Conveyor Oven | E7 | CCE | 0 | 0 | 0 | 0 | 0 | 0 | 0 | 0 | 0 | 0 | 0 | 0 | 0 | 0 | 0 | 0 | 0 | 0 | 0 | 0 | 0 | 0 | 0 | 0 | 0 | 0 | 0 | 0 | 0 | 0
F1_Commercial_Grocery_New_Food Preparation_Natural Gas_Conveyor Oven_E8 | F1 | Commercial | Grocery | New | Food Preparation | Natural Gas | Conveyor Oven | E8 | CCE | 0 | 0 | 0 | 0 | 0 | 0 | 0 | 0 | 0 | 0 | 0 | 0 | 0 | 0 | 0 | 0 | 0 | 0 | 0 | 0 | 0 | 0 | 0 | 0 | 0 | 0 | 0 | 0 | 0 | 0
F1_Commercial_Grocery_New_Food Preparation_Natural Gas_Conveyor Oven_E9 | F1 | Commercial | Grocery | New | Food Preparation | Natural Gas | Conveyor Oven | E9 | CCE | 0 | 0 | 0 | 0 | 0 | 0 | 0 | 0 | 0 | 0 | 0 | 0 | 0 | 0 | 0 | 0 | 0 | 0 | 0 | 0 | 0 | 0 | 0 | 0 | 0 | 0 | 0 | 0 | 0 | 0
F1_Commercial_Grocery_New_Food Preparation_Natural Gas_Conveyor Oven_E10 | F1 | Commercial | Grocery | New | Food Preparation | Natural Gas | Conveyor Oven | E10 | CCE | 0 | 0 | 0 | 0 | 0 | 0 | 0 | 0 | 0 | 0 | 0 | 0 | 0 | 0 | 0 | 0 | 0 | 0 | 0 | 0 | 0 | 0 | 0 | 0 | 0 | 0 | 0 | 0 | 0 | 0
F2_Commercial_Grocery_New_Food Preparation_Natural Gas_Conveyor Oven_E1 | F2 | Commercial | Grocery | New | Food Preparation | Natural Gas | Conveyor Oven | E1 | TRC BC Ratio | 0.9 | 0.9 | 0.9 | 0.9 | 0.9 | 0.9 | 0.9 | 0.9 | 0.9 | 0.9 | 0.9 | 0.9 | 0.9 | 0.9 | 0.9 | 0.9 | 0.9 | 0.9 | 0.9 | 0.9 | 0.9 | 0.9 | 0 | 0 | 0 | 0 | 0 | 0 | 0 | 0
F2_Commercial_Grocery_New_Food Preparation_Natural Gas_Conveyor Oven_E2 | F2 | Commercial | Grocery | New | Food Preparation | Natural Gas | Conveyor Oven | E2 | TRC BC Ratio | 2.7176 | 2.748 | 2.7824 | 2.8311 | 2.8898 | 2.9554 | 3.0153 | 3.0676 | 3.1163 | 3.1654 | 3.2167 | 3.269 | 3.3215 | 3.3766 | 3.4303 | 3.4854 | 3.5434 | 3.602 | 3.6613 | 3.7212 | 3.781 | 3.8406 | 0 | 0 | 0 | 0 | 0 | 0 | 0 | 0
F2_Commercial_Grocery_New_Food Preparation_Natural Gas_Conveyor Oven_E3 | F2 | Commercial | Grocery | New | Food Preparation | Natural Gas | Conveyor Oven | E3 | TRC BC Ratio | 0 | 0 | 0 | 0 | 0 | 0 | 0 | 0 | 0 | 0 | 0 | 0 | 0 | 0 | 0 | 0 | 0 | 0 | 0 | 0 | 0 | 0 | 0 | 0 | 0 | 0 | 0 | 0 | 0 | 0
F2_Commercial_Grocery_New_Food Preparation_Natural Gas_Conveyor Oven_E4 | F2 | Commercial | Grocery | New | Food Preparation | Natural Gas | Conveyor Oven | E4 | TRC BC Ratio | 0 | 0 | 0 | 0 | 0 | 0 | 0 | 0 | 0 | 0 | 0 | 0 | 0 | 0 | 0 | 0 | 0 | 0 | 0 | 0 | 0 | 0 | 0 | 0 | 0 | 0 | 0 | 0 | 0 | 0
F2_Commercial_Grocery_New_Food Preparation_Natural Gas_Conveyor Oven_E5 | F2 | Commercial | Grocery | New | Food Preparation | Natural Gas | Conveyor Oven | E5 | TRC BC Ratio | 0 | 0 | 0 | 0 | 0 | 0 | 0 | 0 | 0 | 0 | 0 | 0 | 0 | 0 | 0 | 0 | 0 | 0 | 0 | 0 | 0 | 0 | 0 | 0 | 0 | 0 | 0 | 0 | 0 | 0
F2_Commercial_Grocery_New_Food Preparation_Natural Gas_Conveyor Oven_E6 | F2 | Commercial | Grocery | New | Food Preparation | Natural Gas | Conveyor Oven | E6 | TRC BC Ratio | 0 | 0 | 0 | 0 | 0 | 0 | 0 | 0 | 0 | 0 | 0 | 0 | 0 | 0 | 0 | 0 | 0 | 0 | 0 | 0 | 0 | 0 | 0 | 0 | 0 | 0 | 0 | 0 | 0 | 0
F2_Commercial_Grocery_New_Food Preparation_Natural Gas_Conveyor Oven_E7 | F2 | Commercial | Grocery | New | Food Preparation | Natural Gas | Conveyor Oven | E7 | TRC BC Ratio | 0 | 0 | 0 | 0 | 0 | 0 | 0 | 0 | 0 | 0 | 0 | 0 | 0 | 0 | 0 | 0 | 0 | 0 | 0 | 0 | 0 | 0 | 0 | 0 | 0 | 0 | 0 | 0 | 0 | 0
F2_Commercial_Grocery_New_Food Preparation_Natural Gas_Conveyor Oven_E8 | F2 | Commercial | Grocery | New | Food Preparation | Natural Gas | Conveyor Oven | E8 | TRC BC Ratio | 0 | 0 | 0 | 0 | 0 | 0 | 0 | 0 | 0 | 0 | 0 | 0 | 0 | 0 | 0 | 0 | 0 | 0 | 0 | 0 | 0 | 0 | 0 | 0 | 0 | 0 | 0 | 0 | 0 | 0
F2_Commercial_Grocery_New_Food Preparation_Natural Gas_Conveyor Oven_E9 | F2 | Commercial | Grocery | New | Food Preparation | Natural Gas | Conveyor Oven | E9 | TRC BC Ratio | 0 | 0 | 0 | 0 | 0 | 0 | 0 | 0 | 0 | 0 | 0 | 0 | 0 | 0 | 0 | 0 | 0 | 0 | 0 | 0 | 0 | 0 | 0 | 0 | 0 | 0 | 0 | 0 | 0 | 0
F2_Commercial_Grocery_New_Food Preparation_Natural Gas_Conveyor Oven_E10 | F2 | Commercial | Grocery | New | Food Preparation | Natural Gas | Conveyor Oven | E10 | TRC BC Ratio | 0 | 0 | 0 | 0 | 0 | 0 | 0 | 0 | 0 | 0 | 0 | 0 | 0 | 0 | 0 | 0 | 0 | 0 | 0 | 0 | 0 | 0 | 0 | 0 | 0 | 0 | 0 | 0 | 0 | 0
F3_Commercial_Grocery_New_Food Preparation_Natural Gas_Conveyor Oven_E1 | F3 | Commercial | Grocery | New | Food Preparation | Natural Gas | Conveyor Oven | E1 | PACT BC Ratio | 0.9 | 0.9 | 0.9 | 0.9 | 0.9 | 0.9 | 0.9 | 0.9 | 0.9 | 0.9 | 0.9 | 0.9 | 0.9 | 0.9 | 0.9 | 0.9 | 0.9 | 0.9 | 0.9 | 0.9 | 0.9 | 0.9 | 0 | 0 | 0 | 0 | 0 | 0 | 0 | 0
F3_Commercial_Grocery_New_Food Preparation_Natural Gas_Conveyor Oven_E2 | F3 | Commercial | Grocery | New | Food Preparation | Natural Gas | Conveyor Oven | E2 | PACT BC Ratio | 6.4385 | 6.5104 | 6.5921 | 6.7074 | 6.8464 | 7.002 | 7.1438 | 7.2678 | 7.3831 | 7.4995 | 7.621 | 7.745 | 7.8692 | 7.9997 | 8.1271 | 8.2575 | 8.3949 | 8.5337 | 8.6743 | 8.8161 | 8.9578 | 9.0991 | 0 | 0 | 0 | 0 | 0 | 0 | 0 | 0
F3_Commercial_Grocery_New_Food Preparation_Natural Gas_Conveyor Oven_E3 | F3 | Commercial | Grocery | New | Food Preparation | Natural Gas | Conveyor Oven | E3 | PACT BC Ratio | 0 | 0 | 0 | 0 | 0 | 0 | 0 | 0 | 0 | 0 | 0 | 0 | 0 | 0 | 0 | 0 | 0 | 0 | 0 | 0 | 0 | 0 | 0 | 0 | 0 | 0 | 0 | 0 | 0 | 0
F3_Commercial_Grocery_New_Food Preparation_Natural Gas_Conveyor Oven_E4 | F3 | Commercial | Grocery | New | Food Preparation | Natural Gas | Conveyor Oven | E4 | PACT BC Ratio | 0 | 0 | 0 | 0 | 0 | 0 | 0 | 0 | 0 | 0 | 0 | 0 | 0 | 0 | 0 | 0 | 0 | 0 | 0 | 0 | 0 | 0 | 0 | 0 | 0 | 0 | 0 | 0 | 0 | 0
F3_Commercial_Grocery_New_Food Preparation_Natural Gas_Conveyor Oven_E5 | F3 | Commercial | Grocery | New | Food Preparation | Natural Gas | Conveyor Oven | E5 | PACT BC Ratio | 0 | 0 | 0 | 0 | 0 | 0 | 0 | 0 | 0 | 0 | 0 | 0 | 0 | 0 | 0 | 0 | 0 | 0 | 0 | 0 | 0 | 0 | 0 | 0 | 0 | 0 | 0 | 0 | 0 | 0
F3_Commercial_Grocery_New_Food Preparation_Natural Gas_Conveyor Oven_E6 | F3 | Commercial | Grocery | New | Food Preparation | Natural Gas | Conveyor Oven | E6 | PACT BC Ratio | 0 | 0 | 0 | 0 | 0 | 0 | 0 | 0 | 0 | 0 | 0 | 0 | 0 | 0 | 0 | 0 | 0 | 0 | 0 | 0 | 0 | 0 | 0 | 0 | 0 | 0 | 0 | 0 | 0 | 0
F3_Commercial_Grocery_New_Food Preparation_Natural Gas_Conveyor Oven_E7 | F3 | Commercial | Grocery | New | Food Preparation | Natural Gas | Conveyor Oven | E7 | PACT BC Ratio | 0 | 0 | 0 | 0 | 0 | 0 | 0 | 0 | 0 | 0 | 0 | 0 | 0 | 0 | 0 | 0 | 0 | 0 | 0 | 0 | 0 | 0 | 0 | 0 | 0 | 0 | 0 | 0 | 0 | 0
F3_Commercial_Grocery_New_Food Preparation_Natural Gas_Conveyor Oven_E8 | F3 | Commercial | Grocery | New | Food Preparation | Natural Gas | Conveyor Oven | E8 | PACT BC Ratio | 0 | 0 | 0 | 0 | 0 | 0 | 0 | 0 | 0 | 0 | 0 | 0 | 0 | 0 | 0 | 0 | 0 | 0 | 0 | 0 | 0 | 0 | 0 | 0 | 0 | 0 | 0 | 0 | 0 | 0
F3_Commercial_Grocery_New_Food Preparation_Natural Gas_Conveyor Oven_E9 | F3 | Commercial | Grocery | New | Food Preparation | Natural Gas | Conveyor Oven | E9 | PACT BC Ratio | 0 | 0 | 0 | 0 | 0 | 0 | 0 | 0 | 0 | 0 | 0 | 0 | 0 | 0 | 0 | 0 | 0 | 0 | 0 | 0 | 0 | 0 | 0 | 0 | 0 | 0 | 0 | 0 | 0 | 0
F3_Commercial_Grocery_New_Food Preparation_Natural Gas_Conveyor Oven_E10 | F3 | Commercial | Grocery | New | Food Preparation | Natural Gas | Conveyor Oven | E10 | PACT BC Ratio | 0 | 0 | 0 | 0 | 0 | 0 | 0 | 0 | 0 | 0 | 0 | 0 | 0 | 0 | 0 | 0 | 0 | 0 | 0 | 0 | 0 | 0 | 0 | 0 | 0 | 0 | 0 | 0 | 0 | 0
F4_Commercial_Grocery_New_Food Preparation_Natural Gas_Conveyor Oven_E1 | F4 | Commercial | Grocery | New | Food Preparation | Natural Gas | Conveyor Oven | E1 | PCT BC Ratio | 0.9 | 0.9 | 0.9 | 0.9 | 0.9 | 0.9 | 0.9 | 0.9 | 0.9 | 0.9 | 0.9 | 0.9 | 0.9 | 0.9 | 0.9 | 0.9 | 0.9 | 0.9 | 0.9 | 0.9 | 0.9 | 0.9 | 0 | 0 | 0 | 0 | 0 | 0 | 0 | 0
F4_Commercial_Grocery_New_Food Preparation_Natural Gas_Conveyor Oven_E2 | F4 | Commercial | Grocery | New | Food Preparation | Natural Gas | Conveyor Oven | E2 | PCT BC Ratio | 4.4381 | 4.4848 | 4.5378 | 4.6126 | 4.7029 | 4.8039 | 4.896 | 4.9765 | 5.0514 | 5.1269 | 5.2058 | 5.2863 | 5.3669 | 5.4517 | 5.5344 | 5.619 | 5.7082 | 5.7984 | 5.8896 | 5.9817 | 6.0737 | 6.1654 | 0 | 0 | 0 | 0 | 0 | 0 | 0 | 0
F4_Commercial_Grocery_New_Food Preparation_Natural Gas_Conveyor Oven_E3 | F4 | Commercial | Grocery | New | Food Preparation | Natural Gas | Conveyor Oven | E3 | PCT BC Ratio | 0 | 0 | 0 | 0 | 0 | 0 | 0 | 0 | 0 | 0 | 0 | 0 | 0 | 0 | 0 | 0 | 0 | 0 | 0 | 0 | 0 | 0 | 0 | 0 | 0 | 0 | 0 | 0 | 0 | 0
F4_Commercial_Grocery_New_Food Preparation_Natural Gas_Conveyor Oven_E4 | F4 | Commercial | Grocery | New | Food Preparation | Natural Gas | Conveyor Oven | E4 | PCT BC Ratio | 0 | 0 | 0 | 0 | 0 | 0 | 0 | 0 | 0 | 0 | 0 | 0 | 0 | 0 | 0 | 0 | 0 | 0 | 0 | 0 | 0 | 0 | 0 | 0 | 0 | 0 | 0 | 0 | 0 | 0
F4_Commercial_Grocery_New_Food Preparation_Natural Gas_Conveyor Oven_E5 | F4 | Commercial | Grocery | New | Food Preparation | Natural Gas | Conveyor Oven | E5 | PCT BC Ratio | 0 | 0 | 0 | 0 | 0 | 0 | 0 | 0 | 0 | 0 | 0 | 0 | 0 | 0 | 0 | 0 | 0 | 0 | 0 | 0 | 0 | 0 | 0 | 0 | 0 | 0 | 0 | 0 | 0 | 0
F4_Commercial_Grocery_New_Food Preparation_Natural Gas_Conveyor Oven_E6 | F4 | Commercial | Grocery | New | Food Preparation | Natural Gas | Conveyor Oven | E6 | PCT BC Ratio | 0 | 0 | 0 | 0 | 0 | 0 | 0 | 0 | 0 | 0 | 0 | 0 | 0 | 0 | 0 | 0 | 0 | 0 | 0 | 0 | 0 | 0 | 0 | 0 | 0 | 0 | 0 | 0 | 0 | 0
F4_Commercial_Grocery_New_Food Preparation_Natural Gas_Conveyor Oven_E7 | F4 | Commercial | Grocery | New | Food Preparation | Natural Gas | Conveyor Oven | E7 | PCT BC Ratio | 0 | 0 | 0 | 0 | 0 | 0 | 0 | 0 | 0 | 0 | 0 | 0 | 0 | 0 | 0 | 0 | 0 | 0 | 0 | 0 | 0 | 0 | 0 | 0 | 0 | 0 | 0 | 0 | 0 | 0
F4_Commercial_Grocery_New_Food Preparation_Natural Gas_Conveyor Oven_E8 | F4 | Commercial | Grocery | New | Food Preparation | Natural Gas | Conveyor Oven | E8 | PCT BC Ratio | 0 | 0 | 0 | 0 | 0 | 0 | 0 | 0 | 0 | 0 | 0 | 0 | 0 | 0 | 0 | 0 | 0 | 0 | 0 | 0 | 0 | 0 | 0 | 0 | 0 | 0 | 0 | 0 | 0 | 0
F4_Commercial_Grocery_New_Food Preparation_Natural Gas_Conveyor Oven_E9 | F4 | Commercial | Grocery | New | Food Preparation | Natural Gas | Conveyor Oven | E9 | PCT BC Ratio | 0 | 0 | 0 | 0 | 0 | 0 | 0 | 0 | 0 | 0 | 0 | 0 | 0 | 0 | 0 | 0 | 0 | 0 | 0 | 0 | 0 | 0 | 0 | 0 | 0 | 0 | 0 | 0 | 0 | 0
F4_Commercial_Grocery_New_Food Preparation_Natural Gas_Conveyor Oven_E10 | F4 | Commercial | Grocery | New | Food Preparation | Natural Gas | Conveyor Oven | E10 | PCT BC Ratio | 0 | 0 | 0 | 0 | 0 | 0 | 0 | 0 | 0 | 0 | 0 | 0 | 0 | 0 | 0 | 0 | 0 | 0 | 0 | 0 | 0 | 0 | 0 | 0 | 0 | 0 | 0 | 0 | 0 | 0
F5_Commercial_Grocery_New_Food Preparation_Natural Gas_Conveyor Oven_E1 | F5 | Commercial | Grocery | New | Food Preparation | Natural Gas | Conveyor Oven | E1 | RIM BC Ratio | 0.9 | 0.9 | 0.9 | 0.9 | 0.9 | 0.9 | 0.9 | 0.9 | 0.9 | 0.9 | 0.9 | 0.9 | 0.9 | 0.9 | 0.9 | 0.9 | 0.9 | 0.9 | 0.9 | 0.9 | 0.9 | 0.9 | 0 | 0 | 0 | 0 | 0 | 0 | 0 | 0
F5_Commercial_Grocery_New_Food Preparation_Natural Gas_Conveyor Oven_E2 | F5 | Commercial | Grocery | New | Food Preparation | Natural Gas | Conveyor Oven | E2 | RIM BC Ratio | 0.73889 | 0.73983 | 0.74087 | 0.74231 | 0.74398 | 0.74578 | 0.74736 | 0.74869 | 0.7499 | 0.75108 | 0.75229 | 0.75348 | 0.75464 | 0.75582 | 0.75694 | 0.75805 | 0.75919 | 0.76031 | 0.76141 | 0.76249 | 0.76353 | 0.76455 | 0 | 0 | 0 | 0 | 0 | 0 | 0 | 0
F5_Commercial_Grocery_New_Food Preparation_Natural Gas_Conveyor Oven_E3 | F5 | Commercial | Grocery | New | Food Preparation | Natural Gas | Conveyor Oven | E3 | RIM BC Ratio | 0 | 0 | 0 | 0 | 0 | 0 | 0 | 0 | 0 | 0 | 0 | 0 | 0 | 0 | 0 | 0 | 0 | 0 | 0 | 0 | 0 | 0 | 0 | 0 | 0 | 0 | 0 | 0 | 0 | 0
F5_Commercial_Grocery_New_Food Preparation_Natural Gas_Conveyor Oven_E4 | F5 | Commercial | Grocery | New | Food Preparation | Natural Gas | Conveyor Oven | E4 | RIM BC Ratio | 0 | 0 | 0 | 0 | 0 | 0 | 0 | 0 | 0 | 0 | 0 | 0 | 0 | 0 | 0 | 0 | 0 | 0 | 0 | 0 | 0 | 0 | 0 | 0 | 0 | 0 | 0 | 0 | 0 | 0
F5_Commercial_Grocery_New_Food Preparation_Natural Gas_Conveyor Oven_E5 | F5 | Commercial | Grocery | New | Food Preparation | Natural Gas | Conveyor Oven | E5 | RIM BC Ratio | 0 | 0 | 0 | 0 | 0 | 0 | 0 | 0 | 0 | 0 | 0 | 0 | 0 | 0 | 0 | 0 | 0 | 0 | 0 | 0 | 0 | 0 | 0 | 0 | 0 | 0 | 0 | 0 | 0 | 0
F5_Commercial_Grocery_New_Food Preparation_Natural Gas_Conveyor Oven_E6 | F5 | Commercial | Grocery | New | Food Preparation | Natural Gas | Conveyor Oven | E6 | RIM BC Ratio | 0 | 0 | 0 | 0 | 0 | 0 | 0 | 0 | 0 | 0 | 0 | 0 | 0 | 0 | 0 | 0 | 0 | 0 | 0 | 0 | 0 | 0 | 0 | 0 | 0 | 0 | 0 | 0 | 0 | 0
F5_Commercial_Grocery_New_Food Preparation_Natural Gas_Conveyor Oven_E7 | F5 | Commercial | Grocery | New | Food Preparation | Natural Gas | Conveyor Oven | E7 | RIM BC Ratio | 0 | 0 | 0 | 0 | 0 | 0 | 0 | 0 | 0 | 0 | 0 | 0 | 0 | 0 | 0 | 0 | 0 | 0 | 0 | 0 | 0 | 0 | 0 | 0 | 0 | 0 | 0 | 0 | 0 | 0
F5_Commercial_Grocery_New_Food Preparation_Natural Gas_Conveyor Oven_E8 | F5 | Commercial | Grocery | New | Food Preparation | Natural Gas | Conveyor Oven | E8 | RIM BC Ratio | 0 | 0 | 0 | 0 | 0 | 0 | 0 | 0 | 0 | 0 | 0 | 0 | 0 | 0 | 0 | 0 | 0 | 0 | 0 | 0 | 0 | 0 | 0 | 0 | 0 | 0 | 0 | 0 | 0 | 0
F5_Commercial_Grocery_New_Food Preparation_Natural Gas_Conveyor Oven_E9 | F5 | Commercial | Grocery | New | Food Preparation | Natural Gas | Conveyor Oven | E9 | RIM BC Ratio | 0 | 0 | 0 | 0 | 0 | 0 | 0 | 0 | 0 | 0 | 0 | 0 | 0 | 0 | 0 | 0 | 0 | 0 | 0 | 0 | 0 | 0 | 0 | 0 | 0 | 0 | 0 | 0 | 0 | 0
F5_Commercial_Grocery_New_Food Preparation_Natural Gas_Conveyor Oven_E10 | F5 | Commercial | Grocery | New | Food Preparation | Natural Gas | Conveyor Oven | E10 | RIM BC Ratio | 0 | 0 | 0 | 0 | 0 | 0 | 0 | 0 | 0 | 0 | 0 | 0 | 0 | 0 | 0 | 0 | 0 | 0 | 0 | 0 | 0 | 0 | 0 | 0 | 0 | 0 | 0 | 0 | 0 | 0
F0_Commercial_Grocery_New_Food Preparation_Natural Gas_Double Rack Oven_E0 | F0 | Commercial | Grocery | New | Food Preparation | Natural Gas | Double Rack Oven | E0 | Economic Unit | FTSC Qualified (>50% Cooking Efficiency) | FTSC Qualified (>50% Cooking Efficiency) | FTSC Qualified (>50% Cooking Efficiency) | FTSC Qualified (>50% Cooking Efficiency) | FTSC Qualified (>50% Cooking Efficiency) | FTSC Qualified (>50% Cooking Efficiency) | FTSC Qualified (>50% Cooking Efficiency) | FTSC Qualified (>50% Cooking Efficiency) | FTSC Qualified (>50% Cooking Efficiency) | FTSC Qualified (>50% Cooking Efficiency) | FTSC Qualified (>50% Cooking Efficiency) | FTSC Qualified (>50% Cooking Efficiency) | FTSC Qualified (>50% Cooking Efficiency) | FTSC Qualified (>50% Cooking Efficiency) | FTSC Qualified (>50% Cooking Efficiency) | FTSC Qualified (>50% Cooking Efficiency) | FTSC Qualified (>50% Cooking Efficiency) | FTSC Qualified (>50% Cooking Efficiency) | FTSC Qualified (>50% Cooking Efficiency) | FTSC Qualified (>50% Cooking Efficiency) | FTSC Qualified (>50% Cooking Efficiency) | FTSC Qualified (>50% Cooking Efficiency) | 0 | 0 | 0 | 0 | 0 | 0 | 0 | 0
F1_Commercial_Grocery_New_Food Preparation_Natural Gas_Double Rack Oven_E1 | F1 | Commercial | Grocery | New | Food Preparation | Natural Gas | Double Rack Oven | E1 | CCE | 0 | 0 | 0 | 0 | 0 | 0 | 0 | 0 | 0 | 0 | 0 | 0 | 0 | 0 | 0 | 0 | 0 | 0 | 0 | 0 | 0 | 0 | 0 | 0 | 0 | 0 | 0 | 0 | 0 | 0
F1_Commercial_Grocery_New_Food Preparation_Natural Gas_Double Rack Oven_E2 | F1 | Commercial | Grocery | New | Food Preparation | Natural Gas | Double Rack Oven | E2 | CCE | 0.0030138 | 0.0030138 | 0.0031663 | 0.0031181 | 0.0030713 | 0.0030129 | 0.0030047 | 0.0029854 | 0.0029674 | 0.0029403 | 0.0029361 | 0.0029226 | 0.0029105 | 0.0028875 | 0.0028906 | 0.0028817 | 0.0028731 | 0.0028541 | 0.0028597 | 0.0028541 | 0.0028499 | 0.002834 | 0 | 0 | 0 | 0 | 0 | 0 | 0 | 0
F1_Commercial_Grocery_New_Food Preparation_Natural Gas_Double Rack Oven_E3 | F1 | Commercial | Grocery | New | Food Preparation | Natural Gas | Double Rack Oven | E3 | CCE | 0 | 0 | 0 | 0 | 0 | 0 | 0 | 0 | 0 | 0 | 0 | 0 | 0 | 0 | 0 | 0 | 0 | 0 | 0 | 0 | 0 | 0 | 0 | 0 | 0 | 0 | 0 | 0 | 0 | 0
F1_Commercial_Grocery_New_Food Preparation_Natural Gas_Double Rack Oven_E4 | F1 | Commercial | Grocery | New | Food Preparation | Natural Gas | Double Rack Oven | E4 | CCE | 0 | 0 | 0 | 0 | 0 | 0 | 0 | 0 | 0 | 0 | 0 | 0 | 0 | 0 | 0 | 0 | 0 | 0 | 0 | 0 | 0 | 0 | 0 | 0 | 0 | 0 | 0 | 0 | 0 | 0
F1_Commercial_Grocery_New_Food Preparation_Natural Gas_Double Rack Oven_E5 | F1 | Commercial | Grocery | New | Food Preparation | Natural Gas | Double Rack Oven | E5 | CCE | 0 | 0 | 0 | 0 | 0 | 0 | 0 | 0 | 0 | 0 | 0 | 0 | 0 | 0 | 0 | 0 | 0 | 0 | 0 | 0 | 0 | 0 | 0 | 0 | 0 | 0 | 0 | 0 | 0 | 0
F1_Commercial_Grocery_New_Food Preparation_Natural Gas_Double Rack Oven_E6 | F1 | Commercial | Grocery | New | Food Preparation | Natural Gas | Double Rack Oven | E6 | CCE | 0 | 0 | 0 | 0 | 0 | 0 | 0 | 0 | 0 | 0 | 0 | 0 | 0 | 0 | 0 | 0 | 0 | 0 | 0 | 0 | 0 | 0 | 0 | 0 | 0 | 0 | 0 | 0 | 0 | 0
F1_Commercial_Grocery_New_Food Preparation_Natural Gas_Double Rack Oven_E7 | F1 | Commercial | Grocery | New | Food Preparation | Natural Gas | Double Rack Oven | E7 | CCE | 0 | 0 | 0 | 0 | 0 | 0 | 0 | 0 | 0 | 0 | 0 | 0 | 0 | 0 | 0 | 0 | 0 | 0 | 0 | 0 | 0 | 0 | 0 | 0 | 0 | 0 | 0 | 0 | 0 | 0
F1_Commercial_Grocery_New_Food Preparation_Natural Gas_Double Rack Oven_E8 | F1 | Commercial | Grocery | New | Food Preparation | Natural Gas | Double Rack Oven | E8 | CCE | 0 | 0 | 0 | 0 | 0 | 0 | 0 | 0 | 0 | 0 | 0 | 0 | 0 | 0 | 0 | 0 | 0 | 0 | 0 | 0 | 0 | 0 | 0 | 0 | 0 | 0 | 0 | 0 | 0 | 0
F1_Commercial_Grocery_New_Food Preparation_Natural Gas_Double Rack Oven_E9 | F1 | Commercial | Grocery | New | Food Preparation | Natural Gas | Double Rack Oven | E9 | CCE | 0 | 0 | 0 | 0 | 0 | 0 | 0 | 0 | 0 | 0 | 0 | 0 | 0 | 0 | 0 | 0 | 0 | 0 | 0 | 0 | 0 | 0 | 0 | 0 | 0 | 0 | 0 | 0 | 0 | 0
F1_Commercial_Grocery_New_Food Preparation_Natural Gas_Double Rack Oven_E10 | F1 | Commercial | Grocery | New | Food Preparation | Natural Gas | Double Rack Oven | E10 | CCE | 0 | 0 | 0 | 0 | 0 | 0 | 0 | 0 | 0 | 0 | 0 | 0 | 0 | 0 | 0 | 0 | 0 | 0 | 0 | 0 | 0 | 0 | 0 | 0 | 0 | 0 | 0 | 0 | 0 | 0
F2_Commercial_Grocery_New_Food Preparation_Natural Gas_Double Rack Oven_E1 | F2 | Commercial | Grocery | New | Food Preparation | Natural Gas | Double Rack Oven | E1 | TRC BC Ratio | 0.9 | 0.9 | 0.9 | 0.9 | 0.9 | 0.9 | 0.9 | 0.9 | 0.9 | 0.9 | 0.9 | 0.9 | 0.9 | 0.9 | 0.9 | 0.9 | 0.9 | 0.9 | 0.9 | 0.9 | 0.9 | 0.9 | 0 | 0 | 0 | 0 | 0 | 0 | 0 | 0
F2_Commercial_Grocery_New_Food Preparation_Natural Gas_Double Rack Oven_E2 | F2 | Commercial | Grocery | New | Food Preparation | Natural Gas | Double Rack Oven | E2 | TRC BC Ratio | 2.9522 | 2.9775 | 3.0077 | 3.0577 | 3.1244 | 3.2031 | 3.2754 | 3.3398 | 3.4022 | 3.4628 | 3.5239 | 3.5833 | 3.6392 | 3.6952 | 3.7487 | 3.8035 | 3.8622 | 3.9213 | 3.9809 | 4.0407 | 4.0999 | 4.1582 | 0 | 0 | 0 | 0 | 0 | 0 | 0 | 0
F2_Commercial_Grocery_New_Food Preparation_Natural Gas_Double Rack Oven_E3 | F2 | Commercial | Grocery | New | Food Preparation | Natural Gas | Double Rack Oven | E3 | TRC BC Ratio | 0 | 0 | 0 | 0 | 0 | 0 | 0 | 0 | 0 | 0 | 0 | 0 | 0 | 0 | 0 | 0 | 0 | 0 | 0 | 0 | 0 | 0 | 0 | 0 | 0 | 0 | 0 | 0 | 0 | 0
F2_Commercial_Grocery_New_Food Preparation_Natural Gas_Double Rack Oven_E4 | F2 | Commercial | Grocery | New | Food Preparation | Natural Gas | Double Rack Oven | E4 | TRC BC Ratio | 0 | 0 | 0 | 0 | 0 | 0 | 0 | 0 | 0 | 0 | 0 | 0 | 0 | 0 | 0 | 0 | 0 | 0 | 0 | 0 | 0 | 0 | 0 | 0 | 0 | 0 | 0 | 0 | 0 | 0
F2_Commercial_Grocery_New_Food Preparation_Natural Gas_Double Rack Oven_E5 | F2 | Commercial | Grocery | New | Food Preparation | Natural Gas | Double Rack Oven | E5 | TRC BC Ratio | 0 | 0 | 0 | 0 | 0 | 0 | 0 | 0 | 0 | 0 | 0 | 0 | 0 | 0 | 0 | 0 | 0 | 0 | 0 | 0 | 0 | 0 | 0 | 0 | 0 | 0 | 0 | 0 | 0 | 0
F2_Commercial_Grocery_New_Food Preparation_Natural Gas_Double Rack Oven_E6 | F2 | Commercial | Grocery | New | Food Preparation | Natural Gas | Double Rack Oven | E6 | TRC BC Ratio | 0 | 0 | 0 | 0 | 0 | 0 | 0 | 0 | 0 | 0 | 0 | 0 | 0 | 0 | 0 | 0 | 0 | 0 | 0 | 0 | 0 | 0 | 0 | 0 | 0 | 0 | 0 | 0 | 0 | 0
F2_Commercial_Grocery_New_Food Preparation_Natural Gas_Double Rack Oven_E7 | F2 | Commercial | Grocery | New | Food Preparation | Natural Gas | Double Rack Oven | E7 | TRC BC Ratio | 0 | 0 | 0 | 0 | 0 | 0 | 0 | 0 | 0 | 0 | 0 | 0 | 0 | 0 | 0 | 0 | 0 | 0 | 0 | 0 | 0 | 0 | 0 | 0 | 0 | 0 | 0 | 0 | 0 | 0
F2_Commercial_Grocery_New_Food Preparation_Natural Gas_Double Rack Oven_E8 | F2 | Commercial | Grocery | New | Food Preparation | Natural Gas | Double Rack Oven | E8 | TRC BC Ratio | 0 | 0 | 0 | 0 | 0 | 0 | 0 | 0 | 0 | 0 | 0 | 0 | 0 | 0 | 0 | 0 | 0 | 0 | 0 | 0 | 0 | 0 | 0 | 0 | 0 | 0 | 0 | 0 | 0 | 0
F2_Commercial_Grocery_New_Food Preparation_Natural Gas_Double Rack Oven_E9 | F2 | Commercial | Grocery | New | Food Preparation | Natural Gas | Double Rack Oven | E9 | TRC BC Ratio | 0 | 0 | 0 | 0 | 0 | 0 | 0 | 0 | 0 | 0 | 0 | 0 | 0 | 0 | 0 | 0 | 0 | 0 | 0 | 0 | 0 | 0 | 0 | 0 | 0 | 0 | 0 | 0 | 0 | 0
F2_Commercial_Grocery_New_Food Preparation_Natural Gas_Double Rack Oven_E10 | F2 | Commercial | Grocery | New | Food Preparation | Natural Gas | Double Rack Oven | E10 | TRC BC Ratio | 0 | 0 | 0 | 0 | 0 | 0 | 0 | 0 | 0 | 0 | 0 | 0 | 0 | 0 | 0 | 0 | 0 | 0 | 0 | 0 | 0 | 0 | 0 | 0 | 0 | 0 | 0 | 0 | 0 | 0
F3_Commercial_Grocery_New_Food Preparation_Natural Gas_Double Rack Oven_E1 | F3 | Commercial | Grocery | New | Food Preparation | Natural Gas | Double Rack Oven | E1 | PACT BC Ratio | 0.9 | 0.9 | 0.9 | 0.9 | 0.9 | 0.9 | 0.9 | 0.9 | 0.9 | 0.9 | 0.9 | 0.9 | 0.9 | 0.9 | 0.9 | 0.9 | 0.9 | 0.9 | 0.9 | 0.9 | 0.9 | 0.9 | 0 | 0 | 0 | 0 | 0 | 0 | 0 | 0
F3_Commercial_Grocery_New_Food Preparation_Natural Gas_Double Rack Oven_E2 | F3 | Commercial | Grocery | New | Food Preparation | Natural Gas | Double Rack Oven | E2 | PACT BC Ratio | 6.3603 | 6.4147 | 6.4799 | 6.5877 | 6.7314 | 6.9009 | 7.0567 | 7.1954 | 7.3299 | 7.4604 | 7.592 | 7.7199 | 7.8404 | 7.961 | 8.0763 | 8.1945 | 8.3209 | 8.4482 | 8.5765 | 8.7054 | 8.8329 | 8.9584 | 0 | 0 | 0 | 0 | 0 | 0 | 0 | 0
F3_Commercial_Grocery_New_Food Preparation_Natural Gas_Double Rack Oven_E3 | F3 | Commercial | Grocery | New | Food Preparation | Natural Gas | Double Rack Oven | E3 | PACT BC Ratio | 0 | 0 | 0 | 0 | 0 | 0 | 0 | 0 | 0 | 0 | 0 | 0 | 0 | 0 | 0 | 0 | 0 | 0 | 0 | 0 | 0 | 0 | 0 | 0 | 0 | 0 | 0 | 0 | 0 | 0
F3_Commercial_Grocery_New_Food Preparation_Natural Gas_Double Rack Oven_E4 | F3 | Commercial | Grocery | New | Food Preparation | Natural Gas | Double Rack Oven | E4 | PACT BC Ratio | 0 | 0 | 0 | 0 | 0 | 0 | 0 | 0 | 0 | 0 | 0 | 0 | 0 | 0 | 0 | 0 | 0 | 0 | 0 | 0 | 0 | 0 | 0 | 0 | 0 | 0 | 0 | 0 | 0 | 0
F3_Commercial_Grocery_New_Food Preparation_Natural Gas_Double Rack Oven_E5 | F3 | Commercial | Grocery | New | Food Preparation | Natural Gas | Double Rack Oven | E5 | PACT BC Ratio | 0 | 0 | 0 | 0 | 0 | 0 | 0 | 0 | 0 | 0 | 0 | 0 | 0 | 0 | 0 | 0 | 0 | 0 | 0 | 0 | 0 | 0 | 0 | 0 | 0 | 0 | 0 | 0 | 0 | 0
F3_Commercial_Grocery_New_Food Preparation_Natural Gas_Double Rack Oven_E6 | F3 | Commercial | Grocery | New | Food Preparation | Natural Gas | Double Rack Oven | E6 | PACT BC Ratio | 0 | 0 | 0 | 0 | 0 | 0 | 0 | 0 | 0 | 0 | 0 | 0 | 0 | 0 | 0 | 0 | 0 | 0 | 0 | 0 | 0 | 0 | 0 | 0 | 0 | 0 | 0 | 0 | 0 | 0
F3_Commercial_Grocery_New_Food Preparation_Natural Gas_Double Rack Oven_E7 | F3 | Commercial | Grocery | New | Food Preparation | Natural Gas | Double Rack Oven | E7 | PACT BC Ratio | 0 | 0 | 0 | 0 | 0 | 0 | 0 | 0 | 0 | 0 | 0 | 0 | 0 | 0 | 0 | 0 | 0 | 0 | 0 | 0 | 0 | 0 | 0 | 0 | 0 | 0 | 0 | 0 | 0 | 0
F3_Commercial_Grocery_New_Food Preparation_Natural Gas_Double Rack Oven_E8 | F3 | Commercial | Grocery | New | Food Preparation | Natural Gas | Double Rack Oven | E8 | PACT BC Ratio | 0 | 0 | 0 | 0 | 0 | 0 | 0 | 0 | 0 | 0 | 0 | 0 | 0 | 0 | 0 | 0 | 0 | 0 | 0 | 0 | 0 | 0 | 0 | 0 | 0 | 0 | 0 | 0 | 0 | 0
F3_Commercial_Grocery_New_Food Preparation_Natural Gas_Double Rack Oven_E9 | F3 | Commercial | Grocery | New | Food Preparation | Natural Gas | Double Rack Oven | E9 | PACT BC Ratio | 0 | 0 | 0 | 0 | 0 | 0 | 0 | 0 | 0 | 0 | 0 | 0 | 0 | 0 | 0 | 0 | 0 | 0 | 0 | 0 | 0 | 0 | 0 | 0 | 0 | 0 | 0 | 0 | 0 | 0
F3_Commercial_Grocery_New_Food Preparation_Natural Gas_Double Rack Oven_E10 | F3 | Commercial | Grocery | New | Food Preparation | Natural Gas | Double Rack Oven | E10 | PACT BC Ratio | 0 | 0 | 0 | 0 | 0 | 0 | 0 | 0 | 0 | 0 | 0 | 0 | 0 | 0 | 0 | 0 | 0 | 0 | 0 | 0 | 0 | 0 | 0 | 0 | 0 | 0 | 0 | 0 | 0 | 0
F4_Commercial_Grocery_New_Food Preparation_Natural Gas_Double Rack Oven_E1 | F4 | Commercial | Grocery | New | Food Preparation | Natural Gas | Double Rack Oven | E1 | PCT BC Ratio | 0.9 | 0.9 | 0.9 | 0.9 | 0.9 | 0.9 | 0.9 | 0.9 | 0.9 | 0.9 | 0.9 | 0.9 | 0.9 | 0.9 | 0.9 | 0.9 | 0.9 | 0.9 | 0.9 | 0.9 | 0.9 | 0.9 | 0 | 0 | 0 | 0 | 0 | 0 | 0 | 0
F4_Commercial_Grocery_New_Food Preparation_Natural Gas_Double Rack Oven_E2 | F4 | Commercial | Grocery | New | Food Preparation | Natural Gas | Double Rack Oven | E2 | PCT BC Ratio | 4.9652 | 5.0051 | 5.053 | 5.1322 | 5.2378 | 5.3623 | 5.4768 | 5.5787 | 5.6775 | 5.7734 | 5.8701 | 5.9641 | 6.0526 | 6.1412 | 6.2259 | 6.3128 | 6.4057 | 6.4992 | 6.5935 | 6.6882 | 6.7818 | 6.8741 | 0 | 0 | 0 | 0 | 0 | 0 | 0 | 0
F4_Commercial_Grocery_New_Food Preparation_Natural Gas_Double Rack Oven_E3 | F4 | Commercial | Grocery | New | Food Preparation | Natural Gas | Double Rack Oven | E3 | PCT BC Ratio | 0 | 0 | 0 | 0 | 0 | 0 | 0 | 0 | 0 | 0 | 0 | 0 | 0 | 0 | 0 | 0 | 0 | 0 | 0 | 0 | 0 | 0 | 0 | 0 | 0 | 0 | 0 | 0 | 0 | 0
F4_Commercial_Grocery_New_Food Preparation_Natural Gas_Double Rack Oven_E4 | F4 | Commercial | Grocery | New | Food Preparation | Natural Gas | Double Rack Oven | E4 | PCT BC Ratio | 0 | 0 | 0 | 0 | 0 | 0 | 0 | 0 | 0 | 0 | 0 | 0 | 0 | 0 | 0 | 0 | 0 | 0 | 0 | 0 | 0 | 0 | 0 | 0 | 0 | 0 | 0 | 0 | 0 | 0
F4_Commercial_Grocery_New_Food Preparation_Natural Gas_Double Rack Oven_E5 | F4 | Commercial | Grocery | New | Food Preparation | Natural Gas | Double Rack Oven | E5 | PCT BC Ratio | 0 | 0 | 0 | 0 | 0 | 0 | 0 | 0 | 0 | 0 | 0 | 0 | 0 | 0 | 0 | 0 | 0 | 0 | 0 | 0 | 0 | 0 | 0 | 0 | 0 | 0 | 0 | 0 | 0 | 0
F4_Commercial_Grocery_New_Food Preparation_Natural Gas_Double Rack Oven_E6 | F4 | Commercial | Grocery | New | Food Preparation | Natural Gas | Double Rack Oven | E6 | PCT BC Ratio | 0 | 0 | 0 | 0 | 0 | 0 | 0 | 0 | 0 | 0 | 0 | 0 | 0 | 0 | 0 | 0 | 0 | 0 | 0 | 0 | 0 | 0 | 0 | 0 | 0 | 0 | 0 | 0 | 0 | 0
F4_Commercial_Grocery_New_Food Preparation_Natural Gas_Double Rack Oven_E7 | F4 | Commercial | Grocery | New | Food Preparation | Natural Gas | Double Rack Oven | E7 | PCT BC Ratio | 0 | 0 | 0 | 0 | 0 | 0 | 0 | 0 | 0 | 0 | 0 | 0 | 0 | 0 | 0 | 0 | 0 | 0 | 0 | 0 | 0 | 0 | 0 | 0 | 0 | 0 | 0 | 0 | 0 | 0
F4_Commercial_Grocery_New_Food Preparation_Natural Gas_Double Rack Oven_E8 | F4 | Commercial | Grocery | New | Food Preparation | Natural Gas | Double Rack Oven | E8 | PCT BC Ratio | 0 | 0 | 0 | 0 | 0 | 0 | 0 | 0 | 0 | 0 | 0 | 0 | 0 | 0 | 0 | 0 | 0 | 0 | 0 | 0 | 0 | 0 | 0 | 0 | 0 | 0 | 0 | 0 | 0 | 0
F4_Commercial_Grocery_New_Food Preparation_Natural Gas_Double Rack Oven_E9 | F4 | Commercial | Grocery | New | Food Preparation | Natural Gas | Double Rack Oven | E9 | PCT BC Ratio | 0 | 0 | 0 | 0 | 0 | 0 | 0 | 0 | 0 | 0 | 0 | 0 | 0 | 0 | 0 | 0 | 0 | 0 | 0 | 0 | 0 | 0 | 0 | 0 | 0 | 0 | 0 | 0 | 0 | 0
F4_Commercial_Grocery_New_Food Preparation_Natural Gas_Double Rack Oven_E10 | F4 | Commercial | Grocery | New | Food Preparation | Natural Gas | Double Rack Oven | E10 | PCT BC Ratio | 0 | 0 | 0 | 0 | 0 | 0 | 0 | 0 | 0 | 0 | 0 | 0 | 0 | 0 | 0 | 0 | 0 | 0 | 0 | 0 | 0 | 0 | 0 | 0 | 0 | 0 | 0 | 0 | 0 | 0
F5_Commercial_Grocery_New_Food Preparation_Natural Gas_Double Rack Oven_E1 | F5 | Commercial | Grocery | New | Food Preparation | Natural Gas | Double Rack Oven | E1 | RIM BC Ratio | 0.9 | 0.9 | 0.9 | 0.9 | 0.9 | 0.9 | 0.9 | 0.9 | 0.9 | 0.9 | 0.9 | 0.9 | 0.9 | 0.9 | 0.9 | 0.9 | 0.9 | 0.9 | 0.9 | 0.9 | 0.9 | 0.9 | 0 | 0 | 0 | 0 | 0 | 0 | 0 | 0
F5_Commercial_Grocery_New_Food Preparation_Natural Gas_Double Rack Oven_E2 | F5 | Commercial | Grocery | New | Food Preparation | Natural Gas | Double Rack Oven | E2 | RIM BC Ratio | 0.73785 | 0.73858 | 0.73943 | 0.74082 | 0.7426 | 0.74462 | 0.74639 | 0.74792 | 0.74935 | 0.75069 | 0.752 | 0.75324 | 0.75437 | 0.75547 | 0.7565 | 0.75752 | 0.75858 | 0.75963 | 0.76065 | 0.76165 | 0.76261 | 0.76354 | 0 | 0 | 0 | 0 | 0 | 0 | 0 | 0
F5_Commercial_Grocery_New_Food Preparation_Natural Gas_Double Rack Oven_E3 | F5 | Commercial | Grocery | New | Food Preparation | Natural Gas | Double Rack Oven | E3 | RIM BC Ratio | 0 | 0 | 0 | 0 | 0 | 0 | 0 | 0 | 0 | 0 | 0 | 0 | 0 | 0 | 0 | 0 | 0 | 0 | 0 | 0 | 0 | 0 | 0 | 0 | 0 | 0 | 0 | 0 | 0 | 0
F5_Commercial_Grocery_New_Food Preparation_Natural Gas_Double Rack Oven_E4 | F5 | Commercial | Grocery | New | Food Preparation | Natural Gas | Double Rack Oven | E4 | RIM BC Ratio | 0 | 0 | 0 | 0 | 0 | 0 | 0 | 0 | 0 | 0 | 0 | 0 | 0 | 0 | 0 | 0 | 0 | 0 | 0 | 0 | 0 | 0 | 0 | 0 | 0 | 0 | 0 | 0 | 0 | 0
F5_Commercial_Grocery_New_Food Preparation_Natural Gas_Double Rack Oven_E5 | F5 | Commercial | Grocery | New | Food Preparation | Natural Gas | Double Rack Oven | E5 | RIM BC Ratio | 0 | 0 | 0 | 0 | 0 | 0 | 0 | 0 | 0 | 0 | 0 | 0 | 0 | 0 | 0 | 0 | 0 | 0 | 0 | 0 | 0 | 0 | 0 | 0 | 0 | 0 | 0 | 0 | 0 | 0
F5_Commercial_Grocery_New_Food Preparation_Natural Gas_Double Rack Oven_E6 | F5 | Commercial | Grocery | New | Food Preparation | Natural Gas | Double Rack Oven | E6 | RIM BC Ratio | 0 | 0 | 0 | 0 | 0 | 0 | 0 | 0 | 0 | 0 | 0 | 0 | 0 | 0 | 0 | 0 | 0 | 0 | 0 | 0 | 0 | 0 | 0 | 0 | 0 | 0 | 0 | 0 | 0 | 0
F5_Commercial_Grocery_New_Food Preparation_Natural Gas_Double Rack Oven_E7 | F5 | Commercial | Grocery | New | Food Preparation | Natural Gas | Double Rack Oven | E7 | RIM BC Ratio | 0 | 0 | 0 | 0 | 0 | 0 | 0 | 0 | 0 | 0 | 0 | 0 | 0 | 0 | 0 | 0 | 0 | 0 | 0 | 0 | 0 | 0 | 0 | 0 | 0 | 0 | 0 | 0 | 0 | 0
F5_Commercial_Grocery_New_Food Preparation_Natural Gas_Double Rack Oven_E8 | F5 | Commercial | Grocery | New | Food Preparation | Natural Gas | Double Rack Oven | E8 | RIM BC Ratio | 0 | 0 | 0 | 0 | 0 | 0 | 0 | 0 | 0 | 0 | 0 | 0 | 0 | 0 | 0 | 0 | 0 | 0 | 0 | 0 | 0 | 0 | 0 | 0 | 0 | 0 | 0 | 0 | 0 | 0
F5_Commercial_Grocery_New_Food Preparation_Natural Gas_Double Rack Oven_E9 | F5 | Commercial | Grocery | New | Food Preparation | Natural Gas | Double Rack Oven | E9 | RIM BC Ratio | 0 | 0 | 0 | 0 | 0 | 0 | 0 | 0 | 0 | 0 | 0 | 0 | 0 | 0 | 0 | 0 | 0 | 0 | 0 | 0 | 0 | 0 | 0 | 0 | 0 | 0 | 0 | 0 | 0 | 0
F5_Commercial_Grocery_New_Food Preparation_Natural Gas_Double Rack Oven_E10 | F5 | Commercial | Grocery | New | Food Preparation | Natural Gas | Double Rack Oven | E10 | RIM BC Ratio | 0 | 0 | 0 | 0 | 0 | 0 | 0 | 0 | 0 | 0 | 0 | 0 | 0 | 0 | 0 | 0 | 0 | 0 | 0 | 0 | 0 | 0 | 0 | 0 | 0 | 0 | 0 | 0 | 0 | 0
F0_Commercial_Grocery_New_Food Preparation_Natural Gas_Fryer_E0 | F0 | Commercial | Grocery | New | Food Preparation | Natural Gas | Fryer | E0 | Economic Unit | ENERGY STAR | ENERGY STAR | ENERGY STAR | ENERGY STAR | ENERGY STAR | ENERGY STAR | ENERGY STAR | ENERGY STAR | ENERGY STAR | ENERGY STAR | ENERGY STAR | ENERGY STAR | ENERGY STAR | ENERGY STAR | ENERGY STAR | ENERGY STAR | ENERGY STAR | ENERGY STAR | ENERGY STAR | ENERGY STAR | ENERGY STAR | ENERGY STAR | 0 | 0 | 0 | 0 | 0 | 0 | 0 | 0
F1_Commercial_Grocery_New_Food Preparation_Natural Gas_Fryer_E1 | F1 | Commercial | Grocery | New | Food Preparation | Natural Gas | Fryer | E1 | CCE | 0 | 0 | 0 | 0 | 0 | 0 | 0 | 0 | 0 | 0 | 0 | 0 | 0 | 0 | 0 | 0 | 0 | 0 | 0 | 0 | 0 | 0 | 0 | 0 | 0 | 0 | 0 | 0 | 0 | 0
F1_Commercial_Grocery_New_Food Preparation_Natural Gas_Fryer_E2 | F1 | Commercial | Grocery | New | Food Preparation | Natural Gas | Fryer | E2 | CCE | 0.0070192 | 0.0070192 | 0.0073742 | 0.0072621 | 0.0071531 | 0.0070171 | 0.0069979 | 0.0069529 | 0.006911 | 0.0068479 | 0.0068381 | 0.0068066 | 0.0067786 | 0.006725 | 0.0067321 | 0.0067115 | 0.0066913 | 0.0066471 | 0.0066602 | 0.0066472 | 0.0066374 | 0.0066003 | 0 | 0 | 0 | 0 | 0 | 0 | 0 | 0
F1_Commercial_Grocery_New_Food Preparation_Natural Gas_Fryer_E3 | F1 | Commercial | Grocery | New | Food Preparation | Natural Gas | Fryer | E3 | CCE | 0 | 0 | 0 | 0 | 0 | 0 | 0 | 0 | 0 | 0 | 0 | 0 | 0 | 0 | 0 | 0 | 0 | 0 | 0 | 0 | 0 | 0 | 0 | 0 | 0 | 0 | 0 | 0 | 0 | 0
F1_Commercial_Grocery_New_Food Preparation_Natural Gas_Fryer_E4 | F1 | Commercial | Grocery | New | Food Preparation | Natural Gas | Fryer | E4 | CCE | 0 | 0 | 0 | 0 | 0 | 0 | 0 | 0 | 0 | 0 | 0 | 0 | 0 | 0 | 0 | 0 | 0 | 0 | 0 | 0 | 0 | 0 | 0 | 0 | 0 | 0 | 0 | 0 | 0 | 0
F1_Commercial_Grocery_New_Food Preparation_Natural Gas_Fryer_E5 | F1 | Commercial | Grocery | New | Food Preparation | Natural Gas | Fryer | E5 | CCE | 0 | 0 | 0 | 0 | 0 | 0 | 0 | 0 | 0 | 0 | 0 | 0 | 0 | 0 | 0 | 0 | 0 | 0 | 0 | 0 | 0 | 0 | 0 | 0 | 0 | 0 | 0 | 0 | 0 | 0
F1_Commercial_Grocery_New_Food Preparation_Natural Gas_Fryer_E6 | F1 | Commercial | Grocery | New | Food Preparation | Natural Gas | Fryer | E6 | CCE | 0 | 0 | 0 | 0 | 0 | 0 | 0 | 0 | 0 | 0 | 0 | 0 | 0 | 0 | 0 | 0 | 0 | 0 | 0 | 0 | 0 | 0 | 0 | 0 | 0 | 0 | 0 | 0 | 0 | 0
F1_Commercial_Grocery_New_Food Preparation_Natural Gas_Fryer_E7 | F1 | Commercial | Grocery | New | Food Preparation | Natural Gas | Fryer | E7 | CCE | 0 | 0 | 0 | 0 | 0 | 0 | 0 | 0 | 0 | 0 | 0 | 0 | 0 | 0 | 0 | 0 | 0 | 0 | 0 | 0 | 0 | 0 | 0 | 0 | 0 | 0 | 0 | 0 | 0 | 0
F1_Commercial_Grocery_New_Food Preparation_Natural Gas_Fryer_E8 | F1 | Commercial | Grocery | New | Food Preparation | Natural Gas | Fryer | E8 | CCE | 0 | 0 | 0 | 0 | 0 | 0 | 0 | 0 | 0 | 0 | 0 | 0 | 0 | 0 | 0 | 0 | 0 | 0 | 0 | 0 | 0 | 0 | 0 | 0 | 0 | 0 | 0 | 0 | 0 | 0
F1_Commercial_Grocery_New_Food Preparation_Natural Gas_Fryer_E9 | F1 | Commercial | Grocery | New | Food Preparation | Natural Gas | Fryer | E9 | CCE | 0 | 0 | 0 | 0 | 0 | 0 | 0 | 0 | 0 | 0 | 0 | 0 | 0 | 0 | 0 | 0 | 0 | 0 | 0 | 0 | 0 | 0 | 0 | 0 | 0 | 0 | 0 | 0 | 0 | 0
F1_Commercial_Grocery_New_Food Preparation_Natural Gas_Fryer_E10 | F1 | Commercial | Grocery | New | Food Preparation | Natural Gas | Fryer | E10 | CCE | 0 | 0 | 0 | 0 | 0 | 0 | 0 | 0 | 0 | 0 | 0 | 0 | 0 | 0 | 0 | 0 | 0 | 0 | 0 | 0 | 0 | 0 | 0 | 0 | 0 | 0 | 0 | 0 | 0 | 0
F2_Commercial_Grocery_New_Food Preparation_Natural Gas_Fryer_E1 | F2 | Commercial | Grocery | New | Food Preparation | Natural Gas | Fryer | E1 | TRC BC Ratio | 0.9 | 0.9 | 0.9 | 0.9 | 0.9 | 0.9 | 0.9 | 0.9 | 0.9 | 0.9 | 0.9 | 0.9 | 0.9 | 0.9 | 0.9 | 0.9 | 0.9 | 0.9 | 0.9 | 0.9 | 0.9 | 0.9 | 0 | 0 | 0 | 0 | 0 | 0 | 0 | 0
F2_Commercial_Grocery_New_Food Preparation_Natural Gas_Fryer_E2 | F2 | Commercial | Grocery | New | Food Preparation | Natural Gas | Fryer | E2 | TRC BC Ratio | 1.215 | 1.2059 | 1.2046 | 1.2221 | 1.2535 | 1.2946 | 1.3292 | 1.3564 | 1.3811 | 1.4053 | 1.4318 | 1.4585 | 1.4845 | 1.5137 | 1.5415 | 1.571 | 1.6001 | 1.6254 | 1.6465 | 1.6626 | 1.6776 | 1.6911 | 0 | 0 | 0 | 0 | 0 | 0 | 0 | 0
F2_Commercial_Grocery_New_Food Preparation_Natural Gas_Fryer_E3 | F2 | Commercial | Grocery | New | Food Preparation | Natural Gas | Fryer | E3 | TRC BC Ratio | 0 | 0 | 0 | 0 | 0 | 0 | 0 | 0 | 0 | 0 | 0 | 0 | 0 | 0 | 0 | 0 | 0 | 0 | 0 | 0 | 0 | 0 | 0 | 0 | 0 | 0 | 0 | 0 | 0 | 0
F2_Commercial_Grocery_New_Food Preparation_Natural Gas_Fryer_E4 | F2 | Commercial | Grocery | New | Food Preparation | Natural Gas | Fryer | E4 | TRC BC Ratio | 0 | 0 | 0 | 0 | 0 | 0 | 0 | 0 | 0 | 0 | 0 | 0 | 0 | 0 | 0 | 0 | 0 | 0 | 0 | 0 | 0 | 0 | 0 | 0 | 0 | 0 | 0 | 0 | 0 | 0
F2_Commercial_Grocery_New_Food Preparation_Natural Gas_Fryer_E5 | F2 | Commercial | Grocery | New | Food Preparation | Natural Gas | Fryer | E5 | TRC BC Ratio | 0 | 0 | 0 | 0 | 0 | 0 | 0 | 0 | 0 | 0 | 0 | 0 | 0 | 0 | 0 | 0 | 0 | 0 | 0 | 0 | 0 | 0 | 0 | 0 | 0 | 0 | 0 | 0 | 0 | 0
F2_Commercial_Grocery_New_Food Preparation_Natural Gas_Fryer_E6 | F2 | Commercial | Grocery | New | Food Preparation | Natural Gas | Fryer | E6 | TRC BC Ratio | 0 | 0 | 0 | 0 | 0 | 0 | 0 | 0 | 0 | 0 | 0 | 0 | 0 | 0 | 0 | 0 | 0 | 0 | 0 | 0 | 0 | 0 | 0 | 0 | 0 | 0 | 0 | 0 | 0 | 0
F2_Commercial_Grocery_New_Food Preparation_Natural Gas_Fryer_E7 | F2 | Commercial | Grocery | New | Food Preparation | Natural Gas | Fryer | E7 | TRC BC Ratio | 0 | 0 | 0 | 0 | 0 | 0 | 0 | 0 | 0 | 0 | 0 | 0 | 0 | 0 | 0 | 0 | 0 | 0 | 0 | 0 | 0 | 0 | 0 | 0 | 0 | 0 | 0 | 0 | 0 | 0
F2_Commercial_Grocery_New_Food Preparation_Natural Gas_Fryer_E8 | F2 | Commercial | Grocery | New | Food Preparation | Natural Gas | Fryer | E8 | TRC BC Ratio | 0 | 0 | 0 | 0 | 0 | 0 | 0 | 0 | 0 | 0 | 0 | 0 | 0 | 0 | 0 | 0 | 0 | 0 | 0 | 0 | 0 | 0 | 0 | 0 | 0 | 0 | 0 | 0 | 0 | 0
F2_Commercial_Grocery_New_Food Preparation_Natural Gas_Fryer_E9 | F2 | Commercial | Grocery | New | Food Preparation | Natural Gas | Fryer | E9 | TRC BC Ratio | 0 | 0 | 0 | 0 | 0 | 0 | 0 | 0 | 0 | 0 | 0 | 0 | 0 | 0 | 0 | 0 | 0 | 0 | 0 | 0 | 0 | 0 | 0 | 0 | 0 | 0 | 0 | 0 | 0 | 0
F2_Commercial_Grocery_New_Food Preparation_Natural Gas_Fryer_E10 | F2 | Commercial | Grocery | New | Food Preparation | Natural Gas | Fryer | E10 | TRC BC Ratio | 0 | 0 | 0 | 0 | 0 | 0 | 0 | 0 | 0 | 0 | 0 | 0 | 0 | 0 | 0 | 0 | 0 | 0 | 0 | 0 | 0 | 0 | 0 | 0 | 0 | 0 | 0 | 0 | 0 | 0
F3_Commercial_Grocery_New_Food Preparation_Natural Gas_Fryer_E1 | F3 | Commercial | Grocery | New | Food Preparation | Natural Gas | Fryer | E1 | PACT BC Ratio | 0.9 | 0.9 | 0.9 | 0.9 | 0.9 | 0.9 | 0.9 | 0.9 | 0.9 | 0.9 | 0.9 | 0.9 | 0.9 | 0.9 | 0.9 | 0.9 | 0.9 | 0.9 | 0.9 | 0.9 | 0.9 | 0.9 | 0 | 0 | 0 | 0 | 0 | 0 | 0 | 0
F3_Commercial_Grocery_New_Food Preparation_Natural Gas_Fryer_E2 | F3 | Commercial | Grocery | New | Food Preparation | Natural Gas | Fryer | E2 | PACT BC Ratio | 1.5621 | 1.5504 | 1.5488 | 1.5712 | 1.6116 | 1.6645 | 1.709 | 1.7439 | 1.7757 | 1.8068 | 1.8409 | 1.8752 | 1.9086 | 1.9462 | 1.9819 | 2.0198 | 2.0573 | 2.0898 | 2.1169 | 2.1377 | 2.1569 | 2.1743 | 0 | 0 | 0 | 0 | 0 | 0 | 0 | 0
F3_Commercial_Grocery_New_Food Preparation_Natural Gas_Fryer_E3 | F3 | Commercial | Grocery | New | Food Preparation | Natural Gas | Fryer | E3 | PACT BC Ratio | 0 | 0 | 0 | 0 | 0 | 0 | 0 | 0 | 0 | 0 | 0 | 0 | 0 | 0 | 0 | 0 | 0 | 0 | 0 | 0 | 0 | 0 | 0 | 0 | 0 | 0 | 0 | 0 | 0 | 0
F3_Commercial_Grocery_New_Food Preparation_Natural Gas_Fryer_E4 | F3 | Commercial | Grocery | New | Food Preparation | Natural Gas | Fryer | E4 | PACT BC Ratio | 0 | 0 | 0 | 0 | 0 | 0 | 0 | 0 | 0 | 0 | 0 | 0 | 0 | 0 | 0 | 0 | 0 | 0 | 0 | 0 | 0 | 0 | 0 | 0 | 0 | 0 | 0 | 0 | 0 | 0
F3_Commercial_Grocery_New_Food Preparation_Natural Gas_Fryer_E5 | F3 | Commercial | Grocery | New | Food Preparation | Natural Gas | Fryer | E5 | PACT BC Ratio | 0 | 0 | 0 | 0 | 0 | 0 | 0 | 0 | 0 | 0 | 0 | 0 | 0 | 0 | 0 | 0 | 0 | 0 | 0 | 0 | 0 | 0 | 0 | 0 | 0 | 0 | 0 | 0 | 0 | 0
F3_Commercial_Grocery_New_Food Preparation_Natural Gas_Fryer_E6 | F3 | Commercial | Grocery | New | Food Preparation | Natural Gas | Fryer | E6 | PACT BC Ratio | 0 | 0 | 0 | 0 | 0 | 0 | 0 | 0 | 0 | 0 | 0 | 0 | 0 | 0 | 0 | 0 | 0 | 0 | 0 | 0 | 0 | 0 | 0 | 0 | 0 | 0 | 0 | 0 | 0 | 0
F3_Commercial_Grocery_New_Food Preparation_Natural Gas_Fryer_E7 | F3 | Commercial | Grocery | New | Food Preparation | Natural Gas | Fryer | E7 | PACT BC Ratio | 0 | 0 | 0 | 0 | 0 | 0 | 0 | 0 | 0 | 0 | 0 | 0 | 0 | 0 | 0 | 0 | 0 | 0 | 0 | 0 | 0 | 0 | 0 | 0 | 0 | 0 | 0 | 0 | 0 | 0
F3_Commercial_Grocery_New_Food Preparation_Natural Gas_Fryer_E8 | F3 | Commercial | Grocery | New | Food Preparation | Natural Gas | Fryer | E8 | PACT BC Ratio | 0 | 0 | 0 | 0 | 0 | 0 | 0 | 0 | 0 | 0 | 0 | 0 | 0 | 0 | 0 | 0 | 0 | 0 | 0 | 0 | 0 | 0 | 0 | 0 | 0 | 0 | 0 | 0 | 0 | 0
F3_Commercial_Grocery_New_Food Preparation_Natural Gas_Fryer_E9 | F3 | Commercial | Grocery | New | Food Preparation | Natural Gas | Fryer | E9 | PACT BC Ratio | 0 | 0 | 0 | 0 | 0 | 0 | 0 | 0 | 0 | 0 | 0 | 0 | 0 | 0 | 0 | 0 | 0 | 0 | 0 | 0 | 0 | 0 | 0 | 0 | 0 | 0 | 0 | 0 | 0 | 0
F3_Commercial_Grocery_New_Food Preparation_Natural Gas_Fryer_E10 | F3 | Commercial | Grocery | New | Food Preparation | Natural Gas | Fryer | E10 | PACT BC Ratio | 0 | 0 | 0 | 0 | 0 | 0 | 0 | 0 | 0 | 0 | 0 | 0 | 0 | 0 | 0 | 0 | 0 | 0 | 0 | 0 | 0 | 0 | 0 | 0 | 0 | 0 | 0 | 0 | 0 | 0
F4_Commercial_Grocery_New_Food Preparation_Natural Gas_Fryer_E1 | F4 | Commercial | Grocery | New | Food Preparation | Natural Gas | Fryer | E1 | PCT BC Ratio | 0.9 | 0.9 | 0.9 | 0.9 | 0.9 | 0.9 | 0.9 | 0.9 | 0.9 | 0.9 | 0.9 | 0.9 | 0.9 | 0.9 | 0.9 | 0.9 | 0.9 | 0.9 | 0.9 | 0.9 | 0.9 | 0.9 | 0 | 0 | 0 | 0 | 0 | 0 | 0 | 0
F4_Commercial_Grocery_New_Food Preparation_Natural Gas_Fryer_E2 | F4 | Commercial | Grocery | New | Food Preparation | Natural Gas | Fryer | E2 | PCT BC Ratio | 3.0813 | 3.063 | 3.0604 | 3.0957 | 3.1592 | 3.2424 | 3.3124 | 3.3673 | 3.4172 | 3.4661 | 3.5197 | 3.5737 | 3.6262 | 3.6853 | 3.7415 | 3.8011 | 3.86 | 3.9112 | 3.9537 | 3.9864 | 4.0167 | 4.044 | 0 | 0 | 0 | 0 | 0 | 0 | 0 | 0
F4_Commercial_Grocery_New_Food Preparation_Natural Gas_Fryer_E3 | F4 | Commercial | Grocery | New | Food Preparation | Natural Gas | Fryer | E3 | PCT BC Ratio | 0 | 0 | 0 | 0 | 0 | 0 | 0 | 0 | 0 | 0 | 0 | 0 | 0 | 0 | 0 | 0 | 0 | 0 | 0 | 0 | 0 | 0 | 0 | 0 | 0 | 0 | 0 | 0 | 0 | 0
F4_Commercial_Grocery_New_Food Preparation_Natural Gas_Fryer_E4 | F4 | Commercial | Grocery | New | Food Preparation | Natural Gas | Fryer | E4 | PCT BC Ratio | 0 | 0 | 0 | 0 | 0 | 0 | 0 | 0 | 0 | 0 | 0 | 0 | 0 | 0 | 0 | 0 | 0 | 0 | 0 | 0 | 0 | 0 | 0 | 0 | 0 | 0 | 0 | 0 | 0 | 0
F4_Commercial_Grocery_New_Food Preparation_Natural Gas_Fryer_E5 | F4 | Commercial | Grocery | New | Food Preparation | Natural Gas | Fryer | E5 | PCT BC Ratio | 0 | 0 | 0 | 0 | 0 | 0 | 0 | 0 | 0 | 0 | 0 | 0 | 0 | 0 | 0 | 0 | 0 | 0 | 0 | 0 | 0 | 0 | 0 | 0 | 0 | 0 | 0 | 0 | 0 | 0
F4_Commercial_Grocery_New_Food Preparation_Natural Gas_Fryer_E6 | F4 | Commercial | Grocery | New | Food Preparation | Natural Gas | Fryer | E6 | PCT BC Ratio | 0 | 0 | 0 | 0 | 0 | 0 | 0 | 0 | 0 | 0 | 0 | 0 | 0 | 0 | 0 | 0 | 0 | 0 | 0 | 0 | 0 | 0 | 0 | 0 | 0 | 0 | 0 | 0 | 0 | 0
F4_Commercial_Grocery_New_Food Preparation_Natural Gas_Fryer_E7 | F4 | Commercial | Grocery | New | Food Preparation | Natural Gas | Fryer | E7 | PCT BC Ratio | 0 | 0 | 0 | 0 | 0 | 0 | 0 | 0 | 0 | 0 | 0 | 0 | 0 | 0 | 0 | 0 | 0 | 0 | 0 | 0 | 0 | 0 | 0 | 0 | 0 | 0 | 0 | 0 | 0 | 0
F4_Commercial_Grocery_New_Food Preparation_Natural Gas_Fryer_E8 | F4 | Commercial | Grocery | New | Food Preparation | Natural Gas | Fryer | E8 | PCT BC Ratio | 0 | 0 | 0 | 0 | 0 | 0 | 0 | 0 | 0 | 0 | 0 | 0 | 0 | 0 | 0 | 0 | 0 | 0 | 0 | 0 | 0 | 0 | 0 | 0 | 0 | 0 | 0 | 0 | 0 | 0
F4_Commercial_Grocery_New_Food Preparation_Natural Gas_Fryer_E9 | F4 | Commercial | Grocery | New | Food Preparation | Natural Gas | Fryer | E9 | PCT BC Ratio | 0 | 0 | 0 | 0 | 0 | 0 | 0 | 0 | 0 | 0 | 0 | 0 | 0 | 0 | 0 | 0 | 0 | 0 | 0 | 0 | 0 | 0 | 0 | 0 | 0 | 0 | 0 | 0 | 0 | 0
F4_Commercial_Grocery_New_Food Preparation_Natural Gas_Fryer_E10 | F4 | Commercial | Grocery | New | Food Preparation | Natural Gas | Fryer | E10 | PCT BC Ratio | 0 | 0 | 0 | 0 | 0 | 0 | 0 | 0 | 0 | 0 | 0 | 0 | 0 | 0 | 0 | 0 | 0 | 0 | 0 | 0 | 0 | 0 | 0 | 0 | 0 | 0 | 0 | 0 | 0 | 0
F5_Commercial_Grocery_New_Food Preparation_Natural Gas_Fryer_E1 | F5 | Commercial | Grocery | New | Food Preparation | Natural Gas | Fryer | E1 | RIM BC Ratio | 0.9 | 0.9 | 0.9 | 0.9 | 0.9 | 0.9 | 0.9 | 0.9 | 0.9 | 0.9 | 0.9 | 0.9 | 0.9 | 0.9 | 0.9 | 0.9 | 0.9 | 0.9 | 0.9 | 0.9 | 0.9 | 0.9 | 0 | 0 | 0 | 0 | 0 | 0 | 0 | 0
F5_Commercial_Grocery_New_Food Preparation_Natural Gas_Fryer_E2 | F5 | Commercial | Grocery | New | Food Preparation | Natural Gas | Fryer | E2 | RIM BC Ratio | 0.544 | 0.54258 | 0.54238 | 0.54511 | 0.54988 | 0.55591 | 0.56079 | 0.5645 | 0.56779 | 0.57093 | 0.57429 | 0.57759 | 0.58072 | 0.58415 | 0.58733 | 0.59061 | 0.59377 | 0.59646 | 0.59864 | 0.60029 | 0.6018 | 0.60314 | 0 | 0 | 0 | 0 | 0 | 0 | 0 | 0
F5_Commercial_Grocery_New_Food Preparation_Natural Gas_Fryer_E3 | F5 | Commercial | Grocery | New | Food Preparation | Natural Gas | Fryer | E3 | RIM BC Ratio | 0 | 0 | 0 | 0 | 0 | 0 | 0 | 0 | 0 | 0 | 0 | 0 | 0 | 0 | 0 | 0 | 0 | 0 | 0 | 0 | 0 | 0 | 0 | 0 | 0 | 0 | 0 | 0 | 0 | 0
F5_Commercial_Grocery_New_Food Preparation_Natural Gas_Fryer_E4 | F5 | Commercial | Grocery | New | Food Preparation | Natural Gas | Fryer | E4 | RIM BC Ratio | 0 | 0 | 0 | 0 | 0 | 0 | 0 | 0 | 0 | 0 | 0 | 0 | 0 | 0 | 0 | 0 | 0 | 0 | 0 | 0 | 0 | 0 | 0 | 0 | 0 | 0 | 0 | 0 | 0 | 0
F5_Commercial_Grocery_New_Food Preparation_Natural Gas_Fryer_E5 | F5 | Commercial | Grocery | New | Food Preparation | Natural Gas | Fryer | E5 | RIM BC Ratio | 0 | 0 | 0 | 0 | 0 | 0 | 0 | 0 | 0 | 0 | 0 | 0 | 0 | 0 | 0 | 0 | 0 | 0 | 0 | 0 | 0 | 0 | 0 | 0 | 0 | 0 | 0 | 0 | 0 | 0
F5_Commercial_Grocery_New_Food Preparation_Natural Gas_Fryer_E6 | F5 | Commercial | Grocery | New | Food Preparation | Natural Gas | Fryer | E6 | RIM BC Ratio | 0 | 0 | 0 | 0 | 0 | 0 | 0 | 0 | 0 | 0 | 0 | 0 | 0 | 0 | 0 | 0 | 0 | 0 | 0 | 0 | 0 | 0 | 0 | 0 | 0 | 0 | 0 | 0 | 0 | 0
F5_Commercial_Grocery_New_Food Preparation_Natural Gas_Fryer_E7 | F5 | Commercial | Grocery | New | Food Preparation | Natural Gas | Fryer | E7 | RIM BC Ratio | 0 | 0 | 0 | 0 | 0 | 0 | 0 | 0 | 0 | 0 | 0 | 0 | 0 | 0 | 0 | 0 | 0 | 0 | 0 | 0 | 0 | 0 | 0 | 0 | 0 | 0 | 0 | 0 | 0 | 0
F5_Commercial_Grocery_New_Food Preparation_Natural Gas_Fryer_E8 | F5 | Commercial | Grocery | New | Food Preparation | Natural Gas | Fryer | E8 | RIM BC Ratio | 0 | 0 | 0 | 0 | 0 | 0 | 0 | 0 | 0 | 0 | 0 | 0 | 0 | 0 | 0 | 0 | 0 | 0 | 0 | 0 | 0 | 0 | 0 | 0 | 0 | 0 | 0 | 0 | 0 | 0
F5_Commercial_Grocery_New_Food Preparation_Natural Gas_Fryer_E9 | F5 | Commercial | Grocery | New | Food Preparation | Natural Gas | Fryer | E9 | RIM BC Ratio | 0 | 0 | 0 | 0 | 0 | 0 | 0 | 0 | 0 | 0 | 0 | 0 | 0 | 0 | 0 | 0 | 0 | 0 | 0 | 0 | 0 | 0 | 0 | 0 | 0 | 0 | 0 | 0 | 0 | 0
F5_Commercial_Grocery_New_Food Preparation_Natural Gas_Fryer_E10 | F5 | Commercial | Grocery | New | Food Preparation | Natural Gas | Fryer | E10 | RIM BC Ratio | 0 | 0 | 0 | 0 | 0 | 0 | 0 | 0 | 0 | 0 | 0 | 0 | 0 | 0 | 0 | 0 | 0 | 0 | 0 | 0 | 0 | 0 | 0 | 0 | 0 | 0 | 0 | 0 | 0 | 0
F0_Commercial_Grocery_New_Food Preparation_Natural Gas_Broiler_E0 | F0 | Commercial | Grocery | New | Food Preparation | Natural Gas | Broiler | E0 | Economic Unit | Infrared Burners | Infrared Burners | Infrared Burners | Infrared Burners | Infrared Burners | Infrared Burners | Infrared Burners | Infrared Burners | Infrared Burners | Infrared Burners | Infrared Burners | Infrared Burners | Infrared Burners | Infrared Burners | Infrared Burners | Infrared Burners | Infrared Burners | Infrared Burners | Infrared Burners | Infrared Burners | Infrared Burners | Infrared Burners | 0 | 0 | 0 | 0 | 0 | 0 | 0 | 0
F1_Commercial_Grocery_New_Food Preparation_Natural Gas_Broiler_E1 | F1 | Commercial | Grocery | New | Food Preparation | Natural Gas | Broiler | E1 | CCE | 0 | 0 | 0 | 0 | 0 | 0 | 0 | 0 | 0 | 0 | 0 | 0 | 0 | 0 | 0 | 0 | 0 | 0 | 0 | 0 | 0 | 0 | 0 | 0 | 0 | 0 | 0 | 0 | 0 | 0
F1_Commercial_Grocery_New_Food Preparation_Natural Gas_Broiler_E2 | F1 | Commercial | Grocery | New | Food Preparation | Natural Gas | Broiler | E2 | CCE | 0.0083589 | 0.0083589 | 0.0087817 | 0.0086482 | 0.0085184 | 0.0083564 | 0.0083336 | 0.00828 | 0.0082301 | 0.0081549 | 0.0081433 | 0.0081058 | 0.0080724 | 0.0080086 | 0.008017 | 0.0079925 | 0.0079685 | 0.0079158 | 0.0079314 | 0.0079159 | 0.0079043 | 0.0078601 | 0 | 0 | 0 | 0 | 0 | 0 | 0 | 0
F1_Commercial_Grocery_New_Food Preparation_Natural Gas_Broiler_E3 | F1 | Commercial | Grocery | New | Food Preparation | Natural Gas | Broiler | E3 | CCE | 0 | 0 | 0 | 0 | 0 | 0 | 0 | 0 | 0 | 0 | 0 | 0 | 0 | 0 | 0 | 0 | 0 | 0 | 0 | 0 | 0 | 0 | 0 | 0 | 0 | 0 | 0 | 0 | 0 | 0
F1_Commercial_Grocery_New_Food Preparation_Natural Gas_Broiler_E4 | F1 | Commercial | Grocery | New | Food Preparation | Natural Gas | Broiler | E4 | CCE | 0 | 0 | 0 | 0 | 0 | 0 | 0 | 0 | 0 | 0 | 0 | 0 | 0 | 0 | 0 | 0 | 0 | 0 | 0 | 0 | 0 | 0 | 0 | 0 | 0 | 0 | 0 | 0 | 0 | 0
F1_Commercial_Grocery_New_Food Preparation_Natural Gas_Broiler_E5 | F1 | Commercial | Grocery | New | Food Preparation | Natural Gas | Broiler | E5 | CCE | 0 | 0 | 0 | 0 | 0 | 0 | 0 | 0 | 0 | 0 | 0 | 0 | 0 | 0 | 0 | 0 | 0 | 0 | 0 | 0 | 0 | 0 | 0 | 0 | 0 | 0 | 0 | 0 | 0 | 0
F1_Commercial_Grocery_New_Food Preparation_Natural Gas_Broiler_E6 | F1 | Commercial | Grocery | New | Food Preparation | Natural Gas | Broiler | E6 | CCE | 0 | 0 | 0 | 0 | 0 | 0 | 0 | 0 | 0 | 0 | 0 | 0 | 0 | 0 | 0 | 0 | 0 | 0 | 0 | 0 | 0 | 0 | 0 | 0 | 0 | 0 | 0 | 0 | 0 | 0
F1_Commercial_Grocery_New_Food Preparation_Natural Gas_Broiler_E7 | F1 | Commercial | Grocery | New | Food Preparation | Natural Gas | Broiler | E7 | CCE | 0 | 0 | 0 | 0 | 0 | 0 | 0 | 0 | 0 | 0 | 0 | 0 | 0 | 0 | 0 | 0 | 0 | 0 | 0 | 0 | 0 | 0 | 0 | 0 | 0 | 0 | 0 | 0 | 0 | 0
F1_Commercial_Grocery_New_Food Preparation_Natural Gas_Broiler_E8 | F1 | Commercial | Grocery | New | Food Preparation | Natural Gas | Broiler | E8 | CCE | 0 | 0 | 0 | 0 | 0 | 0 | 0 | 0 | 0 | 0 | 0 | 0 | 0 | 0 | 0 | 0 | 0 | 0 | 0 | 0 | 0 | 0 | 0 | 0 | 0 | 0 | 0 | 0 | 0 | 0
F1_Commercial_Grocery_New_Food Preparation_Natural Gas_Broiler_E9 | F1 | Commercial | Grocery | New | Food Preparation | Natural Gas | Broiler | E9 | CCE | 0 | 0 | 0 | 0 | 0 | 0 | 0 | 0 | 0 | 0 | 0 | 0 | 0 | 0 | 0 | 0 | 0 | 0 | 0 | 0 | 0 | 0 | 0 | 0 | 0 | 0 | 0 | 0 | 0 | 0
F1_Commercial_Grocery_New_Food Preparation_Natural Gas_Broiler_E10 | F1 | Commercial | Grocery | New | Food Preparation | Natural Gas | Broiler | E10 | CCE | 0 | 0 | 0 | 0 | 0 | 0 | 0 | 0 | 0 | 0 | 0 | 0 | 0 | 0 | 0 | 0 | 0 | 0 | 0 | 0 | 0 | 0 | 0 | 0 | 0 | 0 | 0 | 0 | 0 | 0
F2_Commercial_Grocery_New_Food Preparation_Natural Gas_Broiler_E1 | F2 | Commercial | Grocery | New | Food Preparation | Natural Gas | Broiler | E1 | TRC BC Ratio | 0.9 | 0.9 | 0.9 | 0.9 | 0.9 | 0.9 | 0.9 | 0.9 | 0.9 | 0.9 | 0.9 | 0.9 | 0.9 | 0.9 | 0.9 | 0.9 | 0.9 | 0.9 | 0.9 | 0.9 | 0.9 | 0.9 | 0 | 0 | 0 | 0 | 0 | 0 | 0 | 0
F2_Commercial_Grocery_New_Food Preparation_Natural Gas_Broiler_E2 | F2 | Commercial | Grocery | New | Food Preparation | Natural Gas | Broiler | E2 | TRC BC Ratio | 1.0644 | 1.0735 | 1.0844 | 1.1025 | 1.1265 | 1.1549 | 1.181 | 1.2042 | 1.2267 | 1.2485 | 1.2706 | 1.292 | 1.3121 | 1.3323 | 1.3516 | 1.3714 | 1.3925 | 1.4138 | 1.4353 | 1.4569 | 1.4782 | 1.4992 | 0 | 0 | 0 | 0 | 0 | 0 | 0 | 0
F2_Commercial_Grocery_New_Food Preparation_Natural Gas_Broiler_E3 | F2 | Commercial | Grocery | New | Food Preparation | Natural Gas | Broiler | E3 | TRC BC Ratio | 0 | 0 | 0 | 0 | 0 | 0 | 0 | 0 | 0 | 0 | 0 | 0 | 0 | 0 | 0 | 0 | 0 | 0 | 0 | 0 | 0 | 0 | 0 | 0 | 0 | 0 | 0 | 0 | 0 | 0
F2_Commercial_Grocery_New_Food Preparation_Natural Gas_Broiler_E4 | F2 | Commercial | Grocery | New | Food Preparation | Natural Gas | Broiler | E4 | TRC BC Ratio | 0 | 0 | 0 | 0 | 0 | 0 | 0 | 0 | 0 | 0 | 0 | 0 | 0 | 0 | 0 | 0 | 0 | 0 | 0 | 0 | 0 | 0 | 0 | 0 | 0 | 0 | 0 | 0 | 0 | 0
F2_Commercial_Grocery_New_Food Preparation_Natural Gas_Broiler_E5 | F2 | Commercial | Grocery | New | Food Preparation | Natural Gas | Broiler | E5 | TRC BC Ratio | 0 | 0 | 0 | 0 | 0 | 0 | 0 | 0 | 0 | 0 | 0 | 0 | 0 | 0 | 0 | 0 | 0 | 0 | 0 | 0 | 0 | 0 | 0 | 0 | 0 | 0 | 0 | 0 | 0 | 0
F2_Commercial_Grocery_New_Food Preparation_Natural Gas_Broiler_E6 | F2 | Commercial | Grocery | New | Food Preparation | Natural Gas | Broiler | E6 | TRC BC Ratio | 0 | 0 | 0 | 0 | 0 | 0 | 0 | 0 | 0 | 0 | 0 | 0 | 0 | 0 | 0 | 0 | 0 | 0 | 0 | 0 | 0 | 0 | 0 | 0 | 0 | 0 | 0 | 0 | 0 | 0
F2_Commercial_Grocery_New_Food Preparation_Natural Gas_Broiler_E7 | F2 | Commercial | Grocery | New | Food Preparation | Natural Gas | Broiler | E7 | TRC BC Ratio | 0 | 0 | 0 | 0 | 0 | 0 | 0 | 0 | 0 | 0 | 0 | 0 | 0 | 0 | 0 | 0 | 0 | 0 | 0 | 0 | 0 | 0 | 0 | 0 | 0 | 0 | 0 | 0 | 0 | 0
F2_Commercial_Grocery_New_Food Preparation_Natural Gas_Broiler_E8 | F2 | Commercial | Grocery | New | Food Preparation | Natural Gas | Broiler | E8 | TRC BC Ratio | 0 | 0 | 0 | 0 | 0 | 0 | 0 | 0 | 0 | 0 | 0 | 0 | 0 | 0 | 0 | 0 | 0 | 0 | 0 | 0 | 0 | 0 | 0 | 0 | 0 | 0 | 0 | 0 | 0 | 0
F2_Commercial_Grocery_New_Food Preparation_Natural Gas_Broiler_E9 | F2 | Commercial | Grocery | New | Food Preparation | Natural Gas | Broiler | E9 | TRC BC Ratio | 0 | 0 | 0 | 0 | 0 | 0 | 0 | 0 | 0 | 0 | 0 | 0 | 0 | 0 | 0 | 0 | 0 | 0 | 0 | 0 | 0 | 0 | 0 | 0 | 0 | 0 | 0 | 0 | 0 | 0
F2_Commercial_Grocery_New_Food Preparation_Natural Gas_Broiler_E10 | F2 | Commercial | Grocery | New | Food Preparation | Natural Gas | Broiler | E10 | TRC BC Ratio | 0 | 0 | 0 | 0 | 0 | 0 | 0 | 0 | 0 | 0 | 0 | 0 | 0 | 0 | 0 | 0 | 0 | 0 | 0 | 0 | 0 | 0 | 0 | 0 | 0 | 0 | 0 | 0 | 0 | 0
F3_Commercial_Grocery_New_Food Preparation_Natural Gas_Broiler_E1 | F3 | Commercial | Grocery | New | Food Preparation | Natural Gas | Broiler | E1 | PACT BC Ratio | 0.9 | 0.9 | 0.9 | 0.9 | 0.9 | 0.9 | 0.9 | 0.9 | 0.9 | 0.9 | 0.9 | 0.9 | 0.9 | 0.9 | 0.9 | 0.9 | 0.9 | 0.9 | 0.9 | 0.9 | 0.9 | 0.9 | 0 | 0 | 0 | 0 | 0 | 0 | 0 | 0
F3_Commercial_Grocery_New_Food Preparation_Natural Gas_Broiler_E2 | F3 | Commercial | Grocery | New | Food Preparation | Natural Gas | Broiler | E2 | PACT BC Ratio | 1.3204 | 1.3317 | 1.3453 | 1.3676 | 1.3975 | 1.4327 | 1.465 | 1.4938 | 1.5217 | 1.5488 | 1.5761 | 1.6027 | 1.6277 | 1.6527 | 1.6767 | 1.7012 | 1.7275 | 1.7539 | 1.7805 | 1.8073 | 1.8337 | 1.8598 | 0 | 0 | 0 | 0 | 0 | 0 | 0 | 0
F3_Commercial_Grocery_New_Food Preparation_Natural Gas_Broiler_E3 | F3 | Commercial | Grocery | New | Food Preparation | Natural Gas | Broiler | E3 | PACT BC Ratio | 0 | 0 | 0 | 0 | 0 | 0 | 0 | 0 | 0 | 0 | 0 | 0 | 0 | 0 | 0 | 0 | 0 | 0 | 0 | 0 | 0 | 0 | 0 | 0 | 0 | 0 | 0 | 0 | 0 | 0
F3_Commercial_Grocery_New_Food Preparation_Natural Gas_Broiler_E4 | F3 | Commercial | Grocery | New | Food Preparation | Natural Gas | Broiler | E4 | PACT BC Ratio | 0 | 0 | 0 | 0 | 0 | 0 | 0 | 0 | 0 | 0 | 0 | 0 | 0 | 0 | 0 | 0 | 0 | 0 | 0 | 0 | 0 | 0 | 0 | 0 | 0 | 0 | 0 | 0 | 0 | 0
F3_Commercial_Grocery_New_Food Preparation_Natural Gas_Broiler_E5 | F3 | Commercial | Grocery | New | Food Preparation | Natural Gas | Broiler | E5 | PACT BC Ratio | 0 | 0 | 0 | 0 | 0 | 0 | 0 | 0 | 0 | 0 | 0 | 0 | 0 | 0 | 0 | 0 | 0 | 0 | 0 | 0 | 0 | 0 | 0 | 0 | 0 | 0 | 0 | 0 | 0 | 0
F3_Commercial_Grocery_New_Food Preparation_Natural Gas_Broiler_E6 | F3 | Commercial | Grocery | New | Food Preparation | Natural Gas | Broiler | E6 | PACT BC Ratio | 0 | 0 | 0 | 0 | 0 | 0 | 0 | 0 | 0 | 0 | 0 | 0 | 0 | 0 | 0 | 0 | 0 | 0 | 0 | 0 | 0 | 0 | 0 | 0 | 0 | 0 | 0 | 0 | 0 | 0
F3_Commercial_Grocery_New_Food Preparation_Natural Gas_Broiler_E7 | F3 | Commercial | Grocery | New | Food Preparation | Natural Gas | Broiler | E7 | PACT BC Ratio | 0 | 0 | 0 | 0 | 0 | 0 | 0 | 0 | 0 | 0 | 0 | 0 | 0 | 0 | 0 | 0 | 0 | 0 | 0 | 0 | 0 | 0 | 0 | 0 | 0 | 0 | 0 | 0 | 0 | 0
F3_Commercial_Grocery_New_Food Preparation_Natural Gas_Broiler_E8 | F3 | Commercial | Grocery | New | Food Preparation | Natural Gas | Broiler | E8 | PACT BC Ratio | 0 | 0 | 0 | 0 | 0 | 0 | 0 | 0 | 0 | 0 | 0 | 0 | 0 | 0 | 0 | 0 | 0 | 0 | 0 | 0 | 0 | 0 | 0 | 0 | 0 | 0 | 0 | 0 | 0 | 0
F3_Commercial_Grocery_New_Food Preparation_Natural Gas_Broiler_E9 | F3 | Commercial | Grocery | New | Food Preparation | Natural Gas | Broiler | E9 | PACT BC Ratio | 0 | 0 | 0 | 0 | 0 | 0 | 0 | 0 | 0 | 0 | 0 | 0 | 0 | 0 | 0 | 0 | 0 | 0 | 0 | 0 | 0 | 0 | 0 | 0 | 0 | 0 | 0 | 0 | 0 | 0
F3_Commercial_Grocery_New_Food Preparation_Natural Gas_Broiler_E10 | F3 | Commercial | Grocery | New | Food Preparation | Natural Gas | Broiler | E10 | PACT BC Ratio | 0 | 0 | 0 | 0 | 0 | 0 | 0 | 0 | 0 | 0 | 0 | 0 | 0 | 0 | 0 | 0 | 0 | 0 | 0 | 0 | 0 | 0 | 0 | 0 | 0 | 0 | 0 | 0 | 0 | 0
F4_Commercial_Grocery_New_Food Preparation_Natural Gas_Broiler_E1 | F4 | Commercial | Grocery | New | Food Preparation | Natural Gas | Broiler | E1 | PCT BC Ratio | 0.9 | 0.9 | 0.9 | 0.9 | 0.9 | 0.9 | 0.9 | 0.9 | 0.9 | 0.9 | 0.9 | 0.9 | 0.9 | 0.9 | 0.9 | 0.9 | 0.9 | 0.9 | 0.9 | 0.9 | 0.9 | 0.9 | 0 | 0 | 0 | 0 | 0 | 0 | 0 | 0
F4_Commercial_Grocery_New_Food Preparation_Natural Gas_Broiler_E2 | F4 | Commercial | Grocery | New | Food Preparation | Natural Gas | Broiler | E2 | PCT BC Ratio | 2.8717 | 2.8906 | 2.9132 | 2.9506 | 3.0005 | 3.0593 | 3.1134 | 3.1615 | 3.2082 | 3.2535 | 3.2991 | 3.3435 | 3.3853 | 3.4272 | 3.4672 | 3.5082 | 3.5521 | 3.5963 | 3.6408 | 3.6855 | 3.7298 | 3.7734 | 0 | 0 | 0 | 0 | 0 | 0 | 0 | 0
F4_Commercial_Grocery_New_Food Preparation_Natural Gas_Broiler_E3 | F4 | Commercial | Grocery | New | Food Preparation | Natural Gas | Broiler | E3 | PCT BC Ratio | 0 | 0 | 0 | 0 | 0 | 0 | 0 | 0 | 0 | 0 | 0 | 0 | 0 | 0 | 0 | 0 | 0 | 0 | 0 | 0 | 0 | 0 | 0 | 0 | 0 | 0 | 0 | 0 | 0 | 0
F4_Commercial_Grocery_New_Food Preparation_Natural Gas_Broiler_E4 | F4 | Commercial | Grocery | New | Food Preparation | Natural Gas | Broiler | E4 | PCT BC Ratio | 0 | 0 | 0 | 0 | 0 | 0 | 0 | 0 | 0 | 0 | 0 | 0 | 0 | 0 | 0 | 0 | 0 | 0 | 0 | 0 | 0 | 0 | 0 | 0 | 0 | 0 | 0 | 0 | 0 | 0
F4_Commercial_Grocery_New_Food Preparation_Natural Gas_Broiler_E5 | F4 | Commercial | Grocery | New | Food Preparation | Natural Gas | Broiler | E5 | PCT BC Ratio | 0 | 0 | 0 | 0 | 0 | 0 | 0 | 0 | 0 | 0 | 0 | 0 | 0 | 0 | 0 | 0 | 0 | 0 | 0 | 0 | 0 | 0 | 0 | 0 | 0 | 0 | 0 | 0 | 0 | 0
F4_Commercial_Grocery_New_Food Preparation_Natural Gas_Broiler_E6 | F4 | Commercial | Grocery | New | Food Preparation | Natural Gas | Broiler | E6 | PCT BC Ratio | 0 | 0 | 0 | 0 | 0 | 0 | 0 | 0 | 0 | 0 | 0 | 0 | 0 | 0 | 0 | 0 | 0 | 0 | 0 | 0 | 0 | 0 | 0 | 0 | 0 | 0 | 0 | 0 | 0 | 0
F4_Commercial_Grocery_New_Food Preparation_Natural Gas_Broiler_E7 | F4 | Commercial | Grocery | New | Food Preparation | Natural Gas | Broiler | E7 | PCT BC Ratio | 0 | 0 | 0 | 0 | 0 | 0 | 0 | 0 | 0 | 0 | 0 | 0 | 0 | 0 | 0 | 0 | 0 | 0 | 0 | 0 | 0 | 0 | 0 | 0 | 0 | 0 | 0 | 0 | 0 | 0
F4_Commercial_Grocery_New_Food Preparation_Natural Gas_Broiler_E8 | F4 | Commercial | Grocery | New | Food Preparation | Natural Gas | Broiler | E8 | PCT BC Ratio | 0 | 0 | 0 | 0 | 0 | 0 | 0 | 0 | 0 | 0 | 0 | 0 | 0 | 0 | 0 | 0 | 0 | 0 | 0 | 0 | 0 | 0 | 0 | 0 | 0 | 0 | 0 | 0 | 0 | 0
F4_Commercial_Grocery_New_Food Preparation_Natural Gas_Broiler_E9 | F4 | Commercial | Grocery | New | Food Preparation | Natural Gas | Broiler | E9 | PCT BC Ratio | 0 | 0 | 0 | 0 | 0 | 0 | 0 | 0 | 0 | 0 | 0 | 0 | 0 | 0 | 0 | 0 | 0 | 0 | 0 | 0 | 0 | 0 | 0 | 0 | 0 | 0 | 0 | 0 | 0 | 0
F4_Commercial_Grocery_New_Food Preparation_Natural Gas_Broiler_E10 | F4 | Commercial | Grocery | New | Food Preparation | Natural Gas | Broiler | E10 | PCT BC Ratio | 0 | 0 | 0 | 0 | 0 | 0 | 0 | 0 | 0 | 0 | 0 | 0 | 0 | 0 | 0 | 0 | 0 | 0 | 0 | 0 | 0 | 0 | 0 | 0 | 0 | 0 | 0 | 0 | 0 | 0
F5_Commercial_Grocery_New_Food Preparation_Natural Gas_Broiler_E1 | F5 | Commercial | Grocery | New | Food Preparation | Natural Gas | Broiler | E1 | RIM BC Ratio | 0.9 | 0.9 | 0.9 | 0.9 | 0.9 | 0.9 | 0.9 | 0.9 | 0.9 | 0.9 | 0.9 | 0.9 | 0.9 | 0.9 | 0.9 | 0.9 | 0.9 | 0.9 | 0.9 | 0.9 | 0.9 | 0.9 | 0 | 0 | 0 | 0 | 0 | 0 | 0 | 0
F5_Commercial_Grocery_New_Food Preparation_Natural Gas_Broiler_E2 | F5 | Commercial | Grocery | New | Food Preparation | Natural Gas | Broiler | E2 | RIM BC Ratio | 0.51141 | 0.51309 | 0.51509 | 0.51833 | 0.52256 | 0.52741 | 0.53173 | 0.53547 | 0.53902 | 0.54238 | 0.54569 | 0.54884 | 0.55175 | 0.55459 | 0.55726 | 0.55995 | 0.56276 | 0.56554 | 0.56828 | 0.57098 | 0.57359 | 0.57612 | 0 | 0 | 0 | 0 | 0 | 0 | 0 | 0
F5_Commercial_Grocery_New_Food Preparation_Natural Gas_Broiler_E3 | F5 | Commercial | Grocery | New | Food Preparation | Natural Gas | Broiler | E3 | RIM BC Ratio | 0 | 0 | 0 | 0 | 0 | 0 | 0 | 0 | 0 | 0 | 0 | 0 | 0 | 0 | 0 | 0 | 0 | 0 | 0 | 0 | 0 | 0 | 0 | 0 | 0 | 0 | 0 | 0 | 0 | 0
F5_Commercial_Grocery_New_Food Preparation_Natural Gas_Broiler_E4 | F5 | Commercial | Grocery | New | Food Preparation | Natural Gas | Broiler | E4 | RIM BC Ratio | 0 | 0 | 0 | 0 | 0 | 0 | 0 | 0 | 0 | 0 | 0 | 0 | 0 | 0 | 0 | 0 | 0 | 0 | 0 | 0 | 0 | 0 | 0 | 0 | 0 | 0 | 0 | 0 | 0 | 0
F5_Commercial_Grocery_New_Food Preparation_Natural Gas_Broiler_E5 | F5 | Commercial | Grocery | New | Food Preparation | Natural Gas | Broiler | E5 | RIM BC Ratio | 0 | 0 | 0 | 0 | 0 | 0 | 0 | 0 | 0 | 0 | 0 | 0 | 0 | 0 | 0 | 0 | 0 | 0 | 0 | 0 | 0 | 0 | 0 | 0 | 0 | 0 | 0 | 0 | 0 | 0
F5_Commercial_Grocery_New_Food Preparation_Natural Gas_Broiler_E6 | F5 | Commercial | Grocery | New | Food Preparation | Natural Gas | Broiler | E6 | RIM BC Ratio | 0 | 0 | 0 | 0 | 0 | 0 | 0 | 0 | 0 | 0 | 0 | 0 | 0 | 0 | 0 | 0 | 0 | 0 | 0 | 0 | 0 | 0 | 0 | 0 | 0 | 0 | 0 | 0 | 0 | 0
F5_Commercial_Grocery_New_Food Preparation_Natural Gas_Broiler_E7 | F5 | Commercial | Grocery | New | Food Preparation | Natural Gas | Broiler | E7 | RIM BC Ratio | 0 | 0 | 0 | 0 | 0 | 0 | 0 | 0 | 0 | 0 | 0 | 0 | 0 | 0 | 0 | 0 | 0 | 0 | 0 | 0 | 0 | 0 | 0 | 0 | 0 | 0 | 0 | 0 | 0 | 0
F5_Commercial_Grocery_New_Food Preparation_Natural Gas_Broiler_E8 | F5 | Commercial | Grocery | New | Food Preparation | Natural Gas | Broiler | E8 | RIM BC Ratio | 0 | 0 | 0 | 0 | 0 | 0 | 0 | 0 | 0 | 0 | 0 | 0 | 0 | 0 | 0 | 0 | 0 | 0 | 0 | 0 | 0 | 0 | 0 | 0 | 0 | 0 | 0 | 0 | 0 | 0
F5_Commercial_Grocery_New_Food Preparation_Natural Gas_Broiler_E9 | F5 | Commercial | Grocery | New | Food Preparation | Natural Gas | Broiler | E9 | RIM BC Ratio | 0 | 0 | 0 | 0 | 0 | 0 | 0 | 0 | 0 | 0 | 0 | 0 | 0 | 0 | 0 | 0 | 0 | 0 | 0 | 0 | 0 | 0 | 0 | 0 | 0 | 0 | 0 | 0 | 0 | 0
F5_Commercial_Grocery_New_Food Preparation_Natural Gas_Broiler_E10 | F5 | Commercial | Grocery | New | Food Preparation | Natural Gas | Broiler | E10 | RIM BC Ratio | 0 | 0 | 0 | 0 | 0 | 0 | 0 | 0 | 0 | 0 | 0 | 0 | 0 | 0 | 0 | 0 | 0 | 0 | 0 | 0 | 0 | 0 | 0 | 0 | 0 | 0 | 0 | 0 | 0 | 0
F0_Commercial_Grocery_New_Food Preparation_Natural Gas_Griddle_E0 | F0 | Commercial | Grocery | New | Food Preparation | Natural Gas | Griddle | E0 | Economic Unit | ENERGY STAR | ENERGY STAR | ENERGY STAR | ENERGY STAR | ENERGY STAR | ENERGY STAR | ENERGY STAR | ENERGY STAR | ENERGY STAR | ENERGY STAR | ENERGY STAR | ENERGY STAR | ENERGY STAR | ENERGY STAR | ENERGY STAR | ENERGY STAR | ENERGY STAR | ENERGY STAR | ENERGY STAR | ENERGY STAR | ENERGY STAR | ENERGY STAR | 0 | 0 | 0 | 0 | 0 | 0 | 0 | 0
F1_Commercial_Grocery_New_Food Preparation_Natural Gas_Griddle_E1 | F1 | Commercial | Grocery | New | Food Preparation | Natural Gas | Griddle | E1 | CCE | 0 | 0 | 0 | 0 | 0 | 0 | 0 | 0 | 0 | 0 | 0 | 0 | 0 | 0 | 0 | 0 | 0 | 0 | 0 | 0 | 0 | 0 | 0 | 0 | 0 | 0 | 0 | 0 | 0 | 0
F1_Commercial_Grocery_New_Food Preparation_Natural Gas_Griddle_E2 | F1 | Commercial | Grocery | New | Food Preparation | Natural Gas | Griddle | E2 | CCE | 0.0050309 | 0.0050309 | 0.0052853 | 0.0052049 | 0.0051268 | 0.0050293 | 0.0050156 | 0.0049833 | 0.0049533 | 0.0049081 | 0.0049011 | 0.0048785 | 0.0048584 | 0.00482 | 0.0048251 | 0.0048103 | 0.0047959 | 0.0047642 | 0.0047735 | 0.0047642 | 0.0047572 | 0.0047306 | 0 | 0 | 0 | 0 | 0 | 0 | 0 | 0
F1_Commercial_Grocery_New_Food Preparation_Natural Gas_Griddle_E3 | F1 | Commercial | Grocery | New | Food Preparation | Natural Gas | Griddle | E3 | CCE | 0 | 0 | 0 | 0 | 0 | 0 | 0 | 0 | 0 | 0 | 0 | 0 | 0 | 0 | 0 | 0 | 0 | 0 | 0 | 0 | 0 | 0 | 0 | 0 | 0 | 0 | 0 | 0 | 0 | 0
F1_Commercial_Grocery_New_Food Preparation_Natural Gas_Griddle_E4 | F1 | Commercial | Grocery | New | Food Preparation | Natural Gas | Griddle | E4 | CCE | 0 | 0 | 0 | 0 | 0 | 0 | 0 | 0 | 0 | 0 | 0 | 0 | 0 | 0 | 0 | 0 | 0 | 0 | 0 | 0 | 0 | 0 | 0 | 0 | 0 | 0 | 0 | 0 | 0 | 0
F1_Commercial_Grocery_New_Food Preparation_Natural Gas_Griddle_E5 | F1 | Commercial | Grocery | New | Food Preparation | Natural Gas | Griddle | E5 | CCE | 0 | 0 | 0 | 0 | 0 | 0 | 0 | 0 | 0 | 0 | 0 | 0 | 0 | 0 | 0 | 0 | 0 | 0 | 0 | 0 | 0 | 0 | 0 | 0 | 0 | 0 | 0 | 0 | 0 | 0
F1_Commercial_Grocery_New_Food Preparation_Natural Gas_Griddle_E6 | F1 | Commercial | Grocery | New | Food Preparation | Natural Gas | Griddle | E6 | CCE | 0 | 0 | 0 | 0 | 0 | 0 | 0 | 0 | 0 | 0 | 0 | 0 | 0 | 0 | 0 | 0 | 0 | 0 | 0 | 0 | 0 | 0 | 0 | 0 | 0 | 0 | 0 | 0 | 0 | 0
F1_Commercial_Grocery_New_Food Preparation_Natural Gas_Griddle_E7 | F1 | Commercial | Grocery | New | Food Preparation | Natural Gas | Griddle | E7 | CCE | 0 | 0 | 0 | 0 | 0 | 0 | 0 | 0 | 0 | 0 | 0 | 0 | 0 | 0 | 0 | 0 | 0 | 0 | 0 | 0 | 0 | 0 | 0 | 0 | 0 | 0 | 0 | 0 | 0 | 0
F1_Commercial_Grocery_New_Food Preparation_Natural Gas_Griddle_E8 | F1 | Commercial | Grocery | New | Food Preparation | Natural Gas | Griddle | E8 | CCE | 0 | 0 | 0 | 0 | 0 | 0 | 0 | 0 | 0 | 0 | 0 | 0 | 0 | 0 | 0 | 0 | 0 | 0 | 0 | 0 | 0 | 0 | 0 | 0 | 0 | 0 | 0 | 0 | 0 | 0
F1_Commercial_Grocery_New_Food Preparation_Natural Gas_Griddle_E9 | F1 | Commercial | Grocery | New | Food Preparation | Natural Gas | Griddle | E9 | CCE | 0 | 0 | 0 | 0 | 0 | 0 | 0 | 0 | 0 | 0 | 0 | 0 | 0 | 0 | 0 | 0 | 0 | 0 | 0 | 0 | 0 | 0 | 0 | 0 | 0 | 0 | 0 | 0 | 0 | 0
F1_Commercial_Grocery_New_Food Preparation_Natural Gas_Griddle_E10 | F1 | Commercial | Grocery | New | Food Preparation | Natural Gas | Griddle | E10 | CCE | 0 | 0 | 0 | 0 | 0 | 0 | 0 | 0 | 0 | 0 | 0 | 0 | 0 | 0 | 0 | 0 | 0 | 0 | 0 | 0 | 0 | 0 | 0 | 0 | 0 | 0 | 0 | 0 | 0 | 0
F2_Commercial_Grocery_New_Food Preparation_Natural Gas_Griddle_E1 | F2 | Commercial | Grocery | New | Food Preparation | Natural Gas | Griddle | E1 | TRC BC Ratio | 0.9 | 0.9 | 0.9 | 0.9 | 0.9 | 0.9 | 0.9 | 0.9 | 0.9 | 0.9 | 0.9 | 0.9 | 0.9 | 0.9 | 0.9 | 0.9 | 0.9 | 0.9 | 0.9 | 0.9 | 0.9 | 0.9 | 0 | 0 | 0 | 0 | 0 | 0 | 0 | 0
F2_Commercial_Grocery_New_Food Preparation_Natural Gas_Griddle_E2 | F2 | Commercial | Grocery | New | Food Preparation | Natural Gas | Griddle | E2 | TRC BC Ratio | 1.7686 | 1.7837 | 1.8018 | 1.8318 | 1.8718 | 1.9189 | 1.9622 | 2.0008 | 2.0382 | 2.0745 | 2.1111 | 2.1466 | 2.1801 | 2.2137 | 2.2457 | 2.2786 | 2.3138 | 2.3491 | 2.3848 | 2.4207 | 2.4561 | 2.491 | 0 | 0 | 0 | 0 | 0 | 0 | 0 | 0
F2_Commercial_Grocery_New_Food Preparation_Natural Gas_Griddle_E3 | F2 | Commercial | Grocery | New | Food Preparation | Natural Gas | Griddle | E3 | TRC BC Ratio | 0 | 0 | 0 | 0 | 0 | 0 | 0 | 0 | 0 | 0 | 0 | 0 | 0 | 0 | 0 | 0 | 0 | 0 | 0 | 0 | 0 | 0 | 0 | 0 | 0 | 0 | 0 | 0 | 0 | 0
F2_Commercial_Grocery_New_Food Preparation_Natural Gas_Griddle_E4 | F2 | Commercial | Grocery | New | Food Preparation | Natural Gas | Griddle | E4 | TRC BC Ratio | 0 | 0 | 0 | 0 | 0 | 0 | 0 | 0 | 0 | 0 | 0 | 0 | 0 | 0 | 0 | 0 | 0 | 0 | 0 | 0 | 0 | 0 | 0 | 0 | 0 | 0 | 0 | 0 | 0 | 0
F2_Commercial_Grocery_New_Food Preparation_Natural Gas_Griddle_E5 | F2 | Commercial | Grocery | New | Food Preparation | Natural Gas | Griddle | E5 | TRC BC Ratio | 0 | 0 | 0 | 0 | 0 | 0 | 0 | 0 | 0 | 0 | 0 | 0 | 0 | 0 | 0 | 0 | 0 | 0 | 0 | 0 | 0 | 0 | 0 | 0 | 0 | 0 | 0 | 0 | 0 | 0
F2_Commercial_Grocery_New_Food Preparation_Natural Gas_Griddle_E6 | F2 | Commercial | Grocery | New | Food Preparation | Natural Gas | Griddle | E6 | TRC BC Ratio | 0 | 0 | 0 | 0 | 0 | 0 | 0 | 0 | 0 | 0 | 0 | 0 | 0 | 0 | 0 | 0 | 0 | 0 | 0 | 0 | 0 | 0 | 0 | 0 | 0 | 0 | 0 | 0 | 0 | 0
F2_Commercial_Grocery_New_Food Preparation_Natural Gas_Griddle_E7 | F2 | Commercial | Grocery | New | Food Preparation | Natural Gas | Griddle | E7 | TRC BC Ratio | 0 | 0 | 0 | 0 | 0 | 0 | 0 | 0 | 0 | 0 | 0 | 0 | 0 | 0 | 0 | 0 | 0 | 0 | 0 | 0 | 0 | 0 | 0 | 0 | 0 | 0 | 0 | 0 | 0 | 0
F2_Commercial_Grocery_New_Food Preparation_Natural Gas_Griddle_E8 | F2 | Commercial | Grocery | New | Food Preparation | Natural Gas | Griddle | E8 | TRC BC Ratio | 0 | 0 | 0 | 0 | 0 | 0 | 0 | 0 | 0 | 0 | 0 | 0 | 0 | 0 | 0 | 0 | 0 | 0 | 0 | 0 | 0 | 0 | 0 | 0 | 0 | 0 | 0 | 0 | 0 | 0
F2_Commercial_Grocery_New_Food Preparation_Natural Gas_Griddle_E9 | F2 | Commercial | Grocery | New | Food Preparation | Natural Gas | Griddle | E9 | TRC BC Ratio | 0 | 0 | 0 | 0 | 0 | 0 | 0 | 0 | 0 | 0 | 0 | 0 | 0 | 0 | 0 | 0 | 0 | 0 | 0 | 0 | 0 | 0 | 0 | 0 | 0 | 0 | 0 | 0 | 0 | 0
F2_Commercial_Grocery_New_Food Preparation_Natural Gas_Griddle_E10 | F2 | Commercial | Grocery | New | Food Preparation | Natural Gas | Griddle | E10 | TRC BC Ratio | 0 | 0 | 0 | 0 | 0 | 0 | 0 | 0 | 0 | 0 | 0 | 0 | 0 | 0 | 0 | 0 | 0 | 0 | 0 | 0 | 0 | 0 | 0 | 0 | 0 | 0 | 0 | 0 | 0 | 0
F3_Commercial_Grocery_New_Food Preparation_Natural Gas_Griddle_E1 | F3 | Commercial | Grocery | New | Food Preparation | Natural Gas | Griddle | E1 | PACT BC Ratio | 0.9 | 0.9 | 0.9 | 0.9 | 0.9 | 0.9 | 0.9 | 0.9 | 0.9 | 0.9 | 0.9 | 0.9 | 0.9 | 0.9 | 0.9 | 0.9 | 0.9 | 0.9 | 0.9 | 0.9 | 0.9 | 0.9 | 0 | 0 | 0 | 0 | 0 | 0 | 0 | 0
F3_Commercial_Grocery_New_Food Preparation_Natural Gas_Griddle_E2 | F3 | Commercial | Grocery | New | Food Preparation | Natural Gas | Griddle | E2 | PACT BC Ratio | 1.7686 | 1.7837 | 1.8018 | 1.8318 | 1.8718 | 1.9189 | 1.9622 | 2.0008 | 2.0382 | 2.0745 | 2.1111 | 2.1466 | 2.1801 | 2.2137 | 2.2457 | 2.2786 | 2.3138 | 2.3491 | 2.3848 | 2.4207 | 2.4561 | 2.491 | 0 | 0 | 0 | 0 | 0 | 0 | 0 | 0
F3_Commercial_Grocery_New_Food Preparation_Natural Gas_Griddle_E3 | F3 | Commercial | Grocery | New | Food Preparation | Natural Gas | Griddle | E3 | PACT BC Ratio | 0 | 0 | 0 | 0 | 0 | 0 | 0 | 0 | 0 | 0 | 0 | 0 | 0 | 0 | 0 | 0 | 0 | 0 | 0 | 0 | 0 | 0 | 0 | 0 | 0 | 0 | 0 | 0 | 0 | 0
F3_Commercial_Grocery_New_Food Preparation_Natural Gas_Griddle_E4 | F3 | Commercial | Grocery | New | Food Preparation | Natural Gas | Griddle | E4 | PACT BC Ratio | 0 | 0 | 0 | 0 | 0 | 0 | 0 | 0 | 0 | 0 | 0 | 0 | 0 | 0 | 0 | 0 | 0 | 0 | 0 | 0 | 0 | 0 | 0 | 0 | 0 | 0 | 0 | 0 | 0 | 0
F3_Commercial_Grocery_New_Food Preparation_Natural Gas_Griddle_E5 | F3 | Commercial | Grocery | New | Food Preparation | Natural Gas | Griddle | E5 | PACT BC Ratio | 0 | 0 | 0 | 0 | 0 | 0 | 0 | 0 | 0 | 0 | 0 | 0 | 0 | 0 | 0 | 0 | 0 | 0 | 0 | 0 | 0 | 0 | 0 | 0 | 0 | 0 | 0 | 0 | 0 | 0
F3_Commercial_Grocery_New_Food Preparation_Natural Gas_Griddle_E6 | F3 | Commercial | Grocery | New | Food Preparation | Natural Gas | Griddle | E6 | PACT BC Ratio | 0 | 0 | 0 | 0 | 0 | 0 | 0 | 0 | 0 | 0 | 0 | 0 | 0 | 0 | 0 | 0 | 0 | 0 | 0 | 0 | 0 | 0 | 0 | 0 | 0 | 0 | 0 | 0 | 0 | 0
F3_Commercial_Grocery_New_Food Preparation_Natural Gas_Griddle_E7 | F3 | Commercial | Grocery | New | Food Preparation | Natural Gas | Griddle | E7 | PACT BC Ratio | 0 | 0 | 0 | 0 | 0 | 0 | 0 | 0 | 0 | 0 | 0 | 0 | 0 | 0 | 0 | 0 | 0 | 0 | 0 | 0 | 0 | 0 | 0 | 0 | 0 | 0 | 0 | 0 | 0 | 0
F3_Commercial_Grocery_New_Food Preparation_Natural Gas_Griddle_E8 | F3 | Commercial | Grocery | New | Food Preparation | Natural Gas | Griddle | E8 | PACT BC Ratio | 0 | 0 | 0 | 0 | 0 | 0 | 0 | 0 | 0 | 0 | 0 | 0 | 0 | 0 | 0 | 0 | 0 | 0 | 0 | 0 | 0 | 0 | 0 | 0 | 0 | 0 | 0 | 0 | 0 | 0
F3_Commercial_Grocery_New_Food Preparation_Natural Gas_Griddle_E9 | F3 | Commercial | Grocery | New | Food Preparation | Natural Gas | Griddle | E9 | PACT BC Ratio | 0 | 0 | 0 | 0 | 0 | 0 | 0 | 0 | 0 | 0 | 0 | 0 | 0 | 0 | 0 | 0 | 0 | 0 | 0 | 0 | 0 | 0 | 0 | 0 | 0 | 0 | 0 | 0 | 0 | 0
F3_Commercial_Grocery_New_Food Preparation_Natural Gas_Griddle_E10 | F3 | Commercial | Grocery | New | Food Preparation | Natural Gas | Griddle | E10 | PACT BC Ratio | 0 | 0 | 0 | 0 | 0 | 0 | 0 | 0 | 0 | 0 | 0 | 0 | 0 | 0 | 0 | 0 | 0 | 0 | 0 | 0 | 0 | 0 | 0 | 0 | 0 | 0 | 0 | 0 | 0 | 0
F4_Commercial_Grocery_New_Food Preparation_Natural Gas_Griddle_E1 | F4 | Commercial | Grocery | New | Food Preparation | Natural Gas | Griddle | E1 | PCT BC Ratio | 0.9 | 0.9 | 0.9 | 0.9 | 0.9 | 0.9 | 0.9 | 0.9 | 0.9 | 0.9 | 0.9 | 0.9 | 0.9 | 0.9 | 0.9 | 0.9 | 0.9 | 0.9 | 0.9 | 0.9 | 0.9 | 0.9 | 0 | 0 | 0 | 0 | 0 | 0 | 0 | 0
F4_Commercial_Grocery_New_Food Preparation_Natural Gas_Griddle_E2 | F4 | Commercial | Grocery | New | Food Preparation | Natural Gas | Griddle | E2 | PCT BC Ratio | 5.4497 | 5.4877 | 5.5333 | 5.6087 | 5.7092 | 5.8278 | 5.9368 | 6.0338 | 6.128 | 6.2192 | 6.3113 | 6.4008 | 6.4851 | 6.5695 | 6.6501 | 6.7328 | 6.8213 | 6.9103 | 7.0001 | 7.0902 | 7.1794 | 7.2673 | 0 | 0 | 0 | 0 | 0 | 0 | 0 | 0
F4_Commercial_Grocery_New_Food Preparation_Natural Gas_Griddle_E3 | F4 | Commercial | Grocery | New | Food Preparation | Natural Gas | Griddle | E3 | PCT BC Ratio | 0 | 0 | 0 | 0 | 0 | 0 | 0 | 0 | 0 | 0 | 0 | 0 | 0 | 0 | 0 | 0 | 0 | 0 | 0 | 0 | 0 | 0 | 0 | 0 | 0 | 0 | 0 | 0 | 0 | 0
F4_Commercial_Grocery_New_Food Preparation_Natural Gas_Griddle_E4 | F4 | Commercial | Grocery | New | Food Preparation | Natural Gas | Griddle | E4 | PCT BC Ratio | 0 | 0 | 0 | 0 | 0 | 0 | 0 | 0 | 0 | 0 | 0 | 0 | 0 | 0 | 0 | 0 | 0 | 0 | 0 | 0 | 0 | 0 | 0 | 0 | 0 | 0 | 0 | 0 | 0 | 0
F4_Commercial_Grocery_New_Food Preparation_Natural Gas_Griddle_E5 | F4 | Commercial | Grocery | New | Food Preparation | Natural Gas | Griddle | E5 | PCT BC Ratio | 0 | 0 | 0 | 0 | 0 | 0 | 0 | 0 | 0 | 0 | 0 | 0 | 0 | 0 | 0 | 0 | 0 | 0 | 0 | 0 | 0 | 0 | 0 | 0 | 0 | 0 | 0 | 0 | 0 | 0
F4_Commercial_Grocery_New_Food Preparation_Natural Gas_Griddle_E6 | F4 | Commercial | Grocery | New | Food Preparation | Natural Gas | Griddle | E6 | PCT BC Ratio | 0 | 0 | 0 | 0 | 0 | 0 | 0 | 0 | 0 | 0 | 0 | 0 | 0 | 0 | 0 | 0 | 0 | 0 | 0 | 0 | 0 | 0 | 0 | 0 | 0 | 0 | 0 | 0 | 0 | 0
F4_Commercial_Grocery_New_Food Preparation_Natural Gas_Griddle_E7 | F4 | Commercial | Grocery | New | Food Preparation | Natural Gas | Griddle | E7 | PCT BC Ratio | 0 | 0 | 0 | 0 | 0 | 0 | 0 | 0 | 0 | 0 | 0 | 0 | 0 | 0 | 0 | 0 | 0 | 0 | 0 | 0 | 0 | 0 | 0 | 0 | 0 | 0 | 0 | 0 | 0 | 0
F4_Commercial_Grocery_New_Food Preparation_Natural Gas_Griddle_E8 | F4 | Commercial | Grocery | New | Food Preparation | Natural Gas | Griddle | E8 | PCT BC Ratio | 0 | 0 | 0 | 0 | 0 | 0 | 0 | 0 | 0 | 0 | 0 | 0 | 0 | 0 | 0 | 0 | 0 | 0 | 0 | 0 | 0 | 0 | 0 | 0 | 0 | 0 | 0 | 0 | 0 | 0
F4_Commercial_Grocery_New_Food Preparation_Natural Gas_Griddle_E9 | F4 | Commercial | Grocery | New | Food Preparation | Natural Gas | Griddle | E9 | PCT BC Ratio | 0 | 0 | 0 | 0 | 0 | 0 | 0 | 0 | 0 | 0 | 0 | 0 | 0 | 0 | 0 | 0 | 0 | 0 | 0 | 0 | 0 | 0 | 0 | 0 | 0 | 0 | 0 | 0 | 0 | 0
F4_Commercial_Grocery_New_Food Preparation_Natural Gas_Griddle_E10 | F4 | Commercial | Grocery | New | Food Preparation | Natural Gas | Griddle | E10 | PCT BC Ratio | 0 | 0 | 0 | 0 | 0 | 0 | 0 | 0 | 0 | 0 | 0 | 0 | 0 | 0 | 0 | 0 | 0 | 0 | 0 | 0 | 0 | 0 | 0 | 0 | 0 | 0 | 0 | 0 | 0 | 0
F5_Commercial_Grocery_New_Food Preparation_Natural Gas_Griddle_E1 | F5 | Commercial | Grocery | New | Food Preparation | Natural Gas | Griddle | E1 | RIM BC Ratio | 0.9 | 0.9 | 0.9 | 0.9 | 0.9 | 0.9 | 0.9 | 0.9 | 0.9 | 0.9 | 0.9 | 0.9 | 0.9 | 0.9 | 0.9 | 0.9 | 0.9 | 0.9 | 0.9 | 0.9 | 0.9 | 0.9 | 0 | 0 | 0 | 0 | 0 | 0 | 0 | 0
F5_Commercial_Grocery_New_Food Preparation_Natural Gas_Griddle_E2 | F5 | Commercial | Grocery | New | Food Preparation | Natural Gas | Griddle | E2 | RIM BC Ratio | 0.56706 | 0.5686 | 0.57043 | 0.5734 | 0.57726 | 0.58167 | 0.58559 | 0.58897 | 0.59217 | 0.5952 | 0.59817 | 0.60099 | 0.60359 | 0.60613 | 0.60851 | 0.6109 | 0.6134 | 0.61586 | 0.61828 | 0.62067 | 0.62297 | 0.62519 | 0 | 0 | 0 | 0 | 0 | 0 | 0 | 0
F5_Commercial_Grocery_New_Food Preparation_Natural Gas_Griddle_E3 | F5 | Commercial | Grocery | New | Food Preparation | Natural Gas | Griddle | E3 | RIM BC Ratio | 0 | 0 | 0 | 0 | 0 | 0 | 0 | 0 | 0 | 0 | 0 | 0 | 0 | 0 | 0 | 0 | 0 | 0 | 0 | 0 | 0 | 0 | 0 | 0 | 0 | 0 | 0 | 0 | 0 | 0
F5_Commercial_Grocery_New_Food Preparation_Natural Gas_Griddle_E4 | F5 | Commercial | Grocery | New | Food Preparation | Natural Gas | Griddle | E4 | RIM BC Ratio | 0 | 0 | 0 | 0 | 0 | 0 | 0 | 0 | 0 | 0 | 0 | 0 | 0 | 0 | 0 | 0 | 0 | 0 | 0 | 0 | 0 | 0 | 0 | 0 | 0 | 0 | 0 | 0 | 0 | 0
F5_Commercial_Grocery_New_Food Preparation_Natural Gas_Griddle_E5 | F5 | Commercial | Grocery | New | Food Preparation | Natural Gas | Griddle | E5 | RIM BC Ratio | 0 | 0 | 0 | 0 | 0 | 0 | 0 | 0 | 0 | 0 | 0 | 0 | 0 | 0 | 0 | 0 | 0 | 0 | 0 | 0 | 0 | 0 | 0 | 0 | 0 | 0 | 0 | 0 | 0 | 0
F5_Commercial_Grocery_New_Food Preparation_Natural Gas_Griddle_E6 | F5 | Commercial | Grocery | New | Food Preparation | Natural Gas | Griddle | E6 | RIM BC Ratio | 0 | 0 | 0 | 0 | 0 | 0 | 0 | 0 | 0 | 0 | 0 | 0 | 0 | 0 | 0 | 0 | 0 | 0 | 0 | 0 | 0 | 0 | 0 | 0 | 0 | 0 | 0 | 0 | 0 | 0
F5_Commercial_Grocery_New_Food Preparation_Natural Gas_Griddle_E7 | F5 | Commercial | Grocery | New | Food Preparation | Natural Gas | Griddle | E7 | RIM BC Ratio | 0 | 0 | 0 | 0 | 0 | 0 | 0 | 0 | 0 | 0 | 0 | 0 | 0 | 0 | 0 | 0 | 0 | 0 | 0 | 0 | 0 | 0 | 0 | 0 | 0 | 0 | 0 | 0 | 0 | 0
F5_Commercial_Grocery_New_Food Preparation_Natural Gas_Griddle_E8 | F5 | Commercial | Grocery | New | Food Preparation | Natural Gas | Griddle | E8 | RIM BC Ratio | 0 | 0 | 0 | 0 | 0 | 0 | 0 | 0 | 0 | 0 | 0 | 0 | 0 | 0 | 0 | 0 | 0 | 0 | 0 | 0 | 0 | 0 | 0 | 0 | 0 | 0 | 0 | 0 | 0 | 0
F5_Commercial_Grocery_New_Food Preparation_Natural Gas_Griddle_E9 | F5 | Commercial | Grocery | New | Food Preparation | Natural Gas | Griddle | E9 | RIM BC Ratio | 0 | 0 | 0 | 0 | 0 | 0 | 0 | 0 | 0 | 0 | 0 | 0 | 0 | 0 | 0 | 0 | 0 | 0 | 0 | 0 | 0 | 0 | 0 | 0 | 0 | 0 | 0 | 0 | 0 | 0
F5_Commercial_Grocery_New_Food Preparation_Natural Gas_Griddle_E10 | F5 | Commercial | Grocery | New | Food Preparation | Natural Gas | Griddle | E10 | RIM BC Ratio | 0 | 0 | 0 | 0 | 0 | 0 | 0 | 0 | 0 | 0 | 0 | 0 | 0 | 0 | 0 | 0 | 0 | 0 | 0 | 0 | 0 | 0 | 0 | 0 | 0 | 0 | 0 | 0 | 0 | 0
F0_Commercial_Grocery_New_Food Preparation_Natural Gas_Range_E0 | F0 | Commercial | Grocery | New | Food Preparation | Natural Gas | Range | E0 | Economic Unit | High Efficiency | High Efficiency | High Efficiency | High Efficiency | High Efficiency | High Efficiency | High Efficiency | High Efficiency | High Efficiency | High Efficiency | High Efficiency | High Efficiency | High Efficiency | High Efficiency | High Efficiency | High Efficiency | High Efficiency | High Efficiency | High Efficiency | High Efficiency | High Efficiency | High Efficiency | 0 | 0 | 0 | 0 | 0 | 0 | 0 | 0
F1_Commercial_Grocery_New_Food Preparation_Natural Gas_Range_E1 | F1 | Commercial | Grocery | New | Food Preparation | Natural Gas | Range | E1 | CCE | 0 | 0 | 0 | 0 | 0 | 0 | 0 | 0 | 0 | 0 | 0 | 0 | 0 | 0 | 0 | 0 | 0 | 0 | 0 | 0 | 0 | 0 | 0 | 0 | 0 | 0 | 0 | 0 | 0 | 0
F1_Commercial_Grocery_New_Food Preparation_Natural Gas_Range_E2 | F1 | Commercial | Grocery | New | Food Preparation | Natural Gas | Range | E2 | CCE | 8.5926e-06 | 8.5926e-06 | 9.0272e-06 | 8.8899e-06 | 8.7566e-06 | 8.59e-06 | 8.5665e-06 | 8.5115e-06 | 8.4602e-06 | 8.3829e-06 | 8.3709e-06 | 8.3324e-06 | 8.2981e-06 | 8.2325e-06 | 8.2412e-06 | 8.216e-06 | 8.1913e-06 | 8.1372e-06 | 8.1531e-06 | 8.1372e-06 | 8.1253e-06 | 8.0799e-06 | 0 | 0 | 0 | 0 | 0 | 0 | 0 | 0
F1_Commercial_Grocery_New_Food Preparation_Natural Gas_Range_E3 | F1 | Commercial | Grocery | New | Food Preparation | Natural Gas | Range | E3 | CCE | 0 | 0 | 0 | 0 | 0 | 0 | 0 | 0 | 0 | 0 | 0 | 0 | 0 | 0 | 0 | 0 | 0 | 0 | 0 | 0 | 0 | 0 | 0 | 0 | 0 | 0 | 0 | 0 | 0 | 0
F1_Commercial_Grocery_New_Food Preparation_Natural Gas_Range_E4 | F1 | Commercial | Grocery | New | Food Preparation | Natural Gas | Range | E4 | CCE | 0 | 0 | 0 | 0 | 0 | 0 | 0 | 0 | 0 | 0 | 0 | 0 | 0 | 0 | 0 | 0 | 0 | 0 | 0 | 0 | 0 | 0 | 0 | 0 | 0 | 0 | 0 | 0 | 0 | 0
F1_Commercial_Grocery_New_Food Preparation_Natural Gas_Range_E5 | F1 | Commercial | Grocery | New | Food Preparation | Natural Gas | Range | E5 | CCE | 0 | 0 | 0 | 0 | 0 | 0 | 0 | 0 | 0 | 0 | 0 | 0 | 0 | 0 | 0 | 0 | 0 | 0 | 0 | 0 | 0 | 0 | 0 | 0 | 0 | 0 | 0 | 0 | 0 | 0
F1_Commercial_Grocery_New_Food Preparation_Natural Gas_Range_E6 | F1 | Commercial | Grocery | New | Food Preparation | Natural Gas | Range | E6 | CCE | 0 | 0 | 0 | 0 | 0 | 0 | 0 | 0 | 0 | 0 | 0 | 0 | 0 | 0 | 0 | 0 | 0 | 0 | 0 | 0 | 0 | 0 | 0 | 0 | 0 | 0 | 0 | 0 | 0 | 0
F1_Commercial_Grocery_New_Food Preparation_Natural Gas_Range_E7 | F1 | Commercial | Grocery | New | Food Preparation | Natural Gas | Range | E7 | CCE | 0 | 0 | 0 | 0 | 0 | 0 | 0 | 0 | 0 | 0 | 0 | 0 | 0 | 0 | 0 | 0 | 0 | 0 | 0 | 0 | 0 | 0 | 0 | 0 | 0 | 0 | 0 | 0 | 0 | 0
F1_Commercial_Grocery_New_Food Preparation_Natural Gas_Range_E8 | F1 | Commercial | Grocery | New | Food Preparation | Natural Gas | Range | E8 | CCE | 0 | 0 | 0 | 0 | 0 | 0 | 0 | 0 | 0 | 0 | 0 | 0 | 0 | 0 | 0 | 0 | 0 | 0 | 0 | 0 | 0 | 0 | 0 | 0 | 0 | 0 | 0 | 0 | 0 | 0
F1_Commercial_Grocery_New_Food Preparation_Natural Gas_Range_E9 | F1 | Commercial | Grocery | New | Food Preparation | Natural Gas | Range | E9 | CCE | 0 | 0 | 0 | 0 | 0 | 0 | 0 | 0 | 0 | 0 | 0 | 0 | 0 | 0 | 0 | 0 | 0 | 0 | 0 | 0 | 0 | 0 | 0 | 0 | 0 | 0 | 0 | 0 | 0 | 0
F1_Commercial_Grocery_New_Food Preparation_Natural Gas_Range_E10 | F1 | Commercial | Grocery | New | Food Preparation | Natural Gas | Range | E10 | CCE | 0 | 0 | 0 | 0 | 0 | 0 | 0 | 0 | 0 | 0 | 0 | 0 | 0 | 0 | 0 | 0 | 0 | 0 | 0 | 0 | 0 | 0 | 0 | 0 | 0 | 0 | 0 | 0 | 0 | 0
F2_Commercial_Grocery_New_Food Preparation_Natural Gas_Range_E1 | F2 | Commercial | Grocery | New | Food Preparation | Natural Gas | Range | E1 | TRC BC Ratio | 0.9 | 0.9 | 0.9 | 0.9 | 0.9 | 0.9 | 0.9 | 0.9 | 0.9 | 0.9 | 0.9 | 0.9 | 0.9 | 0.9 | 0.9 | 0.9 | 0.9 | 0.9 | 0.9 | 0.9 | 0.9 | 0.9 | 0 | 0 | 0 | 0 | 0 | 0 | 0 | 0
F2_Commercial_Grocery_New_Food Preparation_Natural Gas_Range_E2 | F2 | Commercial | Grocery | New | Food Preparation | Natural Gas | Range | E2 | TRC BC Ratio | 1019.1653 | 1025.957 | 1034.7565 | 1051.749 | 1075.3352 | 1103.7208 | 1129.4917 | 1151.5715 | 1172.5295 | 1193.9346 | 1216.8518 | 1239.2069 | 1260.3448 | 1281.6317 | 1300.4442 | 1318.2534 | 1337.5282 | 1356.8704 | 1376.316 | 1395.7637 | 1414.8475 | 1433.4759 | 0 | 0 | 0 | 0 | 0 | 0 | 0 | 0
F2_Commercial_Grocery_New_Food Preparation_Natural Gas_Range_E3 | F2 | Commercial | Grocery | New | Food Preparation | Natural Gas | Range | E3 | TRC BC Ratio | 0 | 0 | 0 | 0 | 0 | 0 | 0 | 0 | 0 | 0 | 0 | 0 | 0 | 0 | 0 | 0 | 0 | 0 | 0 | 0 | 0 | 0 | 0 | 0 | 0 | 0 | 0 | 0 | 0 | 0
F2_Commercial_Grocery_New_Food Preparation_Natural Gas_Range_E4 | F2 | Commercial | Grocery | New | Food Preparation | Natural Gas | Range | E4 | TRC BC Ratio | 0 | 0 | 0 | 0 | 0 | 0 | 0 | 0 | 0 | 0 | 0 | 0 | 0 | 0 | 0 | 0 | 0 | 0 | 0 | 0 | 0 | 0 | 0 | 0 | 0 | 0 | 0 | 0 | 0 | 0
F2_Commercial_Grocery_New_Food Preparation_Natural Gas_Range_E5 | F2 | Commercial | Grocery | New | Food Preparation | Natural Gas | Range | E5 | TRC BC Ratio | 0 | 0 | 0 | 0 | 0 | 0 | 0 | 0 | 0 | 0 | 0 | 0 | 0 | 0 | 0 | 0 | 0 | 0 | 0 | 0 | 0 | 0 | 0 | 0 | 0 | 0 | 0 | 0 | 0 | 0
F2_Commercial_Grocery_New_Food Preparation_Natural Gas_Range_E6 | F2 | Commercial | Grocery | New | Food Preparation | Natural Gas | Range | E6 | TRC BC Ratio | 0 | 0 | 0 | 0 | 0 | 0 | 0 | 0 | 0 | 0 | 0 | 0 | 0 | 0 | 0 | 0 | 0 | 0 | 0 | 0 | 0 | 0 | 0 | 0 | 0 | 0 | 0 | 0 | 0 | 0
F2_Commercial_Grocery_New_Food Preparation_Natural Gas_Range_E7 | F2 | Commercial | Grocery | New | Food Preparation | Natural Gas | Range | E7 | TRC BC Ratio | 0 | 0 | 0 | 0 | 0 | 0 | 0 | 0 | 0 | 0 | 0 | 0 | 0 | 0 | 0 | 0 | 0 | 0 | 0 | 0 | 0 | 0 | 0 | 0 | 0 | 0 | 0 | 0 | 0 | 0
F2_Commercial_Grocery_New_Food Preparation_Natural Gas_Range_E8 | F2 | Commercial | Grocery | New | Food Preparation | Natural Gas | Range | E8 | TRC BC Ratio | 0 | 0 | 0 | 0 | 0 | 0 | 0 | 0 | 0 | 0 | 0 | 0 | 0 | 0 | 0 | 0 | 0 | 0 | 0 | 0 | 0 | 0 | 0 | 0 | 0 | 0 | 0 | 0 | 0 | 0
F2_Commercial_Grocery_New_Food Preparation_Natural Gas_Range_E9 | F2 | Commercial | Grocery | New | Food Preparation | Natural Gas | Range | E9 | TRC BC Ratio | 0 | 0 | 0 | 0 | 0 | 0 | 0 | 0 | 0 | 0 | 0 | 0 | 0 | 0 | 0 | 0 | 0 | 0 | 0 | 0 | 0 | 0 | 0 | 0 | 0 | 0 | 0 | 0 | 0 | 0
F2_Commercial_Grocery_New_Food Preparation_Natural Gas_Range_E10 | F2 | Commercial | Grocery | New | Food Preparation | Natural Gas | Range | E10 | TRC BC Ratio | 0 | 0 | 0 | 0 | 0 | 0 | 0 | 0 | 0 | 0 | 0 | 0 | 0 | 0 | 0 | 0 | 0 | 0 | 0 | 0 | 0 | 0 | 0 | 0 | 0 | 0 | 0 | 0 | 0 | 0
F3_Commercial_Grocery_New_Food Preparation_Natural Gas_Range_E1 | F3 | Commercial | Grocery | New | Food Preparation | Natural Gas | Range | E1 | PACT BC Ratio | 0.9 | 0.9 | 0.9 | 0.9 | 0.9 | 0.9 | 0.9 | 0.9 | 0.9 | 0.9 | 0.9 | 0.9 | 0.9 | 0.9 | 0.9 | 0.9 | 0.9 | 0.9 | 0.9 | 0.9 | 0.9 | 0.9 | 0 | 0 | 0 | 0 | 0 | 0 | 0 | 0
F3_Commercial_Grocery_New_Food Preparation_Natural Gas_Range_E2 | F3 | Commercial | Grocery | New | Food Preparation | Natural Gas | Range | E2 | PACT BC Ratio | 1019.1653 | 1025.957 | 1034.7565 | 1051.749 | 1075.3352 | 1103.7208 | 1129.4917 | 1151.5715 | 1172.5295 | 1193.9346 | 1216.8518 | 1239.2069 | 1260.3448 | 1281.6317 | 1300.4442 | 1318.2534 | 1337.5282 | 1356.8704 | 1376.316 | 1395.7637 | 1414.8475 | 1433.4759 | 0 | 0 | 0 | 0 | 0 | 0 | 0 | 0
F3_Commercial_Grocery_New_Food Preparation_Natural Gas_Range_E3 | F3 | Commercial | Grocery | New | Food Preparation | Natural Gas | Range | E3 | PACT BC Ratio | 0 | 0 | 0 | 0 | 0 | 0 | 0 | 0 | 0 | 0 | 0 | 0 | 0 | 0 | 0 | 0 | 0 | 0 | 0 | 0 | 0 | 0 | 0 | 0 | 0 | 0 | 0 | 0 | 0 | 0
F3_Commercial_Grocery_New_Food Preparation_Natural Gas_Range_E4 | F3 | Commercial | Grocery | New | Food Preparation | Natural Gas | Range | E4 | PACT BC Ratio | 0 | 0 | 0 | 0 | 0 | 0 | 0 | 0 | 0 | 0 | 0 | 0 | 0 | 0 | 0 | 0 | 0 | 0 | 0 | 0 | 0 | 0 | 0 | 0 | 0 | 0 | 0 | 0 | 0 | 0
F3_Commercial_Grocery_New_Food Preparation_Natural Gas_Range_E5 | F3 | Commercial | Grocery | New | Food Preparation | Natural Gas | Range | E5 | PACT BC Ratio | 0 | 0 | 0 | 0 | 0 | 0 | 0 | 0 | 0 | 0 | 0 | 0 | 0 | 0 | 0 | 0 | 0 | 0 | 0 | 0 | 0 | 0 | 0 | 0 | 0 | 0 | 0 | 0 | 0 | 0
F3_Commercial_Grocery_New_Food Preparation_Natural Gas_Range_E6 | F3 | Commercial | Grocery | New | Food Preparation | Natural Gas | Range | E6 | PACT BC Ratio | 0 | 0 | 0 | 0 | 0 | 0 | 0 | 0 | 0 | 0 | 0 | 0 | 0 | 0 | 0 | 0 | 0 | 0 | 0 | 0 | 0 | 0 | 0 | 0 | 0 | 0 | 0 | 0 | 0 | 0
F3_Commercial_Grocery_New_Food Preparation_Natural Gas_Range_E7 | F3 | Commercial | Grocery | New | Food Preparation | Natural Gas | Range | E7 | PACT BC Ratio | 0 | 0 | 0 | 0 | 0 | 0 | 0 | 0 | 0 | 0 | 0 | 0 | 0 | 0 | 0 | 0 | 0 | 0 | 0 | 0 | 0 | 0 | 0 | 0 | 0 | 0 | 0 | 0 | 0 | 0
F3_Commercial_Grocery_New_Food Preparation_Natural Gas_Range_E8 | F3 | Commercial | Grocery | New | Food Preparation | Natural Gas | Range | E8 | PACT BC Ratio | 0 | 0 | 0 | 0 | 0 | 0 | 0 | 0 | 0 | 0 | 0 | 0 | 0 | 0 | 0 | 0 | 0 | 0 | 0 | 0 | 0 | 0 | 0 | 0 | 0 | 0 | 0 | 0 | 0 | 0
F3_Commercial_Grocery_New_Food Preparation_Natural Gas_Range_E9 | F3 | Commercial | Grocery | New | Food Preparation | Natural Gas | Range | E9 | PACT BC Ratio | 0 | 0 | 0 | 0 | 0 | 0 | 0 | 0 | 0 | 0 | 0 | 0 | 0 | 0 | 0 | 0 | 0 | 0 | 0 | 0 | 0 | 0 | 0 | 0 | 0 | 0 | 0 | 0 | 0 | 0
F3_Commercial_Grocery_New_Food Preparation_Natural Gas_Range_E10 | F3 | Commercial | Grocery | New | Food Preparation | Natural Gas | Range | E10 | PACT BC Ratio | 0 | 0 | 0 | 0 | 0 | 0 | 0 | 0 | 0 | 0 | 0 | 0 | 0 | 0 | 0 | 0 | 0 | 0 | 0 | 0 | 0 | 0 | 0 | 0 | 0 | 0 | 0 | 0 | 0 | 0
F4_Commercial_Grocery_New_Food Preparation_Natural Gas_Range_E1 | F4 | Commercial | Grocery | New | Food Preparation | Natural Gas | Range | E1 | PCT BC Ratio | 0.9 | 0.9 | 0.9 | 0.9 | 0.9 | 0.9 | 0.9 | 0.9 | 0.9 | 0.9 | 0.9 | 0.9 | 0.9 | 0.9 | 0.9 | 0.9 | 0.9 | 0.9 | 0.9 | 0.9 | 0.9 | 0.9 | 0 | 0 | 0 | 0 | 0 | 0 | 0 | 0
F4_Commercial_Grocery_New_Food Preparation_Natural Gas_Range_E2 | F4 | Commercial | Grocery | New | Food Preparation | Natural Gas | Range | E2 | PCT BC Ratio | 2565.1554 | 2582.2429 | 2604.3819 | 2647.1341 | 2706.4754 | 2777.8917 | 2842.7298 | 2898.2811 | 2951.01 | 3004.864 | 3062.5221 | 3118.7661 | 3171.9478 | 3225.5042 | 3272.8355 | 3317.6421 | 3366.1364 | 3414.8 | 3463.724 | 3512.6533 | 3560.6668 | 3607.5346 | 0 | 0 | 0 | 0 | 0 | 0 | 0 | 0
F4_Commercial_Grocery_New_Food Preparation_Natural Gas_Range_E3 | F4 | Commercial | Grocery | New | Food Preparation | Natural Gas | Range | E3 | PCT BC Ratio | 0 | 0 | 0 | 0 | 0 | 0 | 0 | 0 | 0 | 0 | 0 | 0 | 0 | 0 | 0 | 0 | 0 | 0 | 0 | 0 | 0 | 0 | 0 | 0 | 0 | 0 | 0 | 0 | 0 | 0
F4_Commercial_Grocery_New_Food Preparation_Natural Gas_Range_E4 | F4 | Commercial | Grocery | New | Food Preparation | Natural Gas | Range | E4 | PCT BC Ratio | 0 | 0 | 0 | 0 | 0 | 0 | 0 | 0 | 0 | 0 | 0 | 0 | 0 | 0 | 0 | 0 | 0 | 0 | 0 | 0 | 0 | 0 | 0 | 0 | 0 | 0 | 0 | 0 | 0 | 0
F4_Commercial_Grocery_New_Food Preparation_Natural Gas_Range_E5 | F4 | Commercial | Grocery | New | Food Preparation | Natural Gas | Range | E5 | PCT BC Ratio | 0 | 0 | 0 | 0 | 0 | 0 | 0 | 0 | 0 | 0 | 0 | 0 | 0 | 0 | 0 | 0 | 0 | 0 | 0 | 0 | 0 | 0 | 0 | 0 | 0 | 0 | 0 | 0 | 0 | 0
F4_Commercial_Grocery_New_Food Preparation_Natural Gas_Range_E6 | F4 | Commercial | Grocery | New | Food Preparation | Natural Gas | Range | E6 | PCT BC Ratio | 0 | 0 | 0 | 0 | 0 | 0 | 0 | 0 | 0 | 0 | 0 | 0 | 0 | 0 | 0 | 0 | 0 | 0 | 0 | 0 | 0 | 0 | 0 | 0 | 0 | 0 | 0 | 0 | 0 | 0
F4_Commercial_Grocery_New_Food Preparation_Natural Gas_Range_E7 | F4 | Commercial | Grocery | New | Food Preparation | Natural Gas | Range | E7 | PCT BC Ratio | 0 | 0 | 0 | 0 | 0 | 0 | 0 | 0 | 0 | 0 | 0 | 0 | 0 | 0 | 0 | 0 | 0 | 0 | 0 | 0 | 0 | 0 | 0 | 0 | 0 | 0 | 0 | 0 | 0 | 0
F4_Commercial_Grocery_New_Food Preparation_Natural Gas_Range_E8 | F4 | Commercial | Grocery | New | Food Preparation | Natural Gas | Range | E8 | PCT BC Ratio | 0 | 0 | 0 | 0 | 0 | 0 | 0 | 0 | 0 | 0 | 0 | 0 | 0 | 0 | 0 | 0 | 0 | 0 | 0 | 0 | 0 | 0 | 0 | 0 | 0 | 0 | 0 | 0 | 0 | 0
F4_Commercial_Grocery_New_Food Preparation_Natural Gas_Range_E9 | F4 | Commercial | Grocery | New | Food Preparation | Natural Gas | Range | E9 | PCT BC Ratio | 0 | 0 | 0 | 0 | 0 | 0 | 0 | 0 | 0 | 0 | 0 | 0 | 0 | 0 | 0 | 0 | 0 | 0 | 0 | 0 | 0 | 0 | 0 | 0 | 0 | 0 | 0 | 0 | 0 | 0
F4_Commercial_Grocery_New_Food Preparation_Natural Gas_Range_E10 | F4 | Commercial | Grocery | New | Food Preparation | Natural Gas | Range | E10 | PCT BC Ratio | 0 | 0 | 0 | 0 | 0 | 0 | 0 | 0 | 0 | 0 | 0 | 0 | 0 | 0 | 0 | 0 | 0 | 0 | 0 | 0 | 0 | 0 | 0 | 0 | 0 | 0 | 0 | 0 | 0 | 0
F5_Commercial_Grocery_New_Food Preparation_Natural Gas_Range_E1 | F5 | Commercial | Grocery | New | Food Preparation | Natural Gas | Range | E1 | RIM BC Ratio | 0.9 | 0.9 | 0.9 | 0.9 | 0.9 | 0.9 | 0.9 | 0.9 | 0.9 | 0.9 | 0.9 | 0.9 | 0.9 | 0.9 | 0.9 | 0.9 | 0.9 | 0.9 | 0.9 | 0.9 | 0.9 | 0.9 | 0 | 0 | 0 | 0 | 0 | 0 | 0 | 0
F5_Commercial_Grocery_New_Food Preparation_Natural Gas_Range_E2 | F5 | Commercial | Grocery | New | Food Preparation | Natural Gas | Range | E2 | RIM BC Ratio | 0.834 | 0.834 | 0.83401 | 0.83402 | 0.83403 | 0.83405 | 0.83406 | 0.83407 | 0.83409 | 0.8341 | 0.83411 | 0.83412 | 0.83413 | 0.83414 | 0.83414 | 0.83415 | 0.83416 | 0.83417 | 0.83417 | 0.83418 | 0.83419 | 0.83419 | 0 | 0 | 0 | 0 | 0 | 0 | 0 | 0
F5_Commercial_Grocery_New_Food Preparation_Natural Gas_Range_E3 | F5 | Commercial | Grocery | New | Food Preparation | Natural Gas | Range | E3 | RIM BC Ratio | 0 | 0 | 0 | 0 | 0 | 0 | 0 | 0 | 0 | 0 | 0 | 0 | 0 | 0 | 0 | 0 | 0 | 0 | 0 | 0 | 0 | 0 | 0 | 0 | 0 | 0 | 0 | 0 | 0 | 0
F5_Commercial_Grocery_New_Food Preparation_Natural Gas_Range_E4 | F5 | Commercial | Grocery | New | Food Preparation | Natural Gas | Range | E4 | RIM BC Ratio | 0 | 0 | 0 | 0 | 0 | 0 | 0 | 0 | 0 | 0 | 0 | 0 | 0 | 0 | 0 | 0 | 0 | 0 | 0 | 0 | 0 | 0 | 0 | 0 | 0 | 0 | 0 | 0 | 0 | 0
F5_Commercial_Grocery_New_Food Preparation_Natural Gas_Range_E5 | F5 | Commercial | Grocery | New | Food Preparation | Natural Gas | Range | E5 | RIM BC Ratio | 0 | 0 | 0 | 0 | 0 | 0 | 0 | 0 | 0 | 0 | 0 | 0 | 0 | 0 | 0 | 0 | 0 | 0 | 0 | 0 | 0 | 0 | 0 | 0 | 0 | 0 | 0 | 0 | 0 | 0
F5_Commercial_Grocery_New_Food Preparation_Natural Gas_Range_E6 | F5 | Commercial | Grocery | New | Food Preparation | Natural Gas | Range | E6 | RIM BC Ratio | 0 | 0 | 0 | 0 | 0 | 0 | 0 | 0 | 0 | 0 | 0 | 0 | 0 | 0 | 0 | 0 | 0 | 0 | 0 | 0 | 0 | 0 | 0 | 0 | 0 | 0 | 0 | 0 | 0 | 0
F5_Commercial_Grocery_New_Food Preparation_Natural Gas_Range_E7 | F5 | Commercial | Grocery | New | Food Preparation | Natural Gas | Range | E7 | RIM BC Ratio | 0 | 0 | 0 | 0 | 0 | 0 | 0 | 0 | 0 | 0 | 0 | 0 | 0 | 0 | 0 | 0 | 0 | 0 | 0 | 0 | 0 | 0 | 0 | 0 | 0 | 0 | 0 | 0 | 0 | 0
F5_Commercial_Grocery_New_Food Preparation_Natural Gas_Range_E8 | F5 | Commercial | Grocery | New | Food Preparation | Natural Gas | Range | E8 | RIM BC Ratio | 0 | 0 | 0 | 0 | 0 | 0 | 0 | 0 | 0 | 0 | 0 | 0 | 0 | 0 | 0 | 0 | 0 | 0 | 0 | 0 | 0 | 0 | 0 | 0 | 0 | 0 | 0 | 0 | 0 | 0
F5_Commercial_Grocery_New_Food Preparation_Natural Gas_Range_E9 | F5 | Commercial | Grocery | New | Food Preparation | Natural Gas | Range | E9 | RIM BC Ratio | 0 | 0 | 0 | 0 | 0 | 0 | 0 | 0 | 0 | 0 | 0 | 0 | 0 | 0 | 0 | 0 | 0 | 0 | 0 | 0 | 0 | 0 | 0 | 0 | 0 | 0 | 0 | 0 | 0 | 0
F5_Commercial_Grocery_New_Food Preparation_Natural Gas_Range_E10 | F5 | Commercial | Grocery | New | Food Preparation | Natural Gas | Range | E10 | RIM BC Ratio | 0 | 0 | 0 | 0 | 0 | 0 | 0 | 0 | 0 | 0 | 0 | 0 | 0 | 0 | 0 | 0 | 0 | 0 | 0 | 0 | 0 | 0 | 0 | 0 | 0 | 0 | 0 | 0 | 0 | 0
F0_Commercial_Grocery_New_Food Preparation_Natural Gas_Steamer_E0 | F0 | Commercial | Grocery | New | Food Preparation | Natural Gas | Steamer | E0 | Economic Unit | ENERGY STAR | ENERGY STAR | ENERGY STAR | ENERGY STAR | ENERGY STAR | ENERGY STAR | ENERGY STAR | ENERGY STAR | ENERGY STAR | ENERGY STAR | ENERGY STAR | ENERGY STAR | ENERGY STAR | ENERGY STAR | ENERGY STAR | ENERGY STAR | ENERGY STAR | ENERGY STAR | ENERGY STAR | ENERGY STAR | ENERGY STAR | ENERGY STAR | 0 | 0 | 0 | 0 | 0 | 0 | 0 | 0
F1_Commercial_Grocery_New_Food Preparation_Natural Gas_Steamer_E1 | F1 | Commercial | Grocery | New | Food Preparation | Natural Gas | Steamer | E1 | CCE | 0 | 0 | 0 | 0 | 0 | 0 | 0 | 0 | 0 | 0 | 0 | 0 | 0 | 0 | 0 | 0 | 0 | 0 | 0 | 0 | 0 | 0 | 0 | 0 | 0 | 0 | 0 | 0 | 0 | 0
F1_Commercial_Grocery_New_Food Preparation_Natural Gas_Steamer_E2 | F1 | Commercial | Grocery | New | Food Preparation | Natural Gas | Steamer | E2 | CCE | 0.0017749 | 0.0017749 | 0.0018646 | 0.0018363 | 0.0018088 | 0.0017743 | 0.0017695 | 0.0017581 | 0.0017475 | 0.0017316 | 0.0017291 | 0.0017211 | 0.0017141 | 0.0017005 | 0.0017023 | 0.0016971 | 0.001692 | 0.0016808 | 0.0016841 | 0.0016808 | 0.0016784 | 0.001669 | 0 | 0 | 0 | 0 | 0 | 0 | 0 | 0
F1_Commercial_Grocery_New_Food Preparation_Natural Gas_Steamer_E3 | F1 | Commercial | Grocery | New | Food Preparation | Natural Gas | Steamer | E3 | CCE | 0 | 0 | 0 | 0 | 0 | 0 | 0 | 0 | 0 | 0 | 0 | 0 | 0 | 0 | 0 | 0 | 0 | 0 | 0 | 0 | 0 | 0 | 0 | 0 | 0 | 0 | 0 | 0 | 0 | 0
F1_Commercial_Grocery_New_Food Preparation_Natural Gas_Steamer_E4 | F1 | Commercial | Grocery | New | Food Preparation | Natural Gas | Steamer | E4 | CCE | 0 | 0 | 0 | 0 | 0 | 0 | 0 | 0 | 0 | 0 | 0 | 0 | 0 | 0 | 0 | 0 | 0 | 0 | 0 | 0 | 0 | 0 | 0 | 0 | 0 | 0 | 0 | 0 | 0 | 0
F1_Commercial_Grocery_New_Food Preparation_Natural Gas_Steamer_E5 | F1 | Commercial | Grocery | New | Food Preparation | Natural Gas | Steamer | E5 | CCE | 0 | 0 | 0 | 0 | 0 | 0 | 0 | 0 | 0 | 0 | 0 | 0 | 0 | 0 | 0 | 0 | 0 | 0 | 0 | 0 | 0 | 0 | 0 | 0 | 0 | 0 | 0 | 0 | 0 | 0
F1_Commercial_Grocery_New_Food Preparation_Natural Gas_Steamer_E6 | F1 | Commercial | Grocery | New | Food Preparation | Natural Gas | Steamer | E6 | CCE | 0 | 0 | 0 | 0 | 0 | 0 | 0 | 0 | 0 | 0 | 0 | 0 | 0 | 0 | 0 | 0 | 0 | 0 | 0 | 0 | 0 | 0 | 0 | 0 | 0 | 0 | 0 | 0 | 0 | 0
F1_Commercial_Grocery_New_Food Preparation_Natural Gas_Steamer_E7 | F1 | Commercial | Grocery | New | Food Preparation | Natural Gas | Steamer | E7 | CCE | 0 | 0 | 0 | 0 | 0 | 0 | 0 | 0 | 0 | 0 | 0 | 0 | 0 | 0 | 0 | 0 | 0 | 0 | 0 | 0 | 0 | 0 | 0 | 0 | 0 | 0 | 0 | 0 | 0 | 0
F1_Commercial_Grocery_New_Food Preparation_Natural Gas_Steamer_E8 | F1 | Commercial | Grocery | New | Food Preparation | Natural Gas | Steamer | E8 | CCE | 0 | 0 | 0 | 0 | 0 | 0 | 0 | 0 | 0 | 0 | 0 | 0 | 0 | 0 | 0 | 0 | 0 | 0 | 0 | 0 | 0 | 0 | 0 | 0 | 0 | 0 | 0 | 0 | 0 | 0
F1_Commercial_Grocery_New_Food Preparation_Natural Gas_Steamer_E9 | F1 | Commercial | Grocery | New | Food Preparation | Natural Gas | Steamer | E9 | CCE | 0 | 0 | 0 | 0 | 0 | 0 | 0 | 0 | 0 | 0 | 0 | 0 | 0 | 0 | 0 | 0 | 0 | 0 | 0 | 0 | 0 | 0 | 0 | 0 | 0 | 0 | 0 | 0 | 0 | 0
F1_Commercial_Grocery_New_Food Preparation_Natural Gas_Steamer_E10 | F1 | Commercial | Grocery | New | Food Preparation | Natural Gas | Steamer | E10 | CCE | 0 | 0 | 0 | 0 | 0 | 0 | 0 | 0 | 0 | 0 | 0 | 0 | 0 | 0 | 0 | 0 | 0 | 0 | 0 | 0 | 0 | 0 | 0 | 0 | 0 | 0 | 0 | 0 | 0 | 0
F2_Commercial_Grocery_New_Food Preparation_Natural Gas_Steamer_E1 | F2 | Commercial | Grocery | New | Food Preparation | Natural Gas | Steamer | E1 | TRC BC Ratio | 0.9 | 0.9 | 0.9 | 0.9 | 0.9 | 0.9 | 0.9 | 0.9 | 0.9 | 0.9 | 0.9 | 0.9 | 0.9 | 0.9 | 0.9 | 0.9 | 0.9 | 0.9 | 0.9 | 0.9 | 0.9 | 0.9 | 0 | 0 | 0 | 0 | 0 | 0 | 0 | 0
F2_Commercial_Grocery_New_Food Preparation_Natural Gas_Steamer_E2 | F2 | Commercial | Grocery | New | Food Preparation | Natural Gas | Steamer | E2 | TRC BC Ratio | 4.9998 | 5.0422 | 5.093 | 5.1779 | 5.291 | 5.4252 | 5.5491 | 5.656 | 5.7559 | 5.8544 | 5.9559 | 6.057 | 6.1552 | 6.2565 | 6.3505 | 6.4434 | 6.5427 | 6.6427 | 6.7436 | 6.8448 | 6.9449 | 7.0436 | 0 | 0 | 0 | 0 | 0 | 0 | 0 | 0
F2_Commercial_Grocery_New_Food Preparation_Natural Gas_Steamer_E3 | F2 | Commercial | Grocery | New | Food Preparation | Natural Gas | Steamer | E3 | TRC BC Ratio | 0 | 0 | 0 | 0 | 0 | 0 | 0 | 0 | 0 | 0 | 0 | 0 | 0 | 0 | 0 | 0 | 0 | 0 | 0 | 0 | 0 | 0 | 0 | 0 | 0 | 0 | 0 | 0 | 0 | 0
F2_Commercial_Grocery_New_Food Preparation_Natural Gas_Steamer_E4 | F2 | Commercial | Grocery | New | Food Preparation | Natural Gas | Steamer | E4 | TRC BC Ratio | 0 | 0 | 0 | 0 | 0 | 0 | 0 | 0 | 0 | 0 | 0 | 0 | 0 | 0 | 0 | 0 | 0 | 0 | 0 | 0 | 0 | 0 | 0 | 0 | 0 | 0 | 0 | 0 | 0 | 0
F2_Commercial_Grocery_New_Food Preparation_Natural Gas_Steamer_E5 | F2 | Commercial | Grocery | New | Food Preparation | Natural Gas | Steamer | E5 | TRC BC Ratio | 0 | 0 | 0 | 0 | 0 | 0 | 0 | 0 | 0 | 0 | 0 | 0 | 0 | 0 | 0 | 0 | 0 | 0 | 0 | 0 | 0 | 0 | 0 | 0 | 0 | 0 | 0 | 0 | 0 | 0
F2_Commercial_Grocery_New_Food Preparation_Natural Gas_Steamer_E6 | F2 | Commercial | Grocery | New | Food Preparation | Natural Gas | Steamer | E6 | TRC BC Ratio | 0 | 0 | 0 | 0 | 0 | 0 | 0 | 0 | 0 | 0 | 0 | 0 | 0 | 0 | 0 | 0 | 0 | 0 | 0 | 0 | 0 | 0 | 0 | 0 | 0 | 0 | 0 | 0 | 0 | 0
F2_Commercial_Grocery_New_Food Preparation_Natural Gas_Steamer_E7 | F2 | Commercial | Grocery | New | Food Preparation | Natural Gas | Steamer | E7 | TRC BC Ratio | 0 | 0 | 0 | 0 | 0 | 0 | 0 | 0 | 0 | 0 | 0 | 0 | 0 | 0 | 0 | 0 | 0 | 0 | 0 | 0 | 0 | 0 | 0 | 0 | 0 | 0 | 0 | 0 | 0 | 0
F2_Commercial_Grocery_New_Food Preparation_Natural Gas_Steamer_E8 | F2 | Commercial | Grocery | New | Food Preparation | Natural Gas | Steamer | E8 | TRC BC Ratio | 0 | 0 | 0 | 0 | 0 | 0 | 0 | 0 | 0 | 0 | 0 | 0 | 0 | 0 | 0 | 0 | 0 | 0 | 0 | 0 | 0 | 0 | 0 | 0 | 0 | 0 | 0 | 0 | 0 | 0
F2_Commercial_Grocery_New_Food Preparation_Natural Gas_Steamer_E9 | F2 | Commercial | Grocery | New | Food Preparation | Natural Gas | Steamer | E9 | TRC BC Ratio | 0 | 0 | 0 | 0 | 0 | 0 | 0 | 0 | 0 | 0 | 0 | 0 | 0 | 0 | 0 | 0 | 0 | 0 | 0 | 0 | 0 | 0 | 0 | 0 | 0 | 0 | 0 | 0 | 0 | 0
F2_Commercial_Grocery_New_Food Preparation_Natural Gas_Steamer_E10 | F2 | Commercial | Grocery | New | Food Preparation | Natural Gas | Steamer | E10 | TRC BC Ratio | 0 | 0 | 0 | 0 | 0 | 0 | 0 | 0 | 0 | 0 | 0 | 0 | 0 | 0 | 0 | 0 | 0 | 0 | 0 | 0 | 0 | 0 | 0 | 0 | 0 | 0 | 0 | 0 | 0 | 0
F3_Commercial_Grocery_New_Food Preparation_Natural Gas_Steamer_E1 | F3 | Commercial | Grocery | New | Food Preparation | Natural Gas | Steamer | E1 | PACT BC Ratio | 0.9 | 0.9 | 0.9 | 0.9 | 0.9 | 0.9 | 0.9 | 0.9 | 0.9 | 0.9 | 0.9 | 0.9 | 0.9 | 0.9 | 0.9 | 0.9 | 0.9 | 0.9 | 0.9 | 0.9 | 0.9 | 0.9 | 0 | 0 | 0 | 0 | 0 | 0 | 0 | 0
F3_Commercial_Grocery_New_Food Preparation_Natural Gas_Steamer_E2 | F3 | Commercial | Grocery | New | Food Preparation | Natural Gas | Steamer | E2 | PACT BC Ratio | 5.4144 | 5.4603 | 5.5153 | 5.6072 | 5.7297 | 5.875 | 6.0092 | 6.1249 | 6.2331 | 6.3398 | 6.4497 | 6.5592 | 6.6655 | 6.7753 | 6.877 | 6.9776 | 7.0852 | 7.1935 | 7.3027 | 7.4123 | 7.5208 | 7.6276 | 0 | 0 | 0 | 0 | 0 | 0 | 0 | 0
F3_Commercial_Grocery_New_Food Preparation_Natural Gas_Steamer_E3 | F3 | Commercial | Grocery | New | Food Preparation | Natural Gas | Steamer | E3 | PACT BC Ratio | 0 | 0 | 0 | 0 | 0 | 0 | 0 | 0 | 0 | 0 | 0 | 0 | 0 | 0 | 0 | 0 | 0 | 0 | 0 | 0 | 0 | 0 | 0 | 0 | 0 | 0 | 0 | 0 | 0 | 0
F3_Commercial_Grocery_New_Food Preparation_Natural Gas_Steamer_E4 | F3 | Commercial | Grocery | New | Food Preparation | Natural Gas | Steamer | E4 | PACT BC Ratio | 0 | 0 | 0 | 0 | 0 | 0 | 0 | 0 | 0 | 0 | 0 | 0 | 0 | 0 | 0 | 0 | 0 | 0 | 0 | 0 | 0 | 0 | 0 | 0 | 0 | 0 | 0 | 0 | 0 | 0
F3_Commercial_Grocery_New_Food Preparation_Natural Gas_Steamer_E5 | F3 | Commercial | Grocery | New | Food Preparation | Natural Gas | Steamer | E5 | PACT BC Ratio | 0 | 0 | 0 | 0 | 0 | 0 | 0 | 0 | 0 | 0 | 0 | 0 | 0 | 0 | 0 | 0 | 0 | 0 | 0 | 0 | 0 | 0 | 0 | 0 | 0 | 0 | 0 | 0 | 0 | 0
F3_Commercial_Grocery_New_Food Preparation_Natural Gas_Steamer_E6 | F3 | Commercial | Grocery | New | Food Preparation | Natural Gas | Steamer | E6 | PACT BC Ratio | 0 | 0 | 0 | 0 | 0 | 0 | 0 | 0 | 0 | 0 | 0 | 0 | 0 | 0 | 0 | 0 | 0 | 0 | 0 | 0 | 0 | 0 | 0 | 0 | 0 | 0 | 0 | 0 | 0 | 0
F3_Commercial_Grocery_New_Food Preparation_Natural Gas_Steamer_E7 | F3 | Commercial | Grocery | New | Food Preparation | Natural Gas | Steamer | E7 | PACT BC Ratio | 0 | 0 | 0 | 0 | 0 | 0 | 0 | 0 | 0 | 0 | 0 | 0 | 0 | 0 | 0 | 0 | 0 | 0 | 0 | 0 | 0 | 0 | 0 | 0 | 0 | 0 | 0 | 0 | 0 | 0
F3_Commercial_Grocery_New_Food Preparation_Natural Gas_Steamer_E8 | F3 | Commercial | Grocery | New | Food Preparation | Natural Gas | Steamer | E8 | PACT BC Ratio | 0 | 0 | 0 | 0 | 0 | 0 | 0 | 0 | 0 | 0 | 0 | 0 | 0 | 0 | 0 | 0 | 0 | 0 | 0 | 0 | 0 | 0 | 0 | 0 | 0 | 0 | 0 | 0 | 0 | 0
F3_Commercial_Grocery_New_Food Preparation_Natural Gas_Steamer_E9 | F3 | Commercial | Grocery | New | Food Preparation | Natural Gas | Steamer | E9 | PACT BC Ratio | 0 | 0 | 0 | 0 | 0 | 0 | 0 | 0 | 0 | 0 | 0 | 0 | 0 | 0 | 0 | 0 | 0 | 0 | 0 | 0 | 0 | 0 | 0 | 0 | 0 | 0 | 0 | 0 | 0 | 0
F3_Commercial_Grocery_New_Food Preparation_Natural Gas_Steamer_E10 | F3 | Commercial | Grocery | New | Food Preparation | Natural Gas | Steamer | E10 | PACT BC Ratio | 0 | 0 | 0 | 0 | 0 | 0 | 0 | 0 | 0 | 0 | 0 | 0 | 0 | 0 | 0 | 0 | 0 | 0 | 0 | 0 | 0 | 0 | 0 | 0 | 0 | 0 | 0 | 0 | 0 | 0
F4_Commercial_Grocery_New_Food Preparation_Natural Gas_Steamer_E1 | F4 | Commercial | Grocery | New | Food Preparation | Natural Gas | Steamer | E1 | PCT BC Ratio | 0.9 | 0.9 | 0.9 | 0.9 | 0.9 | 0.9 | 0.9 | 0.9 | 0.9 | 0.9 | 0.9 | 0.9 | 0.9 | 0.9 | 0.9 | 0.9 | 0.9 | 0.9 | 0.9 | 0.9 | 0.9 | 0.9 | 0 | 0 | 0 | 0 | 0 | 0 | 0 | 0
F4_Commercial_Grocery_New_Food Preparation_Natural Gas_Steamer_E2 | F4 | Commercial | Grocery | New | Food Preparation | Natural Gas | Steamer | E2 | PCT BC Ratio | 12.4539 | 12.5522 | 12.6701 | 12.8671 | 13.1296 | 13.4409 | 13.7285 | 13.9764 | 14.2082 | 14.4369 | 14.6723 | 14.9069 | 15.1348 | 15.37 | 15.588 | 15.8035 | 16.0341 | 16.2662 | 16.5002 | 16.7351 | 16.9674 | 17.1964 | 0 | 0 | 0 | 0 | 0 | 0 | 0 | 0
F4_Commercial_Grocery_New_Food Preparation_Natural Gas_Steamer_E3 | F4 | Commercial | Grocery | New | Food Preparation | Natural Gas | Steamer | E3 | PCT BC Ratio | 0 | 0 | 0 | 0 | 0 | 0 | 0 | 0 | 0 | 0 | 0 | 0 | 0 | 0 | 0 | 0 | 0 | 0 | 0 | 0 | 0 | 0 | 0 | 0 | 0 | 0 | 0 | 0 | 0 | 0
F4_Commercial_Grocery_New_Food Preparation_Natural Gas_Steamer_E4 | F4 | Commercial | Grocery | New | Food Preparation | Natural Gas | Steamer | E4 | PCT BC Ratio | 0 | 0 | 0 | 0 | 0 | 0 | 0 | 0 | 0 | 0 | 0 | 0 | 0 | 0 | 0 | 0 | 0 | 0 | 0 | 0 | 0 | 0 | 0 | 0 | 0 | 0 | 0 | 0 | 0 | 0
F4_Commercial_Grocery_New_Food Preparation_Natural Gas_Steamer_E5 | F4 | Commercial | Grocery | New | Food Preparation | Natural Gas | Steamer | E5 | PCT BC Ratio | 0 | 0 | 0 | 0 | 0 | 0 | 0 | 0 | 0 | 0 | 0 | 0 | 0 | 0 | 0 | 0 | 0 | 0 | 0 | 0 | 0 | 0 | 0 | 0 | 0 | 0 | 0 | 0 | 0 | 0
F4_Commercial_Grocery_New_Food Preparation_Natural Gas_Steamer_E6 | F4 | Commercial | Grocery | New | Food Preparation | Natural Gas | Steamer | E6 | PCT BC Ratio | 0 | 0 | 0 | 0 | 0 | 0 | 0 | 0 | 0 | 0 | 0 | 0 | 0 | 0 | 0 | 0 | 0 | 0 | 0 | 0 | 0 | 0 | 0 | 0 | 0 | 0 | 0 | 0 | 0 | 0
F4_Commercial_Grocery_New_Food Preparation_Natural Gas_Steamer_E7 | F4 | Commercial | Grocery | New | Food Preparation | Natural Gas | Steamer | E7 | PCT BC Ratio | 0 | 0 | 0 | 0 | 0 | 0 | 0 | 0 | 0 | 0 | 0 | 0 | 0 | 0 | 0 | 0 | 0 | 0 | 0 | 0 | 0 | 0 | 0 | 0 | 0 | 0 | 0 | 0 | 0 | 0
F4_Commercial_Grocery_New_Food Preparation_Natural Gas_Steamer_E8 | F4 | Commercial | Grocery | New | Food Preparation | Natural Gas | Steamer | E8 | PCT BC Ratio | 0 | 0 | 0 | 0 | 0 | 0 | 0 | 0 | 0 | 0 | 0 | 0 | 0 | 0 | 0 | 0 | 0 | 0 | 0 | 0 | 0 | 0 | 0 | 0 | 0 | 0 | 0 | 0 | 0 | 0
F4_Commercial_Grocery_New_Food Preparation_Natural Gas_Steamer_E9 | F4 | Commercial | Grocery | New | Food Preparation | Natural Gas | Steamer | E9 | PCT BC Ratio | 0 | 0 | 0 | 0 | 0 | 0 | 0 | 0 | 0 | 0 | 0 | 0 | 0 | 0 | 0 | 0 | 0 | 0 | 0 | 0 | 0 | 0 | 0 | 0 | 0 | 0 | 0 | 0 | 0 | 0
F4_Commercial_Grocery_New_Food Preparation_Natural Gas_Steamer_E10 | F4 | Commercial | Grocery | New | Food Preparation | Natural Gas | Steamer | E10 | PCT BC Ratio | 0 | 0 | 0 | 0 | 0 | 0 | 0 | 0 | 0 | 0 | 0 | 0 | 0 | 0 | 0 | 0 | 0 | 0 | 0 | 0 | 0 | 0 | 0 | 0 | 0 | 0 | 0 | 0 | 0 | 0
F5_Commercial_Grocery_New_Food Preparation_Natural Gas_Steamer_E1 | F5 | Commercial | Grocery | New | Food Preparation | Natural Gas | Steamer | E1 | RIM BC Ratio | 0.9 | 0.9 | 0.9 | 0.9 | 0.9 | 0.9 | 0.9 | 0.9 | 0.9 | 0.9 | 0.9 | 0.9 | 0.9 | 0.9 | 0.9 | 0.9 | 0.9 | 0.9 | 0.9 | 0.9 | 0.9 | 0.9 | 0 | 0 | 0 | 0 | 0 | 0 | 0 | 0
F5_Commercial_Grocery_New_Food Preparation_Natural Gas_Steamer_E2 | F5 | Commercial | Grocery | New | Food Preparation | Natural Gas | Steamer | E2 | RIM BC Ratio | 0.72319 | 0.72401 | 0.72496 | 0.72653 | 0.72855 | 0.73085 | 0.73288 | 0.73457 | 0.73611 | 0.73757 | 0.73904 | 0.74045 | 0.74179 | 0.74313 | 0.74434 | 0.7455 | 0.74671 | 0.7479 | 0.74906 | 0.7502 | 0.7513 | 0.75235 | 0 | 0 | 0 | 0 | 0 | 0 | 0 | 0
F5_Commercial_Grocery_New_Food Preparation_Natural Gas_Steamer_E3 | F5 | Commercial | Grocery | New | Food Preparation | Natural Gas | Steamer | E3 | RIM BC Ratio | 0 | 0 | 0 | 0 | 0 | 0 | 0 | 0 | 0 | 0 | 0 | 0 | 0 | 0 | 0 | 0 | 0 | 0 | 0 | 0 | 0 | 0 | 0 | 0 | 0 | 0 | 0 | 0 | 0 | 0
F5_Commercial_Grocery_New_Food Preparation_Natural Gas_Steamer_E4 | F5 | Commercial | Grocery | New | Food Preparation | Natural Gas | Steamer | E4 | RIM BC Ratio | 0 | 0 | 0 | 0 | 0 | 0 | 0 | 0 | 0 | 0 | 0 | 0 | 0 | 0 | 0 | 0 | 0 | 0 | 0 | 0 | 0 | 0 | 0 | 0 | 0 | 0 | 0 | 0 | 0 | 0
F5_Commercial_Grocery_New_Food Preparation_Natural Gas_Steamer_E5 | F5 | Commercial | Grocery | New | Food Preparation | Natural Gas | Steamer | E5 | RIM BC Ratio | 0 | 0 | 0 | 0 | 0 | 0 | 0 | 0 | 0 | 0 | 0 | 0 | 0 | 0 | 0 | 0 | 0 | 0 | 0 | 0 | 0 | 0 | 0 | 0 | 0 | 0 | 0 | 0 | 0 | 0
F5_Commercial_Grocery_New_Food Preparation_Natural Gas_Steamer_E6 | F5 | Commercial | Grocery | New | Food Preparation | Natural Gas | Steamer | E6 | RIM BC Ratio | 0 | 0 | 0 | 0 | 0 | 0 | 0 | 0 | 0 | 0 | 0 | 0 | 0 | 0 | 0 | 0 | 0 | 0 | 0 | 0 | 0 | 0 | 0 | 0 | 0 | 0 | 0 | 0 | 0 | 0
F5_Commercial_Grocery_New_Food Preparation_Natural Gas_Steamer_E7 | F5 | Commercial | Grocery | New | Food Preparation | Natural Gas | Steamer | E7 | RIM BC Ratio | 0 | 0 | 0 | 0 | 0 | 0 | 0 | 0 | 0 | 0 | 0 | 0 | 0 | 0 | 0 | 0 | 0 | 0 | 0 | 0 | 0 | 0 | 0 | 0 | 0 | 0 | 0 | 0 | 0 | 0
F5_Commercial_Grocery_New_Food Preparation_Natural Gas_Steamer_E8 | F5 | Commercial | Grocery | New | Food Preparation | Natural Gas | Steamer | E8 | RIM BC Ratio | 0 | 0 | 0 | 0 | 0 | 0 | 0 | 0 | 0 | 0 | 0 | 0 | 0 | 0 | 0 | 0 | 0 | 0 | 0 | 0 | 0 | 0 | 0 | 0 | 0 | 0 | 0 | 0 | 0 | 0
F5_Commercial_Grocery_New_Food Preparation_Natural Gas_Steamer_E9 | F5 | Commercial | Grocery | New | Food Preparation | Natural Gas | Steamer | E9 | RIM BC Ratio | 0 | 0 | 0 | 0 | 0 | 0 | 0 | 0 | 0 | 0 | 0 | 0 | 0 | 0 | 0 | 0 | 0 | 0 | 0 | 0 | 0 | 0 | 0 | 0 | 0 | 0 | 0 | 0 | 0 | 0
F5_Commercial_Grocery_New_Food Preparation_Natural Gas_Steamer_E10 | F5 | Commercial | Grocery | New | Food Preparation | Natural Gas | Steamer | E10 | RIM BC Ratio | 0 | 0 | 0 | 0 | 0 | 0 | 0 | 0 | 0 | 0 | 0 | 0 | 0 | 0 | 0 | 0 | 0 | 0 | 0 | 0 | 0 | 0 | 0 | 0 | 0 | 0 | 0 | 0 | 0 | 0
F0_Commercial_Grocery_New_Food Preparation_Natural Gas_Food Prep Other_E0 | F0 | Commercial | Grocery | New | Food Preparation | Natural Gas | Food Prep Other | E0 | Economic Unit | ENERGY STAR | ENERGY STAR | ENERGY STAR | ENERGY STAR | ENERGY STAR | ENERGY STAR | ENERGY STAR | ENERGY STAR | ENERGY STAR | ENERGY STAR | ENERGY STAR | ENERGY STAR | ENERGY STAR | ENERGY STAR | ENERGY STAR | ENERGY STAR | ENERGY STAR | ENERGY STAR | ENERGY STAR | ENERGY STAR | ENERGY STAR | ENERGY STAR | 0 | 0 | 0 | 0 | 0 | 0 | 0 | 0
F1_Commercial_Grocery_New_Food Preparation_Natural Gas_Food Prep Other_E1 | F1 | Commercial | Grocery | New | Food Preparation | Natural Gas | Food Prep Other | E1 | CCE | 0 | 0 | 0 | 0 | 0 | 0 | 0 | 0 | 0 | 0 | 0 | 0 | 0 | 0 | 0 | 0 | 0 | 0 | 0 | 0 | 0 | 0 | 0 | 0 | 0 | 0 | 0 | 0 | 0 | 0
F1_Commercial_Grocery_New_Food Preparation_Natural Gas_Food Prep Other_E2 | F1 | Commercial | Grocery | New | Food Preparation | Natural Gas | Food Prep Other | E2 | CCE | 0.14135 | 0.14135 | 0.1485 | 0.14624 | 0.14404 | 0.1413 | 0.14092 | 0.14001 | 0.13917 | 0.1379 | 0.1377 | 0.13707 | 0.1365 | 0.13542 | 0.13557 | 0.13515 | 0.13475 | 0.13386 | 0.13412 | 0.13386 | 0.13366 | 0.13291 | 0 | 0 | 0 | 0 | 0 | 0 | 0 | 0
F1_Commercial_Grocery_New_Food Preparation_Natural Gas_Food Prep Other_E3 | F1 | Commercial | Grocery | New | Food Preparation | Natural Gas | Food Prep Other | E3 | CCE | 0 | 0 | 0 | 0 | 0 | 0 | 0 | 0 | 0 | 0 | 0 | 0 | 0 | 0 | 0 | 0 | 0 | 0 | 0 | 0 | 0 | 0 | 0 | 0 | 0 | 0 | 0 | 0 | 0 | 0
F1_Commercial_Grocery_New_Food Preparation_Natural Gas_Food Prep Other_E4 | F1 | Commercial | Grocery | New | Food Preparation | Natural Gas | Food Prep Other | E4 | CCE | 0 | 0 | 0 | 0 | 0 | 0 | 0 | 0 | 0 | 0 | 0 | 0 | 0 | 0 | 0 | 0 | 0 | 0 | 0 | 0 | 0 | 0 | 0 | 0 | 0 | 0 | 0 | 0 | 0 | 0
F1_Commercial_Grocery_New_Food Preparation_Natural Gas_Food Prep Other_E5 | F1 | Commercial | Grocery | New | Food Preparation | Natural Gas | Food Prep Other | E5 | CCE | 0 | 0 | 0 | 0 | 0 | 0 | 0 | 0 | 0 | 0 | 0 | 0 | 0 | 0 | 0 | 0 | 0 | 0 | 0 | 0 | 0 | 0 | 0 | 0 | 0 | 0 | 0 | 0 | 0 | 0
F1_Commercial_Grocery_New_Food Preparation_Natural Gas_Food Prep Other_E6 | F1 | Commercial | Grocery | New | Food Preparation | Natural Gas | Food Prep Other | E6 | CCE | 0 | 0 | 0 | 0 | 0 | 0 | 0 | 0 | 0 | 0 | 0 | 0 | 0 | 0 | 0 | 0 | 0 | 0 | 0 | 0 | 0 | 0 | 0 | 0 | 0 | 0 | 0 | 0 | 0 | 0
F1_Commercial_Grocery_New_Food Preparation_Natural Gas_Food Prep Other_E7 | F1 | Commercial | Grocery | New | Food Preparation | Natural Gas | Food Prep Other | E7 | CCE | 0 | 0 | 0 | 0 | 0 | 0 | 0 | 0 | 0 | 0 | 0 | 0 | 0 | 0 | 0 | 0 | 0 | 0 | 0 | 0 | 0 | 0 | 0 | 0 | 0 | 0 | 0 | 0 | 0 | 0
F1_Commercial_Grocery_New_Food Preparation_Natural Gas_Food Prep Other_E8 | F1 | Commercial | Grocery | New | Food Preparation | Natural Gas | Food Prep Other | E8 | CCE | 0 | 0 | 0 | 0 | 0 | 0 | 0 | 0 | 0 | 0 | 0 | 0 | 0 | 0 | 0 | 0 | 0 | 0 | 0 | 0 | 0 | 0 | 0 | 0 | 0 | 0 | 0 | 0 | 0 | 0
F1_Commercial_Grocery_New_Food Preparation_Natural Gas_Food Prep Other_E9 | F1 | Commercial | Grocery | New | Food Preparation | Natural Gas | Food Prep Other | E9 | CCE | 0 | 0 | 0 | 0 | 0 | 0 | 0 | 0 | 0 | 0 | 0 | 0 | 0 | 0 | 0 | 0 | 0 | 0 | 0 | 0 | 0 | 0 | 0 | 0 | 0 | 0 | 0 | 0 | 0 | 0
F1_Commercial_Grocery_New_Food Preparation_Natural Gas_Food Prep Other_E10 | F1 | Commercial | Grocery | New | Food Preparation | Natural Gas | Food Prep Other | E10 | CCE | 0 | 0 | 0 | 0 | 0 | 0 | 0 | 0 | 0 | 0 | 0 | 0 | 0 | 0 | 0 | 0 | 0 | 0 | 0 | 0 | 0 | 0 | 0 | 0 | 0 | 0 | 0 | 0 | 0 | 0
F2_Commercial_Grocery_New_Food Preparation_Natural Gas_Food Prep Other_E1 | F2 | Commercial | Grocery | New | Food Preparation | Natural Gas | Food Prep Other | E1 | TRC BC Ratio | 0.9 | 0.9 | 0.9 | 0.9 | 0.9 | 0.9 | 0.9 | 0.9 | 0.9 | 0.9 | 0.9 | 0.9 | 0.9 | 0.9 | 0.9 | 0.9 | 0.9 | 0.9 | 0.9 | 0.9 | 0.9 | 0.9 | 0 | 0 | 0 | 0 | 0 | 0 | 0 | 0
F2_Commercial_Grocery_New_Food Preparation_Natural Gas_Food Prep Other_E2 | F2 | Commercial | Grocery | New | Food Preparation | Natural Gas | Food Prep Other | E2 | TRC BC Ratio | 0.061956 | 0.062369 | 0.062904 | 0.063937 | 0.06537 | 0.067096 | 0.068663 | 0.070005 | 0.071279 | 0.07258 | 0.073973 | 0.075332 | 0.076617 | 0.077911 | 0.079055 | 0.080138 | 0.081309 | 0.082485 | 0.083667 | 0.084849 | 0.08601 | 0.087142 | 0 | 0 | 0 | 0 | 0 | 0 | 0 | 0
F2_Commercial_Grocery_New_Food Preparation_Natural Gas_Food Prep Other_E3 | F2 | Commercial | Grocery | New | Food Preparation | Natural Gas | Food Prep Other | E3 | TRC BC Ratio | 0 | 0 | 0 | 0 | 0 | 0 | 0 | 0 | 0 | 0 | 0 | 0 | 0 | 0 | 0 | 0 | 0 | 0 | 0 | 0 | 0 | 0 | 0 | 0 | 0 | 0 | 0 | 0 | 0 | 0
F2_Commercial_Grocery_New_Food Preparation_Natural Gas_Food Prep Other_E4 | F2 | Commercial | Grocery | New | Food Preparation | Natural Gas | Food Prep Other | E4 | TRC BC Ratio | 0 | 0 | 0 | 0 | 0 | 0 | 0 | 0 | 0 | 0 | 0 | 0 | 0 | 0 | 0 | 0 | 0 | 0 | 0 | 0 | 0 | 0 | 0 | 0 | 0 | 0 | 0 | 0 | 0 | 0
F2_Commercial_Grocery_New_Food Preparation_Natural Gas_Food Prep Other_E5 | F2 | Commercial | Grocery | New | Food Preparation | Natural Gas | Food Prep Other | E5 | TRC BC Ratio | 0 | 0 | 0 | 0 | 0 | 0 | 0 | 0 | 0 | 0 | 0 | 0 | 0 | 0 | 0 | 0 | 0 | 0 | 0 | 0 | 0 | 0 | 0 | 0 | 0 | 0 | 0 | 0 | 0 | 0
F2_Commercial_Grocery_New_Food Preparation_Natural Gas_Food Prep Other_E6 | F2 | Commercial | Grocery | New | Food Preparation | Natural Gas | Food Prep Other | E6 | TRC BC Ratio | 0 | 0 | 0 | 0 | 0 | 0 | 0 | 0 | 0 | 0 | 0 | 0 | 0 | 0 | 0 | 0 | 0 | 0 | 0 | 0 | 0 | 0 | 0 | 0 | 0 | 0 | 0 | 0 | 0 | 0
F2_Commercial_Grocery_New_Food Preparation_Natural Gas_Food Prep Other_E7 | F2 | Commercial | Grocery | New | Food Preparation | Natural Gas | Food Prep Other | E7 | TRC BC Ratio | 0 | 0 | 0 | 0 | 0 | 0 | 0 | 0 | 0 | 0 | 0 | 0 | 0 | 0 | 0 | 0 | 0 | 0 | 0 | 0 | 0 | 0 | 0 | 0 | 0 | 0 | 0 | 0 | 0 | 0
F2_Commercial_Grocery_New_Food Preparation_Natural Gas_Food Prep Other_E8 | F2 | Commercial | Grocery | New | Food Preparation | Natural Gas | Food Prep Other | E8 | TRC BC Ratio | 0 | 0 | 0 | 0 | 0 | 0 | 0 | 0 | 0 | 0 | 0 | 0 | 0 | 0 | 0 | 0 | 0 | 0 | 0 | 0 | 0 | 0 | 0 | 0 | 0 | 0 | 0 | 0 | 0 | 0
F2_Commercial_Grocery_New_Food Preparation_Natural Gas_Food Prep Other_E9 | F2 | Commercial | Grocery | New | Food Preparation | Natural Gas | Food Prep Other | E9 | TRC BC Ratio | 0 | 0 | 0 | 0 | 0 | 0 | 0 | 0 | 0 | 0 | 0 | 0 | 0 | 0 | 0 | 0 | 0 | 0 | 0 | 0 | 0 | 0 | 0 | 0 | 0 | 0 | 0 | 0 | 0 | 0
F2_Commercial_Grocery_New_Food Preparation_Natural Gas_Food Prep Other_E10 | F2 | Commercial | Grocery | New | Food Preparation | Natural Gas | Food Prep Other | E10 | TRC BC Ratio | 0 | 0 | 0 | 0 | 0 | 0 | 0 | 0 | 0 | 0 | 0 | 0 | 0 | 0 | 0 | 0 | 0 | 0 | 0 | 0 | 0 | 0 | 0 | 0 | 0 | 0 | 0 | 0 | 0 | 0
F3_Commercial_Grocery_New_Food Preparation_Natural Gas_Food Prep Other_E1 | F3 | Commercial | Grocery | New | Food Preparation | Natural Gas | Food Prep Other | E1 | PACT BC Ratio | 0.9 | 0.9 | 0.9 | 0.9 | 0.9 | 0.9 | 0.9 | 0.9 | 0.9 | 0.9 | 0.9 | 0.9 | 0.9 | 0.9 | 0.9 | 0.9 | 0.9 | 0.9 | 0.9 | 0.9 | 0.9 | 0.9 | 0 | 0 | 0 | 0 | 0 | 0 | 0 | 0
F3_Commercial_Grocery_New_Food Preparation_Natural Gas_Food Prep Other_E2 | F3 | Commercial | Grocery | New | Food Preparation | Natural Gas | Food Prep Other | E2 | PACT BC Ratio | 1.0937 | 1.101 | 1.1104 | 1.1287 | 1.154 | 1.1844 | 1.2121 | 1.2358 | 1.2583 | 1.2813 | 1.3058 | 1.3298 | 1.3525 | 1.3754 | 1.3956 | 1.4147 | 1.4353 | 1.4561 | 1.477 | 1.4978 | 1.5183 | 1.5383 | 0 | 0 | 0 | 0 | 0 | 0 | 0 | 0
F3_Commercial_Grocery_New_Food Preparation_Natural Gas_Food Prep Other_E3 | F3 | Commercial | Grocery | New | Food Preparation | Natural Gas | Food Prep Other | E3 | PACT BC Ratio | 0 | 0 | 0 | 0 | 0 | 0 | 0 | 0 | 0 | 0 | 0 | 0 | 0 | 0 | 0 | 0 | 0 | 0 | 0 | 0 | 0 | 0 | 0 | 0 | 0 | 0 | 0 | 0 | 0 | 0
F3_Commercial_Grocery_New_Food Preparation_Natural Gas_Food Prep Other_E4 | F3 | Commercial | Grocery | New | Food Preparation | Natural Gas | Food Prep Other | E4 | PACT BC Ratio | 0 | 0 | 0 | 0 | 0 | 0 | 0 | 0 | 0 | 0 | 0 | 0 | 0 | 0 | 0 | 0 | 0 | 0 | 0 | 0 | 0 | 0 | 0 | 0 | 0 | 0 | 0 | 0 | 0 | 0
F3_Commercial_Grocery_New_Food Preparation_Natural Gas_Food Prep Other_E5 | F3 | Commercial | Grocery | New | Food Preparation | Natural Gas | Food Prep Other | E5 | PACT BC Ratio | 0 | 0 | 0 | 0 | 0 | 0 | 0 | 0 | 0 | 0 | 0 | 0 | 0 | 0 | 0 | 0 | 0 | 0 | 0 | 0 | 0 | 0 | 0 | 0 | 0 | 0 | 0 | 0 | 0 | 0
F3_Commercial_Grocery_New_Food Preparation_Natural Gas_Food Prep Other_E6 | F3 | Commercial | Grocery | New | Food Preparation | Natural Gas | Food Prep Other | E6 | PACT BC Ratio | 0 | 0 | 0 | 0 | 0 | 0 | 0 | 0 | 0 | 0 | 0 | 0 | 0 | 0 | 0 | 0 | 0 | 0 | 0 | 0 | 0 | 0 | 0 | 0 | 0 | 0 | 0 | 0 | 0 | 0
F3_Commercial_Grocery_New_Food Preparation_Natural Gas_Food Prep Other_E7 | F3 | Commercial | Grocery | New | Food Preparation | Natural Gas | Food Prep Other | E7 | PACT BC Ratio | 0 | 0 | 0 | 0 | 0 | 0 | 0 | 0 | 0 | 0 | 0 | 0 | 0 | 0 | 0 | 0 | 0 | 0 | 0 | 0 | 0 | 0 | 0 | 0 | 0 | 0 | 0 | 0 | 0 | 0
F3_Commercial_Grocery_New_Food Preparation_Natural Gas_Food Prep Other_E8 | F3 | Commercial | Grocery | New | Food Preparation | Natural Gas | Food Prep Other | E8 | PACT BC Ratio | 0 | 0 | 0 | 0 | 0 | 0 | 0 | 0 | 0 | 0 | 0 | 0 | 0 | 0 | 0 | 0 | 0 | 0 | 0 | 0 | 0 | 0 | 0 | 0 | 0 | 0 | 0 | 0 | 0 | 0
F3_Commercial_Grocery_New_Food Preparation_Natural Gas_Food Prep Other_E9 | F3 | Commercial | Grocery | New | Food Preparation | Natural Gas | Food Prep Other | E9 | PACT BC Ratio | 0 | 0 | 0 | 0 | 0 | 0 | 0 | 0 | 0 | 0 | 0 | 0 | 0 | 0 | 0 | 0 | 0 | 0 | 0 | 0 | 0 | 0 | 0 | 0 | 0 | 0 | 0 | 0 | 0 | 0
F3_Commercial_Grocery_New_Food Preparation_Natural Gas_Food Prep Other_E10 | F3 | Commercial | Grocery | New | Food Preparation | Natural Gas | Food Prep Other | E10 | PACT BC Ratio | 0 | 0 | 0 | 0 | 0 | 0 | 0 | 0 | 0 | 0 | 0 | 0 | 0 | 0 | 0 | 0 | 0 | 0 | 0 | 0 | 0 | 0 | 0 | 0 | 0 | 0 | 0 | 0 | 0 | 0
F4_Commercial_Grocery_New_Food Preparation_Natural Gas_Food Prep Other_E1 | F4 | Commercial | Grocery | New | Food Preparation | Natural Gas | Food Prep Other | E1 | PCT BC Ratio | 0.9 | 0.9 | 0.9 | 0.9 | 0.9 | 0.9 | 0.9 | 0.9 | 0.9 | 0.9 | 0.9 | 0.9 | 0.9 | 0.9 | 0.9 | 0.9 | 0.9 | 0.9 | 0.9 | 0.9 | 0.9 | 0.9 | 0 | 0 | 0 | 0 | 0 | 0 | 0 | 0
F4_Commercial_Grocery_New_Food Preparation_Natural Gas_Food Prep Other_E2 | F4 | Commercial | Grocery | New | Food Preparation | Natural Gas | Food Prep Other | E2 | PCT BC Ratio | 0.1043 | 0.10481 | 0.10547 | 0.10674 | 0.10851 | 0.11064 | 0.11258 | 0.11424 | 0.11581 | 0.11741 | 0.11913 | 0.12081 | 0.1224 | 0.124 | 0.12541 | 0.12675 | 0.12819 | 0.12964 | 0.1311 | 0.13256 | 0.134 | 0.13539 | 0 | 0 | 0 | 0 | 0 | 0 | 0 | 0
F4_Commercial_Grocery_New_Food Preparation_Natural Gas_Food Prep Other_E3 | F4 | Commercial | Grocery | New | Food Preparation | Natural Gas | Food Prep Other | E3 | PCT BC Ratio | 0 | 0 | 0 | 0 | 0 | 0 | 0 | 0 | 0 | 0 | 0 | 0 | 0 | 0 | 0 | 0 | 0 | 0 | 0 | 0 | 0 | 0 | 0 | 0 | 0 | 0 | 0 | 0 | 0 | 0
F4_Commercial_Grocery_New_Food Preparation_Natural Gas_Food Prep Other_E4 | F4 | Commercial | Grocery | New | Food Preparation | Natural Gas | Food Prep Other | E4 | PCT BC Ratio | 0 | 0 | 0 | 0 | 0 | 0 | 0 | 0 | 0 | 0 | 0 | 0 | 0 | 0 | 0 | 0 | 0 | 0 | 0 | 0 | 0 | 0 | 0 | 0 | 0 | 0 | 0 | 0 | 0 | 0
F4_Commercial_Grocery_New_Food Preparation_Natural Gas_Food Prep Other_E5 | F4 | Commercial | Grocery | New | Food Preparation | Natural Gas | Food Prep Other | E5 | PCT BC Ratio | 0 | 0 | 0 | 0 | 0 | 0 | 0 | 0 | 0 | 0 | 0 | 0 | 0 | 0 | 0 | 0 | 0 | 0 | 0 | 0 | 0 | 0 | 0 | 0 | 0 | 0 | 0 | 0 | 0 | 0
F4_Commercial_Grocery_New_Food Preparation_Natural Gas_Food Prep Other_E6 | F4 | Commercial | Grocery | New | Food Preparation | Natural Gas | Food Prep Other | E6 | PCT BC Ratio | 0 | 0 | 0 | 0 | 0 | 0 | 0 | 0 | 0 | 0 | 0 | 0 | 0 | 0 | 0 | 0 | 0 | 0 | 0 | 0 | 0 | 0 | 0 | 0 | 0 | 0 | 0 | 0 | 0 | 0
F4_Commercial_Grocery_New_Food Preparation_Natural Gas_Food Prep Other_E7 | F4 | Commercial | Grocery | New | Food Preparation | Natural Gas | Food Prep Other | E7 | PCT BC Ratio | 0 | 0 | 0 | 0 | 0 | 0 | 0 | 0 | 0 | 0 | 0 | 0 | 0 | 0 | 0 | 0 | 0 | 0 | 0 | 0 | 0 | 0 | 0 | 0 | 0 | 0 | 0 | 0 | 0 | 0
F4_Commercial_Grocery_New_Food Preparation_Natural Gas_Food Prep Other_E8 | F4 | Commercial | Grocery | New | Food Preparation | Natural Gas | Food Prep Other | E8 | PCT BC Ratio | 0 | 0 | 0 | 0 | 0 | 0 | 0 | 0 | 0 | 0 | 0 | 0 | 0 | 0 | 0 | 0 | 0 | 0 | 0 | 0 | 0 | 0 | 0 | 0 | 0 | 0 | 0 | 0 | 0 | 0
F4_Commercial_Grocery_New_Food Preparation_Natural Gas_Food Prep Other_E9 | F4 | Commercial | Grocery | New | Food Preparation | Natural Gas | Food Prep Other | E9 | PCT BC Ratio | 0 | 0 | 0 | 0 | 0 | 0 | 0 | 0 | 0 | 0 | 0 | 0 | 0 | 0 | 0 | 0 | 0 | 0 | 0 | 0 | 0 | 0 | 0 | 0 | 0 | 0 | 0 | 0 | 0 | 0
F4_Commercial_Grocery_New_Food Preparation_Natural Gas_Food Prep Other_E10 | F4 | Commercial | Grocery | New | Food Preparation | Natural Gas | Food Prep Other | E10 | PCT BC Ratio | 0 | 0 | 0 | 0 | 0 | 0 | 0 | 0 | 0 | 0 | 0 | 0 | 0 | 0 | 0 | 0 | 0 | 0 | 0 | 0 | 0 | 0 | 0 | 0 | 0 | 0 | 0 | 0 | 0 | 0
F5_Commercial_Grocery_New_Food Preparation_Natural Gas_Food Prep Other_E1 | F5 | Commercial | Grocery | New | Food Preparation | Natural Gas | Food Prep Other | E1 | RIM BC Ratio | 0.9 | 0.9 | 0.9 | 0.9 | 0.9 | 0.9 | 0.9 | 0.9 | 0.9 | 0.9 | 0.9 | 0.9 | 0.9 | 0.9 | 0.9 | 0.9 | 0.9 | 0.9 | 0.9 | 0.9 | 0.9 | 0.9 | 0 | 0 | 0 | 0 | 0 | 0 | 0 | 0
F5_Commercial_Grocery_New_Food Preparation_Natural Gas_Food Prep Other_E2 | F5 | Commercial | Grocery | New | Food Preparation | Natural Gas | Food Prep Other | E2 | RIM BC Ratio | 0.4734 | 0.47476 | 0.47651 | 0.47983 | 0.48435 | 0.48963 | 0.4943 | 0.49819 | 0.50181 | 0.50542 | 0.5092 | 0.51281 | 0.51615 | 0.51944 | 0.5223 | 0.52495 | 0.52777 | 0.53055 | 0.5333 | 0.53599 | 0.53859 | 0.54109 | 0 | 0 | 0 | 0 | 0 | 0 | 0 | 0
F5_Commercial_Grocery_New_Food Preparation_Natural Gas_Food Prep Other_E3 | F5 | Commercial | Grocery | New | Food Preparation | Natural Gas | Food Prep Other | E3 | RIM BC Ratio | 0 | 0 | 0 | 0 | 0 | 0 | 0 | 0 | 0 | 0 | 0 | 0 | 0 | 0 | 0 | 0 | 0 | 0 | 0 | 0 | 0 | 0 | 0 | 0 | 0 | 0 | 0 | 0 | 0 | 0
F5_Commercial_Grocery_New_Food Preparation_Natural Gas_Food Prep Other_E4 | F5 | Commercial | Grocery | New | Food Preparation | Natural Gas | Food Prep Other | E4 | RIM BC Ratio | 0 | 0 | 0 | 0 | 0 | 0 | 0 | 0 | 0 | 0 | 0 | 0 | 0 | 0 | 0 | 0 | 0 | 0 | 0 | 0 | 0 | 0 | 0 | 0 | 0 | 0 | 0 | 0 | 0 | 0
F5_Commercial_Grocery_New_Food Preparation_Natural Gas_Food Prep Other_E5 | F5 | Commercial | Grocery | New | Food Preparation | Natural Gas | Food Prep Other | E5 | RIM BC Ratio | 0 | 0 | 0 | 0 | 0 | 0 | 0 | 0 | 0 | 0 | 0 | 0 | 0 | 0 | 0 | 0 | 0 | 0 | 0 | 0 | 0 | 0 | 0 | 0 | 0 | 0 | 0 | 0 | 0 | 0
F5_Commercial_Grocery_New_Food Preparation_Natural Gas_Food Prep Other_E6 | F5 | Commercial | Grocery | New | Food Preparation | Natural Gas | Food Prep Other | E6 | RIM BC Ratio | 0 | 0 | 0 | 0 | 0 | 0 | 0 | 0 | 0 | 0 | 0 | 0 | 0 | 0 | 0 | 0 | 0 | 0 | 0 | 0 | 0 | 0 | 0 | 0 | 0 | 0 | 0 | 0 | 0 | 0
F5_Commercial_Grocery_New_Food Preparation_Natural Gas_Food Prep Other_E7 | F5 | Commercial | Grocery | New | Food Preparation | Natural Gas | Food Prep Other | E7 | RIM BC Ratio | 0 | 0 | 0 | 0 | 0 | 0 | 0 | 0 | 0 | 0 | 0 | 0 | 0 | 0 | 0 | 0 | 0 | 0 | 0 | 0 | 0 | 0 | 0 | 0 | 0 | 0 | 0 | 0 | 0 | 0
F5_Commercial_Grocery_New_Food Preparation_Natural Gas_Food Prep Other_E8 | F5 | Commercial | Grocery | New | Food Preparation | Natural Gas | Food Prep Other | E8 | RIM BC Ratio | 0 | 0 | 0 | 0 | 0 | 0 | 0 | 0 | 0 | 0 | 0 | 0 | 0 | 0 | 0 | 0 | 0 | 0 | 0 | 0 | 0 | 0 | 0 | 0 | 0 | 0 | 0 | 0 | 0 | 0
F5_Commercial_Grocery_New_Food Preparation_Natural Gas_Food Prep Other_E9 | F5 | Commercial | Grocery | New | Food Preparation | Natural Gas | Food Prep Other | E9 | RIM BC Ratio | 0 | 0 | 0 | 0 | 0 | 0 | 0 | 0 | 0 | 0 | 0 | 0 | 0 | 0 | 0 | 0 | 0 | 0 | 0 | 0 | 0 | 0 | 0 | 0 | 0 | 0 | 0 | 0 | 0 | 0
F5_Commercial_Grocery_New_Food Preparation_Natural Gas_Food Prep Other_E10 | F5 | Commercial | Grocery | New | Food Preparation | Natural Gas | Food Prep Other | E10 | RIM BC Ratio | 0 | 0 | 0 | 0 | 0 | 0 | 0 | 0 | 0 | 0 | 0 | 0 | 0 | 0 | 0 | 0 | 0 | 0 | 0 | 0 | 0 | 0 | 0 | 0 | 0 | 0 | 0 | 0 | 0 | 0
F0_Commercial_Grocery_New_Miscellaneous_Natural Gas_Pool Heater_E0 | F0 | Commercial | Grocery | New | Miscellaneous | Natural Gas | Pool Heater | E0 | Economic Unit | Standard (EF .78) | Standard (EF .78) | Standard (EF .78) | Standard (EF .78) | Standard (EF .78) | Standard (EF .78) | Standard (EF .78) | Standard (EF .78) | Standard (EF .78) | Standard (EF .78) | Standard (EF .78) | Standard (EF .78) | Condensing (EF .90) | Condensing (EF .90) | Condensing (EF .90) | Condensing (EF .90) | Condensing (EF .90) | Condensing (EF .90) | Condensing (EF .90) | Condensing (EF .90) | Condensing (EF .90) | Condensing (EF .90) | 0 | 0 | 0 | 0 | 0 | 0 | 0 | 0
F1_Commercial_Grocery_New_Miscellaneous_Natural Gas_Pool Heater_E1 | F1 | Commercial | Grocery | New | Miscellaneous | Natural Gas | Pool Heater | E1 | CCE | 0 | 0 | 0 | 0 | 0 | 0 | 0 | 0 | 0 | 0 | 0 | 0 | 0 | 0 | 0 | 0 | 0 | 0 | 0 | 0 | 0 | 0 | 0 | 0 | 0 | 0 | 0 | 0 | 0 | 0
F1_Commercial_Grocery_New_Miscellaneous_Natural Gas_Pool Heater_E2 | F1 | Commercial | Grocery | New | Miscellaneous | Natural Gas | Pool Heater | E2 | CCE | 0.016289 | 0.016289 | 0.017113 | 0.016853 | 0.0166 | 0.016284 | 0.016239 | 0.016135 | 0.016038 | 0.015891 | 0.015869 | 0.015796 | 0.015731 | 0.015606 | 0.015623 | 0.015575 | 0.015528 | 0.015425 | 0.015456 | 0.015426 | 0.015403 | 0.015317 | 0 | 0 | 0 | 0 | 0 | 0 | 0 | 0
F1_Commercial_Grocery_New_Miscellaneous_Natural Gas_Pool Heater_E3 | F1 | Commercial | Grocery | New | Miscellaneous | Natural Gas | Pool Heater | E3 | CCE | 0 | 0 | 0 | 0 | 0 | 0 | 0 | 0 | 0 | 0 | 0 | 0 | 0 | 0 | 0 | 0 | 0 | 0 | 0 | 0 | 0 | 0 | 0 | 0 | 0 | 0 | 0 | 0 | 0 | 0
F1_Commercial_Grocery_New_Miscellaneous_Natural Gas_Pool Heater_E4 | F1 | Commercial | Grocery | New | Miscellaneous | Natural Gas | Pool Heater | E4 | CCE | 0 | 0 | 0 | 0 | 0 | 0 | 0 | 0 | 0 | 0 | 0 | 0 | 0 | 0 | 0 | 0 | 0 | 0 | 0 | 0 | 0 | 0 | 0 | 0 | 0 | 0 | 0 | 0 | 0 | 0
F1_Commercial_Grocery_New_Miscellaneous_Natural Gas_Pool Heater_E5 | F1 | Commercial | Grocery | New | Miscellaneous | Natural Gas | Pool Heater | E5 | CCE | 0 | 0 | 0 | 0 | 0 | 0 | 0 | 0 | 0 | 0 | 0 | 0 | 0 | 0 | 0 | 0 | 0 | 0 | 0 | 0 | 0 | 0 | 0 | 0 | 0 | 0 | 0 | 0 | 0 | 0
F1_Commercial_Grocery_New_Miscellaneous_Natural Gas_Pool Heater_E6 | F1 | Commercial | Grocery | New | Miscellaneous | Natural Gas | Pool Heater | E6 | CCE | 0 | 0 | 0 | 0 | 0 | 0 | 0 | 0 | 0 | 0 | 0 | 0 | 0 | 0 | 0 | 0 | 0 | 0 | 0 | 0 | 0 | 0 | 0 | 0 | 0 | 0 | 0 | 0 | 0 | 0
F1_Commercial_Grocery_New_Miscellaneous_Natural Gas_Pool Heater_E7 | F1 | Commercial | Grocery | New | Miscellaneous | Natural Gas | Pool Heater | E7 | CCE | 0 | 0 | 0 | 0 | 0 | 0 | 0 | 0 | 0 | 0 | 0 | 0 | 0 | 0 | 0 | 0 | 0 | 0 | 0 | 0 | 0 | 0 | 0 | 0 | 0 | 0 | 0 | 0 | 0 | 0
F1_Commercial_Grocery_New_Miscellaneous_Natural Gas_Pool Heater_E8 | F1 | Commercial | Grocery | New | Miscellaneous | Natural Gas | Pool Heater | E8 | CCE | 0 | 0 | 0 | 0 | 0 | 0 | 0 | 0 | 0 | 0 | 0 | 0 | 0 | 0 | 0 | 0 | 0 | 0 | 0 | 0 | 0 | 0 | 0 | 0 | 0 | 0 | 0 | 0 | 0 | 0
F1_Commercial_Grocery_New_Miscellaneous_Natural Gas_Pool Heater_E9 | F1 | Commercial | Grocery | New | Miscellaneous | Natural Gas | Pool Heater | E9 | CCE | 0 | 0 | 0 | 0 | 0 | 0 | 0 | 0 | 0 | 0 | 0 | 0 | 0 | 0 | 0 | 0 | 0 | 0 | 0 | 0 | 0 | 0 | 0 | 0 | 0 | 0 | 0 | 0 | 0 | 0
F1_Commercial_Grocery_New_Miscellaneous_Natural Gas_Pool Heater_E10 | F1 | Commercial | Grocery | New | Miscellaneous | Natural Gas | Pool Heater | E10 | CCE | 0 | 0 | 0 | 0 | 0 | 0 | 0 | 0 | 0 | 0 | 0 | 0 | 0 | 0 | 0 | 0 | 0 | 0 | 0 | 0 | 0 | 0 | 0 | 0 | 0 | 0 | 0 | 0 | 0 | 0
F2_Commercial_Grocery_New_Miscellaneous_Natural Gas_Pool Heater_E1 | F2 | Commercial | Grocery | New | Miscellaneous | Natural Gas | Pool Heater | E1 | TRC BC Ratio | 0.9 | 0.9 | 0.9 | 0.9 | 0.9 | 0.9 | 0.9 | 0.9 | 0.9 | 0.9 | 0.9 | 0.9 | 0.9 | 0.9 | 0.9 | 0.9 | 0.9 | 0.9 | 0.9 | 0.9 | 0.9 | 0.9 | 0 | 0 | 0 | 0 | 0 | 0 | 0 | 0
F2_Commercial_Grocery_New_Miscellaneous_Natural Gas_Pool Heater_E2 | F2 | Commercial | Grocery | New | Miscellaneous | Natural Gas | Pool Heater | E2 | TRC BC Ratio | 0.5239 | 0.52164 | 0.52208 | 0.52981 | 0.54312 | 0.56021 | 0.57494 | 0.58666 | 0.59726 | 0.60773 | 0.61914 | 0.63073 | 0.64215 | 0.65494 | 0.66711 | 0.67867 | 0.69034 | 0.7008 | 0.70989 | 0.71743 | 0.72449 | 0.73101 | 0 | 0 | 0 | 0 | 0 | 0 | 0 | 0
F2_Commercial_Grocery_New_Miscellaneous_Natural Gas_Pool Heater_E3 | F2 | Commercial | Grocery | New | Miscellaneous | Natural Gas | Pool Heater | E3 | TRC BC Ratio | 0 | 0 | 0 | 0 | 0 | 0 | 0 | 0 | 0 | 0 | 0 | 0 | 0 | 0 | 0 | 0 | 0 | 0 | 0 | 0 | 0 | 0 | 0 | 0 | 0 | 0 | 0 | 0 | 0 | 0
F2_Commercial_Grocery_New_Miscellaneous_Natural Gas_Pool Heater_E4 | F2 | Commercial | Grocery | New | Miscellaneous | Natural Gas | Pool Heater | E4 | TRC BC Ratio | 0 | 0 | 0 | 0 | 0 | 0 | 0 | 0 | 0 | 0 | 0 | 0 | 0 | 0 | 0 | 0 | 0 | 0 | 0 | 0 | 0 | 0 | 0 | 0 | 0 | 0 | 0 | 0 | 0 | 0
F2_Commercial_Grocery_New_Miscellaneous_Natural Gas_Pool Heater_E5 | F2 | Commercial | Grocery | New | Miscellaneous | Natural Gas | Pool Heater | E5 | TRC BC Ratio | 0 | 0 | 0 | 0 | 0 | 0 | 0 | 0 | 0 | 0 | 0 | 0 | 0 | 0 | 0 | 0 | 0 | 0 | 0 | 0 | 0 | 0 | 0 | 0 | 0 | 0 | 0 | 0 | 0 | 0
F2_Commercial_Grocery_New_Miscellaneous_Natural Gas_Pool Heater_E6 | F2 | Commercial | Grocery | New | Miscellaneous | Natural Gas | Pool Heater | E6 | TRC BC Ratio | 0 | 0 | 0 | 0 | 0 | 0 | 0 | 0 | 0 | 0 | 0 | 0 | 0 | 0 | 0 | 0 | 0 | 0 | 0 | 0 | 0 | 0 | 0 | 0 | 0 | 0 | 0 | 0 | 0 | 0
F2_Commercial_Grocery_New_Miscellaneous_Natural Gas_Pool Heater_E7 | F2 | Commercial | Grocery | New | Miscellaneous | Natural Gas | Pool Heater | E7 | TRC BC Ratio | 0 | 0 | 0 | 0 | 0 | 0 | 0 | 0 | 0 | 0 | 0 | 0 | 0 | 0 | 0 | 0 | 0 | 0 | 0 | 0 | 0 | 0 | 0 | 0 | 0 | 0 | 0 | 0 | 0 | 0
F2_Commercial_Grocery_New_Miscellaneous_Natural Gas_Pool Heater_E8 | F2 | Commercial | Grocery | New | Miscellaneous | Natural Gas | Pool Heater | E8 | TRC BC Ratio | 0 | 0 | 0 | 0 | 0 | 0 | 0 | 0 | 0 | 0 | 0 | 0 | 0 | 0 | 0 | 0 | 0 | 0 | 0 | 0 | 0 | 0 | 0 | 0 | 0 | 0 | 0 | 0 | 0 | 0
F2_Commercial_Grocery_New_Miscellaneous_Natural Gas_Pool Heater_E9 | F2 | Commercial | Grocery | New | Miscellaneous | Natural Gas | Pool Heater | E9 | TRC BC Ratio | 0 | 0 | 0 | 0 | 0 | 0 | 0 | 0 | 0 | 0 | 0 | 0 | 0 | 0 | 0 | 0 | 0 | 0 | 0 | 0 | 0 | 0 | 0 | 0 | 0 | 0 | 0 | 0 | 0 | 0
F2_Commercial_Grocery_New_Miscellaneous_Natural Gas_Pool Heater_E10 | F2 | Commercial | Grocery | New | Miscellaneous | Natural Gas | Pool Heater | E10 | TRC BC Ratio | 0 | 0 | 0 | 0 | 0 | 0 | 0 | 0 | 0 | 0 | 0 | 0 | 0 | 0 | 0 | 0 | 0 | 0 | 0 | 0 | 0 | 0 | 0 | 0 | 0 | 0 | 0 | 0 | 0 | 0
F3_Commercial_Grocery_New_Miscellaneous_Natural Gas_Pool Heater_E1 | F3 | Commercial | Grocery | New | Miscellaneous | Natural Gas | Pool Heater | E1 | PACT BC Ratio | 0.9 | 0.9 | 0.9 | 0.9 | 0.9 | 0.9 | 0.9 | 0.9 | 0.9 | 0.9 | 0.9 | 0.9 | 0.9 | 0.9 | 0.9 | 0.9 | 0.9 | 0.9 | 0.9 | 0.9 | 0.9 | 0.9 | 0 | 0 | 0 | 0 | 0 | 0 | 0 | 0
F3_Commercial_Grocery_New_Miscellaneous_Natural Gas_Pool Heater_E2 | F3 | Commercial | Grocery | New | Miscellaneous | Natural Gas | Pool Heater | E2 | PACT BC Ratio | 0.73673 | 0.73355 | 0.73416 | 0.74503 | 0.76375 | 0.78778 | 0.8085 | 0.82498 | 0.83988 | 0.8546 | 0.87065 | 0.88694 | 0.903 | 0.921 | 0.93811 | 0.95437 | 0.97078 | 0.98549 | 0.99827 | 1.0089 | 1.0188 | 1.028 | 0 | 0 | 0 | 0 | 0 | 0 | 0 | 0
F3_Commercial_Grocery_New_Miscellaneous_Natural Gas_Pool Heater_E3 | F3 | Commercial | Grocery | New | Miscellaneous | Natural Gas | Pool Heater | E3 | PACT BC Ratio | 0 | 0 | 0 | 0 | 0 | 0 | 0 | 0 | 0 | 0 | 0 | 0 | 0 | 0 | 0 | 0 | 0 | 0 | 0 | 0 | 0 | 0 | 0 | 0 | 0 | 0 | 0 | 0 | 0 | 0
F3_Commercial_Grocery_New_Miscellaneous_Natural Gas_Pool Heater_E4 | F3 | Commercial | Grocery | New | Miscellaneous | Natural Gas | Pool Heater | E4 | PACT BC Ratio | 0 | 0 | 0 | 0 | 0 | 0 | 0 | 0 | 0 | 0 | 0 | 0 | 0 | 0 | 0 | 0 | 0 | 0 | 0 | 0 | 0 | 0 | 0 | 0 | 0 | 0 | 0 | 0 | 0 | 0
F3_Commercial_Grocery_New_Miscellaneous_Natural Gas_Pool Heater_E5 | F3 | Commercial | Grocery | New | Miscellaneous | Natural Gas | Pool Heater | E5 | PACT BC Ratio | 0 | 0 | 0 | 0 | 0 | 0 | 0 | 0 | 0 | 0 | 0 | 0 | 0 | 0 | 0 | 0 | 0 | 0 | 0 | 0 | 0 | 0 | 0 | 0 | 0 | 0 | 0 | 0 | 0 | 0
F3_Commercial_Grocery_New_Miscellaneous_Natural Gas_Pool Heater_E6 | F3 | Commercial | Grocery | New | Miscellaneous | Natural Gas | Pool Heater | E6 | PACT BC Ratio | 0 | 0 | 0 | 0 | 0 | 0 | 0 | 0 | 0 | 0 | 0 | 0 | 0 | 0 | 0 | 0 | 0 | 0 | 0 | 0 | 0 | 0 | 0 | 0 | 0 | 0 | 0 | 0 | 0 | 0
F3_Commercial_Grocery_New_Miscellaneous_Natural Gas_Pool Heater_E7 | F3 | Commercial | Grocery | New | Miscellaneous | Natural Gas | Pool Heater | E7 | PACT BC Ratio | 0 | 0 | 0 | 0 | 0 | 0 | 0 | 0 | 0 | 0 | 0 | 0 | 0 | 0 | 0 | 0 | 0 | 0 | 0 | 0 | 0 | 0 | 0 | 0 | 0 | 0 | 0 | 0 | 0 | 0
F3_Commercial_Grocery_New_Miscellaneous_Natural Gas_Pool Heater_E8 | F3 | Commercial | Grocery | New | Miscellaneous | Natural Gas | Pool Heater | E8 | PACT BC Ratio | 0 | 0 | 0 | 0 | 0 | 0 | 0 | 0 | 0 | 0 | 0 | 0 | 0 | 0 | 0 | 0 | 0 | 0 | 0 | 0 | 0 | 0 | 0 | 0 | 0 | 0 | 0 | 0 | 0 | 0
F3_Commercial_Grocery_New_Miscellaneous_Natural Gas_Pool Heater_E9 | F3 | Commercial | Grocery | New | Miscellaneous | Natural Gas | Pool Heater | E9 | PACT BC Ratio | 0 | 0 | 0 | 0 | 0 | 0 | 0 | 0 | 0 | 0 | 0 | 0 | 0 | 0 | 0 | 0 | 0 | 0 | 0 | 0 | 0 | 0 | 0 | 0 | 0 | 0 | 0 | 0 | 0 | 0
F3_Commercial_Grocery_New_Miscellaneous_Natural Gas_Pool Heater_E10 | F3 | Commercial | Grocery | New | Miscellaneous | Natural Gas | Pool Heater | E10 | PACT BC Ratio | 0 | 0 | 0 | 0 | 0 | 0 | 0 | 0 | 0 | 0 | 0 | 0 | 0 | 0 | 0 | 0 | 0 | 0 | 0 | 0 | 0 | 0 | 0 | 0 | 0 | 0 | 0 | 0 | 0 | 0
F4_Commercial_Grocery_New_Miscellaneous_Natural Gas_Pool Heater_E1 | F4 | Commercial | Grocery | New | Miscellaneous | Natural Gas | Pool Heater | E1 | PCT BC Ratio | 0.9 | 0.9 | 0.9 | 0.9 | 0.9 | 0.9 | 0.9 | 0.9 | 0.9 | 0.9 | 0.9 | 0.9 | 0.9 | 0.9 | 0.9 | 0.9 | 0.9 | 0.9 | 0.9 | 0.9 | 0.9 | 0.9 | 0 | 0 | 0 | 0 | 0 | 0 | 0 | 0
F4_Commercial_Grocery_New_Miscellaneous_Natural Gas_Pool Heater_E2 | F4 | Commercial | Grocery | New | Miscellaneous | Natural Gas | Pool Heater | E2 | PCT BC Ratio | 1.5399 | 1.5356 | 1.5364 | 1.5512 | 1.5766 | 1.6092 | 1.6373 | 1.6597 | 1.6799 | 1.6999 | 1.7217 | 1.7439 | 1.7657 | 1.7901 | 1.8133 | 1.8354 | 1.8577 | 1.8776 | 1.895 | 1.9094 | 1.9229 | 1.9353 | 0 | 0 | 0 | 0 | 0 | 0 | 0 | 0
F4_Commercial_Grocery_New_Miscellaneous_Natural Gas_Pool Heater_E3 | F4 | Commercial | Grocery | New | Miscellaneous | Natural Gas | Pool Heater | E3 | PCT BC Ratio | 0 | 0 | 0 | 0 | 0 | 0 | 0 | 0 | 0 | 0 | 0 | 0 | 0 | 0 | 0 | 0 | 0 | 0 | 0 | 0 | 0 | 0 | 0 | 0 | 0 | 0 | 0 | 0 | 0 | 0
F4_Commercial_Grocery_New_Miscellaneous_Natural Gas_Pool Heater_E4 | F4 | Commercial | Grocery | New | Miscellaneous | Natural Gas | Pool Heater | E4 | PCT BC Ratio | 0 | 0 | 0 | 0 | 0 | 0 | 0 | 0 | 0 | 0 | 0 | 0 | 0 | 0 | 0 | 0 | 0 | 0 | 0 | 0 | 0 | 0 | 0 | 0 | 0 | 0 | 0 | 0 | 0 | 0
F4_Commercial_Grocery_New_Miscellaneous_Natural Gas_Pool Heater_E5 | F4 | Commercial | Grocery | New | Miscellaneous | Natural Gas | Pool Heater | E5 | PCT BC Ratio | 0 | 0 | 0 | 0 | 0 | 0 | 0 | 0 | 0 | 0 | 0 | 0 | 0 | 0 | 0 | 0 | 0 | 0 | 0 | 0 | 0 | 0 | 0 | 0 | 0 | 0 | 0 | 0 | 0 | 0
F4_Commercial_Grocery_New_Miscellaneous_Natural Gas_Pool Heater_E6 | F4 | Commercial | Grocery | New | Miscellaneous | Natural Gas | Pool Heater | E6 | PCT BC Ratio | 0 | 0 | 0 | 0 | 0 | 0 | 0 | 0 | 0 | 0 | 0 | 0 | 0 | 0 | 0 | 0 | 0 | 0 | 0 | 0 | 0 | 0 | 0 | 0 | 0 | 0 | 0 | 0 | 0 | 0
F4_Commercial_Grocery_New_Miscellaneous_Natural Gas_Pool Heater_E7 | F4 | Commercial | Grocery | New | Miscellaneous | Natural Gas | Pool Heater | E7 | PCT BC Ratio | 0 | 0 | 0 | 0 | 0 | 0 | 0 | 0 | 0 | 0 | 0 | 0 | 0 | 0 | 0 | 0 | 0 | 0 | 0 | 0 | 0 | 0 | 0 | 0 | 0 | 0 | 0 | 0 | 0 | 0
F4_Commercial_Grocery_New_Miscellaneous_Natural Gas_Pool Heater_E8 | F4 | Commercial | Grocery | New | Miscellaneous | Natural Gas | Pool Heater | E8 | PCT BC Ratio | 0 | 0 | 0 | 0 | 0 | 0 | 0 | 0 | 0 | 0 | 0 | 0 | 0 | 0 | 0 | 0 | 0 | 0 | 0 | 0 | 0 | 0 | 0 | 0 | 0 | 0 | 0 | 0 | 0 | 0
F4_Commercial_Grocery_New_Miscellaneous_Natural Gas_Pool Heater_E9 | F4 | Commercial | Grocery | New | Miscellaneous | Natural Gas | Pool Heater | E9 | PCT BC Ratio | 0 | 0 | 0 | 0 | 0 | 0 | 0 | 0 | 0 | 0 | 0 | 0 | 0 | 0 | 0 | 0 | 0 | 0 | 0 | 0 | 0 | 0 | 0 | 0 | 0 | 0 | 0 | 0 | 0 | 0
F4_Commercial_Grocery_New_Miscellaneous_Natural Gas_Pool Heater_E10 | F4 | Commercial | Grocery | New | Miscellaneous | Natural Gas | Pool Heater | E10 | PCT BC Ratio | 0 | 0 | 0 | 0 | 0 | 0 | 0 | 0 | 0 | 0 | 0 | 0 | 0 | 0 | 0 | 0 | 0 | 0 | 0 | 0 | 0 | 0 | 0 | 0 | 0 | 0 | 0 | 0 | 0 | 0
F5_Commercial_Grocery_New_Miscellaneous_Natural Gas_Pool Heater_E1 | F5 | Commercial | Grocery | New | Miscellaneous | Natural Gas | Pool Heater | E1 | RIM BC Ratio | 0.9 | 0.9 | 0.9 | 0.9 | 0.9 | 0.9 | 0.9 | 0.9 | 0.9 | 0.9 | 0.9 | 0.9 | 0.9 | 0.9 | 0.9 | 0.9 | 0.9 | 0.9 | 0.9 | 0.9 | 0.9 | 0.9 | 0 | 0 | 0 | 0 | 0 | 0 | 0 | 0
F5_Commercial_Grocery_New_Miscellaneous_Natural Gas_Pool Heater_E2 | F5 | Commercial | Grocery | New | Miscellaneous | Natural Gas | Pool Heater | E2 | RIM BC Ratio | 0.39133 | 0.39043 | 0.3906 | 0.39366 | 0.39882 | 0.40528 | 0.41069 | 0.4149 | 0.41863 | 0.42226 | 0.42614 | 0.43001 | 0.43375 | 0.43786 | 0.44169 | 0.44526 | 0.4488 | 0.45192 | 0.45459 | 0.45677 | 0.4588 | 0.46065 | 0 | 0 | 0 | 0 | 0 | 0 | 0 | 0
F5_Commercial_Grocery_New_Miscellaneous_Natural Gas_Pool Heater_E3 | F5 | Commercial | Grocery | New | Miscellaneous | Natural Gas | Pool Heater | E3 | RIM BC Ratio | 0 | 0 | 0 | 0 | 0 | 0 | 0 | 0 | 0 | 0 | 0 | 0 | 0 | 0 | 0 | 0 | 0 | 0 | 0 | 0 | 0 | 0 | 0 | 0 | 0 | 0 | 0 | 0 | 0 | 0
F5_Commercial_Grocery_New_Miscellaneous_Natural Gas_Pool Heater_E4 | F5 | Commercial | Grocery | New | Miscellaneous | Natural Gas | Pool Heater | E4 | RIM BC Ratio | 0 | 0 | 0 | 0 | 0 | 0 | 0 | 0 | 0 | 0 | 0 | 0 | 0 | 0 | 0 | 0 | 0 | 0 | 0 | 0 | 0 | 0 | 0 | 0 | 0 | 0 | 0 | 0 | 0 | 0
F5_Commercial_Grocery_New_Miscellaneous_Natural Gas_Pool Heater_E5 | F5 | Commercial | Grocery | New | Miscellaneous | Natural Gas | Pool Heater | E5 | RIM BC Ratio | 0 | 0 | 0 | 0 | 0 | 0 | 0 | 0 | 0 | 0 | 0 | 0 | 0 | 0 | 0 | 0 | 0 | 0 | 0 | 0 | 0 | 0 | 0 | 0 | 0 | 0 | 0 | 0 | 0 | 0
F5_Commercial_Grocery_New_Miscellaneous_Natural Gas_Pool Heater_E6 | F5 | Commercial | Grocery | New | Miscellaneous | Natural Gas | Pool Heater | E6 | RIM BC Ratio | 0 | 0 | 0 | 0 | 0 | 0 | 0 | 0 | 0 | 0 | 0 | 0 | 0 | 0 | 0 | 0 | 0 | 0 | 0 | 0 | 0 | 0 | 0 | 0 | 0 | 0 | 0 | 0 | 0 | 0
F5_Commercial_Grocery_New_Miscellaneous_Natural Gas_Pool Heater_E7 | F5 | Commercial | Grocery | New | Miscellaneous | Natural Gas | Pool Heater | E7 | RIM BC Ratio | 0 | 0 | 0 | 0 | 0 | 0 | 0 | 0 | 0 | 0 | 0 | 0 | 0 | 0 | 0 | 0 | 0 | 0 | 0 | 0 | 0 | 0 | 0 | 0 | 0 | 0 | 0 | 0 | 0 | 0
F5_Commercial_Grocery_New_Miscellaneous_Natural Gas_Pool Heater_E8 | F5 | Commercial | Grocery | New | Miscellaneous | Natural Gas | Pool Heater | E8 | RIM BC Ratio | 0 | 0 | 0 | 0 | 0 | 0 | 0 | 0 | 0 | 0 | 0 | 0 | 0 | 0 | 0 | 0 | 0 | 0 | 0 | 0 | 0 | 0 | 0 | 0 | 0 | 0 | 0 | 0 | 0 | 0
F5_Commercial_Grocery_New_Miscellaneous_Natural Gas_Pool Heater_E9 | F5 | Commercial | Grocery | New | Miscellaneous | Natural Gas | Pool Heater | E9 | RIM BC Ratio | 0 | 0 | 0 | 0 | 0 | 0 | 0 | 0 | 0 | 0 | 0 | 0 | 0 | 0 | 0 | 0 | 0 | 0 | 0 | 0 | 0 | 0 | 0 | 0 | 0 | 0 | 0 | 0 | 0 | 0
F5_Commercial_Grocery_New_Miscellaneous_Natural Gas_Pool Heater_E10 | F5 | Commercial | Grocery | New | Miscellaneous | Natural Gas | Pool Heater | E10 | RIM BC Ratio | 0 | 0 | 0 | 0 | 0 | 0 | 0 | 0 | 0 | 0 | 0 | 0 | 0 | 0 | 0 | 0 | 0 | 0 | 0 | 0 | 0 | 0 | 0 | 0 | 0 | 0 | 0 | 0 | 0 | 0
F0_Commercial_Grocery_New_Miscellaneous_Natural Gas_Miscellaneous_E0 | F0 | Commercial | Grocery | New | Miscellaneous | Natural Gas | Miscellaneous | E0 | Economic Unit | Miscellaneous | Miscellaneous | Miscellaneous | Miscellaneous | Miscellaneous | Miscellaneous | Miscellaneous | Miscellaneous | Miscellaneous | Miscellaneous | Miscellaneous | Miscellaneous | Miscellaneous | Miscellaneous | Miscellaneous | Miscellaneous | Miscellaneous | Miscellaneous | Miscellaneous | Miscellaneous | Miscellaneous | Miscellaneous | 0 | 0 | 0 | 0 | 0 | 0 | 0 | 0
F1_Commercial_Grocery_New_Miscellaneous_Natural Gas_Miscellaneous_E1 | F1 | Commercial | Grocery | New | Miscellaneous | Natural Gas | Miscellaneous | E1 | CCE | 0 | 0 | 0 | 0 | 0 | 0 | 0 | 0 | 0 | 0 | 0 | 0 | 0 | 0 | 0 | 0 | 0 | 0 | 0 | 0 | 0 | 0 | 0 | 0 | 0 | 0 | 0 | 0 | 0 | 0
F1_Commercial_Grocery_New_Miscellaneous_Natural Gas_Miscellaneous_E2 | F1 | Commercial | Grocery | New | Miscellaneous | Natural Gas | Miscellaneous | E2 | CCE | 0 | 0 | 0 | 0 | 0 | 0 | 0 | 0 | 0 | 0 | 0 | 0 | 0 | 0 | 0 | 0 | 0 | 0 | 0 | 0 | 0 | 0 | 0 | 0 | 0 | 0 | 0 | 0 | 0 | 0
F1_Commercial_Grocery_New_Miscellaneous_Natural Gas_Miscellaneous_E3 | F1 | Commercial | Grocery | New | Miscellaneous | Natural Gas | Miscellaneous | E3 | CCE | 0 | 0 | 0 | 0 | 0 | 0 | 0 | 0 | 0 | 0 | 0 | 0 | 0 | 0 | 0 | 0 | 0 | 0 | 0 | 0 | 0 | 0 | 0 | 0 | 0 | 0 | 0 | 0 | 0 | 0
F1_Commercial_Grocery_New_Miscellaneous_Natural Gas_Miscellaneous_E4 | F1 | Commercial | Grocery | New | Miscellaneous | Natural Gas | Miscellaneous | E4 | CCE | 0 | 0 | 0 | 0 | 0 | 0 | 0 | 0 | 0 | 0 | 0 | 0 | 0 | 0 | 0 | 0 | 0 | 0 | 0 | 0 | 0 | 0 | 0 | 0 | 0 | 0 | 0 | 0 | 0 | 0
F1_Commercial_Grocery_New_Miscellaneous_Natural Gas_Miscellaneous_E5 | F1 | Commercial | Grocery | New | Miscellaneous | Natural Gas | Miscellaneous | E5 | CCE | 0 | 0 | 0 | 0 | 0 | 0 | 0 | 0 | 0 | 0 | 0 | 0 | 0 | 0 | 0 | 0 | 0 | 0 | 0 | 0 | 0 | 0 | 0 | 0 | 0 | 0 | 0 | 0 | 0 | 0
F1_Commercial_Grocery_New_Miscellaneous_Natural Gas_Miscellaneous_E6 | F1 | Commercial | Grocery | New | Miscellaneous | Natural Gas | Miscellaneous | E6 | CCE | 0 | 0 | 0 | 0 | 0 | 0 | 0 | 0 | 0 | 0 | 0 | 0 | 0 | 0 | 0 | 0 | 0 | 0 | 0 | 0 | 0 | 0 | 0 | 0 | 0 | 0 | 0 | 0 | 0 | 0
F1_Commercial_Grocery_New_Miscellaneous_Natural Gas_Miscellaneous_E7 | F1 | Commercial | Grocery | New | Miscellaneous | Natural Gas | Miscellaneous | E7 | CCE | 0 | 0 | 0 | 0 | 0 | 0 | 0 | 0 | 0 | 0 | 0 | 0 | 0 | 0 | 0 | 0 | 0 | 0 | 0 | 0 | 0 | 0 | 0 | 0 | 0 | 0 | 0 | 0 | 0 | 0
F1_Commercial_Grocery_New_Miscellaneous_Natural Gas_Miscellaneous_E8 | F1 | Commercial | Grocery | New | Miscellaneous | Natural Gas | Miscellaneous | E8 | CCE | 0 | 0 | 0 | 0 | 0 | 0 | 0 | 0 | 0 | 0 | 0 | 0 | 0 | 0 | 0 | 0 | 0 | 0 | 0 | 0 | 0 | 0 | 0 | 0 | 0 | 0 | 0 | 0 | 0 | 0
F1_Commercial_Grocery_New_Miscellaneous_Natural Gas_Miscellaneous_E9 | F1 | Commercial | Grocery | New | Miscellaneous | Natural Gas | Miscellaneous | E9 | CCE | 0 | 0 | 0 | 0 | 0 | 0 | 0 | 0 | 0 | 0 | 0 | 0 | 0 | 0 | 0 | 0 | 0 | 0 | 0 | 0 | 0 | 0 | 0 | 0 | 0 | 0 | 0 | 0 | 0 | 0
F1_Commercial_Grocery_New_Miscellaneous_Natural Gas_Miscellaneous_E10 | F1 | Commercial | Grocery | New | Miscellaneous | Natural Gas | Miscellaneous | E10 | CCE | 0 | 0 | 0 | 0 | 0 | 0 | 0 | 0 | 0 | 0 | 0 | 0 | 0 | 0 | 0 | 0 | 0 | 0 | 0 | 0 | 0 | 0 | 0 | 0 | 0 | 0 | 0 | 0 | 0 | 0
F2_Commercial_Grocery_New_Miscellaneous_Natural Gas_Miscellaneous_E1 | F2 | Commercial | Grocery | New | Miscellaneous | Natural Gas | Miscellaneous | E1 | TRC BC Ratio | 0.9 | 0.9 | 0.9 | 0.9 | 0.9 | 0.9 | 0.9 | 0.9 | 0.9 | 0.9 | 0.9 | 0.9 | 0.9 | 0.9 | 0.9 | 0.9 | 0.9 | 0.9 | 0.9 | 0.9 | 0.9 | 0.9 | 0 | 0 | 0 | 0 | 0 | 0 | 0 | 0
F2_Commercial_Grocery_New_Miscellaneous_Natural Gas_Miscellaneous_E2 | F2 | Commercial | Grocery | New | Miscellaneous | Natural Gas | Miscellaneous | E2 | TRC BC Ratio | 0 | 0 | 0 | 0 | 0 | 0 | 0 | 0 | 0 | 0 | 0 | 0 | 0 | 0 | 0 | 0 | 0 | 0 | 0 | 0 | 0 | 0 | 0 | 0 | 0 | 0 | 0 | 0 | 0 | 0
F2_Commercial_Grocery_New_Miscellaneous_Natural Gas_Miscellaneous_E3 | F2 | Commercial | Grocery | New | Miscellaneous | Natural Gas | Miscellaneous | E3 | TRC BC Ratio | 0 | 0 | 0 | 0 | 0 | 0 | 0 | 0 | 0 | 0 | 0 | 0 | 0 | 0 | 0 | 0 | 0 | 0 | 0 | 0 | 0 | 0 | 0 | 0 | 0 | 0 | 0 | 0 | 0 | 0
F2_Commercial_Grocery_New_Miscellaneous_Natural Gas_Miscellaneous_E4 | F2 | Commercial | Grocery | New | Miscellaneous | Natural Gas | Miscellaneous | E4 | TRC BC Ratio | 0 | 0 | 0 | 0 | 0 | 0 | 0 | 0 | 0 | 0 | 0 | 0 | 0 | 0 | 0 | 0 | 0 | 0 | 0 | 0 | 0 | 0 | 0 | 0 | 0 | 0 | 0 | 0 | 0 | 0
F2_Commercial_Grocery_New_Miscellaneous_Natural Gas_Miscellaneous_E5 | F2 | Commercial | Grocery | New | Miscellaneous | Natural Gas | Miscellaneous | E5 | TRC BC Ratio | 0 | 0 | 0 | 0 | 0 | 0 | 0 | 0 | 0 | 0 | 0 | 0 | 0 | 0 | 0 | 0 | 0 | 0 | 0 | 0 | 0 | 0 | 0 | 0 | 0 | 0 | 0 | 0 | 0 | 0
F2_Commercial_Grocery_New_Miscellaneous_Natural Gas_Miscellaneous_E6 | F2 | Commercial | Grocery | New | Miscellaneous | Natural Gas | Miscellaneous | E6 | TRC BC Ratio | 0 | 0 | 0 | 0 | 0 | 0 | 0 | 0 | 0 | 0 | 0 | 0 | 0 | 0 | 0 | 0 | 0 | 0 | 0 | 0 | 0 | 0 | 0 | 0 | 0 | 0 | 0 | 0 | 0 | 0
F2_Commercial_Grocery_New_Miscellaneous_Natural Gas_Miscellaneous_E7 | F2 | Commercial | Grocery | New | Miscellaneous | Natural Gas | Miscellaneous | E7 | TRC BC Ratio | 0 | 0 | 0 | 0 | 0 | 0 | 0 | 0 | 0 | 0 | 0 | 0 | 0 | 0 | 0 | 0 | 0 | 0 | 0 | 0 | 0 | 0 | 0 | 0 | 0 | 0 | 0 | 0 | 0 | 0
F2_Commercial_Grocery_New_Miscellaneous_Natural Gas_Miscellaneous_E8 | F2 | Commercial | Grocery | New | Miscellaneous | Natural Gas | Miscellaneous | E8 | TRC BC Ratio | 0 | 0 | 0 | 0 | 0 | 0 | 0 | 0 | 0 | 0 | 0 | 0 | 0 | 0 | 0 | 0 | 0 | 0 | 0 | 0 | 0 | 0 | 0 | 0 | 0 | 0 | 0 | 0 | 0 | 0
F2_Commercial_Grocery_New_Miscellaneous_Natural Gas_Miscellaneous_E9 | F2 | Commercial | Grocery | New | Miscellaneous | Natural Gas | Miscellaneous | E9 | TRC BC Ratio | 0 | 0 | 0 | 0 | 0 | 0 | 0 | 0 | 0 | 0 | 0 | 0 | 0 | 0 | 0 | 0 | 0 | 0 | 0 | 0 | 0 | 0 | 0 | 0 | 0 | 0 | 0 | 0 | 0 | 0
F2_Commercial_Grocery_New_Miscellaneous_Natural Gas_Miscellaneous_E10 | F2 | Commercial | Grocery | New | Miscellaneous | Natural Gas | Miscellaneous | E10 | TRC BC Ratio | 0 | 0 | 0 | 0 | 0 | 0 | 0 | 0 | 0 | 0 | 0 | 0 | 0 | 0 | 0 | 0 | 0 | 0 | 0 | 0 | 0 | 0 | 0 | 0 | 0 | 0 | 0 | 0 | 0 | 0
F3_Commercial_Grocery_New_Miscellaneous_Natural Gas_Miscellaneous_E1 | F3 | Commercial | Grocery | New | Miscellaneous | Natural Gas | Miscellaneous | E1 | PACT BC Ratio | 0.9 | 0.9 | 0.9 | 0.9 | 0.9 | 0.9 | 0.9 | 0.9 | 0.9 | 0.9 | 0.9 | 0.9 | 0.9 | 0.9 | 0.9 | 0.9 | 0.9 | 0.9 | 0.9 | 0.9 | 0.9 | 0.9 | 0 | 0 | 0 | 0 | 0 | 0 | 0 | 0
F3_Commercial_Grocery_New_Miscellaneous_Natural Gas_Miscellaneous_E2 | F3 | Commercial | Grocery | New | Miscellaneous | Natural Gas | Miscellaneous | E2 | PACT BC Ratio | 0 | 0 | 0 | 0 | 0 | 0 | 0 | 0 | 0 | 0 | 0 | 0 | 0 | 0 | 0 | 0 | 0 | 0 | 0 | 0 | 0 | 0 | 0 | 0 | 0 | 0 | 0 | 0 | 0 | 0
F3_Commercial_Grocery_New_Miscellaneous_Natural Gas_Miscellaneous_E3 | F3 | Commercial | Grocery | New | Miscellaneous | Natural Gas | Miscellaneous | E3 | PACT BC Ratio | 0 | 0 | 0 | 0 | 0 | 0 | 0 | 0 | 0 | 0 | 0 | 0 | 0 | 0 | 0 | 0 | 0 | 0 | 0 | 0 | 0 | 0 | 0 | 0 | 0 | 0 | 0 | 0 | 0 | 0
F3_Commercial_Grocery_New_Miscellaneous_Natural Gas_Miscellaneous_E4 | F3 | Commercial | Grocery | New | Miscellaneous | Natural Gas | Miscellaneous | E4 | PACT BC Ratio | 0 | 0 | 0 | 0 | 0 | 0 | 0 | 0 | 0 | 0 | 0 | 0 | 0 | 0 | 0 | 0 | 0 | 0 | 0 | 0 | 0 | 0 | 0 | 0 | 0 | 0 | 0 | 0 | 0 | 0
F3_Commercial_Grocery_New_Miscellaneous_Natural Gas_Miscellaneous_E5 | F3 | Commercial | Grocery | New | Miscellaneous | Natural Gas | Miscellaneous | E5 | PACT BC Ratio | 0 | 0 | 0 | 0 | 0 | 0 | 0 | 0 | 0 | 0 | 0 | 0 | 0 | 0 | 0 | 0 | 0 | 0 | 0 | 0 | 0 | 0 | 0 | 0 | 0 | 0 | 0 | 0 | 0 | 0
F3_Commercial_Grocery_New_Miscellaneous_Natural Gas_Miscellaneous_E6 | F3 | Commercial | Grocery | New | Miscellaneous | Natural Gas | Miscellaneous | E6 | PACT BC Ratio | 0 | 0 | 0 | 0 | 0 | 0 | 0 | 0 | 0 | 0 | 0 | 0 | 0 | 0 | 0 | 0 | 0 | 0 | 0 | 0 | 0 | 0 | 0 | 0 | 0 | 0 | 0 | 0 | 0 | 0
F3_Commercial_Grocery_New_Miscellaneous_Natural Gas_Miscellaneous_E7 | F3 | Commercial | Grocery | New | Miscellaneous | Natural Gas | Miscellaneous | E7 | PACT BC Ratio | 0 | 0 | 0 | 0 | 0 | 0 | 0 | 0 | 0 | 0 | 0 | 0 | 0 | 0 | 0 | 0 | 0 | 0 | 0 | 0 | 0 | 0 | 0 | 0 | 0 | 0 | 0 | 0 | 0 | 0
F3_Commercial_Grocery_New_Miscellaneous_Natural Gas_Miscellaneous_E8 | F3 | Commercial | Grocery | New | Miscellaneous | Natural Gas | Miscellaneous | E8 | PACT BC Ratio | 0 | 0 | 0 | 0 | 0 | 0 | 0 | 0 | 0 | 0 | 0 | 0 | 0 | 0 | 0 | 0 | 0 | 0 | 0 | 0 | 0 | 0 | 0 | 0 | 0 | 0 | 0 | 0 | 0 | 0
F3_Commercial_Grocery_New_Miscellaneous_Natural Gas_Miscellaneous_E9 | F3 | Commercial | Grocery | New | Miscellaneous | Natural Gas | Miscellaneous | E9 | PACT BC Ratio | 0 | 0 | 0 | 0 | 0 | 0 | 0 | 0 | 0 | 0 | 0 | 0 | 0 | 0 | 0 | 0 | 0 | 0 | 0 | 0 | 0 | 0 | 0 | 0 | 0 | 0 | 0 | 0 | 0 | 0
F3_Commercial_Grocery_New_Miscellaneous_Natural Gas_Miscellaneous_E10 | F3 | Commercial | Grocery | New | Miscellaneous | Natural Gas | Miscellaneous | E10 | PACT BC Ratio | 0 | 0 | 0 | 0 | 0 | 0 | 0 | 0 | 0 | 0 | 0 | 0 | 0 | 0 | 0 | 0 | 0 | 0 | 0 | 0 | 0 | 0 | 0 | 0 | 0 | 0 | 0 | 0 | 0 | 0
F4_Commercial_Grocery_New_Miscellaneous_Natural Gas_Miscellaneous_E1 | F4 | Commercial | Grocery | New | Miscellaneous | Natural Gas | Miscellaneous | E1 | PCT BC Ratio | 0.9 | 0.9 | 0.9 | 0.9 | 0.9 | 0.9 | 0.9 | 0.9 | 0.9 | 0.9 | 0.9 | 0.9 | 0.9 | 0.9 | 0.9 | 0.9 | 0.9 | 0.9 | 0.9 | 0.9 | 0.9 | 0.9 | 0 | 0 | 0 | 0 | 0 | 0 | 0 | 0
F4_Commercial_Grocery_New_Miscellaneous_Natural Gas_Miscellaneous_E2 | F4 | Commercial | Grocery | New | Miscellaneous | Natural Gas | Miscellaneous | E2 | PCT BC Ratio | 0 | 0 | 0 | 0 | 0 | 0 | 0 | 0 | 0 | 0 | 0 | 0 | 0 | 0 | 0 | 0 | 0 | 0 | 0 | 0 | 0 | 0 | 0 | 0 | 0 | 0 | 0 | 0 | 0 | 0
F4_Commercial_Grocery_New_Miscellaneous_Natural Gas_Miscellaneous_E3 | F4 | Commercial | Grocery | New | Miscellaneous | Natural Gas | Miscellaneous | E3 | PCT BC Ratio | 0 | 0 | 0 | 0 | 0 | 0 | 0 | 0 | 0 | 0 | 0 | 0 | 0 | 0 | 0 | 0 | 0 | 0 | 0 | 0 | 0 | 0 | 0 | 0 | 0 | 0 | 0 | 0 | 0 | 0
F4_Commercial_Grocery_New_Miscellaneous_Natural Gas_Miscellaneous_E4 | F4 | Commercial | Grocery | New | Miscellaneous | Natural Gas | Miscellaneous | E4 | PCT BC Ratio | 0 | 0 | 0 | 0 | 0 | 0 | 0 | 0 | 0 | 0 | 0 | 0 | 0 | 0 | 0 | 0 | 0 | 0 | 0 | 0 | 0 | 0 | 0 | 0 | 0 | 0 | 0 | 0 | 0 | 0
F4_Commercial_Grocery_New_Miscellaneous_Natural Gas_Miscellaneous_E5 | F4 | Commercial | Grocery | New | Miscellaneous | Natural Gas | Miscellaneous | E5 | PCT BC Ratio | 0 | 0 | 0 | 0 | 0 | 0 | 0 | 0 | 0 | 0 | 0 | 0 | 0 | 0 | 0 | 0 | 0 | 0 | 0 | 0 | 0 | 0 | 0 | 0 | 0 | 0 | 0 | 0 | 0 | 0
F4_Commercial_Grocery_New_Miscellaneous_Natural Gas_Miscellaneous_E6 | F4 | Commercial | Grocery | New | Miscellaneous | Natural Gas | Miscellaneous | E6 | PCT BC Ratio | 0 | 0 | 0 | 0 | 0 | 0 | 0 | 0 | 0 | 0 | 0 | 0 | 0 | 0 | 0 | 0 | 0 | 0 | 0 | 0 | 0 | 0 | 0 | 0 | 0 | 0 | 0 | 0 | 0 | 0
F4_Commercial_Grocery_New_Miscellaneous_Natural Gas_Miscellaneous_E7 | F4 | Commercial | Grocery | New | Miscellaneous | Natural Gas | Miscellaneous | E7 | PCT BC Ratio | 0 | 0 | 0 | 0 | 0 | 0 | 0 | 0 | 0 | 0 | 0 | 0 | 0 | 0 | 0 | 0 | 0 | 0 | 0 | 0 | 0 | 0 | 0 | 0 | 0 | 0 | 0 | 0 | 0 | 0
F4_Commercial_Grocery_New_Miscellaneous_Natural Gas_Miscellaneous_E8 | F4 | Commercial | Grocery | New | Miscellaneous | Natural Gas | Miscellaneous | E8 | PCT BC Ratio | 0 | 0 | 0 | 0 | 0 | 0 | 0 | 0 | 0 | 0 | 0 | 0 | 0 | 0 | 0 | 0 | 0 | 0 | 0 | 0 | 0 | 0 | 0 | 0 | 0 | 0 | 0 | 0 | 0 | 0
F4_Commercial_Grocery_New_Miscellaneous_Natural Gas_Miscellaneous_E9 | F4 | Commercial | Grocery | New | Miscellaneous | Natural Gas | Miscellaneous | E9 | PCT BC Ratio | 0 | 0 | 0 | 0 | 0 | 0 | 0 | 0 | 0 | 0 | 0 | 0 | 0 | 0 | 0 | 0 | 0 | 0 | 0 | 0 | 0 | 0 | 0 | 0 | 0 | 0 | 0 | 0 | 0 | 0
F4_Commercial_Grocery_New_Miscellaneous_Natural Gas_Miscellaneous_E10 | F4 | Commercial | Grocery | New | Miscellaneous | Natural Gas | Miscellaneous | E10 | PCT BC Ratio | 0 | 0 | 0 | 0 | 0 | 0 | 0 | 0 | 0 | 0 | 0 | 0 | 0 | 0 | 0 | 0 | 0 | 0 | 0 | 0 | 0 | 0 | 0 | 0 | 0 | 0 | 0 | 0 | 0 | 0
F5_Commercial_Grocery_New_Miscellaneous_Natural Gas_Miscellaneous_E1 | F5 | Commercial | Grocery | New | Miscellaneous | Natural Gas | Miscellaneous | E1 | RIM BC Ratio | 0.9 | 0.9 | 0.9 | 0.9 | 0.9 | 0.9 | 0.9 | 0.9 | 0.9 | 0.9 | 0.9 | 0.9 | 0.9 | 0.9 | 0.9 | 0.9 | 0.9 | 0.9 | 0.9 | 0.9 | 0.9 | 0.9 | 0 | 0 | 0 | 0 | 0 | 0 | 0 | 0
F5_Commercial_Grocery_New_Miscellaneous_Natural Gas_Miscellaneous_E2 | F5 | Commercial | Grocery | New | Miscellaneous | Natural Gas | Miscellaneous | E2 | RIM BC Ratio | 0 | 0 | 0 | 0 | 0 | 0 | 0 | 0 | 0 | 0 | 0 | 0 | 0 | 0 | 0 | 0 | 0 | 0 | 0 | 0 | 0 | 0 | 0 | 0 | 0 | 0 | 0 | 0 | 0 | 0
F5_Commercial_Grocery_New_Miscellaneous_Natural Gas_Miscellaneous_E3 | F5 | Commercial | Grocery | New | Miscellaneous | Natural Gas | Miscellaneous | E3 | RIM BC Ratio | 0 | 0 | 0 | 0 | 0 | 0 | 0 | 0 | 0 | 0 | 0 | 0 | 0 | 0 | 0 | 0 | 0 | 0 | 0 | 0 | 0 | 0 | 0 | 0 | 0 | 0 | 0 | 0 | 0 | 0
F5_Commercial_Grocery_New_Miscellaneous_Natural Gas_Miscellaneous_E4 | F5 | Commercial | Grocery | New | Miscellaneous | Natural Gas | Miscellaneous | E4 | RIM BC Ratio | 0 | 0 | 0 | 0 | 0 | 0 | 0 | 0 | 0 | 0 | 0 | 0 | 0 | 0 | 0 | 0 | 0 | 0 | 0 | 0 | 0 | 0 | 0 | 0 | 0 | 0 | 0 | 0 | 0 | 0
F5_Commercial_Grocery_New_Miscellaneous_Natural Gas_Miscellaneous_E5 | F5 | Commercial | Grocery | New | Miscellaneous | Natural Gas | Miscellaneous | E5 | RIM BC Ratio | 0 | 0 | 0 | 0 | 0 | 0 | 0 | 0 | 0 | 0 | 0 | 0 | 0 | 0 | 0 | 0 | 0 | 0 | 0 | 0 | 0 | 0 | 0 | 0 | 0 | 0 | 0 | 0 | 0 | 0
F5_Commercial_Grocery_New_Miscellaneous_Natural Gas_Miscellaneous_E6 | F5 | Commercial | Grocery | New | Miscellaneous | Natural Gas | Miscellaneous | E6 | RIM BC Ratio | 0 | 0 | 0 | 0 | 0 | 0 | 0 | 0 | 0 | 0 | 0 | 0 | 0 | 0 | 0 | 0 | 0 | 0 | 0 | 0 | 0 | 0 | 0 | 0 | 0 | 0 | 0 | 0 | 0 | 0
F5_Commercial_Grocery_New_Miscellaneous_Natural Gas_Miscellaneous_E7 | F5 | Commercial | Grocery | New | Miscellaneous | Natural Gas | Miscellaneous | E7 | RIM BC Ratio | 0 | 0 | 0 | 0 | 0 | 0 | 0 | 0 | 0 | 0 | 0 | 0 | 0 | 0 | 0 | 0 | 0 | 0 | 0 | 0 | 0 | 0 | 0 | 0 | 0 | 0 | 0 | 0 | 0 | 0
F5_Commercial_Grocery_New_Miscellaneous_Natural Gas_Miscellaneous_E8 | F5 | Commercial | Grocery | New | Miscellaneous | Natural Gas | Miscellaneous | E8 | RIM BC Ratio | 0 | 0 | 0 | 0 | 0 | 0 | 0 | 0 | 0 | 0 | 0 | 0 | 0 | 0 | 0 | 0 | 0 | 0 | 0 | 0 | 0 | 0 | 0 | 0 | 0 | 0 | 0 | 0 | 0 | 0
F5_Commercial_Grocery_New_Miscellaneous_Natural Gas_Miscellaneous_E9 | F5 | Commercial | Grocery | New | Miscellaneous | Natural Gas | Miscellaneous | E9 | RIM BC Ratio | 0 | 0 | 0 | 0 | 0 | 0 | 0 | 0 | 0 | 0 | 0 | 0 | 0 | 0 | 0 | 0 | 0 | 0 | 0 | 0 | 0 | 0 | 0 | 0 | 0 | 0 | 0 | 0 | 0 | 0
F5_Commercial_Grocery_New_Miscellaneous_Natural Gas_Miscellaneous_E10 | F5 | Commercial | Grocery | New | Miscellaneous | Natural Gas | Miscellaneous | E10 | RIM BC Ratio | 0 | 0 | 0 | 0 | 0 | 0 | 0 | 0 | 0 | 0 | 0 | 0 | 0 | 0 | 0 | 0 | 0 | 0 | 0 | 0 | 0 | 0 | 0 | 0 | 0 | 0 | 0 | 0 | 0 | 0
F0_Commercial_Education_Existing_Space Heating_Natural Gas_Furnace_E0 | F0 | Commercial | Education | Existing | Space Heating | Natural Gas | Furnace | E0 | Economic Unit | AFUE 96% | AFUE 96% | AFUE 96% | AFUE 96% | AFUE 96% | AFUE 96% | AFUE 96% | AFUE 96% | AFUE 96% | AFUE 96% | AFUE 96% | AFUE 96% | AFUE 96% | AFUE 96% | AFUE 96% | AFUE 96% | AFUE 96% | AFUE 96% | AFUE 96% | AFUE 96% | AFUE 96% | AFUE 96% | 0 | 0 | 0 | 0 | 0 | 0 | 0 | 0
F1_Commercial_Education_Existing_Space Heating_Natural Gas_Furnace_E1 | F1 | Commercial | Education | Existing | Space Heating | Natural Gas | Furnace | E1 | CCE | 0 | 0 | 0 | 0 | 0 | 0 | 0 | 0 | 0 | 0 | 0 | 0 | 0 | 0 | 0 | 0 | 0 | 0 | 0 | 0 | 0 | 0 | 0 | 0 | 0 | 0 | 0 | 0 | 0 | 0
F1_Commercial_Education_Existing_Space Heating_Natural Gas_Furnace_E2 | F1 | Commercial | Education | Existing | Space Heating | Natural Gas | Furnace | E2 | CCE | 0.0055432 | 0.0055432 | 0.0058235 | 0.005735 | 0.005649 | 0.0055415 | 0.0055264 | 0.0054908 | 0.0054578 | 0.0054079 | 0.0054002 | 0.0053754 | 0.0053532 | 0.0053109 | 0.0053165 | 0.0053002 | 0.0052843 | 0.0052494 | 0.0052597 | 0.0052494 | 0.0052417 | 0.0052124 | 0 | 0 | 0 | 0 | 0 | 0 | 0 | 0
F1_Commercial_Education_Existing_Space Heating_Natural Gas_Furnace_E3 | F1 | Commercial | Education | Existing | Space Heating | Natural Gas | Furnace | E3 | CCE | 0.0078022 | 0.0078022 | 0.0081967 | 0.0080721 | 0.007951 | 0.0077998 | 0.0077785 | 0.0077284 | 0.0076819 | 0.0076117 | 0.0076009 | 0.0075659 | 0.0075347 | 0.0074751 | 0.007483 | 0.0074601 | 0.0074377 | 0.0073886 | 0.0074031 | 0.0073886 | 0.0073778 | 0.0073366 | 0 | 0 | 0 | 0 | 0 | 0 | 0 | 0
F1_Commercial_Education_Existing_Space Heating_Natural Gas_Furnace_E4 | F1 | Commercial | Education | Existing | Space Heating | Natural Gas | Furnace | E4 | CCE | 0 | 0 | 0 | 0 | 0 | 0 | 0 | 0 | 0 | 0 | 0 | 0 | 0 | 0 | 0 | 0 | 0 | 0 | 0 | 0 | 0 | 0 | 0 | 0 | 0 | 0 | 0 | 0 | 0 | 0
F1_Commercial_Education_Existing_Space Heating_Natural Gas_Furnace_E5 | F1 | Commercial | Education | Existing | Space Heating | Natural Gas | Furnace | E5 | CCE | 0 | 0 | 0 | 0 | 0 | 0 | 0 | 0 | 0 | 0 | 0 | 0 | 0 | 0 | 0 | 0 | 0 | 0 | 0 | 0 | 0 | 0 | 0 | 0 | 0 | 0 | 0 | 0 | 0 | 0
F1_Commercial_Education_Existing_Space Heating_Natural Gas_Furnace_E6 | F1 | Commercial | Education | Existing | Space Heating | Natural Gas | Furnace | E6 | CCE | 0 | 0 | 0 | 0 | 0 | 0 | 0 | 0 | 0 | 0 | 0 | 0 | 0 | 0 | 0 | 0 | 0 | 0 | 0 | 0 | 0 | 0 | 0 | 0 | 0 | 0 | 0 | 0 | 0 | 0
F1_Commercial_Education_Existing_Space Heating_Natural Gas_Furnace_E7 | F1 | Commercial | Education | Existing | Space Heating | Natural Gas | Furnace | E7 | CCE | 0 | 0 | 0 | 0 | 0 | 0 | 0 | 0 | 0 | 0 | 0 | 0 | 0 | 0 | 0 | 0 | 0 | 0 | 0 | 0 | 0 | 0 | 0 | 0 | 0 | 0 | 0 | 0 | 0 | 0
F1_Commercial_Education_Existing_Space Heating_Natural Gas_Furnace_E8 | F1 | Commercial | Education | Existing | Space Heating | Natural Gas | Furnace | E8 | CCE | 0 | 0 | 0 | 0 | 0 | 0 | 0 | 0 | 0 | 0 | 0 | 0 | 0 | 0 | 0 | 0 | 0 | 0 | 0 | 0 | 0 | 0 | 0 | 0 | 0 | 0 | 0 | 0 | 0 | 0
F1_Commercial_Education_Existing_Space Heating_Natural Gas_Furnace_E9 | F1 | Commercial | Education | Existing | Space Heating | Natural Gas | Furnace | E9 | CCE | 0 | 0 | 0 | 0 | 0 | 0 | 0 | 0 | 0 | 0 | 0 | 0 | 0 | 0 | 0 | 0 | 0 | 0 | 0 | 0 | 0 | 0 | 0 | 0 | 0 | 0 | 0 | 0 | 0 | 0
F1_Commercial_Education_Existing_Space Heating_Natural Gas_Furnace_E10 | F1 | Commercial | Education | Existing | Space Heating | Natural Gas | Furnace | E10 | CCE | 0 | 0 | 0 | 0 | 0 | 0 | 0 | 0 | 0 | 0 | 0 | 0 | 0 | 0 | 0 | 0 | 0 | 0 | 0 | 0 | 0 | 0 | 0 | 0 | 0 | 0 | 0 | 0 | 0 | 0
F2_Commercial_Education_Existing_Space Heating_Natural Gas_Furnace_E1 | F2 | Commercial | Education | Existing | Space Heating | Natural Gas | Furnace | E1 | TRC BC Ratio | 0.9 | 0.9 | 0.9 | 0.9 | 0.9 | 0.9 | 0.9 | 0.9 | 0.9 | 0.9 | 0.9 | 0.9 | 0.9 | 0.9 | 0.9 | 0.9 | 0.9 | 0.9 | 0.9 | 0.9 | 0.9 | 0.9 | 0 | 0 | 0 | 0 | 0 | 0 | 0 | 0
F2_Commercial_Education_Existing_Space Heating_Natural Gas_Furnace_E2 | F2 | Commercial | Education | Existing | Space Heating | Natural Gas | Furnace | E2 | TRC BC Ratio | 1.7366 | 1.7572 | 1.7796 | 1.8086 | 1.843 | 1.8814 | 1.9175 | 1.951 | 1.9837 | 2.0168 | 2.0512 | 2.0862 | 2.1215 | 2.1583 | 2.1947 | 2.2318 | 2.2706 | 2.31 | 2.3499 | 2.3902 | 2.4306 | 2.4709 | 0 | 0 | 0 | 0 | 0 | 0 | 0 | 0
F2_Commercial_Education_Existing_Space Heating_Natural Gas_Furnace_E3 | F2 | Commercial | Education | Existing | Space Heating | Natural Gas | Furnace | E3 | TRC BC Ratio | 1.2338 | 1.2485 | 1.2643 | 1.285 | 1.3094 | 1.3367 | 1.3624 | 1.3861 | 1.4094 | 1.4329 | 1.4573 | 1.4822 | 1.5073 | 1.5334 | 1.5593 | 1.5857 | 1.6132 | 1.6412 | 1.6695 | 1.6982 | 1.7269 | 1.7555 | 0 | 0 | 0 | 0 | 0 | 0 | 0 | 0
F2_Commercial_Education_Existing_Space Heating_Natural Gas_Furnace_E4 | F2 | Commercial | Education | Existing | Space Heating | Natural Gas | Furnace | E4 | TRC BC Ratio | 0 | 0 | 0 | 0 | 0 | 0 | 0 | 0 | 0 | 0 | 0 | 0 | 0 | 0 | 0 | 0 | 0 | 0 | 0 | 0 | 0 | 0 | 0 | 0 | 0 | 0 | 0 | 0 | 0 | 0
F2_Commercial_Education_Existing_Space Heating_Natural Gas_Furnace_E5 | F2 | Commercial | Education | Existing | Space Heating | Natural Gas | Furnace | E5 | TRC BC Ratio | 0 | 0 | 0 | 0 | 0 | 0 | 0 | 0 | 0 | 0 | 0 | 0 | 0 | 0 | 0 | 0 | 0 | 0 | 0 | 0 | 0 | 0 | 0 | 0 | 0 | 0 | 0 | 0 | 0 | 0
F2_Commercial_Education_Existing_Space Heating_Natural Gas_Furnace_E6 | F2 | Commercial | Education | Existing | Space Heating | Natural Gas | Furnace | E6 | TRC BC Ratio | 0 | 0 | 0 | 0 | 0 | 0 | 0 | 0 | 0 | 0 | 0 | 0 | 0 | 0 | 0 | 0 | 0 | 0 | 0 | 0 | 0 | 0 | 0 | 0 | 0 | 0 | 0 | 0 | 0 | 0
F2_Commercial_Education_Existing_Space Heating_Natural Gas_Furnace_E7 | F2 | Commercial | Education | Existing | Space Heating | Natural Gas | Furnace | E7 | TRC BC Ratio | 0 | 0 | 0 | 0 | 0 | 0 | 0 | 0 | 0 | 0 | 0 | 0 | 0 | 0 | 0 | 0 | 0 | 0 | 0 | 0 | 0 | 0 | 0 | 0 | 0 | 0 | 0 | 0 | 0 | 0
F2_Commercial_Education_Existing_Space Heating_Natural Gas_Furnace_E8 | F2 | Commercial | Education | Existing | Space Heating | Natural Gas | Furnace | E8 | TRC BC Ratio | 0 | 0 | 0 | 0 | 0 | 0 | 0 | 0 | 0 | 0 | 0 | 0 | 0 | 0 | 0 | 0 | 0 | 0 | 0 | 0 | 0 | 0 | 0 | 0 | 0 | 0 | 0 | 0 | 0 | 0
F2_Commercial_Education_Existing_Space Heating_Natural Gas_Furnace_E9 | F2 | Commercial | Education | Existing | Space Heating | Natural Gas | Furnace | E9 | TRC BC Ratio | 0 | 0 | 0 | 0 | 0 | 0 | 0 | 0 | 0 | 0 | 0 | 0 | 0 | 0 | 0 | 0 | 0 | 0 | 0 | 0 | 0 | 0 | 0 | 0 | 0 | 0 | 0 | 0 | 0 | 0
F2_Commercial_Education_Existing_Space Heating_Natural Gas_Furnace_E10 | F2 | Commercial | Education | Existing | Space Heating | Natural Gas | Furnace | E10 | TRC BC Ratio | 0 | 0 | 0 | 0 | 0 | 0 | 0 | 0 | 0 | 0 | 0 | 0 | 0 | 0 | 0 | 0 | 0 | 0 | 0 | 0 | 0 | 0 | 0 | 0 | 0 | 0 | 0 | 0 | 0 | 0
F3_Commercial_Education_Existing_Space Heating_Natural Gas_Furnace_E1 | F3 | Commercial | Education | Existing | Space Heating | Natural Gas | Furnace | E1 | PACT BC Ratio | 0.9 | 0.9 | 0.9 | 0.9 | 0.9 | 0.9 | 0.9 | 0.9 | 0.9 | 0.9 | 0.9 | 0.9 | 0.9 | 0.9 | 0.9 | 0.9 | 0.9 | 0.9 | 0.9 | 0.9 | 0.9 | 0.9 | 0 | 0 | 0 | 0 | 0 | 0 | 0 | 0
F3_Commercial_Education_Existing_Space Heating_Natural Gas_Furnace_E2 | F3 | Commercial | Education | Existing | Space Heating | Natural Gas | Furnace | E2 | PACT BC Ratio | 5.0113 | 5.0709 | 5.1354 | 5.2191 | 5.3185 | 5.4293 | 5.5335 | 5.6299 | 5.7243 | 5.8199 | 5.9191 | 6.0203 | 6.1221 | 6.2283 | 6.3332 | 6.4404 | 6.5524 | 6.6659 | 6.781 | 6.8975 | 7.0142 | 7.1304 | 0 | 0 | 0 | 0 | 0 | 0 | 0 | 0
F3_Commercial_Education_Existing_Space Heating_Natural Gas_Furnace_E3 | F3 | Commercial | Education | Existing | Space Heating | Natural Gas | Furnace | E3 | PACT BC Ratio | 3.5604 | 3.6027 | 3.6485 | 3.708 | 3.7786 | 3.8574 | 3.9314 | 3.9999 | 4.067 | 4.1349 | 4.2054 | 4.2772 | 4.3496 | 4.4251 | 4.4996 | 4.5757 | 4.6553 | 4.736 | 4.8177 | 4.9005 | 4.9834 | 5.066 | 0 | 0 | 0 | 0 | 0 | 0 | 0 | 0
F3_Commercial_Education_Existing_Space Heating_Natural Gas_Furnace_E4 | F3 | Commercial | Education | Existing | Space Heating | Natural Gas | Furnace | E4 | PACT BC Ratio | 0 | 0 | 0 | 0 | 0 | 0 | 0 | 0 | 0 | 0 | 0 | 0 | 0 | 0 | 0 | 0 | 0 | 0 | 0 | 0 | 0 | 0 | 0 | 0 | 0 | 0 | 0 | 0 | 0 | 0
F3_Commercial_Education_Existing_Space Heating_Natural Gas_Furnace_E5 | F3 | Commercial | Education | Existing | Space Heating | Natural Gas | Furnace | E5 | PACT BC Ratio | 0 | 0 | 0 | 0 | 0 | 0 | 0 | 0 | 0 | 0 | 0 | 0 | 0 | 0 | 0 | 0 | 0 | 0 | 0 | 0 | 0 | 0 | 0 | 0 | 0 | 0 | 0 | 0 | 0 | 0
F3_Commercial_Education_Existing_Space Heating_Natural Gas_Furnace_E6 | F3 | Commercial | Education | Existing | Space Heating | Natural Gas | Furnace | E6 | PACT BC Ratio | 0 | 0 | 0 | 0 | 0 | 0 | 0 | 0 | 0 | 0 | 0 | 0 | 0 | 0 | 0 | 0 | 0 | 0 | 0 | 0 | 0 | 0 | 0 | 0 | 0 | 0 | 0 | 0 | 0 | 0
F3_Commercial_Education_Existing_Space Heating_Natural Gas_Furnace_E7 | F3 | Commercial | Education | Existing | Space Heating | Natural Gas | Furnace | E7 | PACT BC Ratio | 0 | 0 | 0 | 0 | 0 | 0 | 0 | 0 | 0 | 0 | 0 | 0 | 0 | 0 | 0 | 0 | 0 | 0 | 0 | 0 | 0 | 0 | 0 | 0 | 0 | 0 | 0 | 0 | 0 | 0
F3_Commercial_Education_Existing_Space Heating_Natural Gas_Furnace_E8 | F3 | Commercial | Education | Existing | Space Heating | Natural Gas | Furnace | E8 | PACT BC Ratio | 0 | 0 | 0 | 0 | 0 | 0 | 0 | 0 | 0 | 0 | 0 | 0 | 0 | 0 | 0 | 0 | 0 | 0 | 0 | 0 | 0 | 0 | 0 | 0 | 0 | 0 | 0 | 0 | 0 | 0
F3_Commercial_Education_Existing_Space Heating_Natural Gas_Furnace_E9 | F3 | Commercial | Education | Existing | Space Heating | Natural Gas | Furnace | E9 | PACT BC Ratio | 0 | 0 | 0 | 0 | 0 | 0 | 0 | 0 | 0 | 0 | 0 | 0 | 0 | 0 | 0 | 0 | 0 | 0 | 0 | 0 | 0 | 0 | 0 | 0 | 0 | 0 | 0 | 0 | 0 | 0
F3_Commercial_Education_Existing_Space Heating_Natural Gas_Furnace_E10 | F3 | Commercial | Education | Existing | Space Heating | Natural Gas | Furnace | E10 | PACT BC Ratio | 0 | 0 | 0 | 0 | 0 | 0 | 0 | 0 | 0 | 0 | 0 | 0 | 0 | 0 | 0 | 0 | 0 | 0 | 0 | 0 | 0 | 0 | 0 | 0 | 0 | 0 | 0 | 0 | 0 | 0
F4_Commercial_Education_Existing_Space Heating_Natural Gas_Furnace_E1 | F4 | Commercial | Education | Existing | Space Heating | Natural Gas | Furnace | E1 | PCT BC Ratio | 0.9 | 0.9 | 0.9 | 0.9 | 0.9 | 0.9 | 0.9 | 0.9 | 0.9 | 0.9 | 0.9 | 0.9 | 0.9 | 0.9 | 0.9 | 0.9 | 0.9 | 0.9 | 0.9 | 0.9 | 0.9 | 0.9 | 0 | 0 | 0 | 0 | 0 | 0 | 0 | 0
F4_Commercial_Education_Existing_Space Heating_Natural Gas_Furnace_E2 | F4 | Commercial | Education | Existing | Space Heating | Natural Gas | Furnace | E2 | PCT BC Ratio | 2.7436 | 2.7738 | 2.8065 | 2.849 | 2.8994 | 2.9556 | 3.0085 | 3.0574 | 3.1053 | 3.1537 | 3.2041 | 3.2554 | 3.307 | 3.3609 | 3.4141 | 3.4685 | 3.5253 | 3.5829 | 3.6413 | 3.7003 | 3.7595 | 3.8185 | 0 | 0 | 0 | 0 | 0 | 0 | 0 | 0
F4_Commercial_Education_Existing_Space Heating_Natural Gas_Furnace_E3 | F4 | Commercial | Education | Existing | Space Heating | Natural Gas | Furnace | E3 | PCT BC Ratio | 2.0076 | 2.0291 | 2.0523 | 2.0825 | 2.1183 | 2.1583 | 2.1958 | 2.2305 | 2.2646 | 2.299 | 2.3348 | 2.3712 | 2.4079 | 2.4462 | 2.484 | 2.5226 | 2.563 | 2.6039 | 2.6454 | 2.6874 | 2.7294 | 2.7713 | 0 | 0 | 0 | 0 | 0 | 0 | 0 | 0
F4_Commercial_Education_Existing_Space Heating_Natural Gas_Furnace_E4 | F4 | Commercial | Education | Existing | Space Heating | Natural Gas | Furnace | E4 | PCT BC Ratio | 0 | 0 | 0 | 0 | 0 | 0 | 0 | 0 | 0 | 0 | 0 | 0 | 0 | 0 | 0 | 0 | 0 | 0 | 0 | 0 | 0 | 0 | 0 | 0 | 0 | 0 | 0 | 0 | 0 | 0
F4_Commercial_Education_Existing_Space Heating_Natural Gas_Furnace_E5 | F4 | Commercial | Education | Existing | Space Heating | Natural Gas | Furnace | E5 | PCT BC Ratio | 0 | 0 | 0 | 0 | 0 | 0 | 0 | 0 | 0 | 0 | 0 | 0 | 0 | 0 | 0 | 0 | 0 | 0 | 0 | 0 | 0 | 0 | 0 | 0 | 0 | 0 | 0 | 0 | 0 | 0
F4_Commercial_Education_Existing_Space Heating_Natural Gas_Furnace_E6 | F4 | Commercial | Education | Existing | Space Heating | Natural Gas | Furnace | E6 | PCT BC Ratio | 0 | 0 | 0 | 0 | 0 | 0 | 0 | 0 | 0 | 0 | 0 | 0 | 0 | 0 | 0 | 0 | 0 | 0 | 0 | 0 | 0 | 0 | 0 | 0 | 0 | 0 | 0 | 0 | 0 | 0
F4_Commercial_Education_Existing_Space Heating_Natural Gas_Furnace_E7 | F4 | Commercial | Education | Existing | Space Heating | Natural Gas | Furnace | E7 | PCT BC Ratio | 0 | 0 | 0 | 0 | 0 | 0 | 0 | 0 | 0 | 0 | 0 | 0 | 0 | 0 | 0 | 0 | 0 | 0 | 0 | 0 | 0 | 0 | 0 | 0 | 0 | 0 | 0 | 0 | 0 | 0
F4_Commercial_Education_Existing_Space Heating_Natural Gas_Furnace_E8 | F4 | Commercial | Education | Existing | Space Heating | Natural Gas | Furnace | E8 | PCT BC Ratio | 0 | 0 | 0 | 0 | 0 | 0 | 0 | 0 | 0 | 0 | 0 | 0 | 0 | 0 | 0 | 0 | 0 | 0 | 0 | 0 | 0 | 0 | 0 | 0 | 0 | 0 | 0 | 0 | 0 | 0
F4_Commercial_Education_Existing_Space Heating_Natural Gas_Furnace_E9 | F4 | Commercial | Education | Existing | Space Heating | Natural Gas | Furnace | E9 | PCT BC Ratio | 0 | 0 | 0 | 0 | 0 | 0 | 0 | 0 | 0 | 0 | 0 | 0 | 0 | 0 | 0 | 0 | 0 | 0 | 0 | 0 | 0 | 0 | 0 | 0 | 0 | 0 | 0 | 0 | 0 | 0
F4_Commercial_Education_Existing_Space Heating_Natural Gas_Furnace_E10 | F4 | Commercial | Education | Existing | Space Heating | Natural Gas | Furnace | E10 | PCT BC Ratio | 0 | 0 | 0 | 0 | 0 | 0 | 0 | 0 | 0 | 0 | 0 | 0 | 0 | 0 | 0 | 0 | 0 | 0 | 0 | 0 | 0 | 0 | 0 | 0 | 0 | 0 | 0 | 0 | 0 | 0
F5_Commercial_Education_Existing_Space Heating_Natural Gas_Furnace_E1 | F5 | Commercial | Education | Existing | Space Heating | Natural Gas | Furnace | E1 | RIM BC Ratio | 0.9 | 0.9 | 0.9 | 0.9 | 0.9 | 0.9 | 0.9 | 0.9 | 0.9 | 0.9 | 0.9 | 0.9 | 0.9 | 0.9 | 0.9 | 0.9 | 0.9 | 0.9 | 0.9 | 0.9 | 0.9 | 0.9 | 0 | 0 | 0 | 0 | 0 | 0 | 0 | 0
F5_Commercial_Education_Existing_Space Heating_Natural Gas_Furnace_E2 | F5 | Commercial | Education | Existing | Space Heating | Natural Gas | Furnace | E2 | RIM BC Ratio | 0.7155 | 0.71671 | 0.71798 | 0.7196 | 0.72145 | 0.72346 | 0.72528 | 0.72691 | 0.72846 | 0.72999 | 0.73152 | 0.73305 | 0.73453 | 0.73604 | 0.73748 | 0.73892 | 0.74037 | 0.74179 | 0.7432 | 0.74458 | 0.74592 | 0.74721 | 0 | 0 | 0 | 0 | 0 | 0 | 0 | 0
F5_Commercial_Education_Existing_Space Heating_Natural Gas_Furnace_E3 | F5 | Commercial | Education | Existing | Space Heating | Natural Gas | Furnace | E3 | RIM BC Ratio | 0.67616 | 0.67768 | 0.67928 | 0.68131 | 0.68366 | 0.6862 | 0.6885 | 0.69057 | 0.69255 | 0.69449 | 0.69645 | 0.69839 | 0.70029 | 0.70222 | 0.70407 | 0.70591 | 0.70778 | 0.70961 | 0.71142 | 0.7132 | 0.71493 | 0.71661 | 0 | 0 | 0 | 0 | 0 | 0 | 0 | 0
F5_Commercial_Education_Existing_Space Heating_Natural Gas_Furnace_E4 | F5 | Commercial | Education | Existing | Space Heating | Natural Gas | Furnace | E4 | RIM BC Ratio | 0 | 0 | 0 | 0 | 0 | 0 | 0 | 0 | 0 | 0 | 0 | 0 | 0 | 0 | 0 | 0 | 0 | 0 | 0 | 0 | 0 | 0 | 0 | 0 | 0 | 0 | 0 | 0 | 0 | 0
F5_Commercial_Education_Existing_Space Heating_Natural Gas_Furnace_E5 | F5 | Commercial | Education | Existing | Space Heating | Natural Gas | Furnace | E5 | RIM BC Ratio | 0 | 0 | 0 | 0 | 0 | 0 | 0 | 0 | 0 | 0 | 0 | 0 | 0 | 0 | 0 | 0 | 0 | 0 | 0 | 0 | 0 | 0 | 0 | 0 | 0 | 0 | 0 | 0 | 0 | 0
F5_Commercial_Education_Existing_Space Heating_Natural Gas_Furnace_E6 | F5 | Commercial | Education | Existing | Space Heating | Natural Gas | Furnace | E6 | RIM BC Ratio | 0 | 0 | 0 | 0 | 0 | 0 | 0 | 0 | 0 | 0 | 0 | 0 | 0 | 0 | 0 | 0 | 0 | 0 | 0 | 0 | 0 | 0 | 0 | 0 | 0 | 0 | 0 | 0 | 0 | 0
F5_Commercial_Education_Existing_Space Heating_Natural Gas_Furnace_E7 | F5 | Commercial | Education | Existing | Space Heating | Natural Gas | Furnace | E7 | RIM BC Ratio | 0 | 0 | 0 | 0 | 0 | 0 | 0 | 0 | 0 | 0 | 0 | 0 | 0 | 0 | 0 | 0 | 0 | 0 | 0 | 0 | 0 | 0 | 0 | 0 | 0 | 0 | 0 | 0 | 0 | 0
F5_Commercial_Education_Existing_Space Heating_Natural Gas_Furnace_E8 | F5 | Commercial | Education | Existing | Space Heating | Natural Gas | Furnace | E8 | RIM BC Ratio | 0 | 0 | 0 | 0 | 0 | 0 | 0 | 0 | 0 | 0 | 0 | 0 | 0 | 0 | 0 | 0 | 0 | 0 | 0 | 0 | 0 | 0 | 0 | 0 | 0 | 0 | 0 | 0 | 0 | 0
F5_Commercial_Education_Existing_Space Heating_Natural Gas_Furnace_E9 | F5 | Commercial | Education | Existing | Space Heating | Natural Gas | Furnace | E9 | RIM BC Ratio | 0 | 0 | 0 | 0 | 0 | 0 | 0 | 0 | 0 | 0 | 0 | 0 | 0 | 0 | 0 | 0 | 0 | 0 | 0 | 0 | 0 | 0 | 0 | 0 | 0 | 0 | 0 | 0 | 0 | 0
F5_Commercial_Education_Existing_Space Heating_Natural Gas_Furnace_E10 | F5 | Commercial | Education | Existing | Space Heating | Natural Gas | Furnace | E10 | RIM BC Ratio | 0 | 0 | 0 | 0 | 0 | 0 | 0 | 0 | 0 | 0 | 0 | 0 | 0 | 0 | 0 | 0 | 0 | 0 | 0 | 0 | 0 | 0 | 0 | 0 | 0 | 0 | 0 | 0 | 0 | 0
F0_Commercial_Education_Existing_Space Heating_Natural Gas_Boiler_E0 | F0 | Commercial | Education | Existing | Space Heating | Natural Gas | Boiler | E0 | Economic Unit | AFUE 80% (Standard) | AFUE 80% (Standard) | AFUE 80% (Standard) | AFUE 80% (Standard) | AFUE 80% (Standard) | AFUE 80% (Standard) | AFUE 80% (Standard) | AFUE 80% (Standard) | AFUE 80% (Standard) | AFUE 80% (Standard) | AFUE 80% (Standard) | AFUE 80% (Standard) | AFUE 80% (Standard) | AFUE 80% (Standard) | AFUE 80% (Standard) | AFUE 80% (Standard) | AFUE 80% (Standard) | AFUE 80% (Standard) | AFUE 80% (Standard) | AFUE 80% (Standard) | AFUE 80% (Standard) | AFUE 80% (Standard) | 0 | 0 | 0 | 0 | 0 | 0 | 0 | 0
F1_Commercial_Education_Existing_Space Heating_Natural Gas_Boiler_E1 | F1 | Commercial | Education | Existing | Space Heating | Natural Gas | Boiler | E1 | CCE | 0 | 0 | 0 | 0 | 0 | 0 | 0 | 0 | 0 | 0 | 0 | 0 | 0 | 0 | 0 | 0 | 0 | 0 | 0 | 0 | 0 | 0 | 0 | 0 | 0 | 0 | 0 | 0 | 0 | 0
F1_Commercial_Education_Existing_Space Heating_Natural Gas_Boiler_E2 | F1 | Commercial | Education | Existing | Space Heating | Natural Gas | Boiler | E2 | CCE | 0.020505 | 0.020505 | 0.021542 | 0.021214 | 0.020896 | 0.020498 | 0.020442 | 0.020311 | 0.020189 | 0.020004 | 0.019976 | 0.019884 | 0.019802 | 0.019645 | 0.019666 | 0.019606 | 0.019547 | 0.019418 | 0.019456 | 0.019418 | 0.019389 | 0.019281 | 0 | 0 | 0 | 0 | 0 | 0 | 0 | 0
F1_Commercial_Education_Existing_Space Heating_Natural Gas_Boiler_E3 | F1 | Commercial | Education | Existing | Space Heating | Natural Gas | Boiler | E3 | CCE | 0.020704 | 0.020704 | 0.021751 | 0.02142 | 0.021099 | 0.020698 | 0.020641 | 0.020508 | 0.020385 | 0.020199 | 0.02017 | 0.020077 | 0.019994 | 0.019836 | 0.019857 | 0.019796 | 0.019737 | 0.019607 | 0.019645 | 0.019607 | 0.019578 | 0.019469 | 0 | 0 | 0 | 0 | 0 | 0 | 0 | 0
F1_Commercial_Education_Existing_Space Heating_Natural Gas_Boiler_E4 | F1 | Commercial | Education | Existing | Space Heating | Natural Gas | Boiler | E4 | CCE | 0.14169 | 0.14169 | 0.14886 | 0.14659 | 0.14439 | 0.14165 | 0.14126 | 0.14035 | 0.13951 | 0.13823 | 0.13803 | 0.1374 | 0.13683 | 0.13575 | 0.13589 | 0.13548 | 0.13507 | 0.13418 | 0.13444 | 0.13418 | 0.13398 | 0.13323 | 0 | 0 | 0 | 0 | 0 | 0 | 0 | 0
F1_Commercial_Education_Existing_Space Heating_Natural Gas_Boiler_E5 | F1 | Commercial | Education | Existing | Space Heating | Natural Gas | Boiler | E5 | CCE | 0 | 0 | 0 | 0 | 0 | 0 | 0 | 0 | 0 | 0 | 0 | 0 | 0 | 0 | 0 | 0 | 0 | 0 | 0 | 0 | 0 | 0 | 0 | 0 | 0 | 0 | 0 | 0 | 0 | 0
F1_Commercial_Education_Existing_Space Heating_Natural Gas_Boiler_E6 | F1 | Commercial | Education | Existing | Space Heating | Natural Gas | Boiler | E6 | CCE | 0 | 0 | 0 | 0 | 0 | 0 | 0 | 0 | 0 | 0 | 0 | 0 | 0 | 0 | 0 | 0 | 0 | 0 | 0 | 0 | 0 | 0 | 0 | 0 | 0 | 0 | 0 | 0 | 0 | 0
F1_Commercial_Education_Existing_Space Heating_Natural Gas_Boiler_E7 | F1 | Commercial | Education | Existing | Space Heating | Natural Gas | Boiler | E7 | CCE | 0 | 0 | 0 | 0 | 0 | 0 | 0 | 0 | 0 | 0 | 0 | 0 | 0 | 0 | 0 | 0 | 0 | 0 | 0 | 0 | 0 | 0 | 0 | 0 | 0 | 0 | 0 | 0 | 0 | 0
F1_Commercial_Education_Existing_Space Heating_Natural Gas_Boiler_E8 | F1 | Commercial | Education | Existing | Space Heating | Natural Gas | Boiler | E8 | CCE | 0 | 0 | 0 | 0 | 0 | 0 | 0 | 0 | 0 | 0 | 0 | 0 | 0 | 0 | 0 | 0 | 0 | 0 | 0 | 0 | 0 | 0 | 0 | 0 | 0 | 0 | 0 | 0 | 0 | 0
F1_Commercial_Education_Existing_Space Heating_Natural Gas_Boiler_E9 | F1 | Commercial | Education | Existing | Space Heating | Natural Gas | Boiler | E9 | CCE | 0 | 0 | 0 | 0 | 0 | 0 | 0 | 0 | 0 | 0 | 0 | 0 | 0 | 0 | 0 | 0 | 0 | 0 | 0 | 0 | 0 | 0 | 0 | 0 | 0 | 0 | 0 | 0 | 0 | 0
F1_Commercial_Education_Existing_Space Heating_Natural Gas_Boiler_E10 | F1 | Commercial | Education | Existing | Space Heating | Natural Gas | Boiler | E10 | CCE | 0 | 0 | 0 | 0 | 0 | 0 | 0 | 0 | 0 | 0 | 0 | 0 | 0 | 0 | 0 | 0 | 0 | 0 | 0 | 0 | 0 | 0 | 0 | 0 | 0 | 0 | 0 | 0 | 0 | 0
F2_Commercial_Education_Existing_Space Heating_Natural Gas_Boiler_E1 | F2 | Commercial | Education | Existing | Space Heating | Natural Gas | Boiler | E1 | TRC BC Ratio | 0.9 | 0.9 | 0.9 | 0.9 | 0.9 | 0.9 | 0.9 | 0.9 | 0.9 | 0.9 | 0.9 | 0.9 | 0.9 | 0.9 | 0.9 | 0.9 | 0.9 | 0.9 | 0.9 | 0.9 | 0.9 | 0.9 | 0 | 0 | 0 | 0 | 0 | 0 | 0 | 0
F2_Commercial_Education_Existing_Space Heating_Natural Gas_Boiler_E2 | F2 | Commercial | Education | Existing | Space Heating | Natural Gas | Boiler | E2 | TRC BC Ratio | 0.47645 | 0.48219 | 0.48833 | 0.49617 | 0.50547 | 0.51589 | 0.52581 | 0.53506 | 0.54415 | 0.55336 | 0.5629 | 0.57263 | 0.58244 | 0.59265 | 0.60275 | 0.61308 | 0.62385 | 0.63477 | 0.64585 | 0.65703 | 0.6682 | 0.6793 | 0 | 0 | 0 | 0 | 0 | 0 | 0 | 0
F2_Commercial_Education_Existing_Space Heating_Natural Gas_Boiler_E3 | F2 | Commercial | Education | Existing | Space Heating | Natural Gas | Boiler | E3 | TRC BC Ratio | 0.47186 | 0.47754 | 0.48363 | 0.49139 | 0.5006 | 0.51092 | 0.52075 | 0.52991 | 0.53891 | 0.54803 | 0.55748 | 0.56712 | 0.57683 | 0.58694 | 0.59694 | 0.60718 | 0.61784 | 0.62866 | 0.63963 | 0.6507 | 0.66177 | 0.67276 | 0 | 0 | 0 | 0 | 0 | 0 | 0 | 0
F2_Commercial_Education_Existing_Space Heating_Natural Gas_Boiler_E4 | F2 | Commercial | Education | Existing | Space Heating | Natural Gas | Boiler | E4 | TRC BC Ratio | 0.075448 | 0.0765 | 0.077558 | 0.078726 | 0.080015 | 0.081409 | 0.082814 | 0.084215 | 0.085646 | 0.087126 | 0.088673 | 0.090281 | 0.09195 | 0.093702 | 0.09547 | 0.097275 | 0.09913 | 0.10102 | 0.10294 | 0.10488 | 0.10683 | 0.10877 | 0 | 0 | 0 | 0 | 0 | 0 | 0 | 0
F2_Commercial_Education_Existing_Space Heating_Natural Gas_Boiler_E5 | F2 | Commercial | Education | Existing | Space Heating | Natural Gas | Boiler | E5 | TRC BC Ratio | 0 | 0 | 0 | 0 | 0 | 0 | 0 | 0 | 0 | 0 | 0 | 0 | 0 | 0 | 0 | 0 | 0 | 0 | 0 | 0 | 0 | 0 | 0 | 0 | 0 | 0 | 0 | 0 | 0 | 0
F2_Commercial_Education_Existing_Space Heating_Natural Gas_Boiler_E6 | F2 | Commercial | Education | Existing | Space Heating | Natural Gas | Boiler | E6 | TRC BC Ratio | 0 | 0 | 0 | 0 | 0 | 0 | 0 | 0 | 0 | 0 | 0 | 0 | 0 | 0 | 0 | 0 | 0 | 0 | 0 | 0 | 0 | 0 | 0 | 0 | 0 | 0 | 0 | 0 | 0 | 0
F2_Commercial_Education_Existing_Space Heating_Natural Gas_Boiler_E7 | F2 | Commercial | Education | Existing | Space Heating | Natural Gas | Boiler | E7 | TRC BC Ratio | 0 | 0 | 0 | 0 | 0 | 0 | 0 | 0 | 0 | 0 | 0 | 0 | 0 | 0 | 0 | 0 | 0 | 0 | 0 | 0 | 0 | 0 | 0 | 0 | 0 | 0 | 0 | 0 | 0 | 0
F2_Commercial_Education_Existing_Space Heating_Natural Gas_Boiler_E8 | F2 | Commercial | Education | Existing | Space Heating | Natural Gas | Boiler | E8 | TRC BC Ratio | 0 | 0 | 0 | 0 | 0 | 0 | 0 | 0 | 0 | 0 | 0 | 0 | 0 | 0 | 0 | 0 | 0 | 0 | 0 | 0 | 0 | 0 | 0 | 0 | 0 | 0 | 0 | 0 | 0 | 0
F2_Commercial_Education_Existing_Space Heating_Natural Gas_Boiler_E9 | F2 | Commercial | Education | Existing | Space Heating | Natural Gas | Boiler | E9 | TRC BC Ratio | 0 | 0 | 0 | 0 | 0 | 0 | 0 | 0 | 0 | 0 | 0 | 0 | 0 | 0 | 0 | 0 | 0 | 0 | 0 | 0 | 0 | 0 | 0 | 0 | 0 | 0 | 0 | 0 | 0 | 0
F2_Commercial_Education_Existing_Space Heating_Natural Gas_Boiler_E10 | F2 | Commercial | Education | Existing | Space Heating | Natural Gas | Boiler | E10 | TRC BC Ratio | 0 | 0 | 0 | 0 | 0 | 0 | 0 | 0 | 0 | 0 | 0 | 0 | 0 | 0 | 0 | 0 | 0 | 0 | 0 | 0 | 0 | 0 | 0 | 0 | 0 | 0 | 0 | 0 | 0 | 0
F3_Commercial_Education_Existing_Space Heating_Natural Gas_Boiler_E1 | F3 | Commercial | Education | Existing | Space Heating | Natural Gas | Boiler | E1 | PACT BC Ratio | 0.9 | 0.9 | 0.9 | 0.9 | 0.9 | 0.9 | 0.9 | 0.9 | 0.9 | 0.9 | 0.9 | 0.9 | 0.9 | 0.9 | 0.9 | 0.9 | 0.9 | 0.9 | 0.9 | 0.9 | 0.9 | 0.9 | 0 | 0 | 0 | 0 | 0 | 0 | 0 | 0
F3_Commercial_Education_Existing_Space Heating_Natural Gas_Boiler_E2 | F3 | Commercial | Education | Existing | Space Heating | Natural Gas | Boiler | E2 | PACT BC Ratio | 0.49063 | 0.49654 | 0.50287 | 0.51093 | 0.52052 | 0.53124 | 0.54146 | 0.55099 | 0.56035 | 0.56983 | 0.57965 | 0.58967 | 0.59977 | 0.61028 | 0.62069 | 0.63133 | 0.64242 | 0.65366 | 0.66507 | 0.67659 | 0.68809 | 0.69952 | 0 | 0 | 0 | 0 | 0 | 0 | 0 | 0
F3_Commercial_Education_Existing_Space Heating_Natural Gas_Boiler_E3 | F3 | Commercial | Education | Existing | Space Heating | Natural Gas | Boiler | E3 | PACT BC Ratio | 0.48591 | 0.49176 | 0.49803 | 0.50601 | 0.5155 | 0.52612 | 0.53625 | 0.54568 | 0.55495 | 0.56434 | 0.57407 | 0.58399 | 0.59399 | 0.60441 | 0.61471 | 0.62525 | 0.63623 | 0.64737 | 0.65867 | 0.67007 | 0.68146 | 0.69278 | 0 | 0 | 0 | 0 | 0 | 0 | 0 | 0
F3_Commercial_Education_Existing_Space Heating_Natural Gas_Boiler_E4 | F3 | Commercial | Education | Existing | Space Heating | Natural Gas | Boiler | E4 | PACT BC Ratio | 0.077694 | 0.078777 | 0.079866 | 0.081069 | 0.082396 | 0.083832 | 0.085279 | 0.086721 | 0.088195 | 0.089719 | 0.091312 | 0.092968 | 0.094687 | 0.096491 | 0.098311 | 0.10017 | 0.10208 | 0.10403 | 0.106 | 0.10801 | 0.11001 | 0.11201 | 0 | 0 | 0 | 0 | 0 | 0 | 0 | 0
F3_Commercial_Education_Existing_Space Heating_Natural Gas_Boiler_E5 | F3 | Commercial | Education | Existing | Space Heating | Natural Gas | Boiler | E5 | PACT BC Ratio | 0 | 0 | 0 | 0 | 0 | 0 | 0 | 0 | 0 | 0 | 0 | 0 | 0 | 0 | 0 | 0 | 0 | 0 | 0 | 0 | 0 | 0 | 0 | 0 | 0 | 0 | 0 | 0 | 0 | 0
F3_Commercial_Education_Existing_Space Heating_Natural Gas_Boiler_E6 | F3 | Commercial | Education | Existing | Space Heating | Natural Gas | Boiler | E6 | PACT BC Ratio | 0 | 0 | 0 | 0 | 0 | 0 | 0 | 0 | 0 | 0 | 0 | 0 | 0 | 0 | 0 | 0 | 0 | 0 | 0 | 0 | 0 | 0 | 0 | 0 | 0 | 0 | 0 | 0 | 0 | 0
F3_Commercial_Education_Existing_Space Heating_Natural Gas_Boiler_E7 | F3 | Commercial | Education | Existing | Space Heating | Natural Gas | Boiler | E7 | PACT BC Ratio | 0 | 0 | 0 | 0 | 0 | 0 | 0 | 0 | 0 | 0 | 0 | 0 | 0 | 0 | 0 | 0 | 0 | 0 | 0 | 0 | 0 | 0 | 0 | 0 | 0 | 0 | 0 | 0 | 0 | 0
F3_Commercial_Education_Existing_Space Heating_Natural Gas_Boiler_E8 | F3 | Commercial | Education | Existing | Space Heating | Natural Gas | Boiler | E8 | PACT BC Ratio | 0 | 0 | 0 | 0 | 0 | 0 | 0 | 0 | 0 | 0 | 0 | 0 | 0 | 0 | 0 | 0 | 0 | 0 | 0 | 0 | 0 | 0 | 0 | 0 | 0 | 0 | 0 | 0 | 0 | 0
F3_Commercial_Education_Existing_Space Heating_Natural Gas_Boiler_E9 | F3 | Commercial | Education | Existing | Space Heating | Natural Gas | Boiler | E9 | PACT BC Ratio | 0 | 0 | 0 | 0 | 0 | 0 | 0 | 0 | 0 | 0 | 0 | 0 | 0 | 0 | 0 | 0 | 0 | 0 | 0 | 0 | 0 | 0 | 0 | 0 | 0 | 0 | 0 | 0 | 0 | 0
F3_Commercial_Education_Existing_Space Heating_Natural Gas_Boiler_E10 | F3 | Commercial | Education | Existing | Space Heating | Natural Gas | Boiler | E10 | PACT BC Ratio | 0 | 0 | 0 | 0 | 0 | 0 | 0 | 0 | 0 | 0 | 0 | 0 | 0 | 0 | 0 | 0 | 0 | 0 | 0 | 0 | 0 | 0 | 0 | 0 | 0 | 0 | 0 | 0 | 0 | 0
F4_Commercial_Education_Existing_Space Heating_Natural Gas_Boiler_E1 | F4 | Commercial | Education | Existing | Space Heating | Natural Gas | Boiler | E1 | PCT BC Ratio | 0.9 | 0.9 | 0.9 | 0.9 | 0.9 | 0.9 | 0.9 | 0.9 | 0.9 | 0.9 | 0.9 | 0.9 | 0.9 | 0.9 | 0.9 | 0.9 | 0.9 | 0.9 | 0.9 | 0.9 | 0.9 | 0.9 | 0 | 0 | 0 | 0 | 0 | 0 | 0 | 0
F4_Commercial_Education_Existing_Space Heating_Natural Gas_Boiler_E2 | F4 | Commercial | Education | Existing | Space Heating | Natural Gas | Boiler | E2 | PCT BC Ratio | 2.103 | 2.117 | 2.1319 | 2.151 | 2.1737 | 2.1991 | 2.2233 | 2.2459 | 2.2681 | 2.2905 | 2.3138 | 2.3375 | 2.3614 | 2.3863 | 2.4109 | 2.4361 | 2.4624 | 2.489 | 2.516 | 2.5433 | 2.5705 | 2.5976 | 0 | 0 | 0 | 0 | 0 | 0 | 0 | 0
F4_Commercial_Education_Existing_Space Heating_Natural Gas_Boiler_E3 | F4 | Commercial | Education | Existing | Space Heating | Natural Gas | Boiler | E3 | PCT BC Ratio | 2.0918 | 2.1056 | 2.1205 | 2.1394 | 2.1619 | 2.187 | 2.211 | 2.2333 | 2.2553 | 2.2775 | 2.3005 | 2.324 | 2.3477 | 2.3724 | 2.3968 | 2.4217 | 2.4477 | 2.4741 | 2.5009 | 2.5279 | 2.5548 | 2.5816 | 0 | 0 | 0 | 0 | 0 | 0 | 0 | 0
F4_Commercial_Education_Existing_Space Heating_Natural Gas_Boiler_E4 | F4 | Commercial | Education | Existing | Space Heating | Natural Gas | Boiler | E4 | PCT BC Ratio | 1.1252 | 1.1277 | 1.1303 | 1.1331 | 1.1363 | 1.1397 | 1.1431 | 1.1465 | 1.15 | 1.1536 | 1.1574 | 1.1613 | 1.1654 | 1.1697 | 1.174 | 1.1784 | 1.1829 | 1.1875 | 1.1922 | 1.1969 | 1.2017 | 1.2064 | 0 | 0 | 0 | 0 | 0 | 0 | 0 | 0
F4_Commercial_Education_Existing_Space Heating_Natural Gas_Boiler_E5 | F4 | Commercial | Education | Existing | Space Heating | Natural Gas | Boiler | E5 | PCT BC Ratio | 0 | 0 | 0 | 0 | 0 | 0 | 0 | 0 | 0 | 0 | 0 | 0 | 0 | 0 | 0 | 0 | 0 | 0 | 0 | 0 | 0 | 0 | 0 | 0 | 0 | 0 | 0 | 0 | 0 | 0
F4_Commercial_Education_Existing_Space Heating_Natural Gas_Boiler_E6 | F4 | Commercial | Education | Existing | Space Heating | Natural Gas | Boiler | E6 | PCT BC Ratio | 0 | 0 | 0 | 0 | 0 | 0 | 0 | 0 | 0 | 0 | 0 | 0 | 0 | 0 | 0 | 0 | 0 | 0 | 0 | 0 | 0 | 0 | 0 | 0 | 0 | 0 | 0 | 0 | 0 | 0
F4_Commercial_Education_Existing_Space Heating_Natural Gas_Boiler_E7 | F4 | Commercial | Education | Existing | Space Heating | Natural Gas | Boiler | E7 | PCT BC Ratio | 0 | 0 | 0 | 0 | 0 | 0 | 0 | 0 | 0 | 0 | 0 | 0 | 0 | 0 | 0 | 0 | 0 | 0 | 0 | 0 | 0 | 0 | 0 | 0 | 0 | 0 | 0 | 0 | 0 | 0
F4_Commercial_Education_Existing_Space Heating_Natural Gas_Boiler_E8 | F4 | Commercial | Education | Existing | Space Heating | Natural Gas | Boiler | E8 | PCT BC Ratio | 0 | 0 | 0 | 0 | 0 | 0 | 0 | 0 | 0 | 0 | 0 | 0 | 0 | 0 | 0 | 0 | 0 | 0 | 0 | 0 | 0 | 0 | 0 | 0 | 0 | 0 | 0 | 0 | 0 | 0
F4_Commercial_Education_Existing_Space Heating_Natural Gas_Boiler_E9 | F4 | Commercial | Education | Existing | Space Heating | Natural Gas | Boiler | E9 | PCT BC Ratio | 0 | 0 | 0 | 0 | 0 | 0 | 0 | 0 | 0 | 0 | 0 | 0 | 0 | 0 | 0 | 0 | 0 | 0 | 0 | 0 | 0 | 0 | 0 | 0 | 0 | 0 | 0 | 0 | 0 | 0
F4_Commercial_Education_Existing_Space Heating_Natural Gas_Boiler_E10 | F4 | Commercial | Education | Existing | Space Heating | Natural Gas | Boiler | E10 | PCT BC Ratio | 0 | 0 | 0 | 0 | 0 | 0 | 0 | 0 | 0 | 0 | 0 | 0 | 0 | 0 | 0 | 0 | 0 | 0 | 0 | 0 | 0 | 0 | 0 | 0 | 0 | 0 | 0 | 0 | 0 | 0
F5_Commercial_Education_Existing_Space Heating_Natural Gas_Boiler_E1 | F5 | Commercial | Education | Existing | Space Heating | Natural Gas | Boiler | E1 | RIM BC Ratio | 0.9 | 0.9 | 0.9 | 0.9 | 0.9 | 0.9 | 0.9 | 0.9 | 0.9 | 0.9 | 0.9 | 0.9 | 0.9 | 0.9 | 0.9 | 0.9 | 0.9 | 0.9 | 0.9 | 0.9 | 0.9 | 0.9 | 0 | 0 | 0 | 0 | 0 | 0 | 0 | 0
F5_Commercial_Education_Existing_Space Heating_Natural Gas_Boiler_E2 | F5 | Commercial | Education | Existing | Space Heating | Natural Gas | Boiler | E2 | RIM BC Ratio | 0.309 | 0.31133 | 0.31381 | 0.31693 | 0.32059 | 0.32463 | 0.32842 | 0.3319 | 0.33527 | 0.33864 | 0.34209 | 0.34555 | 0.349 | 0.35253 | 0.35598 | 0.35945 | 0.36302 | 0.36658 | 0.37014 | 0.37368 | 0.37716 | 0.38057 | 0 | 0 | 0 | 0 | 0 | 0 | 0 | 0
F5_Commercial_Education_Existing_Space Heating_Natural Gas_Boiler_E3 | F5 | Commercial | Education | Existing | Space Heating | Natural Gas | Boiler | E3 | RIM BC Ratio | 0.30712 | 0.30945 | 0.31192 | 0.31503 | 0.31868 | 0.32271 | 0.32649 | 0.32996 | 0.33333 | 0.33669 | 0.34013 | 0.34359 | 0.34703 | 0.35056 | 0.354 | 0.35747 | 0.36103 | 0.36459 | 0.36815 | 0.37169 | 0.37516 | 0.37857 | 0 | 0 | 0 | 0 | 0 | 0 | 0 | 0
F5_Commercial_Education_Existing_Space Heating_Natural Gas_Boiler_E4 | F5 | Commercial | Education | Existing | Space Heating | Natural Gas | Boiler | E4 | RIM BC Ratio | 0.071078 | 0.071983 | 0.072892 | 0.073892 | 0.074993 | 0.076181 | 0.077373 | 0.078559 | 0.079766 | 0.081011 | 0.082308 | 0.083651 | 0.08504 | 0.086492 | 0.087952 | 0.089437 | 0.090957 | 0.092497 | 0.094059 | 0.095632 | 0.097201 | 0.098753 | 0 | 0 | 0 | 0 | 0 | 0 | 0 | 0
F5_Commercial_Education_Existing_Space Heating_Natural Gas_Boiler_E5 | F5 | Commercial | Education | Existing | Space Heating | Natural Gas | Boiler | E5 | RIM BC Ratio | 0 | 0 | 0 | 0 | 0 | 0 | 0 | 0 | 0 | 0 | 0 | 0 | 0 | 0 | 0 | 0 | 0 | 0 | 0 | 0 | 0 | 0 | 0 | 0 | 0 | 0 | 0 | 0 | 0 | 0
F5_Commercial_Education_Existing_Space Heating_Natural Gas_Boiler_E6 | F5 | Commercial | Education | Existing | Space Heating | Natural Gas | Boiler | E6 | RIM BC Ratio | 0 | 0 | 0 | 0 | 0 | 0 | 0 | 0 | 0 | 0 | 0 | 0 | 0 | 0 | 0 | 0 | 0 | 0 | 0 | 0 | 0 | 0 | 0 | 0 | 0 | 0 | 0 | 0 | 0 | 0
F5_Commercial_Education_Existing_Space Heating_Natural Gas_Boiler_E7 | F5 | Commercial | Education | Existing | Space Heating | Natural Gas | Boiler | E7 | RIM BC Ratio | 0 | 0 | 0 | 0 | 0 | 0 | 0 | 0 | 0 | 0 | 0 | 0 | 0 | 0 | 0 | 0 | 0 | 0 | 0 | 0 | 0 | 0 | 0 | 0 | 0 | 0 | 0 | 0 | 0 | 0
F5_Commercial_Education_Existing_Space Heating_Natural Gas_Boiler_E8 | F5 | Commercial | Education | Existing | Space Heating | Natural Gas | Boiler | E8 | RIM BC Ratio | 0 | 0 | 0 | 0 | 0 | 0 | 0 | 0 | 0 | 0 | 0 | 0 | 0 | 0 | 0 | 0 | 0 | 0 | 0 | 0 | 0 | 0 | 0 | 0 | 0 | 0 | 0 | 0 | 0 | 0
F5_Commercial_Education_Existing_Space Heating_Natural Gas_Boiler_E9 | F5 | Commercial | Education | Existing | Space Heating | Natural Gas | Boiler | E9 | RIM BC Ratio | 0 | 0 | 0 | 0 | 0 | 0 | 0 | 0 | 0 | 0 | 0 | 0 | 0 | 0 | 0 | 0 | 0 | 0 | 0 | 0 | 0 | 0 | 0 | 0 | 0 | 0 | 0 | 0 | 0 | 0
F5_Commercial_Education_Existing_Space Heating_Natural Gas_Boiler_E10 | F5 | Commercial | Education | Existing | Space Heating | Natural Gas | Boiler | E10 | RIM BC Ratio | 0 | 0 | 0 | 0 | 0 | 0 | 0 | 0 | 0 | 0 | 0 | 0 | 0 | 0 | 0 | 0 | 0 | 0 | 0 | 0 | 0 | 0 | 0 | 0 | 0 | 0 | 0 | 0 | 0 | 0
F0_Commercial_Education_Existing_Space Heating_Natural Gas_Unit Heater_E0 | F0 | Commercial | Education | Existing | Space Heating | Natural Gas | Unit Heater | E0 | Economic Unit | Infrared Radiant | Infrared Radiant | Infrared Radiant | Infrared Radiant | Infrared Radiant | Infrared Radiant | Infrared Radiant | Infrared Radiant | Infrared Radiant | Infrared Radiant | Infrared Radiant | Infrared Radiant | Infrared Radiant | Infrared Radiant | Infrared Radiant | Infrared Radiant | Infrared Radiant | Infrared Radiant | Infrared Radiant | Infrared Radiant | Infrared Radiant | Infrared Radiant | 0 | 0 | 0 | 0 | 0 | 0 | 0 | 0
F1_Commercial_Education_Existing_Space Heating_Natural Gas_Unit Heater_E1 | F1 | Commercial | Education | Existing | Space Heating | Natural Gas | Unit Heater | E1 | CCE | 0 | 0 | 0 | 0 | 0 | 0 | 0 | 0 | 0 | 0 | 0 | 0 | 0 | 0 | 0 | 0 | 0 | 0 | 0 | 0 | 0 | 0 | 0 | 0 | 0 | 0 | 0 | 0 | 0 | 0
F1_Commercial_Education_Existing_Space Heating_Natural Gas_Unit Heater_E2 | F1 | Commercial | Education | Existing | Space Heating | Natural Gas | Unit Heater | E2 | CCE | 0.025298 | 0.025298 | 0.026577 | 0.026173 | 0.025781 | 0.02529 | 0.025221 | 0.025059 | 0.024908 | 0.024681 | 0.024645 | 0.024532 | 0.024431 | 0.024238 | 0.024263 | 0.024189 | 0.024116 | 0.023957 | 0.024004 | 0.023957 | 0.023922 | 0.023788 | 0 | 0 | 0 | 0 | 0 | 0 | 0 | 0
F1_Commercial_Education_Existing_Space Heating_Natural Gas_Unit Heater_E3 | F1 | Commercial | Education | Existing | Space Heating | Natural Gas | Unit Heater | E3 | CCE | 0.0011378 | 0.0011378 | 0.0011954 | 0.0011772 | 0.0011596 | 0.0011375 | 0.0011344 | 0.0011271 | 0.0011203 | 0.0011101 | 0.0011085 | 0.0011034 | 0.0010988 | 0.0010902 | 0.0010913 | 0.001088 | 0.0010847 | 0.0010775 | 0.0010796 | 0.0010775 | 0.001076 | 0.0010699 | 0 | 0 | 0 | 0 | 0 | 0 | 0 | 0
F1_Commercial_Education_Existing_Space Heating_Natural Gas_Unit Heater_E4 | F1 | Commercial | Education | Existing | Space Heating | Natural Gas | Unit Heater | E4 | CCE | 0 | 0 | 0 | 0 | 0 | 0 | 0 | 0 | 0 | 0 | 0 | 0 | 0 | 0 | 0 | 0 | 0 | 0 | 0 | 0 | 0 | 0 | 0 | 0 | 0 | 0 | 0 | 0 | 0 | 0
F1_Commercial_Education_Existing_Space Heating_Natural Gas_Unit Heater_E5 | F1 | Commercial | Education | Existing | Space Heating | Natural Gas | Unit Heater | E5 | CCE | 0 | 0 | 0 | 0 | 0 | 0 | 0 | 0 | 0 | 0 | 0 | 0 | 0 | 0 | 0 | 0 | 0 | 0 | 0 | 0 | 0 | 0 | 0 | 0 | 0 | 0 | 0 | 0 | 0 | 0
F1_Commercial_Education_Existing_Space Heating_Natural Gas_Unit Heater_E6 | F1 | Commercial | Education | Existing | Space Heating | Natural Gas | Unit Heater | E6 | CCE | 0 | 0 | 0 | 0 | 0 | 0 | 0 | 0 | 0 | 0 | 0 | 0 | 0 | 0 | 0 | 0 | 0 | 0 | 0 | 0 | 0 | 0 | 0 | 0 | 0 | 0 | 0 | 0 | 0 | 0
F1_Commercial_Education_Existing_Space Heating_Natural Gas_Unit Heater_E7 | F1 | Commercial | Education | Existing | Space Heating | Natural Gas | Unit Heater | E7 | CCE | 0 | 0 | 0 | 0 | 0 | 0 | 0 | 0 | 0 | 0 | 0 | 0 | 0 | 0 | 0 | 0 | 0 | 0 | 0 | 0 | 0 | 0 | 0 | 0 | 0 | 0 | 0 | 0 | 0 | 0
F1_Commercial_Education_Existing_Space Heating_Natural Gas_Unit Heater_E8 | F1 | Commercial | Education | Existing | Space Heating | Natural Gas | Unit Heater | E8 | CCE | 0 | 0 | 0 | 0 | 0 | 0 | 0 | 0 | 0 | 0 | 0 | 0 | 0 | 0 | 0 | 0 | 0 | 0 | 0 | 0 | 0 | 0 | 0 | 0 | 0 | 0 | 0 | 0 | 0 | 0
F1_Commercial_Education_Existing_Space Heating_Natural Gas_Unit Heater_E9 | F1 | Commercial | Education | Existing | Space Heating | Natural Gas | Unit Heater | E9 | CCE | 0 | 0 | 0 | 0 | 0 | 0 | 0 | 0 | 0 | 0 | 0 | 0 | 0 | 0 | 0 | 0 | 0 | 0 | 0 | 0 | 0 | 0 | 0 | 0 | 0 | 0 | 0 | 0 | 0 | 0
F1_Commercial_Education_Existing_Space Heating_Natural Gas_Unit Heater_E10 | F1 | Commercial | Education | Existing | Space Heating | Natural Gas | Unit Heater | E10 | CCE | 0 | 0 | 0 | 0 | 0 | 0 | 0 | 0 | 0 | 0 | 0 | 0 | 0 | 0 | 0 | 0 | 0 | 0 | 0 | 0 | 0 | 0 | 0 | 0 | 0 | 0 | 0 | 0 | 0 | 0
F2_Commercial_Education_Existing_Space Heating_Natural Gas_Unit Heater_E1 | F2 | Commercial | Education | Existing | Space Heating | Natural Gas | Unit Heater | E1 | TRC BC Ratio | 0.9 | 0.9 | 0.9 | 0.9 | 0.9 | 0.9 | 0.9 | 0.9 | 0.9 | 0.9 | 0.9 | 0.9 | 0.9 | 0.9 | 0.9 | 0.9 | 0.9 | 0.9 | 0.9 | 0.9 | 0.9 | 0.9 | 0 | 0 | 0 | 0 | 0 | 0 | 0 | 0
F2_Commercial_Education_Existing_Space Heating_Natural Gas_Unit Heater_E2 | F2 | Commercial | Education | Existing | Space Heating | Natural Gas | Unit Heater | E2 | TRC BC Ratio | 0.35171 | 0.35472 | 0.35832 | 0.36428 | 0.37222 | 0.3816 | 0.39021 | 0.39788 | 0.40532 | 0.41254 | 0.41981 | 0.42689 | 0.43355 | 0.44022 | 0.44659 | 0.45313 | 0.46012 | 0.46716 | 0.47426 | 0.48138 | 0.48843 | 0.49538 | 0 | 0 | 0 | 0 | 0 | 0 | 0 | 0
F2_Commercial_Education_Existing_Space Heating_Natural Gas_Unit Heater_E3 | F2 | Commercial | Education | Existing | Space Heating | Natural Gas | Unit Heater | E3 | TRC BC Ratio | 6.8506 | 6.8286 | 6.8252 | 6.9114 | 7.0978 | 7.356 | 7.5942 | 7.8144 | 8.0481 | 8.2587 | 8.4576 | 8.6317 | 8.7675 | 8.8576 | 8.9311 | 9.0076 | 9.0994 | 9.1891 | 9.2771 | 9.362 | 9.4392 | 9.5076 | 0 | 0 | 0 | 0 | 0 | 0 | 0 | 0
F2_Commercial_Education_Existing_Space Heating_Natural Gas_Unit Heater_E4 | F2 | Commercial | Education | Existing | Space Heating | Natural Gas | Unit Heater | E4 | TRC BC Ratio | 0 | 0 | 0 | 0 | 0 | 0 | 0 | 0 | 0 | 0 | 0 | 0 | 0 | 0 | 0 | 0 | 0 | 0 | 0 | 0 | 0 | 0 | 0 | 0 | 0 | 0 | 0 | 0 | 0 | 0
F2_Commercial_Education_Existing_Space Heating_Natural Gas_Unit Heater_E5 | F2 | Commercial | Education | Existing | Space Heating | Natural Gas | Unit Heater | E5 | TRC BC Ratio | 0 | 0 | 0 | 0 | 0 | 0 | 0 | 0 | 0 | 0 | 0 | 0 | 0 | 0 | 0 | 0 | 0 | 0 | 0 | 0 | 0 | 0 | 0 | 0 | 0 | 0 | 0 | 0 | 0 | 0
F2_Commercial_Education_Existing_Space Heating_Natural Gas_Unit Heater_E6 | F2 | Commercial | Education | Existing | Space Heating | Natural Gas | Unit Heater | E6 | TRC BC Ratio | 0 | 0 | 0 | 0 | 0 | 0 | 0 | 0 | 0 | 0 | 0 | 0 | 0 | 0 | 0 | 0 | 0 | 0 | 0 | 0 | 0 | 0 | 0 | 0 | 0 | 0 | 0 | 0 | 0 | 0
F2_Commercial_Education_Existing_Space Heating_Natural Gas_Unit Heater_E7 | F2 | Commercial | Education | Existing | Space Heating | Natural Gas | Unit Heater | E7 | TRC BC Ratio | 0 | 0 | 0 | 0 | 0 | 0 | 0 | 0 | 0 | 0 | 0 | 0 | 0 | 0 | 0 | 0 | 0 | 0 | 0 | 0 | 0 | 0 | 0 | 0 | 0 | 0 | 0 | 0 | 0 | 0
F2_Commercial_Education_Existing_Space Heating_Natural Gas_Unit Heater_E8 | F2 | Commercial | Education | Existing | Space Heating | Natural Gas | Unit Heater | E8 | TRC BC Ratio | 0 | 0 | 0 | 0 | 0 | 0 | 0 | 0 | 0 | 0 | 0 | 0 | 0 | 0 | 0 | 0 | 0 | 0 | 0 | 0 | 0 | 0 | 0 | 0 | 0 | 0 | 0 | 0 | 0 | 0
F2_Commercial_Education_Existing_Space Heating_Natural Gas_Unit Heater_E9 | F2 | Commercial | Education | Existing | Space Heating | Natural Gas | Unit Heater | E9 | TRC BC Ratio | 0 | 0 | 0 | 0 | 0 | 0 | 0 | 0 | 0 | 0 | 0 | 0 | 0 | 0 | 0 | 0 | 0 | 0 | 0 | 0 | 0 | 0 | 0 | 0 | 0 | 0 | 0 | 0 | 0 | 0
F2_Commercial_Education_Existing_Space Heating_Natural Gas_Unit Heater_E10 | F2 | Commercial | Education | Existing | Space Heating | Natural Gas | Unit Heater | E10 | TRC BC Ratio | 0 | 0 | 0 | 0 | 0 | 0 | 0 | 0 | 0 | 0 | 0 | 0 | 0 | 0 | 0 | 0 | 0 | 0 | 0 | 0 | 0 | 0 | 0 | 0 | 0 | 0 | 0 | 0 | 0 | 0
F3_Commercial_Education_Existing_Space Heating_Natural Gas_Unit Heater_E1 | F3 | Commercial | Education | Existing | Space Heating | Natural Gas | Unit Heater | E1 | PACT BC Ratio | 0.9 | 0.9 | 0.9 | 0.9 | 0.9 | 0.9 | 0.9 | 0.9 | 0.9 | 0.9 | 0.9 | 0.9 | 0.9 | 0.9 | 0.9 | 0.9 | 0.9 | 0.9 | 0.9 | 0.9 | 0.9 | 0.9 | 0 | 0 | 0 | 0 | 0 | 0 | 0 | 0
F3_Commercial_Education_Existing_Space Heating_Natural Gas_Unit Heater_E2 | F3 | Commercial | Education | Existing | Space Heating | Natural Gas | Unit Heater | E2 | PACT BC Ratio | 0.74493 | 0.75131 | 0.75894 | 0.77156 | 0.78839 | 0.80825 | 0.82649 | 0.84273 | 0.85849 | 0.87378 | 0.88919 | 0.90417 | 0.91828 | 0.93241 | 0.94591 | 0.95975 | 0.97456 | 0.98947 | 1.0045 | 1.0196 | 1.0345 | 1.0492 | 0 | 0 | 0 | 0 | 0 | 0 | 0 | 0
F3_Commercial_Education_Existing_Space Heating_Natural Gas_Unit Heater_E3 | F3 | Commercial | Education | Existing | Space Heating | Natural Gas | Unit Heater | E3 | PACT BC Ratio | 14.5099 | 14.4632 | 14.4561 | 14.6387 | 15.0334 | 15.5804 | 16.085 | 16.5514 | 17.0463 | 17.4923 | 17.9137 | 18.2824 | 18.5701 | 18.7607 | 18.9164 | 19.0784 | 19.273 | 19.463 | 19.6493 | 19.8292 | 19.9928 | 20.1376 | 0 | 0 | 0 | 0 | 0 | 0 | 0 | 0
F3_Commercial_Education_Existing_Space Heating_Natural Gas_Unit Heater_E4 | F3 | Commercial | Education | Existing | Space Heating | Natural Gas | Unit Heater | E4 | PACT BC Ratio | 0 | 0 | 0 | 0 | 0 | 0 | 0 | 0 | 0 | 0 | 0 | 0 | 0 | 0 | 0 | 0 | 0 | 0 | 0 | 0 | 0 | 0 | 0 | 0 | 0 | 0 | 0 | 0 | 0 | 0
F3_Commercial_Education_Existing_Space Heating_Natural Gas_Unit Heater_E5 | F3 | Commercial | Education | Existing | Space Heating | Natural Gas | Unit Heater | E5 | PACT BC Ratio | 0 | 0 | 0 | 0 | 0 | 0 | 0 | 0 | 0 | 0 | 0 | 0 | 0 | 0 | 0 | 0 | 0 | 0 | 0 | 0 | 0 | 0 | 0 | 0 | 0 | 0 | 0 | 0 | 0 | 0
F3_Commercial_Education_Existing_Space Heating_Natural Gas_Unit Heater_E6 | F3 | Commercial | Education | Existing | Space Heating | Natural Gas | Unit Heater | E6 | PACT BC Ratio | 0 | 0 | 0 | 0 | 0 | 0 | 0 | 0 | 0 | 0 | 0 | 0 | 0 | 0 | 0 | 0 | 0 | 0 | 0 | 0 | 0 | 0 | 0 | 0 | 0 | 0 | 0 | 0 | 0 | 0
F3_Commercial_Education_Existing_Space Heating_Natural Gas_Unit Heater_E7 | F3 | Commercial | Education | Existing | Space Heating | Natural Gas | Unit Heater | E7 | PACT BC Ratio | 0 | 0 | 0 | 0 | 0 | 0 | 0 | 0 | 0 | 0 | 0 | 0 | 0 | 0 | 0 | 0 | 0 | 0 | 0 | 0 | 0 | 0 | 0 | 0 | 0 | 0 | 0 | 0 | 0 | 0
F3_Commercial_Education_Existing_Space Heating_Natural Gas_Unit Heater_E8 | F3 | Commercial | Education | Existing | Space Heating | Natural Gas | Unit Heater | E8 | PACT BC Ratio | 0 | 0 | 0 | 0 | 0 | 0 | 0 | 0 | 0 | 0 | 0 | 0 | 0 | 0 | 0 | 0 | 0 | 0 | 0 | 0 | 0 | 0 | 0 | 0 | 0 | 0 | 0 | 0 | 0 | 0
F3_Commercial_Education_Existing_Space Heating_Natural Gas_Unit Heater_E9 | F3 | Commercial | Education | Existing | Space Heating | Natural Gas | Unit Heater | E9 | PACT BC Ratio | 0 | 0 | 0 | 0 | 0 | 0 | 0 | 0 | 0 | 0 | 0 | 0 | 0 | 0 | 0 | 0 | 0 | 0 | 0 | 0 | 0 | 0 | 0 | 0 | 0 | 0 | 0 | 0 | 0 | 0
F3_Commercial_Education_Existing_Space Heating_Natural Gas_Unit Heater_E10 | F3 | Commercial | Education | Existing | Space Heating | Natural Gas | Unit Heater | E10 | PACT BC Ratio | 0 | 0 | 0 | 0 | 0 | 0 | 0 | 0 | 0 | 0 | 0 | 0 | 0 | 0 | 0 | 0 | 0 | 0 | 0 | 0 | 0 | 0 | 0 | 0 | 0 | 0 | 0 | 0 | 0 | 0
F4_Commercial_Education_Existing_Space Heating_Natural Gas_Unit Heater_E1 | F4 | Commercial | Education | Existing | Space Heating | Natural Gas | Unit Heater | E1 | PCT BC Ratio | 0.9 | 0.9 | 0.9 | 0.9 | 0.9 | 0.9 | 0.9 | 0.9 | 0.9 | 0.9 | 0.9 | 0.9 | 0.9 | 0.9 | 0.9 | 0.9 | 0.9 | 0.9 | 0.9 | 0.9 | 0.9 | 0.9 | 0 | 0 | 0 | 0 | 0 | 0 | 0 | 0
F4_Commercial_Education_Existing_Space Heating_Natural Gas_Unit Heater_E2 | F4 | Commercial | Education | Existing | Space Heating | Natural Gas | Unit Heater | E2 | PCT BC Ratio | 0.85851 | 0.8633 | 0.86903 | 0.87852 | 0.89117 | 0.90609 | 0.9198 | 0.93201 | 0.94385 | 0.95533 | 0.96692 | 0.97818 | 0.98878 | 0.99939 | 1.0095 | 1.0199 | 1.0311 | 1.0423 | 1.0536 | 1.0649 | 1.0761 | 1.0872 | 0 | 0 | 0 | 0 | 0 | 0 | 0 | 0
F4_Commercial_Education_Existing_Space Heating_Natural Gas_Unit Heater_E3 | F4 | Commercial | Education | Existing | Space Heating | Natural Gas | Unit Heater | E3 | PCT BC Ratio | 11.2028 | 11.1678 | 11.1624 | 11.2996 | 11.5963 | 12.0073 | 12.3865 | 12.737 | 13.1089 | 13.4441 | 13.7607 | 14.0378 | 14.254 | 14.3973 | 14.5143 | 14.6361 | 14.7822 | 14.925 | 15.0651 | 15.2002 | 15.3232 | 15.432 | 0 | 0 | 0 | 0 | 0 | 0 | 0 | 0
F4_Commercial_Education_Existing_Space Heating_Natural Gas_Unit Heater_E4 | F4 | Commercial | Education | Existing | Space Heating | Natural Gas | Unit Heater | E4 | PCT BC Ratio | 0 | 0 | 0 | 0 | 0 | 0 | 0 | 0 | 0 | 0 | 0 | 0 | 0 | 0 | 0 | 0 | 0 | 0 | 0 | 0 | 0 | 0 | 0 | 0 | 0 | 0 | 0 | 0 | 0 | 0
F4_Commercial_Education_Existing_Space Heating_Natural Gas_Unit Heater_E5 | F4 | Commercial | Education | Existing | Space Heating | Natural Gas | Unit Heater | E5 | PCT BC Ratio | 0 | 0 | 0 | 0 | 0 | 0 | 0 | 0 | 0 | 0 | 0 | 0 | 0 | 0 | 0 | 0 | 0 | 0 | 0 | 0 | 0 | 0 | 0 | 0 | 0 | 0 | 0 | 0 | 0 | 0
F4_Commercial_Education_Existing_Space Heating_Natural Gas_Unit Heater_E6 | F4 | Commercial | Education | Existing | Space Heating | Natural Gas | Unit Heater | E6 | PCT BC Ratio | 0 | 0 | 0 | 0 | 0 | 0 | 0 | 0 | 0 | 0 | 0 | 0 | 0 | 0 | 0 | 0 | 0 | 0 | 0 | 0 | 0 | 0 | 0 | 0 | 0 | 0 | 0 | 0 | 0 | 0
F4_Commercial_Education_Existing_Space Heating_Natural Gas_Unit Heater_E7 | F4 | Commercial | Education | Existing | Space Heating | Natural Gas | Unit Heater | E7 | PCT BC Ratio | 0 | 0 | 0 | 0 | 0 | 0 | 0 | 0 | 0 | 0 | 0 | 0 | 0 | 0 | 0 | 0 | 0 | 0 | 0 | 0 | 0 | 0 | 0 | 0 | 0 | 0 | 0 | 0 | 0 | 0
F4_Commercial_Education_Existing_Space Heating_Natural Gas_Unit Heater_E8 | F4 | Commercial | Education | Existing | Space Heating | Natural Gas | Unit Heater | E8 | PCT BC Ratio | 0 | 0 | 0 | 0 | 0 | 0 | 0 | 0 | 0 | 0 | 0 | 0 | 0 | 0 | 0 | 0 | 0 | 0 | 0 | 0 | 0 | 0 | 0 | 0 | 0 | 0 | 0 | 0 | 0 | 0
F4_Commercial_Education_Existing_Space Heating_Natural Gas_Unit Heater_E9 | F4 | Commercial | Education | Existing | Space Heating | Natural Gas | Unit Heater | E9 | PCT BC Ratio | 0 | 0 | 0 | 0 | 0 | 0 | 0 | 0 | 0 | 0 | 0 | 0 | 0 | 0 | 0 | 0 | 0 | 0 | 0 | 0 | 0 | 0 | 0 | 0 | 0 | 0 | 0 | 0 | 0 | 0
F4_Commercial_Education_Existing_Space Heating_Natural Gas_Unit Heater_E10 | F4 | Commercial | Education | Existing | Space Heating | Natural Gas | Unit Heater | E10 | PCT BC Ratio | 0 | 0 | 0 | 0 | 0 | 0 | 0 | 0 | 0 | 0 | 0 | 0 | 0 | 0 | 0 | 0 | 0 | 0 | 0 | 0 | 0 | 0 | 0 | 0 | 0 | 0 | 0 | 0 | 0 | 0
F5_Commercial_Education_Existing_Space Heating_Natural Gas_Unit Heater_E1 | F5 | Commercial | Education | Existing | Space Heating | Natural Gas | Unit Heater | E1 | RIM BC Ratio | 0.9 | 0.9 | 0.9 | 0.9 | 0.9 | 0.9 | 0.9 | 0.9 | 0.9 | 0.9 | 0.9 | 0.9 | 0.9 | 0.9 | 0.9 | 0.9 | 0.9 | 0.9 | 0.9 | 0.9 | 0.9 | 0.9 | 0 | 0 | 0 | 0 | 0 | 0 | 0 | 0
F5_Commercial_Education_Existing_Space Heating_Natural Gas_Unit Heater_E2 | F5 | Commercial | Education | Existing | Space Heating | Natural Gas | Unit Heater | E2 | RIM BC Ratio | 0.39363 | 0.3954 | 0.3975 | 0.40094 | 0.40544 | 0.41062 | 0.41528 | 0.41934 | 0.42321 | 0.42689 | 0.43054 | 0.43402 | 0.43724 | 0.44042 | 0.44341 | 0.44643 | 0.44961 | 0.45275 | 0.45587 | 0.45896 | 0.46196 | 0.46487 | 0 | 0 | 0 | 0 | 0 | 0 | 0 | 0
F5_Commercial_Education_Existing_Space Heating_Natural Gas_Unit Heater_E3 | F5 | Commercial | Education | Existing | Space Heating | Natural Gas | Unit Heater | E3 | RIM BC Ratio | 0.78928 | 0.78914 | 0.78912 | 0.78965 | 0.79077 | 0.79224 | 0.7935 | 0.79461 | 0.79572 | 0.79666 | 0.79752 | 0.79824 | 0.79878 | 0.79913 | 0.79941 | 0.79969 | 0.80003 | 0.80036 | 0.80067 | 0.80096 | 0.80123 | 0.80146 | 0 | 0 | 0 | 0 | 0 | 0 | 0 | 0
F5_Commercial_Education_Existing_Space Heating_Natural Gas_Unit Heater_E4 | F5 | Commercial | Education | Existing | Space Heating | Natural Gas | Unit Heater | E4 | RIM BC Ratio | 0 | 0 | 0 | 0 | 0 | 0 | 0 | 0 | 0 | 0 | 0 | 0 | 0 | 0 | 0 | 0 | 0 | 0 | 0 | 0 | 0 | 0 | 0 | 0 | 0 | 0 | 0 | 0 | 0 | 0
F5_Commercial_Education_Existing_Space Heating_Natural Gas_Unit Heater_E5 | F5 | Commercial | Education | Existing | Space Heating | Natural Gas | Unit Heater | E5 | RIM BC Ratio | 0 | 0 | 0 | 0 | 0 | 0 | 0 | 0 | 0 | 0 | 0 | 0 | 0 | 0 | 0 | 0 | 0 | 0 | 0 | 0 | 0 | 0 | 0 | 0 | 0 | 0 | 0 | 0 | 0 | 0
F5_Commercial_Education_Existing_Space Heating_Natural Gas_Unit Heater_E6 | F5 | Commercial | Education | Existing | Space Heating | Natural Gas | Unit Heater | E6 | RIM BC Ratio | 0 | 0 | 0 | 0 | 0 | 0 | 0 | 0 | 0 | 0 | 0 | 0 | 0 | 0 | 0 | 0 | 0 | 0 | 0 | 0 | 0 | 0 | 0 | 0 | 0 | 0 | 0 | 0 | 0 | 0
F5_Commercial_Education_Existing_Space Heating_Natural Gas_Unit Heater_E7 | F5 | Commercial | Education | Existing | Space Heating | Natural Gas | Unit Heater | E7 | RIM BC Ratio | 0 | 0 | 0 | 0 | 0 | 0 | 0 | 0 | 0 | 0 | 0 | 0 | 0 | 0 | 0 | 0 | 0 | 0 | 0 | 0 | 0 | 0 | 0 | 0 | 0 | 0 | 0 | 0 | 0 | 0
F5_Commercial_Education_Existing_Space Heating_Natural Gas_Unit Heater_E8 | F5 | Commercial | Education | Existing | Space Heating | Natural Gas | Unit Heater | E8 | RIM BC Ratio | 0 | 0 | 0 | 0 | 0 | 0 | 0 | 0 | 0 | 0 | 0 | 0 | 0 | 0 | 0 | 0 | 0 | 0 | 0 | 0 | 0 | 0 | 0 | 0 | 0 | 0 | 0 | 0 | 0 | 0
F5_Commercial_Education_Existing_Space Heating_Natural Gas_Unit Heater_E9 | F5 | Commercial | Education | Existing | Space Heating | Natural Gas | Unit Heater | E9 | RIM BC Ratio | 0 | 0 | 0 | 0 | 0 | 0 | 0 | 0 | 0 | 0 | 0 | 0 | 0 | 0 | 0 | 0 | 0 | 0 | 0 | 0 | 0 | 0 | 0 | 0 | 0 | 0 | 0 | 0 | 0 | 0
F5_Commercial_Education_Existing_Space Heating_Natural Gas_Unit Heater_E10 | F5 | Commercial | Education | Existing | Space Heating | Natural Gas | Unit Heater | E10 | RIM BC Ratio | 0 | 0 | 0 | 0 | 0 | 0 | 0 | 0 | 0 | 0 | 0 | 0 | 0 | 0 | 0 | 0 | 0 | 0 | 0 | 0 | 0 | 0 | 0 | 0 | 0 | 0 | 0 | 0 | 0 | 0
F0_Commercial_Education_Existing_Water Heating_Natural Gas_Water Heater_E0 | F0 | Commercial | Education | Existing | Water Heating | Natural Gas | Water Heater | E0 | Economic Unit | Gas-Fired Absorption HPWH | Gas-Fired Absorption HPWH | Gas-Fired Absorption HPWH | Gas-Fired Absorption HPWH | Gas-Fired Absorption HPWH | Gas-Fired Absorption HPWH | Gas-Fired Absorption HPWH | Gas-Fired Absorption HPWH | Gas-Fired Absorption HPWH | Gas-Fired Absorption HPWH | Gas-Fired Absorption HPWH | Gas-Fired Absorption HPWH | Gas-Fired Absorption HPWH | Gas-Fired Absorption HPWH | Gas-Fired Absorption HPWH | Gas-Fired Absorption HPWH | Gas-Fired Absorption HPWH | Gas-Fired Absorption HPWH | Gas-Fired Absorption HPWH | Gas-Fired Absorption HPWH | Gas-Fired Absorption HPWH | Gas-Fired Absorption HPWH | 0 | 0 | 0 | 0 | 0 | 0 | 0 | 0
F1_Commercial_Education_Existing_Water Heating_Natural Gas_Water Heater_E1 | F1 | Commercial | Education | Existing | Water Heating | Natural Gas | Water Heater | E1 | CCE | 0 | 0 | 0 | 0 | 0 | 0 | 0 | 0 | 0 | 0 | 0 | 0 | 0 | 0 | 0 | 0 | 0 | 0 | 0 | 0 | 0 | 0 | 0 | 0 | 0 | 0 | 0 | 0 | 0 | 0
F1_Commercial_Education_Existing_Water Heating_Natural Gas_Water Heater_E2 | F1 | Commercial | Education | Existing | Water Heating | Natural Gas | Water Heater | E2 | CCE | -0.00040101 | -0.00040101 | -0.00042129 | -0.00041489 | -0.00040867 | -0.00040089 | -0.0003998 | -0.00039723 | -0.00039483 | -0.00039123 | -0.00039067 | -0.00038887 | -0.00038727 | -0.00038421 | -0.00038461 | -0.00038344 | -0.00038228 | -0.00037976 | -0.0003805 | -0.00037976 | -0.0003792 | -0.00037708 | 0 | 0 | 0 | 0 | 0 | 0 | 0 | 0
F1_Commercial_Education_Existing_Water Heating_Natural Gas_Water Heater_E3 | F1 | Commercial | Education | Existing | Water Heating | Natural Gas | Water Heater | E3 | CCE | 0.00037345 | 0.00037345 | 0.00039233 | 0.00038637 | 0.00038057 | 0.00037333 | 0.00037231 | 0.00036992 | 0.00036769 | 0.00036433 | 0.00036381 | 0.00036214 | 0.00036065 | 0.00035779 | 0.00035817 | 0.00035708 | 0.000356 | 0.00035365 | 0.00035434 | 0.00035365 | 0.00035313 | 0.00035116 | 0 | 0 | 0 | 0 | 0 | 0 | 0 | 0
F1_Commercial_Education_Existing_Water Heating_Natural Gas_Water Heater_E4 | F1 | Commercial | Education | Existing | Water Heating | Natural Gas | Water Heater | E4 | CCE | -0.0016178 | -0.0016178 | -0.0016996 | -0.0016738 | -0.0016487 | -0.0016173 | -0.0016129 | -0.0016025 | -0.0015929 | -0.0015783 | -0.0015761 | -0.0015688 | -0.0015624 | -0.00155 | -0.0015516 | -0.0015469 | -0.0015422 | -0.0015321 | -0.0015351 | -0.0015321 | -0.0015298 | -0.0015213 | 0 | 0 | 0 | 0 | 0 | 0 | 0 | 0
F1_Commercial_Education_Existing_Water Heating_Natural Gas_Water Heater_E5 | F1 | Commercial | Education | Existing | Water Heating | Natural Gas | Water Heater | E5 | CCE | 0 | 0 | 0 | 0 | 0 | 0 | 0 | 0 | 0 | 0 | 0 | 0 | 0 | 0 | 0 | 0 | 0 | 0 | 0 | 0 | 0 | 0 | 0 | 0 | 0 | 0 | 0 | 0 | 0 | 0
F1_Commercial_Education_Existing_Water Heating_Natural Gas_Water Heater_E6 | F1 | Commercial | Education | Existing | Water Heating | Natural Gas | Water Heater | E6 | CCE | 0 | 0 | 0 | 0 | 0 | 0 | 0 | 0 | 0 | 0 | 0 | 0 | 0 | 0 | 0 | 0 | 0 | 0 | 0 | 0 | 0 | 0 | 0 | 0 | 0 | 0 | 0 | 0 | 0 | 0
F1_Commercial_Education_Existing_Water Heating_Natural Gas_Water Heater_E7 | F1 | Commercial | Education | Existing | Water Heating | Natural Gas | Water Heater | E7 | CCE | 0 | 0 | 0 | 0 | 0 | 0 | 0 | 0 | 0 | 0 | 0 | 0 | 0 | 0 | 0 | 0 | 0 | 0 | 0 | 0 | 0 | 0 | 0 | 0 | 0 | 0 | 0 | 0 | 0 | 0
F1_Commercial_Education_Existing_Water Heating_Natural Gas_Water Heater_E8 | F1 | Commercial | Education | Existing | Water Heating | Natural Gas | Water Heater | E8 | CCE | 0 | 0 | 0 | 0 | 0 | 0 | 0 | 0 | 0 | 0 | 0 | 0 | 0 | 0 | 0 | 0 | 0 | 0 | 0 | 0 | 0 | 0 | 0 | 0 | 0 | 0 | 0 | 0 | 0 | 0
F1_Commercial_Education_Existing_Water Heating_Natural Gas_Water Heater_E9 | F1 | Commercial | Education | Existing | Water Heating | Natural Gas | Water Heater | E9 | CCE | 0 | 0 | 0 | 0 | 0 | 0 | 0 | 0 | 0 | 0 | 0 | 0 | 0 | 0 | 0 | 0 | 0 | 0 | 0 | 0 | 0 | 0 | 0 | 0 | 0 | 0 | 0 | 0 | 0 | 0
F1_Commercial_Education_Existing_Water Heating_Natural Gas_Water Heater_E10 | F1 | Commercial | Education | Existing | Water Heating | Natural Gas | Water Heater | E10 | CCE | 0 | 0 | 0 | 0 | 0 | 0 | 0 | 0 | 0 | 0 | 0 | 0 | 0 | 0 | 0 | 0 | 0 | 0 | 0 | 0 | 0 | 0 | 0 | 0 | 0 | 0 | 0 | 0 | 0 | 0
F2_Commercial_Education_Existing_Water Heating_Natural Gas_Water Heater_E1 | F2 | Commercial | Education | Existing | Water Heating | Natural Gas | Water Heater | E1 | TRC BC Ratio | 0.9 | 0.9 | 0.9 | 0.9 | 0.9 | 0.9 | 0.9 | 0.9 | 0.9 | 0.9 | 0.9 | 0.9 | 0.9 | 0.9 | 0.9 | 0.9 | 0.9 | 0.9 | 0.9 | 0.9 | 0.9 | 0.9 | 0 | 0 | 0 | 0 | 0 | 0 | 0 | 0
F2_Commercial_Education_Existing_Water Heating_Natural Gas_Water Heater_E2 | F2 | Commercial | Education | Existing | Water Heating | Natural Gas | Water Heater | E2 | TRC BC Ratio | 0.9 | 0.9 | 0.9 | 0.9 | 0.9 | 0.9 | 0.9 | 0.9 | 0.9 | 0.9 | 0.9 | 0.9 | 0.9 | 0.9 | 0.9 | 0.9 | 0.9 | 0.9 | 0.9 | 0.9 | 0.9 | 0.9 | 0 | 0 | 0 | 0 | 0 | 0 | 0 | 0
F2_Commercial_Education_Existing_Water Heating_Natural Gas_Water Heater_E3 | F2 | Commercial | Education | Existing | Water Heating | Natural Gas | Water Heater | E3 | TRC BC Ratio | 23.45 | 23.6062 | 23.8087 | 24.1997 | 24.7424 | 25.3955 | 25.9885 | 26.4965 | 26.9787 | 27.4712 | 27.9985 | 28.5129 | 28.9993 | 29.489 | 29.9219 | 30.3317 | 30.7752 | 31.2202 | 31.6676 | 32.1151 | 32.5542 | 32.9828 | 0 | 0 | 0 | 0 | 0 | 0 | 0 | 0
F2_Commercial_Education_Existing_Water Heating_Natural Gas_Water Heater_E4 | F2 | Commercial | Education | Existing | Water Heating | Natural Gas | Water Heater | E4 | TRC BC Ratio | 0.9 | 0.9 | 0.9 | 0.9 | 0.9 | 0.9 | 0.9 | 0.9 | 0.9 | 0.9 | 0.9 | 0.9 | 0.9 | 0.9 | 0.9 | 0.9 | 0.9 | 0.9 | 0.9 | 0.9 | 0.9 | 0.9 | 0 | 0 | 0 | 0 | 0 | 0 | 0 | 0
F2_Commercial_Education_Existing_Water Heating_Natural Gas_Water Heater_E5 | F2 | Commercial | Education | Existing | Water Heating | Natural Gas | Water Heater | E5 | TRC BC Ratio | 0 | 0 | 0 | 0 | 0 | 0 | 0 | 0 | 0 | 0 | 0 | 0 | 0 | 0 | 0 | 0 | 0 | 0 | 0 | 0 | 0 | 0 | 0 | 0 | 0 | 0 | 0 | 0 | 0 | 0
F2_Commercial_Education_Existing_Water Heating_Natural Gas_Water Heater_E6 | F2 | Commercial | Education | Existing | Water Heating | Natural Gas | Water Heater | E6 | TRC BC Ratio | 0 | 0 | 0 | 0 | 0 | 0 | 0 | 0 | 0 | 0 | 0 | 0 | 0 | 0 | 0 | 0 | 0 | 0 | 0 | 0 | 0 | 0 | 0 | 0 | 0 | 0 | 0 | 0 | 0 | 0
F2_Commercial_Education_Existing_Water Heating_Natural Gas_Water Heater_E7 | F2 | Commercial | Education | Existing | Water Heating | Natural Gas | Water Heater | E7 | TRC BC Ratio | 0 | 0 | 0 | 0 | 0 | 0 | 0 | 0 | 0 | 0 | 0 | 0 | 0 | 0 | 0 | 0 | 0 | 0 | 0 | 0 | 0 | 0 | 0 | 0 | 0 | 0 | 0 | 0 | 0 | 0
F2_Commercial_Education_Existing_Water Heating_Natural Gas_Water Heater_E8 | F2 | Commercial | Education | Existing | Water Heating | Natural Gas | Water Heater | E8 | TRC BC Ratio | 0 | 0 | 0 | 0 | 0 | 0 | 0 | 0 | 0 | 0 | 0 | 0 | 0 | 0 | 0 | 0 | 0 | 0 | 0 | 0 | 0 | 0 | 0 | 0 | 0 | 0 | 0 | 0 | 0 | 0
F2_Commercial_Education_Existing_Water Heating_Natural Gas_Water Heater_E9 | F2 | Commercial | Education | Existing | Water Heating | Natural Gas | Water Heater | E9 | TRC BC Ratio | 0 | 0 | 0 | 0 | 0 | 0 | 0 | 0 | 0 | 0 | 0 | 0 | 0 | 0 | 0 | 0 | 0 | 0 | 0 | 0 | 0 | 0 | 0 | 0 | 0 | 0 | 0 | 0 | 0 | 0
F2_Commercial_Education_Existing_Water Heating_Natural Gas_Water Heater_E10 | F2 | Commercial | Education | Existing | Water Heating | Natural Gas | Water Heater | E10 | TRC BC Ratio | 0 | 0 | 0 | 0 | 0 | 0 | 0 | 0 | 0 | 0 | 0 | 0 | 0 | 0 | 0 | 0 | 0 | 0 | 0 | 0 | 0 | 0 | 0 | 0 | 0 | 0 | 0 | 0 | 0 | 0
F3_Commercial_Education_Existing_Water Heating_Natural Gas_Water Heater_E1 | F3 | Commercial | Education | Existing | Water Heating | Natural Gas | Water Heater | E1 | PACT BC Ratio | 0.9 | 0.9 | 0.9 | 0.9 | 0.9 | 0.9 | 0.9 | 0.9 | 0.9 | 0.9 | 0.9 | 0.9 | 0.9 | 0.9 | 0.9 | 0.9 | 0.9 | 0.9 | 0.9 | 0.9 | 0.9 | 0.9 | 0 | 0 | 0 | 0 | 0 | 0 | 0 | 0
F3_Commercial_Education_Existing_Water Heating_Natural Gas_Water Heater_E2 | F3 | Commercial | Education | Existing | Water Heating | Natural Gas | Water Heater | E2 | PACT BC Ratio | 0.9 | 0.9 | 0.9 | 0.9 | 0.9 | 0.9 | 0.9 | 0.9 | 0.9 | 0.9 | 0.9 | 0.9 | 0.9 | 0.9 | 0.9 | 0.9 | 0.9 | 0.9 | 0.9 | 0.9 | 0.9 | 0.9 | 0 | 0 | 0 | 0 | 0 | 0 | 0 | 0
F3_Commercial_Education_Existing_Water Heating_Natural Gas_Water Heater_E3 | F3 | Commercial | Education | Existing | Water Heating | Natural Gas | Water Heater | E3 | PACT BC Ratio | 38.3467 | 38.6022 | 38.9333 | 39.5727 | 40.4601 | 41.5282 | 42.4978 | 43.3286 | 44.1171 | 44.9225 | 45.7848 | 46.6259 | 47.4212 | 48.2222 | 48.93 | 49.6001 | 50.3253 | 51.0531 | 51.7847 | 52.5164 | 53.2345 | 53.9354 | 0 | 0 | 0 | 0 | 0 | 0 | 0 | 0
F3_Commercial_Education_Existing_Water Heating_Natural Gas_Water Heater_E4 | F3 | Commercial | Education | Existing | Water Heating | Natural Gas | Water Heater | E4 | PACT BC Ratio | 0.9 | 0.9 | 0.9 | 0.9 | 0.9 | 0.9 | 0.9 | 0.9 | 0.9 | 0.9 | 0.9 | 0.9 | 0.9 | 0.9 | 0.9 | 0.9 | 0.9 | 0.9 | 0.9 | 0.9 | 0.9 | 0.9 | 0 | 0 | 0 | 0 | 0 | 0 | 0 | 0
F3_Commercial_Education_Existing_Water Heating_Natural Gas_Water Heater_E5 | F3 | Commercial | Education | Existing | Water Heating | Natural Gas | Water Heater | E5 | PACT BC Ratio | 0 | 0 | 0 | 0 | 0 | 0 | 0 | 0 | 0 | 0 | 0 | 0 | 0 | 0 | 0 | 0 | 0 | 0 | 0 | 0 | 0 | 0 | 0 | 0 | 0 | 0 | 0 | 0 | 0 | 0
F3_Commercial_Education_Existing_Water Heating_Natural Gas_Water Heater_E6 | F3 | Commercial | Education | Existing | Water Heating | Natural Gas | Water Heater | E6 | PACT BC Ratio | 0 | 0 | 0 | 0 | 0 | 0 | 0 | 0 | 0 | 0 | 0 | 0 | 0 | 0 | 0 | 0 | 0 | 0 | 0 | 0 | 0 | 0 | 0 | 0 | 0 | 0 | 0 | 0 | 0 | 0
F3_Commercial_Education_Existing_Water Heating_Natural Gas_Water Heater_E7 | F3 | Commercial | Education | Existing | Water Heating | Natural Gas | Water Heater | E7 | PACT BC Ratio | 0 | 0 | 0 | 0 | 0 | 0 | 0 | 0 | 0 | 0 | 0 | 0 | 0 | 0 | 0 | 0 | 0 | 0 | 0 | 0 | 0 | 0 | 0 | 0 | 0 | 0 | 0 | 0 | 0 | 0
F3_Commercial_Education_Existing_Water Heating_Natural Gas_Water Heater_E8 | F3 | Commercial | Education | Existing | Water Heating | Natural Gas | Water Heater | E8 | PACT BC Ratio | 0 | 0 | 0 | 0 | 0 | 0 | 0 | 0 | 0 | 0 | 0 | 0 | 0 | 0 | 0 | 0 | 0 | 0 | 0 | 0 | 0 | 0 | 0 | 0 | 0 | 0 | 0 | 0 | 0 | 0
F3_Commercial_Education_Existing_Water Heating_Natural Gas_Water Heater_E9 | F3 | Commercial | Education | Existing | Water Heating | Natural Gas | Water Heater | E9 | PACT BC Ratio | 0 | 0 | 0 | 0 | 0 | 0 | 0 | 0 | 0 | 0 | 0 | 0 | 0 | 0 | 0 | 0 | 0 | 0 | 0 | 0 | 0 | 0 | 0 | 0 | 0 | 0 | 0 | 0 | 0 | 0
F3_Commercial_Education_Existing_Water Heating_Natural Gas_Water Heater_E10 | F3 | Commercial | Education | Existing | Water Heating | Natural Gas | Water Heater | E10 | PACT BC Ratio | 0 | 0 | 0 | 0 | 0 | 0 | 0 | 0 | 0 | 0 | 0 | 0 | 0 | 0 | 0 | 0 | 0 | 0 | 0 | 0 | 0 | 0 | 0 | 0 | 0 | 0 | 0 | 0 | 0 | 0
F4_Commercial_Education_Existing_Water Heating_Natural Gas_Water Heater_E1 | F4 | Commercial | Education | Existing | Water Heating | Natural Gas | Water Heater | E1 | PCT BC Ratio | 0.9 | 0.9 | 0.9 | 0.9 | 0.9 | 0.9 | 0.9 | 0.9 | 0.9 | 0.9 | 0.9 | 0.9 | 0.9 | 0.9 | 0.9 | 0.9 | 0.9 | 0.9 | 0.9 | 0.9 | 0.9 | 0.9 | 0 | 0 | 0 | 0 | 0 | 0 | 0 | 0
F4_Commercial_Education_Existing_Water Heating_Natural Gas_Water Heater_E2 | F4 | Commercial | Education | Existing | Water Heating | Natural Gas | Water Heater | E2 | PCT BC Ratio | 0.9 | 0.9 | 0.9 | 0.9 | 0.9 | 0.9 | 0.9 | 0.9 | 0.9 | 0.9 | 0.9 | 0.9 | 0.9 | 0.9 | 0.9 | 0.9 | 0.9 | 0.9 | 0.9 | 0.9 | 0.9 | 0.9 | 0 | 0 | 0 | 0 | 0 | 0 | 0 | 0
F4_Commercial_Education_Existing_Water Heating_Natural Gas_Water Heater_E3 | F4 | Commercial | Education | Existing | Water Heating | Natural Gas | Water Heater | E3 | PCT BC Ratio | 41.7636 | 42.0391 | 42.3959 | 43.0851 | 44.0417 | 45.193 | 46.2382 | 47.1337 | 47.9837 | 48.8519 | 49.7813 | 50.688 | 51.5453 | 52.4087 | 53.1717 | 53.894 | 54.6757 | 55.4602 | 56.2489 | 57.0376 | 57.8116 | 58.5671 | 0 | 0 | 0 | 0 | 0 | 0 | 0 | 0
F4_Commercial_Education_Existing_Water Heating_Natural Gas_Water Heater_E4 | F4 | Commercial | Education | Existing | Water Heating | Natural Gas | Water Heater | E4 | PCT BC Ratio | 0.9 | 0.9 | 0.9 | 0.9 | 0.9 | 0.9 | 0.9 | 0.9 | 0.9 | 0.9 | 0.9 | 0.9 | 0.9 | 0.9 | 0.9 | 0.9 | 0.9 | 0.9 | 0.9 | 0.9 | 0.9 | 0.9 | 0 | 0 | 0 | 0 | 0 | 0 | 0 | 0
F4_Commercial_Education_Existing_Water Heating_Natural Gas_Water Heater_E5 | F4 | Commercial | Education | Existing | Water Heating | Natural Gas | Water Heater | E5 | PCT BC Ratio | 0 | 0 | 0 | 0 | 0 | 0 | 0 | 0 | 0 | 0 | 0 | 0 | 0 | 0 | 0 | 0 | 0 | 0 | 0 | 0 | 0 | 0 | 0 | 0 | 0 | 0 | 0 | 0 | 0 | 0
F4_Commercial_Education_Existing_Water Heating_Natural Gas_Water Heater_E6 | F4 | Commercial | Education | Existing | Water Heating | Natural Gas | Water Heater | E6 | PCT BC Ratio | 0 | 0 | 0 | 0 | 0 | 0 | 0 | 0 | 0 | 0 | 0 | 0 | 0 | 0 | 0 | 0 | 0 | 0 | 0 | 0 | 0 | 0 | 0 | 0 | 0 | 0 | 0 | 0 | 0 | 0
F4_Commercial_Education_Existing_Water Heating_Natural Gas_Water Heater_E7 | F4 | Commercial | Education | Existing | Water Heating | Natural Gas | Water Heater | E7 | PCT BC Ratio | 0 | 0 | 0 | 0 | 0 | 0 | 0 | 0 | 0 | 0 | 0 | 0 | 0 | 0 | 0 | 0 | 0 | 0 | 0 | 0 | 0 | 0 | 0 | 0 | 0 | 0 | 0 | 0 | 0 | 0
F4_Commercial_Education_Existing_Water Heating_Natural Gas_Water Heater_E8 | F4 | Commercial | Education | Existing | Water Heating | Natural Gas | Water Heater | E8 | PCT BC Ratio | 0 | 0 | 0 | 0 | 0 | 0 | 0 | 0 | 0 | 0 | 0 | 0 | 0 | 0 | 0 | 0 | 0 | 0 | 0 | 0 | 0 | 0 | 0 | 0 | 0 | 0 | 0 | 0 | 0 | 0
F4_Commercial_Education_Existing_Water Heating_Natural Gas_Water Heater_E9 | F4 | Commercial | Education | Existing | Water Heating | Natural Gas | Water Heater | E9 | PCT BC Ratio | 0 | 0 | 0 | 0 | 0 | 0 | 0 | 0 | 0 | 0 | 0 | 0 | 0 | 0 | 0 | 0 | 0 | 0 | 0 | 0 | 0 | 0 | 0 | 0 | 0 | 0 | 0 | 0 | 0 | 0
F4_Commercial_Education_Existing_Water Heating_Natural Gas_Water Heater_E10 | F4 | Commercial | Education | Existing | Water Heating | Natural Gas | Water Heater | E10 | PCT BC Ratio | 0 | 0 | 0 | 0 | 0 | 0 | 0 | 0 | 0 | 0 | 0 | 0 | 0 | 0 | 0 | 0 | 0 | 0 | 0 | 0 | 0 | 0 | 0 | 0 | 0 | 0 | 0 | 0 | 0 | 0
F5_Commercial_Education_Existing_Water Heating_Natural Gas_Water Heater_E1 | F5 | Commercial | Education | Existing | Water Heating | Natural Gas | Water Heater | E1 | RIM BC Ratio | 0.9 | 0.9 | 0.9 | 0.9 | 0.9 | 0.9 | 0.9 | 0.9 | 0.9 | 0.9 | 0.9 | 0.9 | 0.9 | 0.9 | 0.9 | 0.9 | 0.9 | 0.9 | 0.9 | 0.9 | 0.9 | 0.9 | 0 | 0 | 0 | 0 | 0 | 0 | 0 | 0
F5_Commercial_Education_Existing_Water Heating_Natural Gas_Water Heater_E2 | F5 | Commercial | Education | Existing | Water Heating | Natural Gas | Water Heater | E2 | RIM BC Ratio | 0.9 | 0.9 | 0.9 | 0.9 | 0.9 | 0.9 | 0.9 | 0.9 | 0.9 | 0.9 | 0.9 | 0.9 | 0.9 | 0.9 | 0.9 | 0.9 | 0.9 | 0.9 | 0.9 | 0.9 | 0.9 | 0.9 | 0 | 0 | 0 | 0 | 0 | 0 | 0 | 0
F5_Commercial_Education_Existing_Water Heating_Natural Gas_Water Heater_E3 | F5 | Commercial | Education | Existing | Water Heating | Natural Gas | Water Heater | E3 | RIM BC Ratio | 0.8169 | 0.81701 | 0.81716 | 0.81744 | 0.81781 | 0.81823 | 0.8186 | 0.8189 | 0.81918 | 0.81945 | 0.81973 | 0.82 | 0.82024 | 0.82048 | 0.82068 | 0.82087 | 0.82106 | 0.82125 | 0.82144 | 0.82162 | 0.82179 | 0.82196 | 0 | 0 | 0 | 0 | 0 | 0 | 0 | 0
F5_Commercial_Education_Existing_Water Heating_Natural Gas_Water Heater_E4 | F5 | Commercial | Education | Existing | Water Heating | Natural Gas | Water Heater | E4 | RIM BC Ratio | 0.9 | 0.9 | 0.9 | 0.9 | 0.9 | 0.9 | 0.9 | 0.9 | 0.9 | 0.9 | 0.9 | 0.9 | 0.9 | 0.9 | 0.9 | 0.9 | 0.9 | 0.9 | 0.9 | 0.9 | 0.9 | 0.9 | 0 | 0 | 0 | 0 | 0 | 0 | 0 | 0
F5_Commercial_Education_Existing_Water Heating_Natural Gas_Water Heater_E5 | F5 | Commercial | Education | Existing | Water Heating | Natural Gas | Water Heater | E5 | RIM BC Ratio | 0 | 0 | 0 | 0 | 0 | 0 | 0 | 0 | 0 | 0 | 0 | 0 | 0 | 0 | 0 | 0 | 0 | 0 | 0 | 0 | 0 | 0 | 0 | 0 | 0 | 0 | 0 | 0 | 0 | 0
F5_Commercial_Education_Existing_Water Heating_Natural Gas_Water Heater_E6 | F5 | Commercial | Education | Existing | Water Heating | Natural Gas | Water Heater | E6 | RIM BC Ratio | 0 | 0 | 0 | 0 | 0 | 0 | 0 | 0 | 0 | 0 | 0 | 0 | 0 | 0 | 0 | 0 | 0 | 0 | 0 | 0 | 0 | 0 | 0 | 0 | 0 | 0 | 0 | 0 | 0 | 0
F5_Commercial_Education_Existing_Water Heating_Natural Gas_Water Heater_E7 | F5 | Commercial | Education | Existing | Water Heating | Natural Gas | Water Heater | E7 | RIM BC Ratio | 0 | 0 | 0 | 0 | 0 | 0 | 0 | 0 | 0 | 0 | 0 | 0 | 0 | 0 | 0 | 0 | 0 | 0 | 0 | 0 | 0 | 0 | 0 | 0 | 0 | 0 | 0 | 0 | 0 | 0
F5_Commercial_Education_Existing_Water Heating_Natural Gas_Water Heater_E8 | F5 | Commercial | Education | Existing | Water Heating | Natural Gas | Water Heater | E8 | RIM BC Ratio | 0 | 0 | 0 | 0 | 0 | 0 | 0 | 0 | 0 | 0 | 0 | 0 | 0 | 0 | 0 | 0 | 0 | 0 | 0 | 0 | 0 | 0 | 0 | 0 | 0 | 0 | 0 | 0 | 0 | 0
F5_Commercial_Education_Existing_Water Heating_Natural Gas_Water Heater_E9 | F5 | Commercial | Education | Existing | Water Heating | Natural Gas | Water Heater | E9 | RIM BC Ratio | 0 | 0 | 0 | 0 | 0 | 0 | 0 | 0 | 0 | 0 | 0 | 0 | 0 | 0 | 0 | 0 | 0 | 0 | 0 | 0 | 0 | 0 | 0 | 0 | 0 | 0 | 0 | 0 | 0 | 0
F5_Commercial_Education_Existing_Water Heating_Natural Gas_Water Heater_E10 | F5 | Commercial | Education | Existing | Water Heating | Natural Gas | Water Heater | E10 | RIM BC Ratio | 0 | 0 | 0 | 0 | 0 | 0 | 0 | 0 | 0 | 0 | 0 | 0 | 0 | 0 | 0 | 0 | 0 | 0 | 0 | 0 | 0 | 0 | 0 | 0 | 0 | 0 | 0 | 0 | 0 | 0
F0_Commercial_Education_Existing_Food Preparation_Natural Gas_Oven_E0 | F0 | Commercial | Education | Existing | Food Preparation | Natural Gas | Oven | E0 | Economic Unit | ENERGY STAR (>44% Baking Efficiency) | ENERGY STAR (>44% Baking Efficiency) | ENERGY STAR (>44% Baking Efficiency) | ENERGY STAR (>44% Baking Efficiency) | ENERGY STAR (>44% Baking Efficiency) | ENERGY STAR (>44% Baking Efficiency) | ENERGY STAR (>44% Baking Efficiency) | ENERGY STAR (>44% Baking Efficiency) | ENERGY STAR (>44% Baking Efficiency) | ENERGY STAR (>44% Baking Efficiency) | ENERGY STAR (>44% Baking Efficiency) | ENERGY STAR (>44% Baking Efficiency) | ENERGY STAR (>44% Baking Efficiency) | ENERGY STAR (>44% Baking Efficiency) | ENERGY STAR (>44% Baking Efficiency) | ENERGY STAR (>44% Baking Efficiency) | ENERGY STAR (>44% Baking Efficiency) | ENERGY STAR (>44% Baking Efficiency) | ENERGY STAR (>44% Baking Efficiency) | ENERGY STAR (>44% Baking Efficiency) | ENERGY STAR (>44% Baking Efficiency) | ENERGY STAR (>44% Baking Efficiency) | 0 | 0 | 0 | 0 | 0 | 0 | 0 | 0
F1_Commercial_Education_Existing_Food Preparation_Natural Gas_Oven_E1 | F1 | Commercial | Education | Existing | Food Preparation | Natural Gas | Oven | E1 | CCE | 0 | 0 | 0 | 0 | 0 | 0 | 0 | 0 | 0 | 0 | 0 | 0 | 0 | 0 | 0 | 0 | 0 | 0 | 0 | 0 | 0 | 0 | 0 | 0 | 0 | 0 | 0 | 0 | 0 | 0
F1_Commercial_Education_Existing_Food Preparation_Natural Gas_Oven_E2 | F1 | Commercial | Education | Existing | Food Preparation | Natural Gas | Oven | E2 | CCE | 0.00045896 | 0.00045896 | 0.00048217 | 0.00047484 | 0.00046772 | 0.00045882 | 0.00045757 | 0.00045463 | 0.00045189 | 0.00044776 | 0.00044712 | 0.00044507 | 0.00044323 | 0.00043973 | 0.00044019 | 0.00043885 | 0.00043753 | 0.00043464 | 0.00043549 | 0.00043464 | 0.000434 | 0.00043158 | 0 | 0 | 0 | 0 | 0 | 0 | 0 | 0
F1_Commercial_Education_Existing_Food Preparation_Natural Gas_Oven_E3 | F1 | Commercial | Education | Existing | Food Preparation | Natural Gas | Oven | E3 | CCE | 0 | 0 | 0 | 0 | 0 | 0 | 0 | 0 | 0 | 0 | 0 | 0 | 0 | 0 | 0 | 0 | 0 | 0 | 0 | 0 | 0 | 0 | 0 | 0 | 0 | 0 | 0 | 0 | 0 | 0
F1_Commercial_Education_Existing_Food Preparation_Natural Gas_Oven_E4 | F1 | Commercial | Education | Existing | Food Preparation | Natural Gas | Oven | E4 | CCE | 0 | 0 | 0 | 0 | 0 | 0 | 0 | 0 | 0 | 0 | 0 | 0 | 0 | 0 | 0 | 0 | 0 | 0 | 0 | 0 | 0 | 0 | 0 | 0 | 0 | 0 | 0 | 0 | 0 | 0
F1_Commercial_Education_Existing_Food Preparation_Natural Gas_Oven_E5 | F1 | Commercial | Education | Existing | Food Preparation | Natural Gas | Oven | E5 | CCE | 0 | 0 | 0 | 0 | 0 | 0 | 0 | 0 | 0 | 0 | 0 | 0 | 0 | 0 | 0 | 0 | 0 | 0 | 0 | 0 | 0 | 0 | 0 | 0 | 0 | 0 | 0 | 0 | 0 | 0
F1_Commercial_Education_Existing_Food Preparation_Natural Gas_Oven_E6 | F1 | Commercial | Education | Existing | Food Preparation | Natural Gas | Oven | E6 | CCE | 0 | 0 | 0 | 0 | 0 | 0 | 0 | 0 | 0 | 0 | 0 | 0 | 0 | 0 | 0 | 0 | 0 | 0 | 0 | 0 | 0 | 0 | 0 | 0 | 0 | 0 | 0 | 0 | 0 | 0
F1_Commercial_Education_Existing_Food Preparation_Natural Gas_Oven_E7 | F1 | Commercial | Education | Existing | Food Preparation | Natural Gas | Oven | E7 | CCE | 0 | 0 | 0 | 0 | 0 | 0 | 0 | 0 | 0 | 0 | 0 | 0 | 0 | 0 | 0 | 0 | 0 | 0 | 0 | 0 | 0 | 0 | 0 | 0 | 0 | 0 | 0 | 0 | 0 | 0
F1_Commercial_Education_Existing_Food Preparation_Natural Gas_Oven_E8 | F1 | Commercial | Education | Existing | Food Preparation | Natural Gas | Oven | E8 | CCE | 0 | 0 | 0 | 0 | 0 | 0 | 0 | 0 | 0 | 0 | 0 | 0 | 0 | 0 | 0 | 0 | 0 | 0 | 0 | 0 | 0 | 0 | 0 | 0 | 0 | 0 | 0 | 0 | 0 | 0
F1_Commercial_Education_Existing_Food Preparation_Natural Gas_Oven_E9 | F1 | Commercial | Education | Existing | Food Preparation | Natural Gas | Oven | E9 | CCE | 0 | 0 | 0 | 0 | 0 | 0 | 0 | 0 | 0 | 0 | 0 | 0 | 0 | 0 | 0 | 0 | 0 | 0 | 0 | 0 | 0 | 0 | 0 | 0 | 0 | 0 | 0 | 0 | 0 | 0
F1_Commercial_Education_Existing_Food Preparation_Natural Gas_Oven_E10 | F1 | Commercial | Education | Existing | Food Preparation | Natural Gas | Oven | E10 | CCE | 0 | 0 | 0 | 0 | 0 | 0 | 0 | 0 | 0 | 0 | 0 | 0 | 0 | 0 | 0 | 0 | 0 | 0 | 0 | 0 | 0 | 0 | 0 | 0 | 0 | 0 | 0 | 0 | 0 | 0
F2_Commercial_Education_Existing_Food Preparation_Natural Gas_Oven_E1 | F2 | Commercial | Education | Existing | Food Preparation | Natural Gas | Oven | E1 | TRC BC Ratio | 0.9 | 0.9 | 0.9 | 0.9 | 0.9 | 0.9 | 0.9 | 0.9 | 0.9 | 0.9 | 0.9 | 0.9 | 0.9 | 0.9 | 0.9 | 0.9 | 0.9 | 0.9 | 0.9 | 0.9 | 0.9 | 0.9 | 0 | 0 | 0 | 0 | 0 | 0 | 0 | 0
F2_Commercial_Education_Existing_Food Preparation_Natural Gas_Oven_E2 | F2 | Commercial | Education | Existing | Food Preparation | Natural Gas | Oven | E2 | TRC BC Ratio | 19.3861 | 19.5519 | 19.7505 | 20.079 | 20.517 | 21.0337 | 21.5085 | 21.9312 | 22.3413 | 22.739 | 23.1401 | 23.5301 | 23.8972 | 24.2648 | 24.6161 | 24.9765 | 25.3618 | 25.7498 | 26.141 | 26.5337 | 26.9222 | 27.305 | 0 | 0 | 0 | 0 | 0 | 0 | 0 | 0
F2_Commercial_Education_Existing_Food Preparation_Natural Gas_Oven_E3 | F2 | Commercial | Education | Existing | Food Preparation | Natural Gas | Oven | E3 | TRC BC Ratio | 0 | 0 | 0 | 0 | 0 | 0 | 0 | 0 | 0 | 0 | 0 | 0 | 0 | 0 | 0 | 0 | 0 | 0 | 0 | 0 | 0 | 0 | 0 | 0 | 0 | 0 | 0 | 0 | 0 | 0
F2_Commercial_Education_Existing_Food Preparation_Natural Gas_Oven_E4 | F2 | Commercial | Education | Existing | Food Preparation | Natural Gas | Oven | E4 | TRC BC Ratio | 0 | 0 | 0 | 0 | 0 | 0 | 0 | 0 | 0 | 0 | 0 | 0 | 0 | 0 | 0 | 0 | 0 | 0 | 0 | 0 | 0 | 0 | 0 | 0 | 0 | 0 | 0 | 0 | 0 | 0
F2_Commercial_Education_Existing_Food Preparation_Natural Gas_Oven_E5 | F2 | Commercial | Education | Existing | Food Preparation | Natural Gas | Oven | E5 | TRC BC Ratio | 0 | 0 | 0 | 0 | 0 | 0 | 0 | 0 | 0 | 0 | 0 | 0 | 0 | 0 | 0 | 0 | 0 | 0 | 0 | 0 | 0 | 0 | 0 | 0 | 0 | 0 | 0 | 0 | 0 | 0
F2_Commercial_Education_Existing_Food Preparation_Natural Gas_Oven_E6 | F2 | Commercial | Education | Existing | Food Preparation | Natural Gas | Oven | E6 | TRC BC Ratio | 0 | 0 | 0 | 0 | 0 | 0 | 0 | 0 | 0 | 0 | 0 | 0 | 0 | 0 | 0 | 0 | 0 | 0 | 0 | 0 | 0 | 0 | 0 | 0 | 0 | 0 | 0 | 0 | 0 | 0
F2_Commercial_Education_Existing_Food Preparation_Natural Gas_Oven_E7 | F2 | Commercial | Education | Existing | Food Preparation | Natural Gas | Oven | E7 | TRC BC Ratio | 0 | 0 | 0 | 0 | 0 | 0 | 0 | 0 | 0 | 0 | 0 | 0 | 0 | 0 | 0 | 0 | 0 | 0 | 0 | 0 | 0 | 0 | 0 | 0 | 0 | 0 | 0 | 0 | 0 | 0
F2_Commercial_Education_Existing_Food Preparation_Natural Gas_Oven_E8 | F2 | Commercial | Education | Existing | Food Preparation | Natural Gas | Oven | E8 | TRC BC Ratio | 0 | 0 | 0 | 0 | 0 | 0 | 0 | 0 | 0 | 0 | 0 | 0 | 0 | 0 | 0 | 0 | 0 | 0 | 0 | 0 | 0 | 0 | 0 | 0 | 0 | 0 | 0 | 0 | 0 | 0
F2_Commercial_Education_Existing_Food Preparation_Natural Gas_Oven_E9 | F2 | Commercial | Education | Existing | Food Preparation | Natural Gas | Oven | E9 | TRC BC Ratio | 0 | 0 | 0 | 0 | 0 | 0 | 0 | 0 | 0 | 0 | 0 | 0 | 0 | 0 | 0 | 0 | 0 | 0 | 0 | 0 | 0 | 0 | 0 | 0 | 0 | 0 | 0 | 0 | 0 | 0
F2_Commercial_Education_Existing_Food Preparation_Natural Gas_Oven_E10 | F2 | Commercial | Education | Existing | Food Preparation | Natural Gas | Oven | E10 | TRC BC Ratio | 0 | 0 | 0 | 0 | 0 | 0 | 0 | 0 | 0 | 0 | 0 | 0 | 0 | 0 | 0 | 0 | 0 | 0 | 0 | 0 | 0 | 0 | 0 | 0 | 0 | 0 | 0 | 0 | 0 | 0
F3_Commercial_Education_Existing_Food Preparation_Natural Gas_Oven_E1 | F3 | Commercial | Education | Existing | Food Preparation | Natural Gas | Oven | E1 | PACT BC Ratio | 0.9 | 0.9 | 0.9 | 0.9 | 0.9 | 0.9 | 0.9 | 0.9 | 0.9 | 0.9 | 0.9 | 0.9 | 0.9 | 0.9 | 0.9 | 0.9 | 0.9 | 0.9 | 0.9 | 0.9 | 0.9 | 0.9 | 0 | 0 | 0 | 0 | 0 | 0 | 0 | 0
F3_Commercial_Education_Existing_Food Preparation_Natural Gas_Oven_E2 | F3 | Commercial | Education | Existing | Food Preparation | Natural Gas | Oven | E2 | PACT BC Ratio | 19.3861 | 19.5519 | 19.7505 | 20.079 | 20.517 | 21.0337 | 21.5085 | 21.9312 | 22.3413 | 22.739 | 23.1401 | 23.5301 | 23.8972 | 24.2648 | 24.6161 | 24.9765 | 25.3618 | 25.7498 | 26.141 | 26.5337 | 26.9222 | 27.305 | 0 | 0 | 0 | 0 | 0 | 0 | 0 | 0
F3_Commercial_Education_Existing_Food Preparation_Natural Gas_Oven_E3 | F3 | Commercial | Education | Existing | Food Preparation | Natural Gas | Oven | E3 | PACT BC Ratio | 0 | 0 | 0 | 0 | 0 | 0 | 0 | 0 | 0 | 0 | 0 | 0 | 0 | 0 | 0 | 0 | 0 | 0 | 0 | 0 | 0 | 0 | 0 | 0 | 0 | 0 | 0 | 0 | 0 | 0
F3_Commercial_Education_Existing_Food Preparation_Natural Gas_Oven_E4 | F3 | Commercial | Education | Existing | Food Preparation | Natural Gas | Oven | E4 | PACT BC Ratio | 0 | 0 | 0 | 0 | 0 | 0 | 0 | 0 | 0 | 0 | 0 | 0 | 0 | 0 | 0 | 0 | 0 | 0 | 0 | 0 | 0 | 0 | 0 | 0 | 0 | 0 | 0 | 0 | 0 | 0
F3_Commercial_Education_Existing_Food Preparation_Natural Gas_Oven_E5 | F3 | Commercial | Education | Existing | Food Preparation | Natural Gas | Oven | E5 | PACT BC Ratio | 0 | 0 | 0 | 0 | 0 | 0 | 0 | 0 | 0 | 0 | 0 | 0 | 0 | 0 | 0 | 0 | 0 | 0 | 0 | 0 | 0 | 0 | 0 | 0 | 0 | 0 | 0 | 0 | 0 | 0
F3_Commercial_Education_Existing_Food Preparation_Natural Gas_Oven_E6 | F3 | Commercial | Education | Existing | Food Preparation | Natural Gas | Oven | E6 | PACT BC Ratio | 0 | 0 | 0 | 0 | 0 | 0 | 0 | 0 | 0 | 0 | 0 | 0 | 0 | 0 | 0 | 0 | 0 | 0 | 0 | 0 | 0 | 0 | 0 | 0 | 0 | 0 | 0 | 0 | 0 | 0
F3_Commercial_Education_Existing_Food Preparation_Natural Gas_Oven_E7 | F3 | Commercial | Education | Existing | Food Preparation | Natural Gas | Oven | E7 | PACT BC Ratio | 0 | 0 | 0 | 0 | 0 | 0 | 0 | 0 | 0 | 0 | 0 | 0 | 0 | 0 | 0 | 0 | 0 | 0 | 0 | 0 | 0 | 0 | 0 | 0 | 0 | 0 | 0 | 0 | 0 | 0
F3_Commercial_Education_Existing_Food Preparation_Natural Gas_Oven_E8 | F3 | Commercial | Education | Existing | Food Preparation | Natural Gas | Oven | E8 | PACT BC Ratio | 0 | 0 | 0 | 0 | 0 | 0 | 0 | 0 | 0 | 0 | 0 | 0 | 0 | 0 | 0 | 0 | 0 | 0 | 0 | 0 | 0 | 0 | 0 | 0 | 0 | 0 | 0 | 0 | 0 | 0
F3_Commercial_Education_Existing_Food Preparation_Natural Gas_Oven_E9 | F3 | Commercial | Education | Existing | Food Preparation | Natural Gas | Oven | E9 | PACT BC Ratio | 0 | 0 | 0 | 0 | 0 | 0 | 0 | 0 | 0 | 0 | 0 | 0 | 0 | 0 | 0 | 0 | 0 | 0 | 0 | 0 | 0 | 0 | 0 | 0 | 0 | 0 | 0 | 0 | 0 | 0
F3_Commercial_Education_Existing_Food Preparation_Natural Gas_Oven_E10 | F3 | Commercial | Education | Existing | Food Preparation | Natural Gas | Oven | E10 | PACT BC Ratio | 0 | 0 | 0 | 0 | 0 | 0 | 0 | 0 | 0 | 0 | 0 | 0 | 0 | 0 | 0 | 0 | 0 | 0 | 0 | 0 | 0 | 0 | 0 | 0 | 0 | 0 | 0 | 0 | 0 | 0
F4_Commercial_Education_Existing_Food Preparation_Natural Gas_Oven_E1 | F4 | Commercial | Education | Existing | Food Preparation | Natural Gas | Oven | E1 | PCT BC Ratio | 0.9 | 0.9 | 0.9 | 0.9 | 0.9 | 0.9 | 0.9 | 0.9 | 0.9 | 0.9 | 0.9 | 0.9 | 0.9 | 0.9 | 0.9 | 0.9 | 0.9 | 0.9 | 0.9 | 0.9 | 0.9 | 0.9 | 0 | 0 | 0 | 0 | 0 | 0 | 0 | 0
F4_Commercial_Education_Existing_Food Preparation_Natural Gas_Oven_E2 | F4 | Commercial | Education | Existing | Food Preparation | Natural Gas | Oven | E2 | PCT BC Ratio | 49.7741 | 50.1913 | 50.6909 | 51.5175 | 52.6194 | 53.9194 | 55.1139 | 56.1776 | 57.2092 | 58.2099 | 59.2191 | 60.2001 | 61.1237 | 62.0487 | 62.9326 | 63.8392 | 64.8088 | 65.7849 | 66.769 | 67.7572 | 68.7346 | 69.6977 | 0 | 0 | 0 | 0 | 0 | 0 | 0 | 0
F4_Commercial_Education_Existing_Food Preparation_Natural Gas_Oven_E3 | F4 | Commercial | Education | Existing | Food Preparation | Natural Gas | Oven | E3 | PCT BC Ratio | 0 | 0 | 0 | 0 | 0 | 0 | 0 | 0 | 0 | 0 | 0 | 0 | 0 | 0 | 0 | 0 | 0 | 0 | 0 | 0 | 0 | 0 | 0 | 0 | 0 | 0 | 0 | 0 | 0 | 0
F4_Commercial_Education_Existing_Food Preparation_Natural Gas_Oven_E4 | F4 | Commercial | Education | Existing | Food Preparation | Natural Gas | Oven | E4 | PCT BC Ratio | 0 | 0 | 0 | 0 | 0 | 0 | 0 | 0 | 0 | 0 | 0 | 0 | 0 | 0 | 0 | 0 | 0 | 0 | 0 | 0 | 0 | 0 | 0 | 0 | 0 | 0 | 0 | 0 | 0 | 0
F4_Commercial_Education_Existing_Food Preparation_Natural Gas_Oven_E5 | F4 | Commercial | Education | Existing | Food Preparation | Natural Gas | Oven | E5 | PCT BC Ratio | 0 | 0 | 0 | 0 | 0 | 0 | 0 | 0 | 0 | 0 | 0 | 0 | 0 | 0 | 0 | 0 | 0 | 0 | 0 | 0 | 0 | 0 | 0 | 0 | 0 | 0 | 0 | 0 | 0 | 0
F4_Commercial_Education_Existing_Food Preparation_Natural Gas_Oven_E6 | F4 | Commercial | Education | Existing | Food Preparation | Natural Gas | Oven | E6 | PCT BC Ratio | 0 | 0 | 0 | 0 | 0 | 0 | 0 | 0 | 0 | 0 | 0 | 0 | 0 | 0 | 0 | 0 | 0 | 0 | 0 | 0 | 0 | 0 | 0 | 0 | 0 | 0 | 0 | 0 | 0 | 0
F4_Commercial_Education_Existing_Food Preparation_Natural Gas_Oven_E7 | F4 | Commercial | Education | Existing | Food Preparation | Natural Gas | Oven | E7 | PCT BC Ratio | 0 | 0 | 0 | 0 | 0 | 0 | 0 | 0 | 0 | 0 | 0 | 0 | 0 | 0 | 0 | 0 | 0 | 0 | 0 | 0 | 0 | 0 | 0 | 0 | 0 | 0 | 0 | 0 | 0 | 0
F4_Commercial_Education_Existing_Food Preparation_Natural Gas_Oven_E8 | F4 | Commercial | Education | Existing | Food Preparation | Natural Gas | Oven | E8 | PCT BC Ratio | 0 | 0 | 0 | 0 | 0 | 0 | 0 | 0 | 0 | 0 | 0 | 0 | 0 | 0 | 0 | 0 | 0 | 0 | 0 | 0 | 0 | 0 | 0 | 0 | 0 | 0 | 0 | 0 | 0 | 0
F4_Commercial_Education_Existing_Food Preparation_Natural Gas_Oven_E9 | F4 | Commercial | Education | Existing | Food Preparation | Natural Gas | Oven | E9 | PCT BC Ratio | 0 | 0 | 0 | 0 | 0 | 0 | 0 | 0 | 0 | 0 | 0 | 0 | 0 | 0 | 0 | 0 | 0 | 0 | 0 | 0 | 0 | 0 | 0 | 0 | 0 | 0 | 0 | 0 | 0 | 0
F4_Commercial_Education_Existing_Food Preparation_Natural Gas_Oven_E10 | F4 | Commercial | Education | Existing | Food Preparation | Natural Gas | Oven | E10 | PCT BC Ratio | 0 | 0 | 0 | 0 | 0 | 0 | 0 | 0 | 0 | 0 | 0 | 0 | 0 | 0 | 0 | 0 | 0 | 0 | 0 | 0 | 0 | 0 | 0 | 0 | 0 | 0 | 0 | 0 | 0 | 0
F5_Commercial_Education_Existing_Food Preparation_Natural Gas_Oven_E1 | F5 | Commercial | Education | Existing | Food Preparation | Natural Gas | Oven | E1 | RIM BC Ratio | 0.9 | 0.9 | 0.9 | 0.9 | 0.9 | 0.9 | 0.9 | 0.9 | 0.9 | 0.9 | 0.9 | 0.9 | 0.9 | 0.9 | 0.9 | 0.9 | 0.9 | 0.9 | 0.9 | 0.9 | 0.9 | 0.9 | 0 | 0 | 0 | 0 | 0 | 0 | 0 | 0
F5_Commercial_Education_Existing_Food Preparation_Natural Gas_Oven_E2 | F5 | Commercial | Education | Existing | Food Preparation | Natural Gas | Oven | E2 | RIM BC Ratio | 0.80022 | 0.80051 | 0.80083 | 0.80137 | 0.80205 | 0.80282 | 0.8035 | 0.80408 | 0.80462 | 0.80513 | 0.80562 | 0.80608 | 0.80651 | 0.80692 | 0.80731 | 0.80769 | 0.80808 | 0.80847 | 0.80885 | 0.80922 | 0.80958 | 0.80992 | 0 | 0 | 0 | 0 | 0 | 0 | 0 | 0
F5_Commercial_Education_Existing_Food Preparation_Natural Gas_Oven_E3 | F5 | Commercial | Education | Existing | Food Preparation | Natural Gas | Oven | E3 | RIM BC Ratio | 0 | 0 | 0 | 0 | 0 | 0 | 0 | 0 | 0 | 0 | 0 | 0 | 0 | 0 | 0 | 0 | 0 | 0 | 0 | 0 | 0 | 0 | 0 | 0 | 0 | 0 | 0 | 0 | 0 | 0
F5_Commercial_Education_Existing_Food Preparation_Natural Gas_Oven_E4 | F5 | Commercial | Education | Existing | Food Preparation | Natural Gas | Oven | E4 | RIM BC Ratio | 0 | 0 | 0 | 0 | 0 | 0 | 0 | 0 | 0 | 0 | 0 | 0 | 0 | 0 | 0 | 0 | 0 | 0 | 0 | 0 | 0 | 0 | 0 | 0 | 0 | 0 | 0 | 0 | 0 | 0
F5_Commercial_Education_Existing_Food Preparation_Natural Gas_Oven_E5 | F5 | Commercial | Education | Existing | Food Preparation | Natural Gas | Oven | E5 | RIM BC Ratio | 0 | 0 | 0 | 0 | 0 | 0 | 0 | 0 | 0 | 0 | 0 | 0 | 0 | 0 | 0 | 0 | 0 | 0 | 0 | 0 | 0 | 0 | 0 | 0 | 0 | 0 | 0 | 0 | 0 | 0
F5_Commercial_Education_Existing_Food Preparation_Natural Gas_Oven_E6 | F5 | Commercial | Education | Existing | Food Preparation | Natural Gas | Oven | E6 | RIM BC Ratio | 0 | 0 | 0 | 0 | 0 | 0 | 0 | 0 | 0 | 0 | 0 | 0 | 0 | 0 | 0 | 0 | 0 | 0 | 0 | 0 | 0 | 0 | 0 | 0 | 0 | 0 | 0 | 0 | 0 | 0
F5_Commercial_Education_Existing_Food Preparation_Natural Gas_Oven_E7 | F5 | Commercial | Education | Existing | Food Preparation | Natural Gas | Oven | E7 | RIM BC Ratio | 0 | 0 | 0 | 0 | 0 | 0 | 0 | 0 | 0 | 0 | 0 | 0 | 0 | 0 | 0 | 0 | 0 | 0 | 0 | 0 | 0 | 0 | 0 | 0 | 0 | 0 | 0 | 0 | 0 | 0
F5_Commercial_Education_Existing_Food Preparation_Natural Gas_Oven_E8 | F5 | Commercial | Education | Existing | Food Preparation | Natural Gas | Oven | E8 | RIM BC Ratio | 0 | 0 | 0 | 0 | 0 | 0 | 0 | 0 | 0 | 0 | 0 | 0 | 0 | 0 | 0 | 0 | 0 | 0 | 0 | 0 | 0 | 0 | 0 | 0 | 0 | 0 | 0 | 0 | 0 | 0
F5_Commercial_Education_Existing_Food Preparation_Natural Gas_Oven_E9 | F5 | Commercial | Education | Existing | Food Preparation | Natural Gas | Oven | E9 | RIM BC Ratio | 0 | 0 | 0 | 0 | 0 | 0 | 0 | 0 | 0 | 0 | 0 | 0 | 0 | 0 | 0 | 0 | 0 | 0 | 0 | 0 | 0 | 0 | 0 | 0 | 0 | 0 | 0 | 0 | 0 | 0
F5_Commercial_Education_Existing_Food Preparation_Natural Gas_Oven_E10 | F5 | Commercial | Education | Existing | Food Preparation | Natural Gas | Oven | E10 | RIM BC Ratio | 0 | 0 | 0 | 0 | 0 | 0 | 0 | 0 | 0 | 0 | 0 | 0 | 0 | 0 | 0 | 0 | 0 | 0 | 0 | 0 | 0 | 0 | 0 | 0 | 0 | 0 | 0 | 0 | 0 | 0
F0_Commercial_Education_Existing_Food Preparation_Natural Gas_Conveyor Oven_E0 | F0 | Commercial | Education | Existing | Food Preparation | Natural Gas | Conveyor Oven | E0 | Economic Unit | Efficient (>44% Baking Efficiency) | Efficient (>44% Baking Efficiency) | Efficient (>44% Baking Efficiency) | Efficient (>44% Baking Efficiency) | Efficient (>44% Baking Efficiency) | Efficient (>44% Baking Efficiency) | Efficient (>44% Baking Efficiency) | Efficient (>44% Baking Efficiency) | Efficient (>44% Baking Efficiency) | Efficient (>44% Baking Efficiency) | Efficient (>44% Baking Efficiency) | Efficient (>44% Baking Efficiency) | Efficient (>44% Baking Efficiency) | Efficient (>44% Baking Efficiency) | Efficient (>44% Baking Efficiency) | Efficient (>44% Baking Efficiency) | Efficient (>44% Baking Efficiency) | Efficient (>44% Baking Efficiency) | Efficient (>44% Baking Efficiency) | Efficient (>44% Baking Efficiency) | Efficient (>44% Baking Efficiency) | Efficient (>44% Baking Efficiency) | 0 | 0 | 0 | 0 | 0 | 0 | 0 | 0
F1_Commercial_Education_Existing_Food Preparation_Natural Gas_Conveyor Oven_E1 | F1 | Commercial | Education | Existing | Food Preparation | Natural Gas | Conveyor Oven | E1 | CCE | 0 | 0 | 0 | 0 | 0 | 0 | 0 | 0 | 0 | 0 | 0 | 0 | 0 | 0 | 0 | 0 | 0 | 0 | 0 | 0 | 0 | 0 | 0 | 0 | 0 | 0 | 0 | 0 | 0 | 0
F1_Commercial_Education_Existing_Food Preparation_Natural Gas_Conveyor Oven_E2 | F1 | Commercial | Education | Existing | Food Preparation | Natural Gas | Conveyor Oven | E2 | CCE | 0.0034054 | 0.0034054 | 0.0035776 | 0.0035232 | 0.0034703 | 0.0034043 | 0.003395 | 0.0033732 | 0.0033529 | 0.0033223 | 0.0033175 | 0.0033023 | 0.0032887 | 0.0032626 | 0.0032661 | 0.0032561 | 0.0032463 | 0.0032249 | 0.0032312 | 0.0032249 | 0.0032202 | 0.0032022 | 0 | 0 | 0 | 0 | 0 | 0 | 0 | 0
F1_Commercial_Education_Existing_Food Preparation_Natural Gas_Conveyor Oven_E3 | F1 | Commercial | Education | Existing | Food Preparation | Natural Gas | Conveyor Oven | E3 | CCE | 0 | 0 | 0 | 0 | 0 | 0 | 0 | 0 | 0 | 0 | 0 | 0 | 0 | 0 | 0 | 0 | 0 | 0 | 0 | 0 | 0 | 0 | 0 | 0 | 0 | 0 | 0 | 0 | 0 | 0
F1_Commercial_Education_Existing_Food Preparation_Natural Gas_Conveyor Oven_E4 | F1 | Commercial | Education | Existing | Food Preparation | Natural Gas | Conveyor Oven | E4 | CCE | 0 | 0 | 0 | 0 | 0 | 0 | 0 | 0 | 0 | 0 | 0 | 0 | 0 | 0 | 0 | 0 | 0 | 0 | 0 | 0 | 0 | 0 | 0 | 0 | 0 | 0 | 0 | 0 | 0 | 0
F1_Commercial_Education_Existing_Food Preparation_Natural Gas_Conveyor Oven_E5 | F1 | Commercial | Education | Existing | Food Preparation | Natural Gas | Conveyor Oven | E5 | CCE | 0 | 0 | 0 | 0 | 0 | 0 | 0 | 0 | 0 | 0 | 0 | 0 | 0 | 0 | 0 | 0 | 0 | 0 | 0 | 0 | 0 | 0 | 0 | 0 | 0 | 0 | 0 | 0 | 0 | 0
F1_Commercial_Education_Existing_Food Preparation_Natural Gas_Conveyor Oven_E6 | F1 | Commercial | Education | Existing | Food Preparation | Natural Gas | Conveyor Oven | E6 | CCE | 0 | 0 | 0 | 0 | 0 | 0 | 0 | 0 | 0 | 0 | 0 | 0 | 0 | 0 | 0 | 0 | 0 | 0 | 0 | 0 | 0 | 0 | 0 | 0 | 0 | 0 | 0 | 0 | 0 | 0
F1_Commercial_Education_Existing_Food Preparation_Natural Gas_Conveyor Oven_E7 | F1 | Commercial | Education | Existing | Food Preparation | Natural Gas | Conveyor Oven | E7 | CCE | 0 | 0 | 0 | 0 | 0 | 0 | 0 | 0 | 0 | 0 | 0 | 0 | 0 | 0 | 0 | 0 | 0 | 0 | 0 | 0 | 0 | 0 | 0 | 0 | 0 | 0 | 0 | 0 | 0 | 0
F1_Commercial_Education_Existing_Food Preparation_Natural Gas_Conveyor Oven_E8 | F1 | Commercial | Education | Existing | Food Preparation | Natural Gas | Conveyor Oven | E8 | CCE | 0 | 0 | 0 | 0 | 0 | 0 | 0 | 0 | 0 | 0 | 0 | 0 | 0 | 0 | 0 | 0 | 0 | 0 | 0 | 0 | 0 | 0 | 0 | 0 | 0 | 0 | 0 | 0 | 0 | 0
F1_Commercial_Education_Existing_Food Preparation_Natural Gas_Conveyor Oven_E9 | F1 | Commercial | Education | Existing | Food Preparation | Natural Gas | Conveyor Oven | E9 | CCE | 0 | 0 | 0 | 0 | 0 | 0 | 0 | 0 | 0 | 0 | 0 | 0 | 0 | 0 | 0 | 0 | 0 | 0 | 0 | 0 | 0 | 0 | 0 | 0 | 0 | 0 | 0 | 0 | 0 | 0
F1_Commercial_Education_Existing_Food Preparation_Natural Gas_Conveyor Oven_E10 | F1 | Commercial | Education | Existing | Food Preparation | Natural Gas | Conveyor Oven | E10 | CCE | 0 | 0 | 0 | 0 | 0 | 0 | 0 | 0 | 0 | 0 | 0 | 0 | 0 | 0 | 0 | 0 | 0 | 0 | 0 | 0 | 0 | 0 | 0 | 0 | 0 | 0 | 0 | 0 | 0 | 0
F2_Commercial_Education_Existing_Food Preparation_Natural Gas_Conveyor Oven_E1 | F2 | Commercial | Education | Existing | Food Preparation | Natural Gas | Conveyor Oven | E1 | TRC BC Ratio | 0.9 | 0.9 | 0.9 | 0.9 | 0.9 | 0.9 | 0.9 | 0.9 | 0.9 | 0.9 | 0.9 | 0.9 | 0.9 | 0.9 | 0.9 | 0.9 | 0.9 | 0.9 | 0.9 | 0.9 | 0.9 | 0.9 | 0 | 0 | 0 | 0 | 0 | 0 | 0 | 0
F2_Commercial_Education_Existing_Food Preparation_Natural Gas_Conveyor Oven_E2 | F2 | Commercial | Education | Existing | Food Preparation | Natural Gas | Conveyor Oven | E2 | TRC BC Ratio | 2.7176 | 2.748 | 2.7824 | 2.8311 | 2.8898 | 2.9554 | 3.0153 | 3.0676 | 3.1163 | 3.1654 | 3.2167 | 3.269 | 3.3215 | 3.3766 | 3.4303 | 3.4854 | 3.5434 | 3.602 | 3.6613 | 3.7212 | 3.781 | 3.8406 | 0 | 0 | 0 | 0 | 0 | 0 | 0 | 0
F2_Commercial_Education_Existing_Food Preparation_Natural Gas_Conveyor Oven_E3 | F2 | Commercial | Education | Existing | Food Preparation | Natural Gas | Conveyor Oven | E3 | TRC BC Ratio | 0 | 0 | 0 | 0 | 0 | 0 | 0 | 0 | 0 | 0 | 0 | 0 | 0 | 0 | 0 | 0 | 0 | 0 | 0 | 0 | 0 | 0 | 0 | 0 | 0 | 0 | 0 | 0 | 0 | 0
F2_Commercial_Education_Existing_Food Preparation_Natural Gas_Conveyor Oven_E4 | F2 | Commercial | Education | Existing | Food Preparation | Natural Gas | Conveyor Oven | E4 | TRC BC Ratio | 0 | 0 | 0 | 0 | 0 | 0 | 0 | 0 | 0 | 0 | 0 | 0 | 0 | 0 | 0 | 0 | 0 | 0 | 0 | 0 | 0 | 0 | 0 | 0 | 0 | 0 | 0 | 0 | 0 | 0
F2_Commercial_Education_Existing_Food Preparation_Natural Gas_Conveyor Oven_E5 | F2 | Commercial | Education | Existing | Food Preparation | Natural Gas | Conveyor Oven | E5 | TRC BC Ratio | 0 | 0 | 0 | 0 | 0 | 0 | 0 | 0 | 0 | 0 | 0 | 0 | 0 | 0 | 0 | 0 | 0 | 0 | 0 | 0 | 0 | 0 | 0 | 0 | 0 | 0 | 0 | 0 | 0 | 0
F2_Commercial_Education_Existing_Food Preparation_Natural Gas_Conveyor Oven_E6 | F2 | Commercial | Education | Existing | Food Preparation | Natural Gas | Conveyor Oven | E6 | TRC BC Ratio | 0 | 0 | 0 | 0 | 0 | 0 | 0 | 0 | 0 | 0 | 0 | 0 | 0 | 0 | 0 | 0 | 0 | 0 | 0 | 0 | 0 | 0 | 0 | 0 | 0 | 0 | 0 | 0 | 0 | 0
F2_Commercial_Education_Existing_Food Preparation_Natural Gas_Conveyor Oven_E7 | F2 | Commercial | Education | Existing | Food Preparation | Natural Gas | Conveyor Oven | E7 | TRC BC Ratio | 0 | 0 | 0 | 0 | 0 | 0 | 0 | 0 | 0 | 0 | 0 | 0 | 0 | 0 | 0 | 0 | 0 | 0 | 0 | 0 | 0 | 0 | 0 | 0 | 0 | 0 | 0 | 0 | 0 | 0
F2_Commercial_Education_Existing_Food Preparation_Natural Gas_Conveyor Oven_E8 | F2 | Commercial | Education | Existing | Food Preparation | Natural Gas | Conveyor Oven | E8 | TRC BC Ratio | 0 | 0 | 0 | 0 | 0 | 0 | 0 | 0 | 0 | 0 | 0 | 0 | 0 | 0 | 0 | 0 | 0 | 0 | 0 | 0 | 0 | 0 | 0 | 0 | 0 | 0 | 0 | 0 | 0 | 0
F2_Commercial_Education_Existing_Food Preparation_Natural Gas_Conveyor Oven_E9 | F2 | Commercial | Education | Existing | Food Preparation | Natural Gas | Conveyor Oven | E9 | TRC BC Ratio | 0 | 0 | 0 | 0 | 0 | 0 | 0 | 0 | 0 | 0 | 0 | 0 | 0 | 0 | 0 | 0 | 0 | 0 | 0 | 0 | 0 | 0 | 0 | 0 | 0 | 0 | 0 | 0 | 0 | 0
F2_Commercial_Education_Existing_Food Preparation_Natural Gas_Conveyor Oven_E10 | F2 | Commercial | Education | Existing | Food Preparation | Natural Gas | Conveyor Oven | E10 | TRC BC Ratio | 0 | 0 | 0 | 0 | 0 | 0 | 0 | 0 | 0 | 0 | 0 | 0 | 0 | 0 | 0 | 0 | 0 | 0 | 0 | 0 | 0 | 0 | 0 | 0 | 0 | 0 | 0 | 0 | 0 | 0
F3_Commercial_Education_Existing_Food Preparation_Natural Gas_Conveyor Oven_E1 | F3 | Commercial | Education | Existing | Food Preparation | Natural Gas | Conveyor Oven | E1 | PACT BC Ratio | 0.9 | 0.9 | 0.9 | 0.9 | 0.9 | 0.9 | 0.9 | 0.9 | 0.9 | 0.9 | 0.9 | 0.9 | 0.9 | 0.9 | 0.9 | 0.9 | 0.9 | 0.9 | 0.9 | 0.9 | 0.9 | 0.9 | 0 | 0 | 0 | 0 | 0 | 0 | 0 | 0
F3_Commercial_Education_Existing_Food Preparation_Natural Gas_Conveyor Oven_E2 | F3 | Commercial | Education | Existing | Food Preparation | Natural Gas | Conveyor Oven | E2 | PACT BC Ratio | 6.4385 | 6.5104 | 6.5921 | 6.7074 | 6.8464 | 7.002 | 7.1438 | 7.2678 | 7.3831 | 7.4995 | 7.621 | 7.745 | 7.8692 | 7.9997 | 8.1271 | 8.2575 | 8.3949 | 8.5337 | 8.6743 | 8.8161 | 8.9578 | 9.0991 | 0 | 0 | 0 | 0 | 0 | 0 | 0 | 0
F3_Commercial_Education_Existing_Food Preparation_Natural Gas_Conveyor Oven_E3 | F3 | Commercial | Education | Existing | Food Preparation | Natural Gas | Conveyor Oven | E3 | PACT BC Ratio | 0 | 0 | 0 | 0 | 0 | 0 | 0 | 0 | 0 | 0 | 0 | 0 | 0 | 0 | 0 | 0 | 0 | 0 | 0 | 0 | 0 | 0 | 0 | 0 | 0 | 0 | 0 | 0 | 0 | 0
F3_Commercial_Education_Existing_Food Preparation_Natural Gas_Conveyor Oven_E4 | F3 | Commercial | Education | Existing | Food Preparation | Natural Gas | Conveyor Oven | E4 | PACT BC Ratio | 0 | 0 | 0 | 0 | 0 | 0 | 0 | 0 | 0 | 0 | 0 | 0 | 0 | 0 | 0 | 0 | 0 | 0 | 0 | 0 | 0 | 0 | 0 | 0 | 0 | 0 | 0 | 0 | 0 | 0
F3_Commercial_Education_Existing_Food Preparation_Natural Gas_Conveyor Oven_E5 | F3 | Commercial | Education | Existing | Food Preparation | Natural Gas | Conveyor Oven | E5 | PACT BC Ratio | 0 | 0 | 0 | 0 | 0 | 0 | 0 | 0 | 0 | 0 | 0 | 0 | 0 | 0 | 0 | 0 | 0 | 0 | 0 | 0 | 0 | 0 | 0 | 0 | 0 | 0 | 0 | 0 | 0 | 0
F3_Commercial_Education_Existing_Food Preparation_Natural Gas_Conveyor Oven_E6 | F3 | Commercial | Education | Existing | Food Preparation | Natural Gas | Conveyor Oven | E6 | PACT BC Ratio | 0 | 0 | 0 | 0 | 0 | 0 | 0 | 0 | 0 | 0 | 0 | 0 | 0 | 0 | 0 | 0 | 0 | 0 | 0 | 0 | 0 | 0 | 0 | 0 | 0 | 0 | 0 | 0 | 0 | 0
F3_Commercial_Education_Existing_Food Preparation_Natural Gas_Conveyor Oven_E7 | F3 | Commercial | Education | Existing | Food Preparation | Natural Gas | Conveyor Oven | E7 | PACT BC Ratio | 0 | 0 | 0 | 0 | 0 | 0 | 0 | 0 | 0 | 0 | 0 | 0 | 0 | 0 | 0 | 0 | 0 | 0 | 0 | 0 | 0 | 0 | 0 | 0 | 0 | 0 | 0 | 0 | 0 | 0
F3_Commercial_Education_Existing_Food Preparation_Natural Gas_Conveyor Oven_E8 | F3 | Commercial | Education | Existing | Food Preparation | Natural Gas | Conveyor Oven | E8 | PACT BC Ratio | 0 | 0 | 0 | 0 | 0 | 0 | 0 | 0 | 0 | 0 | 0 | 0 | 0 | 0 | 0 | 0 | 0 | 0 | 0 | 0 | 0 | 0 | 0 | 0 | 0 | 0 | 0 | 0 | 0 | 0
F3_Commercial_Education_Existing_Food Preparation_Natural Gas_Conveyor Oven_E9 | F3 | Commercial | Education | Existing | Food Preparation | Natural Gas | Conveyor Oven | E9 | PACT BC Ratio | 0 | 0 | 0 | 0 | 0 | 0 | 0 | 0 | 0 | 0 | 0 | 0 | 0 | 0 | 0 | 0 | 0 | 0 | 0 | 0 | 0 | 0 | 0 | 0 | 0 | 0 | 0 | 0 | 0 | 0
F3_Commercial_Education_Existing_Food Preparation_Natural Gas_Conveyor Oven_E10 | F3 | Commercial | Education | Existing | Food Preparation | Natural Gas | Conveyor Oven | E10 | PACT BC Ratio | 0 | 0 | 0 | 0 | 0 | 0 | 0 | 0 | 0 | 0 | 0 | 0 | 0 | 0 | 0 | 0 | 0 | 0 | 0 | 0 | 0 | 0 | 0 | 0 | 0 | 0 | 0 | 0 | 0 | 0
F4_Commercial_Education_Existing_Food Preparation_Natural Gas_Conveyor Oven_E1 | F4 | Commercial | Education | Existing | Food Preparation | Natural Gas | Conveyor Oven | E1 | PCT BC Ratio | 0.9 | 0.9 | 0.9 | 0.9 | 0.9 | 0.9 | 0.9 | 0.9 | 0.9 | 0.9 | 0.9 | 0.9 | 0.9 | 0.9 | 0.9 | 0.9 | 0.9 | 0.9 | 0.9 | 0.9 | 0.9 | 0.9 | 0 | 0 | 0 | 0 | 0 | 0 | 0 | 0
F4_Commercial_Education_Existing_Food Preparation_Natural Gas_Conveyor Oven_E2 | F4 | Commercial | Education | Existing | Food Preparation | Natural Gas | Conveyor Oven | E2 | PCT BC Ratio | 4.4381 | 4.4848 | 4.5378 | 4.6126 | 4.7029 | 4.8039 | 4.896 | 4.9765 | 5.0514 | 5.1269 | 5.2058 | 5.2863 | 5.3669 | 5.4517 | 5.5344 | 5.619 | 5.7082 | 5.7984 | 5.8896 | 5.9817 | 6.0737 | 6.1654 | 0 | 0 | 0 | 0 | 0 | 0 | 0 | 0
F4_Commercial_Education_Existing_Food Preparation_Natural Gas_Conveyor Oven_E3 | F4 | Commercial | Education | Existing | Food Preparation | Natural Gas | Conveyor Oven | E3 | PCT BC Ratio | 0 | 0 | 0 | 0 | 0 | 0 | 0 | 0 | 0 | 0 | 0 | 0 | 0 | 0 | 0 | 0 | 0 | 0 | 0 | 0 | 0 | 0 | 0 | 0 | 0 | 0 | 0 | 0 | 0 | 0
F4_Commercial_Education_Existing_Food Preparation_Natural Gas_Conveyor Oven_E4 | F4 | Commercial | Education | Existing | Food Preparation | Natural Gas | Conveyor Oven | E4 | PCT BC Ratio | 0 | 0 | 0 | 0 | 0 | 0 | 0 | 0 | 0 | 0 | 0 | 0 | 0 | 0 | 0 | 0 | 0 | 0 | 0 | 0 | 0 | 0 | 0 | 0 | 0 | 0 | 0 | 0 | 0 | 0
F4_Commercial_Education_Existing_Food Preparation_Natural Gas_Conveyor Oven_E5 | F4 | Commercial | Education | Existing | Food Preparation | Natural Gas | Conveyor Oven | E5 | PCT BC Ratio | 0 | 0 | 0 | 0 | 0 | 0 | 0 | 0 | 0 | 0 | 0 | 0 | 0 | 0 | 0 | 0 | 0 | 0 | 0 | 0 | 0 | 0 | 0 | 0 | 0 | 0 | 0 | 0 | 0 | 0
F4_Commercial_Education_Existing_Food Preparation_Natural Gas_Conveyor Oven_E6 | F4 | Commercial | Education | Existing | Food Preparation | Natural Gas | Conveyor Oven | E6 | PCT BC Ratio | 0 | 0 | 0 | 0 | 0 | 0 | 0 | 0 | 0 | 0 | 0 | 0 | 0 | 0 | 0 | 0 | 0 | 0 | 0 | 0 | 0 | 0 | 0 | 0 | 0 | 0 | 0 | 0 | 0 | 0
F4_Commercial_Education_Existing_Food Preparation_Natural Gas_Conveyor Oven_E7 | F4 | Commercial | Education | Existing | Food Preparation | Natural Gas | Conveyor Oven | E7 | PCT BC Ratio | 0 | 0 | 0 | 0 | 0 | 0 | 0 | 0 | 0 | 0 | 0 | 0 | 0 | 0 | 0 | 0 | 0 | 0 | 0 | 0 | 0 | 0 | 0 | 0 | 0 | 0 | 0 | 0 | 0 | 0
F4_Commercial_Education_Existing_Food Preparation_Natural Gas_Conveyor Oven_E8 | F4 | Commercial | Education | Existing | Food Preparation | Natural Gas | Conveyor Oven | E8 | PCT BC Ratio | 0 | 0 | 0 | 0 | 0 | 0 | 0 | 0 | 0 | 0 | 0 | 0 | 0 | 0 | 0 | 0 | 0 | 0 | 0 | 0 | 0 | 0 | 0 | 0 | 0 | 0 | 0 | 0 | 0 | 0
F4_Commercial_Education_Existing_Food Preparation_Natural Gas_Conveyor Oven_E9 | F4 | Commercial | Education | Existing | Food Preparation | Natural Gas | Conveyor Oven | E9 | PCT BC Ratio | 0 | 0 | 0 | 0 | 0 | 0 | 0 | 0 | 0 | 0 | 0 | 0 | 0 | 0 | 0 | 0 | 0 | 0 | 0 | 0 | 0 | 0 | 0 | 0 | 0 | 0 | 0 | 0 | 0 | 0
F4_Commercial_Education_Existing_Food Preparation_Natural Gas_Conveyor Oven_E10 | F4 | Commercial | Education | Existing | Food Preparation | Natural Gas | Conveyor Oven | E10 | PCT BC Ratio | 0 | 0 | 0 | 0 | 0 | 0 | 0 | 0 | 0 | 0 | 0 | 0 | 0 | 0 | 0 | 0 | 0 | 0 | 0 | 0 | 0 | 0 | 0 | 0 | 0 | 0 | 0 | 0 | 0 | 0
F5_Commercial_Education_Existing_Food Preparation_Natural Gas_Conveyor Oven_E1 | F5 | Commercial | Education | Existing | Food Preparation | Natural Gas | Conveyor Oven | E1 | RIM BC Ratio | 0.9 | 0.9 | 0.9 | 0.9 | 0.9 | 0.9 | 0.9 | 0.9 | 0.9 | 0.9 | 0.9 | 0.9 | 0.9 | 0.9 | 0.9 | 0.9 | 0.9 | 0.9 | 0.9 | 0.9 | 0.9 | 0.9 | 0 | 0 | 0 | 0 | 0 | 0 | 0 | 0
F5_Commercial_Education_Existing_Food Preparation_Natural Gas_Conveyor Oven_E2 | F5 | Commercial | Education | Existing | Food Preparation | Natural Gas | Conveyor Oven | E2 | RIM BC Ratio | 0.73889 | 0.73983 | 0.74087 | 0.74231 | 0.74398 | 0.74578 | 0.74736 | 0.74869 | 0.7499 | 0.75108 | 0.75229 | 0.75348 | 0.75464 | 0.75582 | 0.75694 | 0.75805 | 0.75919 | 0.76031 | 0.76141 | 0.76249 | 0.76353 | 0.76455 | 0 | 0 | 0 | 0 | 0 | 0 | 0 | 0
F5_Commercial_Education_Existing_Food Preparation_Natural Gas_Conveyor Oven_E3 | F5 | Commercial | Education | Existing | Food Preparation | Natural Gas | Conveyor Oven | E3 | RIM BC Ratio | 0 | 0 | 0 | 0 | 0 | 0 | 0 | 0 | 0 | 0 | 0 | 0 | 0 | 0 | 0 | 0 | 0 | 0 | 0 | 0 | 0 | 0 | 0 | 0 | 0 | 0 | 0 | 0 | 0 | 0
F5_Commercial_Education_Existing_Food Preparation_Natural Gas_Conveyor Oven_E4 | F5 | Commercial | Education | Existing | Food Preparation | Natural Gas | Conveyor Oven | E4 | RIM BC Ratio | 0 | 0 | 0 | 0 | 0 | 0 | 0 | 0 | 0 | 0 | 0 | 0 | 0 | 0 | 0 | 0 | 0 | 0 | 0 | 0 | 0 | 0 | 0 | 0 | 0 | 0 | 0 | 0 | 0 | 0
F5_Commercial_Education_Existing_Food Preparation_Natural Gas_Conveyor Oven_E5 | F5 | Commercial | Education | Existing | Food Preparation | Natural Gas | Conveyor Oven | E5 | RIM BC Ratio | 0 | 0 | 0 | 0 | 0 | 0 | 0 | 0 | 0 | 0 | 0 | 0 | 0 | 0 | 0 | 0 | 0 | 0 | 0 | 0 | 0 | 0 | 0 | 0 | 0 | 0 | 0 | 0 | 0 | 0
F5_Commercial_Education_Existing_Food Preparation_Natural Gas_Conveyor Oven_E6 | F5 | Commercial | Education | Existing | Food Preparation | Natural Gas | Conveyor Oven | E6 | RIM BC Ratio | 0 | 0 | 0 | 0 | 0 | 0 | 0 | 0 | 0 | 0 | 0 | 0 | 0 | 0 | 0 | 0 | 0 | 0 | 0 | 0 | 0 | 0 | 0 | 0 | 0 | 0 | 0 | 0 | 0 | 0
F5_Commercial_Education_Existing_Food Preparation_Natural Gas_Conveyor Oven_E7 | F5 | Commercial | Education | Existing | Food Preparation | Natural Gas | Conveyor Oven | E7 | RIM BC Ratio | 0 | 0 | 0 | 0 | 0 | 0 | 0 | 0 | 0 | 0 | 0 | 0 | 0 | 0 | 0 | 0 | 0 | 0 | 0 | 0 | 0 | 0 | 0 | 0 | 0 | 0 | 0 | 0 | 0 | 0
F5_Commercial_Education_Existing_Food Preparation_Natural Gas_Conveyor Oven_E8 | F5 | Commercial | Education | Existing | Food Preparation | Natural Gas | Conveyor Oven | E8 | RIM BC Ratio | 0 | 0 | 0 | 0 | 0 | 0 | 0 | 0 | 0 | 0 | 0 | 0 | 0 | 0 | 0 | 0 | 0 | 0 | 0 | 0 | 0 | 0 | 0 | 0 | 0 | 0 | 0 | 0 | 0 | 0
F5_Commercial_Education_Existing_Food Preparation_Natural Gas_Conveyor Oven_E9 | F5 | Commercial | Education | Existing | Food Preparation | Natural Gas | Conveyor Oven | E9 | RIM BC Ratio | 0 | 0 | 0 | 0 | 0 | 0 | 0 | 0 | 0 | 0 | 0 | 0 | 0 | 0 | 0 | 0 | 0 | 0 | 0 | 0 | 0 | 0 | 0 | 0 | 0 | 0 | 0 | 0 | 0 | 0
F5_Commercial_Education_Existing_Food Preparation_Natural Gas_Conveyor Oven_E10 | F5 | Commercial | Education | Existing | Food Preparation | Natural Gas | Conveyor Oven | E10 | RIM BC Ratio | 0 | 0 | 0 | 0 | 0 | 0 | 0 | 0 | 0 | 0 | 0 | 0 | 0 | 0 | 0 | 0 | 0 | 0 | 0 | 0 | 0 | 0 | 0 | 0 | 0 | 0 | 0 | 0 | 0 | 0
F0_Commercial_Education_Existing_Food Preparation_Natural Gas_Double Rack Oven_E0 | F0 | Commercial | Education | Existing | Food Preparation | Natural Gas | Double Rack Oven | E0 | Economic Unit | FTSC Qualified (>50% Cooking Efficiency) | FTSC Qualified (>50% Cooking Efficiency) | FTSC Qualified (>50% Cooking Efficiency) | FTSC Qualified (>50% Cooking Efficiency) | FTSC Qualified (>50% Cooking Efficiency) | FTSC Qualified (>50% Cooking Efficiency) | FTSC Qualified (>50% Cooking Efficiency) | FTSC Qualified (>50% Cooking Efficiency) | FTSC Qualified (>50% Cooking Efficiency) | FTSC Qualified (>50% Cooking Efficiency) | FTSC Qualified (>50% Cooking Efficiency) | FTSC Qualified (>50% Cooking Efficiency) | FTSC Qualified (>50% Cooking Efficiency) | FTSC Qualified (>50% Cooking Efficiency) | FTSC Qualified (>50% Cooking Efficiency) | FTSC Qualified (>50% Cooking Efficiency) | FTSC Qualified (>50% Cooking Efficiency) | FTSC Qualified (>50% Cooking Efficiency) | FTSC Qualified (>50% Cooking Efficiency) | FTSC Qualified (>50% Cooking Efficiency) | FTSC Qualified (>50% Cooking Efficiency) | FTSC Qualified (>50% Cooking Efficiency) | 0 | 0 | 0 | 0 | 0 | 0 | 0 | 0
F1_Commercial_Education_Existing_Food Preparation_Natural Gas_Double Rack Oven_E1 | F1 | Commercial | Education | Existing | Food Preparation | Natural Gas | Double Rack Oven | E1 | CCE | 0 | 0 | 0 | 0 | 0 | 0 | 0 | 0 | 0 | 0 | 0 | 0 | 0 | 0 | 0 | 0 | 0 | 0 | 0 | 0 | 0 | 0 | 0 | 0 | 0 | 0 | 0 | 0 | 0 | 0
F1_Commercial_Education_Existing_Food Preparation_Natural Gas_Double Rack Oven_E2 | F1 | Commercial | Education | Existing | Food Preparation | Natural Gas | Double Rack Oven | E2 | CCE | 0.0030138 | 0.0030138 | 0.0031663 | 0.0031181 | 0.0030713 | 0.0030129 | 0.0030047 | 0.0029854 | 0.0029674 | 0.0029403 | 0.0029361 | 0.0029226 | 0.0029105 | 0.0028875 | 0.0028906 | 0.0028817 | 0.0028731 | 0.0028541 | 0.0028597 | 0.0028541 | 0.0028499 | 0.002834 | 0 | 0 | 0 | 0 | 0 | 0 | 0 | 0
F1_Commercial_Education_Existing_Food Preparation_Natural Gas_Double Rack Oven_E3 | F1 | Commercial | Education | Existing | Food Preparation | Natural Gas | Double Rack Oven | E3 | CCE | 0 | 0 | 0 | 0 | 0 | 0 | 0 | 0 | 0 | 0 | 0 | 0 | 0 | 0 | 0 | 0 | 0 | 0 | 0 | 0 | 0 | 0 | 0 | 0 | 0 | 0 | 0 | 0 | 0 | 0
F1_Commercial_Education_Existing_Food Preparation_Natural Gas_Double Rack Oven_E4 | F1 | Commercial | Education | Existing | Food Preparation | Natural Gas | Double Rack Oven | E4 | CCE | 0 | 0 | 0 | 0 | 0 | 0 | 0 | 0 | 0 | 0 | 0 | 0 | 0 | 0 | 0 | 0 | 0 | 0 | 0 | 0 | 0 | 0 | 0 | 0 | 0 | 0 | 0 | 0 | 0 | 0
F1_Commercial_Education_Existing_Food Preparation_Natural Gas_Double Rack Oven_E5 | F1 | Commercial | Education | Existing | Food Preparation | Natural Gas | Double Rack Oven | E5 | CCE | 0 | 0 | 0 | 0 | 0 | 0 | 0 | 0 | 0 | 0 | 0 | 0 | 0 | 0 | 0 | 0 | 0 | 0 | 0 | 0 | 0 | 0 | 0 | 0 | 0 | 0 | 0 | 0 | 0 | 0
F1_Commercial_Education_Existing_Food Preparation_Natural Gas_Double Rack Oven_E6 | F1 | Commercial | Education | Existing | Food Preparation | Natural Gas | Double Rack Oven | E6 | CCE | 0 | 0 | 0 | 0 | 0 | 0 | 0 | 0 | 0 | 0 | 0 | 0 | 0 | 0 | 0 | 0 | 0 | 0 | 0 | 0 | 0 | 0 | 0 | 0 | 0 | 0 | 0 | 0 | 0 | 0
F1_Commercial_Education_Existing_Food Preparation_Natural Gas_Double Rack Oven_E7 | F1 | Commercial | Education | Existing | Food Preparation | Natural Gas | Double Rack Oven | E7 | CCE | 0 | 0 | 0 | 0 | 0 | 0 | 0 | 0 | 0 | 0 | 0 | 0 | 0 | 0 | 0 | 0 | 0 | 0 | 0 | 0 | 0 | 0 | 0 | 0 | 0 | 0 | 0 | 0 | 0 | 0
F1_Commercial_Education_Existing_Food Preparation_Natural Gas_Double Rack Oven_E8 | F1 | Commercial | Education | Existing | Food Preparation | Natural Gas | Double Rack Oven | E8 | CCE | 0 | 0 | 0 | 0 | 0 | 0 | 0 | 0 | 0 | 0 | 0 | 0 | 0 | 0 | 0 | 0 | 0 | 0 | 0 | 0 | 0 | 0 | 0 | 0 | 0 | 0 | 0 | 0 | 0 | 0
F1_Commercial_Education_Existing_Food Preparation_Natural Gas_Double Rack Oven_E9 | F1 | Commercial | Education | Existing | Food Preparation | Natural Gas | Double Rack Oven | E9 | CCE | 0 | 0 | 0 | 0 | 0 | 0 | 0 | 0 | 0 | 0 | 0 | 0 | 0 | 0 | 0 | 0 | 0 | 0 | 0 | 0 | 0 | 0 | 0 | 0 | 0 | 0 | 0 | 0 | 0 | 0
F1_Commercial_Education_Existing_Food Preparation_Natural Gas_Double Rack Oven_E10 | F1 | Commercial | Education | Existing | Food Preparation | Natural Gas | Double Rack Oven | E10 | CCE | 0 | 0 | 0 | 0 | 0 | 0 | 0 | 0 | 0 | 0 | 0 | 0 | 0 | 0 | 0 | 0 | 0 | 0 | 0 | 0 | 0 | 0 | 0 | 0 | 0 | 0 | 0 | 0 | 0 | 0
F2_Commercial_Education_Existing_Food Preparation_Natural Gas_Double Rack Oven_E1 | F2 | Commercial | Education | Existing | Food Preparation | Natural Gas | Double Rack Oven | E1 | TRC BC Ratio | 0.9 | 0.9 | 0.9 | 0.9 | 0.9 | 0.9 | 0.9 | 0.9 | 0.9 | 0.9 | 0.9 | 0.9 | 0.9 | 0.9 | 0.9 | 0.9 | 0.9 | 0.9 | 0.9 | 0.9 | 0.9 | 0.9 | 0 | 0 | 0 | 0 | 0 | 0 | 0 | 0
F2_Commercial_Education_Existing_Food Preparation_Natural Gas_Double Rack Oven_E2 | F2 | Commercial | Education | Existing | Food Preparation | Natural Gas | Double Rack Oven | E2 | TRC BC Ratio | 2.9522 | 2.9775 | 3.0077 | 3.0577 | 3.1244 | 3.2031 | 3.2754 | 3.3398 | 3.4022 | 3.4628 | 3.5239 | 3.5833 | 3.6392 | 3.6952 | 3.7487 | 3.8035 | 3.8622 | 3.9213 | 3.9809 | 4.0407 | 4.0999 | 4.1582 | 0 | 0 | 0 | 0 | 0 | 0 | 0 | 0
F2_Commercial_Education_Existing_Food Preparation_Natural Gas_Double Rack Oven_E3 | F2 | Commercial | Education | Existing | Food Preparation | Natural Gas | Double Rack Oven | E3 | TRC BC Ratio | 0 | 0 | 0 | 0 | 0 | 0 | 0 | 0 | 0 | 0 | 0 | 0 | 0 | 0 | 0 | 0 | 0 | 0 | 0 | 0 | 0 | 0 | 0 | 0 | 0 | 0 | 0 | 0 | 0 | 0
F2_Commercial_Education_Existing_Food Preparation_Natural Gas_Double Rack Oven_E4 | F2 | Commercial | Education | Existing | Food Preparation | Natural Gas | Double Rack Oven | E4 | TRC BC Ratio | 0 | 0 | 0 | 0 | 0 | 0 | 0 | 0 | 0 | 0 | 0 | 0 | 0 | 0 | 0 | 0 | 0 | 0 | 0 | 0 | 0 | 0 | 0 | 0 | 0 | 0 | 0 | 0 | 0 | 0
F2_Commercial_Education_Existing_Food Preparation_Natural Gas_Double Rack Oven_E5 | F2 | Commercial | Education | Existing | Food Preparation | Natural Gas | Double Rack Oven | E5 | TRC BC Ratio | 0 | 0 | 0 | 0 | 0 | 0 | 0 | 0 | 0 | 0 | 0 | 0 | 0 | 0 | 0 | 0 | 0 | 0 | 0 | 0 | 0 | 0 | 0 | 0 | 0 | 0 | 0 | 0 | 0 | 0
F2_Commercial_Education_Existing_Food Preparation_Natural Gas_Double Rack Oven_E6 | F2 | Commercial | Education | Existing | Food Preparation | Natural Gas | Double Rack Oven | E6 | TRC BC Ratio | 0 | 0 | 0 | 0 | 0 | 0 | 0 | 0 | 0 | 0 | 0 | 0 | 0 | 0 | 0 | 0 | 0 | 0 | 0 | 0 | 0 | 0 | 0 | 0 | 0 | 0 | 0 | 0 | 0 | 0
F2_Commercial_Education_Existing_Food Preparation_Natural Gas_Double Rack Oven_E7 | F2 | Commercial | Education | Existing | Food Preparation | Natural Gas | Double Rack Oven | E7 | TRC BC Ratio | 0 | 0 | 0 | 0 | 0 | 0 | 0 | 0 | 0 | 0 | 0 | 0 | 0 | 0 | 0 | 0 | 0 | 0 | 0 | 0 | 0 | 0 | 0 | 0 | 0 | 0 | 0 | 0 | 0 | 0
F2_Commercial_Education_Existing_Food Preparation_Natural Gas_Double Rack Oven_E8 | F2 | Commercial | Education | Existing | Food Preparation | Natural Gas | Double Rack Oven | E8 | TRC BC Ratio | 0 | 0 | 0 | 0 | 0 | 0 | 0 | 0 | 0 | 0 | 0 | 0 | 0 | 0 | 0 | 0 | 0 | 0 | 0 | 0 | 0 | 0 | 0 | 0 | 0 | 0 | 0 | 0 | 0 | 0
F2_Commercial_Education_Existing_Food Preparation_Natural Gas_Double Rack Oven_E9 | F2 | Commercial | Education | Existing | Food Preparation | Natural Gas | Double Rack Oven | E9 | TRC BC Ratio | 0 | 0 | 0 | 0 | 0 | 0 | 0 | 0 | 0 | 0 | 0 | 0 | 0 | 0 | 0 | 0 | 0 | 0 | 0 | 0 | 0 | 0 | 0 | 0 | 0 | 0 | 0 | 0 | 0 | 0
F2_Commercial_Education_Existing_Food Preparation_Natural Gas_Double Rack Oven_E10 | F2 | Commercial | Education | Existing | Food Preparation | Natural Gas | Double Rack Oven | E10 | TRC BC Ratio | 0 | 0 | 0 | 0 | 0 | 0 | 0 | 0 | 0 | 0 | 0 | 0 | 0 | 0 | 0 | 0 | 0 | 0 | 0 | 0 | 0 | 0 | 0 | 0 | 0 | 0 | 0 | 0 | 0 | 0
F3_Commercial_Education_Existing_Food Preparation_Natural Gas_Double Rack Oven_E1 | F3 | Commercial | Education | Existing | Food Preparation | Natural Gas | Double Rack Oven | E1 | PACT BC Ratio | 0.9 | 0.9 | 0.9 | 0.9 | 0.9 | 0.9 | 0.9 | 0.9 | 0.9 | 0.9 | 0.9 | 0.9 | 0.9 | 0.9 | 0.9 | 0.9 | 0.9 | 0.9 | 0.9 | 0.9 | 0.9 | 0.9 | 0 | 0 | 0 | 0 | 0 | 0 | 0 | 0
F3_Commercial_Education_Existing_Food Preparation_Natural Gas_Double Rack Oven_E2 | F3 | Commercial | Education | Existing | Food Preparation | Natural Gas | Double Rack Oven | E2 | PACT BC Ratio | 6.3603 | 6.4147 | 6.4799 | 6.5877 | 6.7314 | 6.9009 | 7.0567 | 7.1954 | 7.3299 | 7.4604 | 7.592 | 7.7199 | 7.8404 | 7.961 | 8.0763 | 8.1945 | 8.3209 | 8.4482 | 8.5765 | 8.7054 | 8.8329 | 8.9584 | 0 | 0 | 0 | 0 | 0 | 0 | 0 | 0
F3_Commercial_Education_Existing_Food Preparation_Natural Gas_Double Rack Oven_E3 | F3 | Commercial | Education | Existing | Food Preparation | Natural Gas | Double Rack Oven | E3 | PACT BC Ratio | 0 | 0 | 0 | 0 | 0 | 0 | 0 | 0 | 0 | 0 | 0 | 0 | 0 | 0 | 0 | 0 | 0 | 0 | 0 | 0 | 0 | 0 | 0 | 0 | 0 | 0 | 0 | 0 | 0 | 0
F3_Commercial_Education_Existing_Food Preparation_Natural Gas_Double Rack Oven_E4 | F3 | Commercial | Education | Existing | Food Preparation | Natural Gas | Double Rack Oven | E4 | PACT BC Ratio | 0 | 0 | 0 | 0 | 0 | 0 | 0 | 0 | 0 | 0 | 0 | 0 | 0 | 0 | 0 | 0 | 0 | 0 | 0 | 0 | 0 | 0 | 0 | 0 | 0 | 0 | 0 | 0 | 0 | 0
F3_Commercial_Education_Existing_Food Preparation_Natural Gas_Double Rack Oven_E5 | F3 | Commercial | Education | Existing | Food Preparation | Natural Gas | Double Rack Oven | E5 | PACT BC Ratio | 0 | 0 | 0 | 0 | 0 | 0 | 0 | 0 | 0 | 0 | 0 | 0 | 0 | 0 | 0 | 0 | 0 | 0 | 0 | 0 | 0 | 0 | 0 | 0 | 0 | 0 | 0 | 0 | 0 | 0
F3_Commercial_Education_Existing_Food Preparation_Natural Gas_Double Rack Oven_E6 | F3 | Commercial | Education | Existing | Food Preparation | Natural Gas | Double Rack Oven | E6 | PACT BC Ratio | 0 | 0 | 0 | 0 | 0 | 0 | 0 | 0 | 0 | 0 | 0 | 0 | 0 | 0 | 0 | 0 | 0 | 0 | 0 | 0 | 0 | 0 | 0 | 0 | 0 | 0 | 0 | 0 | 0 | 0
F3_Commercial_Education_Existing_Food Preparation_Natural Gas_Double Rack Oven_E7 | F3 | Commercial | Education | Existing | Food Preparation | Natural Gas | Double Rack Oven | E7 | PACT BC Ratio | 0 | 0 | 0 | 0 | 0 | 0 | 0 | 0 | 0 | 0 | 0 | 0 | 0 | 0 | 0 | 0 | 0 | 0 | 0 | 0 | 0 | 0 | 0 | 0 | 0 | 0 | 0 | 0 | 0 | 0
F3_Commercial_Education_Existing_Food Preparation_Natural Gas_Double Rack Oven_E8 | F3 | Commercial | Education | Existing | Food Preparation | Natural Gas | Double Rack Oven | E8 | PACT BC Ratio | 0 | 0 | 0 | 0 | 0 | 0 | 0 | 0 | 0 | 0 | 0 | 0 | 0 | 0 | 0 | 0 | 0 | 0 | 0 | 0 | 0 | 0 | 0 | 0 | 0 | 0 | 0 | 0 | 0 | 0
F3_Commercial_Education_Existing_Food Preparation_Natural Gas_Double Rack Oven_E9 | F3 | Commercial | Education | Existing | Food Preparation | Natural Gas | Double Rack Oven | E9 | PACT BC Ratio | 0 | 0 | 0 | 0 | 0 | 0 | 0 | 0 | 0 | 0 | 0 | 0 | 0 | 0 | 0 | 0 | 0 | 0 | 0 | 0 | 0 | 0 | 0 | 0 | 0 | 0 | 0 | 0 | 0 | 0
F3_Commercial_Education_Existing_Food Preparation_Natural Gas_Double Rack Oven_E10 | F3 | Commercial | Education | Existing | Food Preparation | Natural Gas | Double Rack Oven | E10 | PACT BC Ratio | 0 | 0 | 0 | 0 | 0 | 0 | 0 | 0 | 0 | 0 | 0 | 0 | 0 | 0 | 0 | 0 | 0 | 0 | 0 | 0 | 0 | 0 | 0 | 0 | 0 | 0 | 0 | 0 | 0 | 0
F4_Commercial_Education_Existing_Food Preparation_Natural Gas_Double Rack Oven_E1 | F4 | Commercial | Education | Existing | Food Preparation | Natural Gas | Double Rack Oven | E1 | PCT BC Ratio | 0.9 | 0.9 | 0.9 | 0.9 | 0.9 | 0.9 | 0.9 | 0.9 | 0.9 | 0.9 | 0.9 | 0.9 | 0.9 | 0.9 | 0.9 | 0.9 | 0.9 | 0.9 | 0.9 | 0.9 | 0.9 | 0.9 | 0 | 0 | 0 | 0 | 0 | 0 | 0 | 0
F4_Commercial_Education_Existing_Food Preparation_Natural Gas_Double Rack Oven_E2 | F4 | Commercial | Education | Existing | Food Preparation | Natural Gas | Double Rack Oven | E2 | PCT BC Ratio | 4.9652 | 5.0051 | 5.053 | 5.1322 | 5.2378 | 5.3623 | 5.4768 | 5.5787 | 5.6775 | 5.7734 | 5.8701 | 5.9641 | 6.0526 | 6.1412 | 6.2259 | 6.3128 | 6.4057 | 6.4992 | 6.5935 | 6.6882 | 6.7818 | 6.8741 | 0 | 0 | 0 | 0 | 0 | 0 | 0 | 0
F4_Commercial_Education_Existing_Food Preparation_Natural Gas_Double Rack Oven_E3 | F4 | Commercial | Education | Existing | Food Preparation | Natural Gas | Double Rack Oven | E3 | PCT BC Ratio | 0 | 0 | 0 | 0 | 0 | 0 | 0 | 0 | 0 | 0 | 0 | 0 | 0 | 0 | 0 | 0 | 0 | 0 | 0 | 0 | 0 | 0 | 0 | 0 | 0 | 0 | 0 | 0 | 0 | 0
F4_Commercial_Education_Existing_Food Preparation_Natural Gas_Double Rack Oven_E4 | F4 | Commercial | Education | Existing | Food Preparation | Natural Gas | Double Rack Oven | E4 | PCT BC Ratio | 0 | 0 | 0 | 0 | 0 | 0 | 0 | 0 | 0 | 0 | 0 | 0 | 0 | 0 | 0 | 0 | 0 | 0 | 0 | 0 | 0 | 0 | 0 | 0 | 0 | 0 | 0 | 0 | 0 | 0
F4_Commercial_Education_Existing_Food Preparation_Natural Gas_Double Rack Oven_E5 | F4 | Commercial | Education | Existing | Food Preparation | Natural Gas | Double Rack Oven | E5 | PCT BC Ratio | 0 | 0 | 0 | 0 | 0 | 0 | 0 | 0 | 0 | 0 | 0 | 0 | 0 | 0 | 0 | 0 | 0 | 0 | 0 | 0 | 0 | 0 | 0 | 0 | 0 | 0 | 0 | 0 | 0 | 0
F4_Commercial_Education_Existing_Food Preparation_Natural Gas_Double Rack Oven_E6 | F4 | Commercial | Education | Existing | Food Preparation | Natural Gas | Double Rack Oven | E6 | PCT BC Ratio | 0 | 0 | 0 | 0 | 0 | 0 | 0 | 0 | 0 | 0 | 0 | 0 | 0 | 0 | 0 | 0 | 0 | 0 | 0 | 0 | 0 | 0 | 0 | 0 | 0 | 0 | 0 | 0 | 0 | 0
F4_Commercial_Education_Existing_Food Preparation_Natural Gas_Double Rack Oven_E7 | F4 | Commercial | Education | Existing | Food Preparation | Natural Gas | Double Rack Oven | E7 | PCT BC Ratio | 0 | 0 | 0 | 0 | 0 | 0 | 0 | 0 | 0 | 0 | 0 | 0 | 0 | 0 | 0 | 0 | 0 | 0 | 0 | 0 | 0 | 0 | 0 | 0 | 0 | 0 | 0 | 0 | 0 | 0
F4_Commercial_Education_Existing_Food Preparation_Natural Gas_Double Rack Oven_E8 | F4 | Commercial | Education | Existing | Food Preparation | Natural Gas | Double Rack Oven | E8 | PCT BC Ratio | 0 | 0 | 0 | 0 | 0 | 0 | 0 | 0 | 0 | 0 | 0 | 0 | 0 | 0 | 0 | 0 | 0 | 0 | 0 | 0 | 0 | 0 | 0 | 0 | 0 | 0 | 0 | 0 | 0 | 0
F4_Commercial_Education_Existing_Food Preparation_Natural Gas_Double Rack Oven_E9 | F4 | Commercial | Education | Existing | Food Preparation | Natural Gas | Double Rack Oven | E9 | PCT BC Ratio | 0 | 0 | 0 | 0 | 0 | 0 | 0 | 0 | 0 | 0 | 0 | 0 | 0 | 0 | 0 | 0 | 0 | 0 | 0 | 0 | 0 | 0 | 0 | 0 | 0 | 0 | 0 | 0 | 0 | 0
F4_Commercial_Education_Existing_Food Preparation_Natural Gas_Double Rack Oven_E10 | F4 | Commercial | Education | Existing | Food Preparation | Natural Gas | Double Rack Oven | E10 | PCT BC Ratio | 0 | 0 | 0 | 0 | 0 | 0 | 0 | 0 | 0 | 0 | 0 | 0 | 0 | 0 | 0 | 0 | 0 | 0 | 0 | 0 | 0 | 0 | 0 | 0 | 0 | 0 | 0 | 0 | 0 | 0
F5_Commercial_Education_Existing_Food Preparation_Natural Gas_Double Rack Oven_E1 | F5 | Commercial | Education | Existing | Food Preparation | Natural Gas | Double Rack Oven | E1 | RIM BC Ratio | 0.9 | 0.9 | 0.9 | 0.9 | 0.9 | 0.9 | 0.9 | 0.9 | 0.9 | 0.9 | 0.9 | 0.9 | 0.9 | 0.9 | 0.9 | 0.9 | 0.9 | 0.9 | 0.9 | 0.9 | 0.9 | 0.9 | 0 | 0 | 0 | 0 | 0 | 0 | 0 | 0
F5_Commercial_Education_Existing_Food Preparation_Natural Gas_Double Rack Oven_E2 | F5 | Commercial | Education | Existing | Food Preparation | Natural Gas | Double Rack Oven | E2 | RIM BC Ratio | 0.73785 | 0.73858 | 0.73943 | 0.74082 | 0.7426 | 0.74462 | 0.74639 | 0.74792 | 0.74935 | 0.75069 | 0.752 | 0.75324 | 0.75437 | 0.75547 | 0.7565 | 0.75752 | 0.75858 | 0.75963 | 0.76065 | 0.76165 | 0.76261 | 0.76354 | 0 | 0 | 0 | 0 | 0 | 0 | 0 | 0
F5_Commercial_Education_Existing_Food Preparation_Natural Gas_Double Rack Oven_E3 | F5 | Commercial | Education | Existing | Food Preparation | Natural Gas | Double Rack Oven | E3 | RIM BC Ratio | 0 | 0 | 0 | 0 | 0 | 0 | 0 | 0 | 0 | 0 | 0 | 0 | 0 | 0 | 0 | 0 | 0 | 0 | 0 | 0 | 0 | 0 | 0 | 0 | 0 | 0 | 0 | 0 | 0 | 0
F5_Commercial_Education_Existing_Food Preparation_Natural Gas_Double Rack Oven_E4 | F5 | Commercial | Education | Existing | Food Preparation | Natural Gas | Double Rack Oven | E4 | RIM BC Ratio | 0 | 0 | 0 | 0 | 0 | 0 | 0 | 0 | 0 | 0 | 0 | 0 | 0 | 0 | 0 | 0 | 0 | 0 | 0 | 0 | 0 | 0 | 0 | 0 | 0 | 0 | 0 | 0 | 0 | 0
F5_Commercial_Education_Existing_Food Preparation_Natural Gas_Double Rack Oven_E5 | F5 | Commercial | Education | Existing | Food Preparation | Natural Gas | Double Rack Oven | E5 | RIM BC Ratio | 0 | 0 | 0 | 0 | 0 | 0 | 0 | 0 | 0 | 0 | 0 | 0 | 0 | 0 | 0 | 0 | 0 | 0 | 0 | 0 | 0 | 0 | 0 | 0 | 0 | 0 | 0 | 0 | 0 | 0
F5_Commercial_Education_Existing_Food Preparation_Natural Gas_Double Rack Oven_E6 | F5 | Commercial | Education | Existing | Food Preparation | Natural Gas | Double Rack Oven | E6 | RIM BC Ratio | 0 | 0 | 0 | 0 | 0 | 0 | 0 | 0 | 0 | 0 | 0 | 0 | 0 | 0 | 0 | 0 | 0 | 0 | 0 | 0 | 0 | 0 | 0 | 0 | 0 | 0 | 0 | 0 | 0 | 0
F5_Commercial_Education_Existing_Food Preparation_Natural Gas_Double Rack Oven_E7 | F5 | Commercial | Education | Existing | Food Preparation | Natural Gas | Double Rack Oven | E7 | RIM BC Ratio | 0 | 0 | 0 | 0 | 0 | 0 | 0 | 0 | 0 | 0 | 0 | 0 | 0 | 0 | 0 | 0 | 0 | 0 | 0 | 0 | 0 | 0 | 0 | 0 | 0 | 0 | 0 | 0 | 0 | 0
F5_Commercial_Education_Existing_Food Preparation_Natural Gas_Double Rack Oven_E8 | F5 | Commercial | Education | Existing | Food Preparation | Natural Gas | Double Rack Oven | E8 | RIM BC Ratio | 0 | 0 | 0 | 0 | 0 | 0 | 0 | 0 | 0 | 0 | 0 | 0 | 0 | 0 | 0 | 0 | 0 | 0 | 0 | 0 | 0 | 0 | 0 | 0 | 0 | 0 | 0 | 0 | 0 | 0
F5_Commercial_Education_Existing_Food Preparation_Natural Gas_Double Rack Oven_E9 | F5 | Commercial | Education | Existing | Food Preparation | Natural Gas | Double Rack Oven | E9 | RIM BC Ratio | 0 | 0 | 0 | 0 | 0 | 0 | 0 | 0 | 0 | 0 | 0 | 0 | 0 | 0 | 0 | 0 | 0 | 0 | 0 | 0 | 0 | 0 | 0 | 0 | 0 | 0 | 0 | 0 | 0 | 0
F5_Commercial_Education_Existing_Food Preparation_Natural Gas_Double Rack Oven_E10 | F5 | Commercial | Education | Existing | Food Preparation | Natural Gas | Double Rack Oven | E10 | RIM BC Ratio | 0 | 0 | 0 | 0 | 0 | 0 | 0 | 0 | 0 | 0 | 0 | 0 | 0 | 0 | 0 | 0 | 0 | 0 | 0 | 0 | 0 | 0 | 0 | 0 | 0 | 0 | 0 | 0 | 0 | 0
F0_Commercial_Education_Existing_Food Preparation_Natural Gas_Fryer_E0 | F0 | Commercial | Education | Existing | Food Preparation | Natural Gas | Fryer | E0 | Economic Unit | ENERGY STAR | ENERGY STAR | ENERGY STAR | ENERGY STAR | ENERGY STAR | ENERGY STAR | ENERGY STAR | ENERGY STAR | ENERGY STAR | ENERGY STAR | ENERGY STAR | ENERGY STAR | ENERGY STAR | ENERGY STAR | ENERGY STAR | ENERGY STAR | ENERGY STAR | ENERGY STAR | ENERGY STAR | ENERGY STAR | ENERGY STAR | ENERGY STAR | 0 | 0 | 0 | 0 | 0 | 0 | 0 | 0
F1_Commercial_Education_Existing_Food Preparation_Natural Gas_Fryer_E1 | F1 | Commercial | Education | Existing | Food Preparation | Natural Gas | Fryer | E1 | CCE | 0 | 0 | 0 | 0 | 0 | 0 | 0 | 0 | 0 | 0 | 0 | 0 | 0 | 0 | 0 | 0 | 0 | 0 | 0 | 0 | 0 | 0 | 0 | 0 | 0 | 0 | 0 | 0 | 0 | 0
F1_Commercial_Education_Existing_Food Preparation_Natural Gas_Fryer_E2 | F1 | Commercial | Education | Existing | Food Preparation | Natural Gas | Fryer | E2 | CCE | 0.0070192 | 0.0070192 | 0.0073742 | 0.0072621 | 0.0071531 | 0.0070171 | 0.0069979 | 0.0069529 | 0.006911 | 0.0068479 | 0.0068381 | 0.0068066 | 0.0067786 | 0.006725 | 0.0067321 | 0.0067115 | 0.0066913 | 0.0066471 | 0.0066602 | 0.0066472 | 0.0066374 | 0.0066003 | 0 | 0 | 0 | 0 | 0 | 0 | 0 | 0
F1_Commercial_Education_Existing_Food Preparation_Natural Gas_Fryer_E3 | F1 | Commercial | Education | Existing | Food Preparation | Natural Gas | Fryer | E3 | CCE | 0 | 0 | 0 | 0 | 0 | 0 | 0 | 0 | 0 | 0 | 0 | 0 | 0 | 0 | 0 | 0 | 0 | 0 | 0 | 0 | 0 | 0 | 0 | 0 | 0 | 0 | 0 | 0 | 0 | 0
F1_Commercial_Education_Existing_Food Preparation_Natural Gas_Fryer_E4 | F1 | Commercial | Education | Existing | Food Preparation | Natural Gas | Fryer | E4 | CCE | 0 | 0 | 0 | 0 | 0 | 0 | 0 | 0 | 0 | 0 | 0 | 0 | 0 | 0 | 0 | 0 | 0 | 0 | 0 | 0 | 0 | 0 | 0 | 0 | 0 | 0 | 0 | 0 | 0 | 0
F1_Commercial_Education_Existing_Food Preparation_Natural Gas_Fryer_E5 | F1 | Commercial | Education | Existing | Food Preparation | Natural Gas | Fryer | E5 | CCE | 0 | 0 | 0 | 0 | 0 | 0 | 0 | 0 | 0 | 0 | 0 | 0 | 0 | 0 | 0 | 0 | 0 | 0 | 0 | 0 | 0 | 0 | 0 | 0 | 0 | 0 | 0 | 0 | 0 | 0
F1_Commercial_Education_Existing_Food Preparation_Natural Gas_Fryer_E6 | F1 | Commercial | Education | Existing | Food Preparation | Natural Gas | Fryer | E6 | CCE | 0 | 0 | 0 | 0 | 0 | 0 | 0 | 0 | 0 | 0 | 0 | 0 | 0 | 0 | 0 | 0 | 0 | 0 | 0 | 0 | 0 | 0 | 0 | 0 | 0 | 0 | 0 | 0 | 0 | 0
F1_Commercial_Education_Existing_Food Preparation_Natural Gas_Fryer_E7 | F1 | Commercial | Education | Existing | Food Preparation | Natural Gas | Fryer | E7 | CCE | 0 | 0 | 0 | 0 | 0 | 0 | 0 | 0 | 0 | 0 | 0 | 0 | 0 | 0 | 0 | 0 | 0 | 0 | 0 | 0 | 0 | 0 | 0 | 0 | 0 | 0 | 0 | 0 | 0 | 0
F1_Commercial_Education_Existing_Food Preparation_Natural Gas_Fryer_E8 | F1 | Commercial | Education | Existing | Food Preparation | Natural Gas | Fryer | E8 | CCE | 0 | 0 | 0 | 0 | 0 | 0 | 0 | 0 | 0 | 0 | 0 | 0 | 0 | 0 | 0 | 0 | 0 | 0 | 0 | 0 | 0 | 0 | 0 | 0 | 0 | 0 | 0 | 0 | 0 | 0
F1_Commercial_Education_Existing_Food Preparation_Natural Gas_Fryer_E9 | F1 | Commercial | Education | Existing | Food Preparation | Natural Gas | Fryer | E9 | CCE | 0 | 0 | 0 | 0 | 0 | 0 | 0 | 0 | 0 | 0 | 0 | 0 | 0 | 0 | 0 | 0 | 0 | 0 | 0 | 0 | 0 | 0 | 0 | 0 | 0 | 0 | 0 | 0 | 0 | 0
F1_Commercial_Education_Existing_Food Preparation_Natural Gas_Fryer_E10 | F1 | Commercial | Education | Existing | Food Preparation | Natural Gas | Fryer | E10 | CCE | 0 | 0 | 0 | 0 | 0 | 0 | 0 | 0 | 0 | 0 | 0 | 0 | 0 | 0 | 0 | 0 | 0 | 0 | 0 | 0 | 0 | 0 | 0 | 0 | 0 | 0 | 0 | 0 | 0 | 0
F2_Commercial_Education_Existing_Food Preparation_Natural Gas_Fryer_E1 | F2 | Commercial | Education | Existing | Food Preparation | Natural Gas | Fryer | E1 | TRC BC Ratio | 0.9 | 0.9 | 0.9 | 0.9 | 0.9 | 0.9 | 0.9 | 0.9 | 0.9 | 0.9 | 0.9 | 0.9 | 0.9 | 0.9 | 0.9 | 0.9 | 0.9 | 0.9 | 0.9 | 0.9 | 0.9 | 0.9 | 0 | 0 | 0 | 0 | 0 | 0 | 0 | 0
F2_Commercial_Education_Existing_Food Preparation_Natural Gas_Fryer_E2 | F2 | Commercial | Education | Existing | Food Preparation | Natural Gas | Fryer | E2 | TRC BC Ratio | 1.215 | 1.2059 | 1.2046 | 1.2221 | 1.2535 | 1.2946 | 1.3292 | 1.3564 | 1.3811 | 1.4053 | 1.4318 | 1.4585 | 1.4845 | 1.5137 | 1.5415 | 1.571 | 1.6001 | 1.6254 | 1.6465 | 1.6626 | 1.6776 | 1.6911 | 0 | 0 | 0 | 0 | 0 | 0 | 0 | 0
F2_Commercial_Education_Existing_Food Preparation_Natural Gas_Fryer_E3 | F2 | Commercial | Education | Existing | Food Preparation | Natural Gas | Fryer | E3 | TRC BC Ratio | 0 | 0 | 0 | 0 | 0 | 0 | 0 | 0 | 0 | 0 | 0 | 0 | 0 | 0 | 0 | 0 | 0 | 0 | 0 | 0 | 0 | 0 | 0 | 0 | 0 | 0 | 0 | 0 | 0 | 0
F2_Commercial_Education_Existing_Food Preparation_Natural Gas_Fryer_E4 | F2 | Commercial | Education | Existing | Food Preparation | Natural Gas | Fryer | E4 | TRC BC Ratio | 0 | 0 | 0 | 0 | 0 | 0 | 0 | 0 | 0 | 0 | 0 | 0 | 0 | 0 | 0 | 0 | 0 | 0 | 0 | 0 | 0 | 0 | 0 | 0 | 0 | 0 | 0 | 0 | 0 | 0
F2_Commercial_Education_Existing_Food Preparation_Natural Gas_Fryer_E5 | F2 | Commercial | Education | Existing | Food Preparation | Natural Gas | Fryer | E5 | TRC BC Ratio | 0 | 0 | 0 | 0 | 0 | 0 | 0 | 0 | 0 | 0 | 0 | 0 | 0 | 0 | 0 | 0 | 0 | 0 | 0 | 0 | 0 | 0 | 0 | 0 | 0 | 0 | 0 | 0 | 0 | 0
F2_Commercial_Education_Existing_Food Preparation_Natural Gas_Fryer_E6 | F2 | Commercial | Education | Existing | Food Preparation | Natural Gas | Fryer | E6 | TRC BC Ratio | 0 | 0 | 0 | 0 | 0 | 0 | 0 | 0 | 0 | 0 | 0 | 0 | 0 | 0 | 0 | 0 | 0 | 0 | 0 | 0 | 0 | 0 | 0 | 0 | 0 | 0 | 0 | 0 | 0 | 0
F2_Commercial_Education_Existing_Food Preparation_Natural Gas_Fryer_E7 | F2 | Commercial | Education | Existing | Food Preparation | Natural Gas | Fryer | E7 | TRC BC Ratio | 0 | 0 | 0 | 0 | 0 | 0 | 0 | 0 | 0 | 0 | 0 | 0 | 0 | 0 | 0 | 0 | 0 | 0 | 0 | 0 | 0 | 0 | 0 | 0 | 0 | 0 | 0 | 0 | 0 | 0
F2_Commercial_Education_Existing_Food Preparation_Natural Gas_Fryer_E8 | F2 | Commercial | Education | Existing | Food Preparation | Natural Gas | Fryer | E8 | TRC BC Ratio | 0 | 0 | 0 | 0 | 0 | 0 | 0 | 0 | 0 | 0 | 0 | 0 | 0 | 0 | 0 | 0 | 0 | 0 | 0 | 0 | 0 | 0 | 0 | 0 | 0 | 0 | 0 | 0 | 0 | 0
F2_Commercial_Education_Existing_Food Preparation_Natural Gas_Fryer_E9 | F2 | Commercial | Education | Existing | Food Preparation | Natural Gas | Fryer | E9 | TRC BC Ratio | 0 | 0 | 0 | 0 | 0 | 0 | 0 | 0 | 0 | 0 | 0 | 0 | 0 | 0 | 0 | 0 | 0 | 0 | 0 | 0 | 0 | 0 | 0 | 0 | 0 | 0 | 0 | 0 | 0 | 0
F2_Commercial_Education_Existing_Food Preparation_Natural Gas_Fryer_E10 | F2 | Commercial | Education | Existing | Food Preparation | Natural Gas | Fryer | E10 | TRC BC Ratio | 0 | 0 | 0 | 0 | 0 | 0 | 0 | 0 | 0 | 0 | 0 | 0 | 0 | 0 | 0 | 0 | 0 | 0 | 0 | 0 | 0 | 0 | 0 | 0 | 0 | 0 | 0 | 0 | 0 | 0
F3_Commercial_Education_Existing_Food Preparation_Natural Gas_Fryer_E1 | F3 | Commercial | Education | Existing | Food Preparation | Natural Gas | Fryer | E1 | PACT BC Ratio | 0.9 | 0.9 | 0.9 | 0.9 | 0.9 | 0.9 | 0.9 | 0.9 | 0.9 | 0.9 | 0.9 | 0.9 | 0.9 | 0.9 | 0.9 | 0.9 | 0.9 | 0.9 | 0.9 | 0.9 | 0.9 | 0.9 | 0 | 0 | 0 | 0 | 0 | 0 | 0 | 0
F3_Commercial_Education_Existing_Food Preparation_Natural Gas_Fryer_E2 | F3 | Commercial | Education | Existing | Food Preparation | Natural Gas | Fryer | E2 | PACT BC Ratio | 1.5621 | 1.5504 | 1.5488 | 1.5712 | 1.6116 | 1.6645 | 1.709 | 1.7439 | 1.7757 | 1.8068 | 1.8409 | 1.8752 | 1.9086 | 1.9462 | 1.9819 | 2.0198 | 2.0573 | 2.0898 | 2.1169 | 2.1377 | 2.1569 | 2.1743 | 0 | 0 | 0 | 0 | 0 | 0 | 0 | 0
F3_Commercial_Education_Existing_Food Preparation_Natural Gas_Fryer_E3 | F3 | Commercial | Education | Existing | Food Preparation | Natural Gas | Fryer | E3 | PACT BC Ratio | 0 | 0 | 0 | 0 | 0 | 0 | 0 | 0 | 0 | 0 | 0 | 0 | 0 | 0 | 0 | 0 | 0 | 0 | 0 | 0 | 0 | 0 | 0 | 0 | 0 | 0 | 0 | 0 | 0 | 0
F3_Commercial_Education_Existing_Food Preparation_Natural Gas_Fryer_E4 | F3 | Commercial | Education | Existing | Food Preparation | Natural Gas | Fryer | E4 | PACT BC Ratio | 0 | 0 | 0 | 0 | 0 | 0 | 0 | 0 | 0 | 0 | 0 | 0 | 0 | 0 | 0 | 0 | 0 | 0 | 0 | 0 | 0 | 0 | 0 | 0 | 0 | 0 | 0 | 0 | 0 | 0
F3_Commercial_Education_Existing_Food Preparation_Natural Gas_Fryer_E5 | F3 | Commercial | Education | Existing | Food Preparation | Natural Gas | Fryer | E5 | PACT BC Ratio | 0 | 0 | 0 | 0 | 0 | 0 | 0 | 0 | 0 | 0 | 0 | 0 | 0 | 0 | 0 | 0 | 0 | 0 | 0 | 0 | 0 | 0 | 0 | 0 | 0 | 0 | 0 | 0 | 0 | 0
F3_Commercial_Education_Existing_Food Preparation_Natural Gas_Fryer_E6 | F3 | Commercial | Education | Existing | Food Preparation | Natural Gas | Fryer | E6 | PACT BC Ratio | 0 | 0 | 0 | 0 | 0 | 0 | 0 | 0 | 0 | 0 | 0 | 0 | 0 | 0 | 0 | 0 | 0 | 0 | 0 | 0 | 0 | 0 | 0 | 0 | 0 | 0 | 0 | 0 | 0 | 0
F3_Commercial_Education_Existing_Food Preparation_Natural Gas_Fryer_E7 | F3 | Commercial | Education | Existing | Food Preparation | Natural Gas | Fryer | E7 | PACT BC Ratio | 0 | 0 | 0 | 0 | 0 | 0 | 0 | 0 | 0 | 0 | 0 | 0 | 0 | 0 | 0 | 0 | 0 | 0 | 0 | 0 | 0 | 0 | 0 | 0 | 0 | 0 | 0 | 0 | 0 | 0
F3_Commercial_Education_Existing_Food Preparation_Natural Gas_Fryer_E8 | F3 | Commercial | Education | Existing | Food Preparation | Natural Gas | Fryer | E8 | PACT BC Ratio | 0 | 0 | 0 | 0 | 0 | 0 | 0 | 0 | 0 | 0 | 0 | 0 | 0 | 0 | 0 | 0 | 0 | 0 | 0 | 0 | 0 | 0 | 0 | 0 | 0 | 0 | 0 | 0 | 0 | 0
F3_Commercial_Education_Existing_Food Preparation_Natural Gas_Fryer_E9 | F3 | Commercial | Education | Existing | Food Preparation | Natural Gas | Fryer | E9 | PACT BC Ratio | 0 | 0 | 0 | 0 | 0 | 0 | 0 | 0 | 0 | 0 | 0 | 0 | 0 | 0 | 0 | 0 | 0 | 0 | 0 | 0 | 0 | 0 | 0 | 0 | 0 | 0 | 0 | 0 | 0 | 0
F3_Commercial_Education_Existing_Food Preparation_Natural Gas_Fryer_E10 | F3 | Commercial | Education | Existing | Food Preparation | Natural Gas | Fryer | E10 | PACT BC Ratio | 0 | 0 | 0 | 0 | 0 | 0 | 0 | 0 | 0 | 0 | 0 | 0 | 0 | 0 | 0 | 0 | 0 | 0 | 0 | 0 | 0 | 0 | 0 | 0 | 0 | 0 | 0 | 0 | 0 | 0
F4_Commercial_Education_Existing_Food Preparation_Natural Gas_Fryer_E1 | F4 | Commercial | Education | Existing | Food Preparation | Natural Gas | Fryer | E1 | PCT BC Ratio | 0.9 | 0.9 | 0.9 | 0.9 | 0.9 | 0.9 | 0.9 | 0.9 | 0.9 | 0.9 | 0.9 | 0.9 | 0.9 | 0.9 | 0.9 | 0.9 | 0.9 | 0.9 | 0.9 | 0.9 | 0.9 | 0.9 | 0 | 0 | 0 | 0 | 0 | 0 | 0 | 0
F4_Commercial_Education_Existing_Food Preparation_Natural Gas_Fryer_E2 | F4 | Commercial | Education | Existing | Food Preparation | Natural Gas | Fryer | E2 | PCT BC Ratio | 3.0813 | 3.063 | 3.0604 | 3.0957 | 3.1592 | 3.2424 | 3.3124 | 3.3673 | 3.4172 | 3.4661 | 3.5197 | 3.5737 | 3.6262 | 3.6853 | 3.7415 | 3.8011 | 3.86 | 3.9112 | 3.9537 | 3.9864 | 4.0167 | 4.044 | 0 | 0 | 0 | 0 | 0 | 0 | 0 | 0
F4_Commercial_Education_Existing_Food Preparation_Natural Gas_Fryer_E3 | F4 | Commercial | Education | Existing | Food Preparation | Natural Gas | Fryer | E3 | PCT BC Ratio | 0 | 0 | 0 | 0 | 0 | 0 | 0 | 0 | 0 | 0 | 0 | 0 | 0 | 0 | 0 | 0 | 0 | 0 | 0 | 0 | 0 | 0 | 0 | 0 | 0 | 0 | 0 | 0 | 0 | 0
F4_Commercial_Education_Existing_Food Preparation_Natural Gas_Fryer_E4 | F4 | Commercial | Education | Existing | Food Preparation | Natural Gas | Fryer | E4 | PCT BC Ratio | 0 | 0 | 0 | 0 | 0 | 0 | 0 | 0 | 0 | 0 | 0 | 0 | 0 | 0 | 0 | 0 | 0 | 0 | 0 | 0 | 0 | 0 | 0 | 0 | 0 | 0 | 0 | 0 | 0 | 0
F4_Commercial_Education_Existing_Food Preparation_Natural Gas_Fryer_E5 | F4 | Commercial | Education | Existing | Food Preparation | Natural Gas | Fryer | E5 | PCT BC Ratio | 0 | 0 | 0 | 0 | 0 | 0 | 0 | 0 | 0 | 0 | 0 | 0 | 0 | 0 | 0 | 0 | 0 | 0 | 0 | 0 | 0 | 0 | 0 | 0 | 0 | 0 | 0 | 0 | 0 | 0
F4_Commercial_Education_Existing_Food Preparation_Natural Gas_Fryer_E6 | F4 | Commercial | Education | Existing | Food Preparation | Natural Gas | Fryer | E6 | PCT BC Ratio | 0 | 0 | 0 | 0 | 0 | 0 | 0 | 0 | 0 | 0 | 0 | 0 | 0 | 0 | 0 | 0 | 0 | 0 | 0 | 0 | 0 | 0 | 0 | 0 | 0 | 0 | 0 | 0 | 0 | 0
F4_Commercial_Education_Existing_Food Preparation_Natural Gas_Fryer_E7 | F4 | Commercial | Education | Existing | Food Preparation | Natural Gas | Fryer | E7 | PCT BC Ratio | 0 | 0 | 0 | 0 | 0 | 0 | 0 | 0 | 0 | 0 | 0 | 0 | 0 | 0 | 0 | 0 | 0 | 0 | 0 | 0 | 0 | 0 | 0 | 0 | 0 | 0 | 0 | 0 | 0 | 0
F4_Commercial_Education_Existing_Food Preparation_Natural Gas_Fryer_E8 | F4 | Commercial | Education | Existing | Food Preparation | Natural Gas | Fryer | E8 | PCT BC Ratio | 0 | 0 | 0 | 0 | 0 | 0 | 0 | 0 | 0 | 0 | 0 | 0 | 0 | 0 | 0 | 0 | 0 | 0 | 0 | 0 | 0 | 0 | 0 | 0 | 0 | 0 | 0 | 0 | 0 | 0
F4_Commercial_Education_Existing_Food Preparation_Natural Gas_Fryer_E9 | F4 | Commercial | Education | Existing | Food Preparation | Natural Gas | Fryer | E9 | PCT BC Ratio | 0 | 0 | 0 | 0 | 0 | 0 | 0 | 0 | 0 | 0 | 0 | 0 | 0 | 0 | 0 | 0 | 0 | 0 | 0 | 0 | 0 | 0 | 0 | 0 | 0 | 0 | 0 | 0 | 0 | 0
F4_Commercial_Education_Existing_Food Preparation_Natural Gas_Fryer_E10 | F4 | Commercial | Education | Existing | Food Preparation | Natural Gas | Fryer | E10 | PCT BC Ratio | 0 | 0 | 0 | 0 | 0 | 0 | 0 | 0 | 0 | 0 | 0 | 0 | 0 | 0 | 0 | 0 | 0 | 0 | 0 | 0 | 0 | 0 | 0 | 0 | 0 | 0 | 0 | 0 | 0 | 0
F5_Commercial_Education_Existing_Food Preparation_Natural Gas_Fryer_E1 | F5 | Commercial | Education | Existing | Food Preparation | Natural Gas | Fryer | E1 | RIM BC Ratio | 0.9 | 0.9 | 0.9 | 0.9 | 0.9 | 0.9 | 0.9 | 0.9 | 0.9 | 0.9 | 0.9 | 0.9 | 0.9 | 0.9 | 0.9 | 0.9 | 0.9 | 0.9 | 0.9 | 0.9 | 0.9 | 0.9 | 0 | 0 | 0 | 0 | 0 | 0 | 0 | 0
F5_Commercial_Education_Existing_Food Preparation_Natural Gas_Fryer_E2 | F5 | Commercial | Education | Existing | Food Preparation | Natural Gas | Fryer | E2 | RIM BC Ratio | 0.544 | 0.54258 | 0.54238 | 0.54511 | 0.54988 | 0.55591 | 0.56079 | 0.5645 | 0.56779 | 0.57093 | 0.57429 | 0.57759 | 0.58072 | 0.58415 | 0.58733 | 0.59061 | 0.59377 | 0.59646 | 0.59864 | 0.60029 | 0.6018 | 0.60314 | 0 | 0 | 0 | 0 | 0 | 0 | 0 | 0
F5_Commercial_Education_Existing_Food Preparation_Natural Gas_Fryer_E3 | F5 | Commercial | Education | Existing | Food Preparation | Natural Gas | Fryer | E3 | RIM BC Ratio | 0 | 0 | 0 | 0 | 0 | 0 | 0 | 0 | 0 | 0 | 0 | 0 | 0 | 0 | 0 | 0 | 0 | 0 | 0 | 0 | 0 | 0 | 0 | 0 | 0 | 0 | 0 | 0 | 0 | 0
F5_Commercial_Education_Existing_Food Preparation_Natural Gas_Fryer_E4 | F5 | Commercial | Education | Existing | Food Preparation | Natural Gas | Fryer | E4 | RIM BC Ratio | 0 | 0 | 0 | 0 | 0 | 0 | 0 | 0 | 0 | 0 | 0 | 0 | 0 | 0 | 0 | 0 | 0 | 0 | 0 | 0 | 0 | 0 | 0 | 0 | 0 | 0 | 0 | 0 | 0 | 0
F5_Commercial_Education_Existing_Food Preparation_Natural Gas_Fryer_E5 | F5 | Commercial | Education | Existing | Food Preparation | Natural Gas | Fryer | E5 | RIM BC Ratio | 0 | 0 | 0 | 0 | 0 | 0 | 0 | 0 | 0 | 0 | 0 | 0 | 0 | 0 | 0 | 0 | 0 | 0 | 0 | 0 | 0 | 0 | 0 | 0 | 0 | 0 | 0 | 0 | 0 | 0
F5_Commercial_Education_Existing_Food Preparation_Natural Gas_Fryer_E6 | F5 | Commercial | Education | Existing | Food Preparation | Natural Gas | Fryer | E6 | RIM BC Ratio | 0 | 0 | 0 | 0 | 0 | 0 | 0 | 0 | 0 | 0 | 0 | 0 | 0 | 0 | 0 | 0 | 0 | 0 | 0 | 0 | 0 | 0 | 0 | 0 | 0 | 0 | 0 | 0 | 0 | 0
F5_Commercial_Education_Existing_Food Preparation_Natural Gas_Fryer_E7 | F5 | Commercial | Education | Existing | Food Preparation | Natural Gas | Fryer | E7 | RIM BC Ratio | 0 | 0 | 0 | 0 | 0 | 0 | 0 | 0 | 0 | 0 | 0 | 0 | 0 | 0 | 0 | 0 | 0 | 0 | 0 | 0 | 0 | 0 | 0 | 0 | 0 | 0 | 0 | 0 | 0 | 0
F5_Commercial_Education_Existing_Food Preparation_Natural Gas_Fryer_E8 | F5 | Commercial | Education | Existing | Food Preparation | Natural Gas | Fryer | E8 | RIM BC Ratio | 0 | 0 | 0 | 0 | 0 | 0 | 0 | 0 | 0 | 0 | 0 | 0 | 0 | 0 | 0 | 0 | 0 | 0 | 0 | 0 | 0 | 0 | 0 | 0 | 0 | 0 | 0 | 0 | 0 | 0
F5_Commercial_Education_Existing_Food Preparation_Natural Gas_Fryer_E9 | F5 | Commercial | Education | Existing | Food Preparation | Natural Gas | Fryer | E9 | RIM BC Ratio | 0 | 0 | 0 | 0 | 0 | 0 | 0 | 0 | 0 | 0 | 0 | 0 | 0 | 0 | 0 | 0 | 0 | 0 | 0 | 0 | 0 | 0 | 0 | 0 | 0 | 0 | 0 | 0 | 0 | 0
F5_Commercial_Education_Existing_Food Preparation_Natural Gas_Fryer_E10 | F5 | Commercial | Education | Existing | Food Preparation | Natural Gas | Fryer | E10 | RIM BC Ratio | 0 | 0 | 0 | 0 | 0 | 0 | 0 | 0 | 0 | 0 | 0 | 0 | 0 | 0 | 0 | 0 | 0 | 0 | 0 | 0 | 0 | 0 | 0 | 0 | 0 | 0 | 0 | 0 | 0 | 0
F0_Commercial_Education_Existing_Food Preparation_Natural Gas_Broiler_E0 | F0 | Commercial | Education | Existing | Food Preparation | Natural Gas | Broiler | E0 | Economic Unit | Infrared Burners | Infrared Burners | Infrared Burners | Infrared Burners | Infrared Burners | Infrared Burners | Infrared Burners | Infrared Burners | Infrared Burners | Infrared Burners | Infrared Burners | Infrared Burners | Infrared Burners | Infrared Burners | Infrared Burners | Infrared Burners | Infrared Burners | Infrared Burners | Infrared Burners | Infrared Burners | Infrared Burners | Infrared Burners | 0 | 0 | 0 | 0 | 0 | 0 | 0 | 0
F1_Commercial_Education_Existing_Food Preparation_Natural Gas_Broiler_E1 | F1 | Commercial | Education | Existing | Food Preparation | Natural Gas | Broiler | E1 | CCE | 0 | 0 | 0 | 0 | 0 | 0 | 0 | 0 | 0 | 0 | 0 | 0 | 0 | 0 | 0 | 0 | 0 | 0 | 0 | 0 | 0 | 0 | 0 | 0 | 0 | 0 | 0 | 0 | 0 | 0
F1_Commercial_Education_Existing_Food Preparation_Natural Gas_Broiler_E2 | F1 | Commercial | Education | Existing | Food Preparation | Natural Gas | Broiler | E2 | CCE | 0.0083589 | 0.0083589 | 0.0087817 | 0.0086482 | 0.0085184 | 0.0083564 | 0.0083336 | 0.00828 | 0.0082301 | 0.0081549 | 0.0081433 | 0.0081058 | 0.0080724 | 0.0080086 | 0.008017 | 0.0079925 | 0.0079685 | 0.0079158 | 0.0079314 | 0.0079159 | 0.0079043 | 0.0078601 | 0 | 0 | 0 | 0 | 0 | 0 | 0 | 0
F1_Commercial_Education_Existing_Food Preparation_Natural Gas_Broiler_E3 | F1 | Commercial | Education | Existing | Food Preparation | Natural Gas | Broiler | E3 | CCE | 0 | 0 | 0 | 0 | 0 | 0 | 0 | 0 | 0 | 0 | 0 | 0 | 0 | 0 | 0 | 0 | 0 | 0 | 0 | 0 | 0 | 0 | 0 | 0 | 0 | 0 | 0 | 0 | 0 | 0
F1_Commercial_Education_Existing_Food Preparation_Natural Gas_Broiler_E4 | F1 | Commercial | Education | Existing | Food Preparation | Natural Gas | Broiler | E4 | CCE | 0 | 0 | 0 | 0 | 0 | 0 | 0 | 0 | 0 | 0 | 0 | 0 | 0 | 0 | 0 | 0 | 0 | 0 | 0 | 0 | 0 | 0 | 0 | 0 | 0 | 0 | 0 | 0 | 0 | 0
F1_Commercial_Education_Existing_Food Preparation_Natural Gas_Broiler_E5 | F1 | Commercial | Education | Existing | Food Preparation | Natural Gas | Broiler | E5 | CCE | 0 | 0 | 0 | 0 | 0 | 0 | 0 | 0 | 0 | 0 | 0 | 0 | 0 | 0 | 0 | 0 | 0 | 0 | 0 | 0 | 0 | 0 | 0 | 0 | 0 | 0 | 0 | 0 | 0 | 0
F1_Commercial_Education_Existing_Food Preparation_Natural Gas_Broiler_E6 | F1 | Commercial | Education | Existing | Food Preparation | Natural Gas | Broiler | E6 | CCE | 0 | 0 | 0 | 0 | 0 | 0 | 0 | 0 | 0 | 0 | 0 | 0 | 0 | 0 | 0 | 0 | 0 | 0 | 0 | 0 | 0 | 0 | 0 | 0 | 0 | 0 | 0 | 0 | 0 | 0
F1_Commercial_Education_Existing_Food Preparation_Natural Gas_Broiler_E7 | F1 | Commercial | Education | Existing | Food Preparation | Natural Gas | Broiler | E7 | CCE | 0 | 0 | 0 | 0 | 0 | 0 | 0 | 0 | 0 | 0 | 0 | 0 | 0 | 0 | 0 | 0 | 0 | 0 | 0 | 0 | 0 | 0 | 0 | 0 | 0 | 0 | 0 | 0 | 0 | 0
F1_Commercial_Education_Existing_Food Preparation_Natural Gas_Broiler_E8 | F1 | Commercial | Education | Existing | Food Preparation | Natural Gas | Broiler | E8 | CCE | 0 | 0 | 0 | 0 | 0 | 0 | 0 | 0 | 0 | 0 | 0 | 0 | 0 | 0 | 0 | 0 | 0 | 0 | 0 | 0 | 0 | 0 | 0 | 0 | 0 | 0 | 0 | 0 | 0 | 0
F1_Commercial_Education_Existing_Food Preparation_Natural Gas_Broiler_E9 | F1 | Commercial | Education | Existing | Food Preparation | Natural Gas | Broiler | E9 | CCE | 0 | 0 | 0 | 0 | 0 | 0 | 0 | 0 | 0 | 0 | 0 | 0 | 0 | 0 | 0 | 0 | 0 | 0 | 0 | 0 | 0 | 0 | 0 | 0 | 0 | 0 | 0 | 0 | 0 | 0
F1_Commercial_Education_Existing_Food Preparation_Natural Gas_Broiler_E10 | F1 | Commercial | Education | Existing | Food Preparation | Natural Gas | Broiler | E10 | CCE | 0 | 0 | 0 | 0 | 0 | 0 | 0 | 0 | 0 | 0 | 0 | 0 | 0 | 0 | 0 | 0 | 0 | 0 | 0 | 0 | 0 | 0 | 0 | 0 | 0 | 0 | 0 | 0 | 0 | 0
F2_Commercial_Education_Existing_Food Preparation_Natural Gas_Broiler_E1 | F2 | Commercial | Education | Existing | Food Preparation | Natural Gas | Broiler | E1 | TRC BC Ratio | 0.9 | 0.9 | 0.9 | 0.9 | 0.9 | 0.9 | 0.9 | 0.9 | 0.9 | 0.9 | 0.9 | 0.9 | 0.9 | 0.9 | 0.9 | 0.9 | 0.9 | 0.9 | 0.9 | 0.9 | 0.9 | 0.9 | 0 | 0 | 0 | 0 | 0 | 0 | 0 | 0
F2_Commercial_Education_Existing_Food Preparation_Natural Gas_Broiler_E2 | F2 | Commercial | Education | Existing | Food Preparation | Natural Gas | Broiler | E2 | TRC BC Ratio | 1.0644 | 1.0735 | 1.0844 | 1.1025 | 1.1265 | 1.1549 | 1.181 | 1.2042 | 1.2267 | 1.2485 | 1.2706 | 1.292 | 1.3121 | 1.3323 | 1.3516 | 1.3714 | 1.3925 | 1.4138 | 1.4353 | 1.4569 | 1.4782 | 1.4992 | 0 | 0 | 0 | 0 | 0 | 0 | 0 | 0
F2_Commercial_Education_Existing_Food Preparation_Natural Gas_Broiler_E3 | F2 | Commercial | Education | Existing | Food Preparation | Natural Gas | Broiler | E3 | TRC BC Ratio | 0 | 0 | 0 | 0 | 0 | 0 | 0 | 0 | 0 | 0 | 0 | 0 | 0 | 0 | 0 | 0 | 0 | 0 | 0 | 0 | 0 | 0 | 0 | 0 | 0 | 0 | 0 | 0 | 0 | 0
F2_Commercial_Education_Existing_Food Preparation_Natural Gas_Broiler_E4 | F2 | Commercial | Education | Existing | Food Preparation | Natural Gas | Broiler | E4 | TRC BC Ratio | 0 | 0 | 0 | 0 | 0 | 0 | 0 | 0 | 0 | 0 | 0 | 0 | 0 | 0 | 0 | 0 | 0 | 0 | 0 | 0 | 0 | 0 | 0 | 0 | 0 | 0 | 0 | 0 | 0 | 0
F2_Commercial_Education_Existing_Food Preparation_Natural Gas_Broiler_E5 | F2 | Commercial | Education | Existing | Food Preparation | Natural Gas | Broiler | E5 | TRC BC Ratio | 0 | 0 | 0 | 0 | 0 | 0 | 0 | 0 | 0 | 0 | 0 | 0 | 0 | 0 | 0 | 0 | 0 | 0 | 0 | 0 | 0 | 0 | 0 | 0 | 0 | 0 | 0 | 0 | 0 | 0
F2_Commercial_Education_Existing_Food Preparation_Natural Gas_Broiler_E6 | F2 | Commercial | Education | Existing | Food Preparation | Natural Gas | Broiler | E6 | TRC BC Ratio | 0 | 0 | 0 | 0 | 0 | 0 | 0 | 0 | 0 | 0 | 0 | 0 | 0 | 0 | 0 | 0 | 0 | 0 | 0 | 0 | 0 | 0 | 0 | 0 | 0 | 0 | 0 | 0 | 0 | 0
F2_Commercial_Education_Existing_Food Preparation_Natural Gas_Broiler_E7 | F2 | Commercial | Education | Existing | Food Preparation | Natural Gas | Broiler | E7 | TRC BC Ratio | 0 | 0 | 0 | 0 | 0 | 0 | 0 | 0 | 0 | 0 | 0 | 0 | 0 | 0 | 0 | 0 | 0 | 0 | 0 | 0 | 0 | 0 | 0 | 0 | 0 | 0 | 0 | 0 | 0 | 0
F2_Commercial_Education_Existing_Food Preparation_Natural Gas_Broiler_E8 | F2 | Commercial | Education | Existing | Food Preparation | Natural Gas | Broiler | E8 | TRC BC Ratio | 0 | 0 | 0 | 0 | 0 | 0 | 0 | 0 | 0 | 0 | 0 | 0 | 0 | 0 | 0 | 0 | 0 | 0 | 0 | 0 | 0 | 0 | 0 | 0 | 0 | 0 | 0 | 0 | 0 | 0
F2_Commercial_Education_Existing_Food Preparation_Natural Gas_Broiler_E9 | F2 | Commercial | Education | Existing | Food Preparation | Natural Gas | Broiler | E9 | TRC BC Ratio | 0 | 0 | 0 | 0 | 0 | 0 | 0 | 0 | 0 | 0 | 0 | 0 | 0 | 0 | 0 | 0 | 0 | 0 | 0 | 0 | 0 | 0 | 0 | 0 | 0 | 0 | 0 | 0 | 0 | 0
F2_Commercial_Education_Existing_Food Preparation_Natural Gas_Broiler_E10 | F2 | Commercial | Education | Existing | Food Preparation | Natural Gas | Broiler | E10 | TRC BC Ratio | 0 | 0 | 0 | 0 | 0 | 0 | 0 | 0 | 0 | 0 | 0 | 0 | 0 | 0 | 0 | 0 | 0 | 0 | 0 | 0 | 0 | 0 | 0 | 0 | 0 | 0 | 0 | 0 | 0 | 0
F3_Commercial_Education_Existing_Food Preparation_Natural Gas_Broiler_E1 | F3 | Commercial | Education | Existing | Food Preparation | Natural Gas | Broiler | E1 | PACT BC Ratio | 0.9 | 0.9 | 0.9 | 0.9 | 0.9 | 0.9 | 0.9 | 0.9 | 0.9 | 0.9 | 0.9 | 0.9 | 0.9 | 0.9 | 0.9 | 0.9 | 0.9 | 0.9 | 0.9 | 0.9 | 0.9 | 0.9 | 0 | 0 | 0 | 0 | 0 | 0 | 0 | 0
F3_Commercial_Education_Existing_Food Preparation_Natural Gas_Broiler_E2 | F3 | Commercial | Education | Existing | Food Preparation | Natural Gas | Broiler | E2 | PACT BC Ratio | 1.3204 | 1.3317 | 1.3453 | 1.3676 | 1.3975 | 1.4327 | 1.465 | 1.4938 | 1.5217 | 1.5488 | 1.5761 | 1.6027 | 1.6277 | 1.6527 | 1.6767 | 1.7012 | 1.7275 | 1.7539 | 1.7805 | 1.8073 | 1.8337 | 1.8598 | 0 | 0 | 0 | 0 | 0 | 0 | 0 | 0
F3_Commercial_Education_Existing_Food Preparation_Natural Gas_Broiler_E3 | F3 | Commercial | Education | Existing | Food Preparation | Natural Gas | Broiler | E3 | PACT BC Ratio | 0 | 0 | 0 | 0 | 0 | 0 | 0 | 0 | 0 | 0 | 0 | 0 | 0 | 0 | 0 | 0 | 0 | 0 | 0 | 0 | 0 | 0 | 0 | 0 | 0 | 0 | 0 | 0 | 0 | 0
F3_Commercial_Education_Existing_Food Preparation_Natural Gas_Broiler_E4 | F3 | Commercial | Education | Existing | Food Preparation | Natural Gas | Broiler | E4 | PACT BC Ratio | 0 | 0 | 0 | 0 | 0 | 0 | 0 | 0 | 0 | 0 | 0 | 0 | 0 | 0 | 0 | 0 | 0 | 0 | 0 | 0 | 0 | 0 | 0 | 0 | 0 | 0 | 0 | 0 | 0 | 0
F3_Commercial_Education_Existing_Food Preparation_Natural Gas_Broiler_E5 | F3 | Commercial | Education | Existing | Food Preparation | Natural Gas | Broiler | E5 | PACT BC Ratio | 0 | 0 | 0 | 0 | 0 | 0 | 0 | 0 | 0 | 0 | 0 | 0 | 0 | 0 | 0 | 0 | 0 | 0 | 0 | 0 | 0 | 0 | 0 | 0 | 0 | 0 | 0 | 0 | 0 | 0
F3_Commercial_Education_Existing_Food Preparation_Natural Gas_Broiler_E6 | F3 | Commercial | Education | Existing | Food Preparation | Natural Gas | Broiler | E6 | PACT BC Ratio | 0 | 0 | 0 | 0 | 0 | 0 | 0 | 0 | 0 | 0 | 0 | 0 | 0 | 0 | 0 | 0 | 0 | 0 | 0 | 0 | 0 | 0 | 0 | 0 | 0 | 0 | 0 | 0 | 0 | 0
F3_Commercial_Education_Existing_Food Preparation_Natural Gas_Broiler_E7 | F3 | Commercial | Education | Existing | Food Preparation | Natural Gas | Broiler | E7 | PACT BC Ratio | 0 | 0 | 0 | 0 | 0 | 0 | 0 | 0 | 0 | 0 | 0 | 0 | 0 | 0 | 0 | 0 | 0 | 0 | 0 | 0 | 0 | 0 | 0 | 0 | 0 | 0 | 0 | 0 | 0 | 0
F3_Commercial_Education_Existing_Food Preparation_Natural Gas_Broiler_E8 | F3 | Commercial | Education | Existing | Food Preparation | Natural Gas | Broiler | E8 | PACT BC Ratio | 0 | 0 | 0 | 0 | 0 | 0 | 0 | 0 | 0 | 0 | 0 | 0 | 0 | 0 | 0 | 0 | 0 | 0 | 0 | 0 | 0 | 0 | 0 | 0 | 0 | 0 | 0 | 0 | 0 | 0
F3_Commercial_Education_Existing_Food Preparation_Natural Gas_Broiler_E9 | F3 | Commercial | Education | Existing | Food Preparation | Natural Gas | Broiler | E9 | PACT BC Ratio | 0 | 0 | 0 | 0 | 0 | 0 | 0 | 0 | 0 | 0 | 0 | 0 | 0 | 0 | 0 | 0 | 0 | 0 | 0 | 0 | 0 | 0 | 0 | 0 | 0 | 0 | 0 | 0 | 0 | 0
F3_Commercial_Education_Existing_Food Preparation_Natural Gas_Broiler_E10 | F3 | Commercial | Education | Existing | Food Preparation | Natural Gas | Broiler | E10 | PACT BC Ratio | 0 | 0 | 0 | 0 | 0 | 0 | 0 | 0 | 0 | 0 | 0 | 0 | 0 | 0 | 0 | 0 | 0 | 0 | 0 | 0 | 0 | 0 | 0 | 0 | 0 | 0 | 0 | 0 | 0 | 0
F4_Commercial_Education_Existing_Food Preparation_Natural Gas_Broiler_E1 | F4 | Commercial | Education | Existing | Food Preparation | Natural Gas | Broiler | E1 | PCT BC Ratio | 0.9 | 0.9 | 0.9 | 0.9 | 0.9 | 0.9 | 0.9 | 0.9 | 0.9 | 0.9 | 0.9 | 0.9 | 0.9 | 0.9 | 0.9 | 0.9 | 0.9 | 0.9 | 0.9 | 0.9 | 0.9 | 0.9 | 0 | 0 | 0 | 0 | 0 | 0 | 0 | 0
F4_Commercial_Education_Existing_Food Preparation_Natural Gas_Broiler_E2 | F4 | Commercial | Education | Existing | Food Preparation | Natural Gas | Broiler | E2 | PCT BC Ratio | 2.8717 | 2.8906 | 2.9132 | 2.9506 | 3.0005 | 3.0593 | 3.1134 | 3.1615 | 3.2082 | 3.2535 | 3.2991 | 3.3435 | 3.3853 | 3.4272 | 3.4672 | 3.5082 | 3.5521 | 3.5963 | 3.6408 | 3.6855 | 3.7298 | 3.7734 | 0 | 0 | 0 | 0 | 0 | 0 | 0 | 0
F4_Commercial_Education_Existing_Food Preparation_Natural Gas_Broiler_E3 | F4 | Commercial | Education | Existing | Food Preparation | Natural Gas | Broiler | E3 | PCT BC Ratio | 0 | 0 | 0 | 0 | 0 | 0 | 0 | 0 | 0 | 0 | 0 | 0 | 0 | 0 | 0 | 0 | 0 | 0 | 0 | 0 | 0 | 0 | 0 | 0 | 0 | 0 | 0 | 0 | 0 | 0
F4_Commercial_Education_Existing_Food Preparation_Natural Gas_Broiler_E4 | F4 | Commercial | Education | Existing | Food Preparation | Natural Gas | Broiler | E4 | PCT BC Ratio | 0 | 0 | 0 | 0 | 0 | 0 | 0 | 0 | 0 | 0 | 0 | 0 | 0 | 0 | 0 | 0 | 0 | 0 | 0 | 0 | 0 | 0 | 0 | 0 | 0 | 0 | 0 | 0 | 0 | 0
F4_Commercial_Education_Existing_Food Preparation_Natural Gas_Broiler_E5 | F4 | Commercial | Education | Existing | Food Preparation | Natural Gas | Broiler | E5 | PCT BC Ratio | 0 | 0 | 0 | 0 | 0 | 0 | 0 | 0 | 0 | 0 | 0 | 0 | 0 | 0 | 0 | 0 | 0 | 0 | 0 | 0 | 0 | 0 | 0 | 0 | 0 | 0 | 0 | 0 | 0 | 0
F4_Commercial_Education_Existing_Food Preparation_Natural Gas_Broiler_E6 | F4 | Commercial | Education | Existing | Food Preparation | Natural Gas | Broiler | E6 | PCT BC Ratio | 0 | 0 | 0 | 0 | 0 | 0 | 0 | 0 | 0 | 0 | 0 | 0 | 0 | 0 | 0 | 0 | 0 | 0 | 0 | 0 | 0 | 0 | 0 | 0 | 0 | 0 | 0 | 0 | 0 | 0
F4_Commercial_Education_Existing_Food Preparation_Natural Gas_Broiler_E7 | F4 | Commercial | Education | Existing | Food Preparation | Natural Gas | Broiler | E7 | PCT BC Ratio | 0 | 0 | 0 | 0 | 0 | 0 | 0 | 0 | 0 | 0 | 0 | 0 | 0 | 0 | 0 | 0 | 0 | 0 | 0 | 0 | 0 | 0 | 0 | 0 | 0 | 0 | 0 | 0 | 0 | 0
F4_Commercial_Education_Existing_Food Preparation_Natural Gas_Broiler_E8 | F4 | Commercial | Education | Existing | Food Preparation | Natural Gas | Broiler | E8 | PCT BC Ratio | 0 | 0 | 0 | 0 | 0 | 0 | 0 | 0 | 0 | 0 | 0 | 0 | 0 | 0 | 0 | 0 | 0 | 0 | 0 | 0 | 0 | 0 | 0 | 0 | 0 | 0 | 0 | 0 | 0 | 0
F4_Commercial_Education_Existing_Food Preparation_Natural Gas_Broiler_E9 | F4 | Commercial | Education | Existing | Food Preparation | Natural Gas | Broiler | E9 | PCT BC Ratio | 0 | 0 | 0 | 0 | 0 | 0 | 0 | 0 | 0 | 0 | 0 | 0 | 0 | 0 | 0 | 0 | 0 | 0 | 0 | 0 | 0 | 0 | 0 | 0 | 0 | 0 | 0 | 0 | 0 | 0
F4_Commercial_Education_Existing_Food Preparation_Natural Gas_Broiler_E10 | F4 | Commercial | Education | Existing | Food Preparation | Natural Gas | Broiler | E10 | PCT BC Ratio | 0 | 0 | 0 | 0 | 0 | 0 | 0 | 0 | 0 | 0 | 0 | 0 | 0 | 0 | 0 | 0 | 0 | 0 | 0 | 0 | 0 | 0 | 0 | 0 | 0 | 0 | 0 | 0 | 0 | 0
F5_Commercial_Education_Existing_Food Preparation_Natural Gas_Broiler_E1 | F5 | Commercial | Education | Existing | Food Preparation | Natural Gas | Broiler | E1 | RIM BC Ratio | 0.9 | 0.9 | 0.9 | 0.9 | 0.9 | 0.9 | 0.9 | 0.9 | 0.9 | 0.9 | 0.9 | 0.9 | 0.9 | 0.9 | 0.9 | 0.9 | 0.9 | 0.9 | 0.9 | 0.9 | 0.9 | 0.9 | 0 | 0 | 0 | 0 | 0 | 0 | 0 | 0
F5_Commercial_Education_Existing_Food Preparation_Natural Gas_Broiler_E2 | F5 | Commercial | Education | Existing | Food Preparation | Natural Gas | Broiler | E2 | RIM BC Ratio | 0.51141 | 0.51309 | 0.51509 | 0.51833 | 0.52256 | 0.52741 | 0.53173 | 0.53547 | 0.53902 | 0.54238 | 0.54569 | 0.54884 | 0.55175 | 0.55459 | 0.55726 | 0.55995 | 0.56276 | 0.56554 | 0.56828 | 0.57098 | 0.57359 | 0.57612 | 0 | 0 | 0 | 0 | 0 | 0 | 0 | 0
F5_Commercial_Education_Existing_Food Preparation_Natural Gas_Broiler_E3 | F5 | Commercial | Education | Existing | Food Preparation | Natural Gas | Broiler | E3 | RIM BC Ratio | 0 | 0 | 0 | 0 | 0 | 0 | 0 | 0 | 0 | 0 | 0 | 0 | 0 | 0 | 0 | 0 | 0 | 0 | 0 | 0 | 0 | 0 | 0 | 0 | 0 | 0 | 0 | 0 | 0 | 0
F5_Commercial_Education_Existing_Food Preparation_Natural Gas_Broiler_E4 | F5 | Commercial | Education | Existing | Food Preparation | Natural Gas | Broiler | E4 | RIM BC Ratio | 0 | 0 | 0 | 0 | 0 | 0 | 0 | 0 | 0 | 0 | 0 | 0 | 0 | 0 | 0 | 0 | 0 | 0 | 0 | 0 | 0 | 0 | 0 | 0 | 0 | 0 | 0 | 0 | 0 | 0
F5_Commercial_Education_Existing_Food Preparation_Natural Gas_Broiler_E5 | F5 | Commercial | Education | Existing | Food Preparation | Natural Gas | Broiler | E5 | RIM BC Ratio | 0 | 0 | 0 | 0 | 0 | 0 | 0 | 0 | 0 | 0 | 0 | 0 | 0 | 0 | 0 | 0 | 0 | 0 | 0 | 0 | 0 | 0 | 0 | 0 | 0 | 0 | 0 | 0 | 0 | 0
F5_Commercial_Education_Existing_Food Preparation_Natural Gas_Broiler_E6 | F5 | Commercial | Education | Existing | Food Preparation | Natural Gas | Broiler | E6 | RIM BC Ratio | 0 | 0 | 0 | 0 | 0 | 0 | 0 | 0 | 0 | 0 | 0 | 0 | 0 | 0 | 0 | 0 | 0 | 0 | 0 | 0 | 0 | 0 | 0 | 0 | 0 | 0 | 0 | 0 | 0 | 0
F5_Commercial_Education_Existing_Food Preparation_Natural Gas_Broiler_E7 | F5 | Commercial | Education | Existing | Food Preparation | Natural Gas | Broiler | E7 | RIM BC Ratio | 0 | 0 | 0 | 0 | 0 | 0 | 0 | 0 | 0 | 0 | 0 | 0 | 0 | 0 | 0 | 0 | 0 | 0 | 0 | 0 | 0 | 0 | 0 | 0 | 0 | 0 | 0 | 0 | 0 | 0
F5_Commercial_Education_Existing_Food Preparation_Natural Gas_Broiler_E8 | F5 | Commercial | Education | Existing | Food Preparation | Natural Gas | Broiler | E8 | RIM BC Ratio | 0 | 0 | 0 | 0 | 0 | 0 | 0 | 0 | 0 | 0 | 0 | 0 | 0 | 0 | 0 | 0 | 0 | 0 | 0 | 0 | 0 | 0 | 0 | 0 | 0 | 0 | 0 | 0 | 0 | 0
F5_Commercial_Education_Existing_Food Preparation_Natural Gas_Broiler_E9 | F5 | Commercial | Education | Existing | Food Preparation | Natural Gas | Broiler | E9 | RIM BC Ratio | 0 | 0 | 0 | 0 | 0 | 0 | 0 | 0 | 0 | 0 | 0 | 0 | 0 | 0 | 0 | 0 | 0 | 0 | 0 | 0 | 0 | 0 | 0 | 0 | 0 | 0 | 0 | 0 | 0 | 0
F5_Commercial_Education_Existing_Food Preparation_Natural Gas_Broiler_E10 | F5 | Commercial | Education | Existing | Food Preparation | Natural Gas | Broiler | E10 | RIM BC Ratio | 0 | 0 | 0 | 0 | 0 | 0 | 0 | 0 | 0 | 0 | 0 | 0 | 0 | 0 | 0 | 0 | 0 | 0 | 0 | 0 | 0 | 0 | 0 | 0 | 0 | 0 | 0 | 0 | 0 | 0
F0_Commercial_Education_Existing_Food Preparation_Natural Gas_Griddle_E0 | F0 | Commercial | Education | Existing | Food Preparation | Natural Gas | Griddle | E0 | Economic Unit | ENERGY STAR | ENERGY STAR | ENERGY STAR | ENERGY STAR | ENERGY STAR | ENERGY STAR | ENERGY STAR | ENERGY STAR | ENERGY STAR | ENERGY STAR | ENERGY STAR | ENERGY STAR | ENERGY STAR | ENERGY STAR | ENERGY STAR | ENERGY STAR | ENERGY STAR | ENERGY STAR | ENERGY STAR | ENERGY STAR | ENERGY STAR | ENERGY STAR | 0 | 0 | 0 | 0 | 0 | 0 | 0 | 0
F1_Commercial_Education_Existing_Food Preparation_Natural Gas_Griddle_E1 | F1 | Commercial | Education | Existing | Food Preparation | Natural Gas | Griddle | E1 | CCE | 0 | 0 | 0 | 0 | 0 | 0 | 0 | 0 | 0 | 0 | 0 | 0 | 0 | 0 | 0 | 0 | 0 | 0 | 0 | 0 | 0 | 0 | 0 | 0 | 0 | 0 | 0 | 0 | 0 | 0
F1_Commercial_Education_Existing_Food Preparation_Natural Gas_Griddle_E2 | F1 | Commercial | Education | Existing | Food Preparation | Natural Gas | Griddle | E2 | CCE | 0.0050309 | 0.0050309 | 0.0052853 | 0.0052049 | 0.0051268 | 0.0050293 | 0.0050156 | 0.0049833 | 0.0049533 | 0.0049081 | 0.0049011 | 0.0048785 | 0.0048584 | 0.00482 | 0.0048251 | 0.0048103 | 0.0047959 | 0.0047642 | 0.0047735 | 0.0047642 | 0.0047572 | 0.0047306 | 0 | 0 | 0 | 0 | 0 | 0 | 0 | 0
F1_Commercial_Education_Existing_Food Preparation_Natural Gas_Griddle_E3 | F1 | Commercial | Education | Existing | Food Preparation | Natural Gas | Griddle | E3 | CCE | 0 | 0 | 0 | 0 | 0 | 0 | 0 | 0 | 0 | 0 | 0 | 0 | 0 | 0 | 0 | 0 | 0 | 0 | 0 | 0 | 0 | 0 | 0 | 0 | 0 | 0 | 0 | 0 | 0 | 0
F1_Commercial_Education_Existing_Food Preparation_Natural Gas_Griddle_E4 | F1 | Commercial | Education | Existing | Food Preparation | Natural Gas | Griddle | E4 | CCE | 0 | 0 | 0 | 0 | 0 | 0 | 0 | 0 | 0 | 0 | 0 | 0 | 0 | 0 | 0 | 0 | 0 | 0 | 0 | 0 | 0 | 0 | 0 | 0 | 0 | 0 | 0 | 0 | 0 | 0
F1_Commercial_Education_Existing_Food Preparation_Natural Gas_Griddle_E5 | F1 | Commercial | Education | Existing | Food Preparation | Natural Gas | Griddle | E5 | CCE | 0 | 0 | 0 | 0 | 0 | 0 | 0 | 0 | 0 | 0 | 0 | 0 | 0 | 0 | 0 | 0 | 0 | 0 | 0 | 0 | 0 | 0 | 0 | 0 | 0 | 0 | 0 | 0 | 0 | 0
F1_Commercial_Education_Existing_Food Preparation_Natural Gas_Griddle_E6 | F1 | Commercial | Education | Existing | Food Preparation | Natural Gas | Griddle | E6 | CCE | 0 | 0 | 0 | 0 | 0 | 0 | 0 | 0 | 0 | 0 | 0 | 0 | 0 | 0 | 0 | 0 | 0 | 0 | 0 | 0 | 0 | 0 | 0 | 0 | 0 | 0 | 0 | 0 | 0 | 0
F1_Commercial_Education_Existing_Food Preparation_Natural Gas_Griddle_E7 | F1 | Commercial | Education | Existing | Food Preparation | Natural Gas | Griddle | E7 | CCE | 0 | 0 | 0 | 0 | 0 | 0 | 0 | 0 | 0 | 0 | 0 | 0 | 0 | 0 | 0 | 0 | 0 | 0 | 0 | 0 | 0 | 0 | 0 | 0 | 0 | 0 | 0 | 0 | 0 | 0
F1_Commercial_Education_Existing_Food Preparation_Natural Gas_Griddle_E8 | F1 | Commercial | Education | Existing | Food Preparation | Natural Gas | Griddle | E8 | CCE | 0 | 0 | 0 | 0 | 0 | 0 | 0 | 0 | 0 | 0 | 0 | 0 | 0 | 0 | 0 | 0 | 0 | 0 | 0 | 0 | 0 | 0 | 0 | 0 | 0 | 0 | 0 | 0 | 0 | 0
F1_Commercial_Education_Existing_Food Preparation_Natural Gas_Griddle_E9 | F1 | Commercial | Education | Existing | Food Preparation | Natural Gas | Griddle | E9 | CCE | 0 | 0 | 0 | 0 | 0 | 0 | 0 | 0 | 0 | 0 | 0 | 0 | 0 | 0 | 0 | 0 | 0 | 0 | 0 | 0 | 0 | 0 | 0 | 0 | 0 | 0 | 0 | 0 | 0 | 0
F1_Commercial_Education_Existing_Food Preparation_Natural Gas_Griddle_E10 | F1 | Commercial | Education | Existing | Food Preparation | Natural Gas | Griddle | E10 | CCE | 0 | 0 | 0 | 0 | 0 | 0 | 0 | 0 | 0 | 0 | 0 | 0 | 0 | 0 | 0 | 0 | 0 | 0 | 0 | 0 | 0 | 0 | 0 | 0 | 0 | 0 | 0 | 0 | 0 | 0
F2_Commercial_Education_Existing_Food Preparation_Natural Gas_Griddle_E1 | F2 | Commercial | Education | Existing | Food Preparation | Natural Gas | Griddle | E1 | TRC BC Ratio | 0.9 | 0.9 | 0.9 | 0.9 | 0.9 | 0.9 | 0.9 | 0.9 | 0.9 | 0.9 | 0.9 | 0.9 | 0.9 | 0.9 | 0.9 | 0.9 | 0.9 | 0.9 | 0.9 | 0.9 | 0.9 | 0.9 | 0 | 0 | 0 | 0 | 0 | 0 | 0 | 0
F2_Commercial_Education_Existing_Food Preparation_Natural Gas_Griddle_E2 | F2 | Commercial | Education | Existing | Food Preparation | Natural Gas | Griddle | E2 | TRC BC Ratio | 1.7686 | 1.7837 | 1.8018 | 1.8318 | 1.8718 | 1.9189 | 1.9622 | 2.0008 | 2.0382 | 2.0745 | 2.1111 | 2.1466 | 2.1801 | 2.2137 | 2.2457 | 2.2786 | 2.3138 | 2.3491 | 2.3848 | 2.4207 | 2.4561 | 2.491 | 0 | 0 | 0 | 0 | 0 | 0 | 0 | 0
F2_Commercial_Education_Existing_Food Preparation_Natural Gas_Griddle_E3 | F2 | Commercial | Education | Existing | Food Preparation | Natural Gas | Griddle | E3 | TRC BC Ratio | 0 | 0 | 0 | 0 | 0 | 0 | 0 | 0 | 0 | 0 | 0 | 0 | 0 | 0 | 0 | 0 | 0 | 0 | 0 | 0 | 0 | 0 | 0 | 0 | 0 | 0 | 0 | 0 | 0 | 0
F2_Commercial_Education_Existing_Food Preparation_Natural Gas_Griddle_E4 | F2 | Commercial | Education | Existing | Food Preparation | Natural Gas | Griddle | E4 | TRC BC Ratio | 0 | 0 | 0 | 0 | 0 | 0 | 0 | 0 | 0 | 0 | 0 | 0 | 0 | 0 | 0 | 0 | 0 | 0 | 0 | 0 | 0 | 0 | 0 | 0 | 0 | 0 | 0 | 0 | 0 | 0
F2_Commercial_Education_Existing_Food Preparation_Natural Gas_Griddle_E5 | F2 | Commercial | Education | Existing | Food Preparation | Natural Gas | Griddle | E5 | TRC BC Ratio | 0 | 0 | 0 | 0 | 0 | 0 | 0 | 0 | 0 | 0 | 0 | 0 | 0 | 0 | 0 | 0 | 0 | 0 | 0 | 0 | 0 | 0 | 0 | 0 | 0 | 0 | 0 | 0 | 0 | 0
F2_Commercial_Education_Existing_Food Preparation_Natural Gas_Griddle_E6 | F2 | Commercial | Education | Existing | Food Preparation | Natural Gas | Griddle | E6 | TRC BC Ratio | 0 | 0 | 0 | 0 | 0 | 0 | 0 | 0 | 0 | 0 | 0 | 0 | 0 | 0 | 0 | 0 | 0 | 0 | 0 | 0 | 0 | 0 | 0 | 0 | 0 | 0 | 0 | 0 | 0 | 0
F2_Commercial_Education_Existing_Food Preparation_Natural Gas_Griddle_E7 | F2 | Commercial | Education | Existing | Food Preparation | Natural Gas | Griddle | E7 | TRC BC Ratio | 0 | 0 | 0 | 0 | 0 | 0 | 0 | 0 | 0 | 0 | 0 | 0 | 0 | 0 | 0 | 0 | 0 | 0 | 0 | 0 | 0 | 0 | 0 | 0 | 0 | 0 | 0 | 0 | 0 | 0
F2_Commercial_Education_Existing_Food Preparation_Natural Gas_Griddle_E8 | F2 | Commercial | Education | Existing | Food Preparation | Natural Gas | Griddle | E8 | TRC BC Ratio | 0 | 0 | 0 | 0 | 0 | 0 | 0 | 0 | 0 | 0 | 0 | 0 | 0 | 0 | 0 | 0 | 0 | 0 | 0 | 0 | 0 | 0 | 0 | 0 | 0 | 0 | 0 | 0 | 0 | 0
F2_Commercial_Education_Existing_Food Preparation_Natural Gas_Griddle_E9 | F2 | Commercial | Education | Existing | Food Preparation | Natural Gas | Griddle | E9 | TRC BC Ratio | 0 | 0 | 0 | 0 | 0 | 0 | 0 | 0 | 0 | 0 | 0 | 0 | 0 | 0 | 0 | 0 | 0 | 0 | 0 | 0 | 0 | 0 | 0 | 0 | 0 | 0 | 0 | 0 | 0 | 0
F2_Commercial_Education_Existing_Food Preparation_Natural Gas_Griddle_E10 | F2 | Commercial | Education | Existing | Food Preparation | Natural Gas | Griddle | E10 | TRC BC Ratio | 0 | 0 | 0 | 0 | 0 | 0 | 0 | 0 | 0 | 0 | 0 | 0 | 0 | 0 | 0 | 0 | 0 | 0 | 0 | 0 | 0 | 0 | 0 | 0 | 0 | 0 | 0 | 0 | 0 | 0
F3_Commercial_Education_Existing_Food Preparation_Natural Gas_Griddle_E1 | F3 | Commercial | Education | Existing | Food Preparation | Natural Gas | Griddle | E1 | PACT BC Ratio | 0.9 | 0.9 | 0.9 | 0.9 | 0.9 | 0.9 | 0.9 | 0.9 | 0.9 | 0.9 | 0.9 | 0.9 | 0.9 | 0.9 | 0.9 | 0.9 | 0.9 | 0.9 | 0.9 | 0.9 | 0.9 | 0.9 | 0 | 0 | 0 | 0 | 0 | 0 | 0 | 0
F3_Commercial_Education_Existing_Food Preparation_Natural Gas_Griddle_E2 | F3 | Commercial | Education | Existing | Food Preparation | Natural Gas | Griddle | E2 | PACT BC Ratio | 1.7686 | 1.7837 | 1.8018 | 1.8318 | 1.8718 | 1.9189 | 1.9622 | 2.0008 | 2.0382 | 2.0745 | 2.1111 | 2.1466 | 2.1801 | 2.2137 | 2.2457 | 2.2786 | 2.3138 | 2.3491 | 2.3848 | 2.4207 | 2.4561 | 2.491 | 0 | 0 | 0 | 0 | 0 | 0 | 0 | 0
F3_Commercial_Education_Existing_Food Preparation_Natural Gas_Griddle_E3 | F3 | Commercial | Education | Existing | Food Preparation | Natural Gas | Griddle | E3 | PACT BC Ratio | 0 | 0 | 0 | 0 | 0 | 0 | 0 | 0 | 0 | 0 | 0 | 0 | 0 | 0 | 0 | 0 | 0 | 0 | 0 | 0 | 0 | 0 | 0 | 0 | 0 | 0 | 0 | 0 | 0 | 0
F3_Commercial_Education_Existing_Food Preparation_Natural Gas_Griddle_E4 | F3 | Commercial | Education | Existing | Food Preparation | Natural Gas | Griddle | E4 | PACT BC Ratio | 0 | 0 | 0 | 0 | 0 | 0 | 0 | 0 | 0 | 0 | 0 | 0 | 0 | 0 | 0 | 0 | 0 | 0 | 0 | 0 | 0 | 0 | 0 | 0 | 0 | 0 | 0 | 0 | 0 | 0
F3_Commercial_Education_Existing_Food Preparation_Natural Gas_Griddle_E5 | F3 | Commercial | Education | Existing | Food Preparation | Natural Gas | Griddle | E5 | PACT BC Ratio | 0 | 0 | 0 | 0 | 0 | 0 | 0 | 0 | 0 | 0 | 0 | 0 | 0 | 0 | 0 | 0 | 0 | 0 | 0 | 0 | 0 | 0 | 0 | 0 | 0 | 0 | 0 | 0 | 0 | 0
F3_Commercial_Education_Existing_Food Preparation_Natural Gas_Griddle_E6 | F3 | Commercial | Education | Existing | Food Preparation | Natural Gas | Griddle | E6 | PACT BC Ratio | 0 | 0 | 0 | 0 | 0 | 0 | 0 | 0 | 0 | 0 | 0 | 0 | 0 | 0 | 0 | 0 | 0 | 0 | 0 | 0 | 0 | 0 | 0 | 0 | 0 | 0 | 0 | 0 | 0 | 0
F3_Commercial_Education_Existing_Food Preparation_Natural Gas_Griddle_E7 | F3 | Commercial | Education | Existing | Food Preparation | Natural Gas | Griddle | E7 | PACT BC Ratio | 0 | 0 | 0 | 0 | 0 | 0 | 0 | 0 | 0 | 0 | 0 | 0 | 0 | 0 | 0 | 0 | 0 | 0 | 0 | 0 | 0 | 0 | 0 | 0 | 0 | 0 | 0 | 0 | 0 | 0
F3_Commercial_Education_Existing_Food Preparation_Natural Gas_Griddle_E8 | F3 | Commercial | Education | Existing | Food Preparation | Natural Gas | Griddle | E8 | PACT BC Ratio | 0 | 0 | 0 | 0 | 0 | 0 | 0 | 0 | 0 | 0 | 0 | 0 | 0 | 0 | 0 | 0 | 0 | 0 | 0 | 0 | 0 | 0 | 0 | 0 | 0 | 0 | 0 | 0 | 0 | 0
F3_Commercial_Education_Existing_Food Preparation_Natural Gas_Griddle_E9 | F3 | Commercial | Education | Existing | Food Preparation | Natural Gas | Griddle | E9 | PACT BC Ratio | 0 | 0 | 0 | 0 | 0 | 0 | 0 | 0 | 0 | 0 | 0 | 0 | 0 | 0 | 0 | 0 | 0 | 0 | 0 | 0 | 0 | 0 | 0 | 0 | 0 | 0 | 0 | 0 | 0 | 0
F3_Commercial_Education_Existing_Food Preparation_Natural Gas_Griddle_E10 | F3 | Commercial | Education | Existing | Food Preparation | Natural Gas | Griddle | E10 | PACT BC Ratio | 0 | 0 | 0 | 0 | 0 | 0 | 0 | 0 | 0 | 0 | 0 | 0 | 0 | 0 | 0 | 0 | 0 | 0 | 0 | 0 | 0 | 0 | 0 | 0 | 0 | 0 | 0 | 0 | 0 | 0
F4_Commercial_Education_Existing_Food Preparation_Natural Gas_Griddle_E1 | F4 | Commercial | Education | Existing | Food Preparation | Natural Gas | Griddle | E1 | PCT BC Ratio | 0.9 | 0.9 | 0.9 | 0.9 | 0.9 | 0.9 | 0.9 | 0.9 | 0.9 | 0.9 | 0.9 | 0.9 | 0.9 | 0.9 | 0.9 | 0.9 | 0.9 | 0.9 | 0.9 | 0.9 | 0.9 | 0.9 | 0 | 0 | 0 | 0 | 0 | 0 | 0 | 0
F4_Commercial_Education_Existing_Food Preparation_Natural Gas_Griddle_E2 | F4 | Commercial | Education | Existing | Food Preparation | Natural Gas | Griddle | E2 | PCT BC Ratio | 5.4497 | 5.4877 | 5.5333 | 5.6087 | 5.7092 | 5.8278 | 5.9368 | 6.0338 | 6.128 | 6.2192 | 6.3113 | 6.4008 | 6.4851 | 6.5695 | 6.6501 | 6.7328 | 6.8213 | 6.9103 | 7.0001 | 7.0902 | 7.1794 | 7.2673 | 0 | 0 | 0 | 0 | 0 | 0 | 0 | 0
F4_Commercial_Education_Existing_Food Preparation_Natural Gas_Griddle_E3 | F4 | Commercial | Education | Existing | Food Preparation | Natural Gas | Griddle | E3 | PCT BC Ratio | 0 | 0 | 0 | 0 | 0 | 0 | 0 | 0 | 0 | 0 | 0 | 0 | 0 | 0 | 0 | 0 | 0 | 0 | 0 | 0 | 0 | 0 | 0 | 0 | 0 | 0 | 0 | 0 | 0 | 0
F4_Commercial_Education_Existing_Food Preparation_Natural Gas_Griddle_E4 | F4 | Commercial | Education | Existing | Food Preparation | Natural Gas | Griddle | E4 | PCT BC Ratio | 0 | 0 | 0 | 0 | 0 | 0 | 0 | 0 | 0 | 0 | 0 | 0 | 0 | 0 | 0 | 0 | 0 | 0 | 0 | 0 | 0 | 0 | 0 | 0 | 0 | 0 | 0 | 0 | 0 | 0
F4_Commercial_Education_Existing_Food Preparation_Natural Gas_Griddle_E5 | F4 | Commercial | Education | Existing | Food Preparation | Natural Gas | Griddle | E5 | PCT BC Ratio | 0 | 0 | 0 | 0 | 0 | 0 | 0 | 0 | 0 | 0 | 0 | 0 | 0 | 0 | 0 | 0 | 0 | 0 | 0 | 0 | 0 | 0 | 0 | 0 | 0 | 0 | 0 | 0 | 0 | 0
F4_Commercial_Education_Existing_Food Preparation_Natural Gas_Griddle_E6 | F4 | Commercial | Education | Existing | Food Preparation | Natural Gas | Griddle | E6 | PCT BC Ratio | 0 | 0 | 0 | 0 | 0 | 0 | 0 | 0 | 0 | 0 | 0 | 0 | 0 | 0 | 0 | 0 | 0 | 0 | 0 | 0 | 0 | 0 | 0 | 0 | 0 | 0 | 0 | 0 | 0 | 0
F4_Commercial_Education_Existing_Food Preparation_Natural Gas_Griddle_E7 | F4 | Commercial | Education | Existing | Food Preparation | Natural Gas | Griddle | E7 | PCT BC Ratio | 0 | 0 | 0 | 0 | 0 | 0 | 0 | 0 | 0 | 0 | 0 | 0 | 0 | 0 | 0 | 0 | 0 | 0 | 0 | 0 | 0 | 0 | 0 | 0 | 0 | 0 | 0 | 0 | 0 | 0
F4_Commercial_Education_Existing_Food Preparation_Natural Gas_Griddle_E8 | F4 | Commercial | Education | Existing | Food Preparation | Natural Gas | Griddle | E8 | PCT BC Ratio | 0 | 0 | 0 | 0 | 0 | 0 | 0 | 0 | 0 | 0 | 0 | 0 | 0 | 0 | 0 | 0 | 0 | 0 | 0 | 0 | 0 | 0 | 0 | 0 | 0 | 0 | 0 | 0 | 0 | 0
F4_Commercial_Education_Existing_Food Preparation_Natural Gas_Griddle_E9 | F4 | Commercial | Education | Existing | Food Preparation | Natural Gas | Griddle | E9 | PCT BC Ratio | 0 | 0 | 0 | 0 | 0 | 0 | 0 | 0 | 0 | 0 | 0 | 0 | 0 | 0 | 0 | 0 | 0 | 0 | 0 | 0 | 0 | 0 | 0 | 0 | 0 | 0 | 0 | 0 | 0 | 0
F4_Commercial_Education_Existing_Food Preparation_Natural Gas_Griddle_E10 | F4 | Commercial | Education | Existing | Food Preparation | Natural Gas | Griddle | E10 | PCT BC Ratio | 0 | 0 | 0 | 0 | 0 | 0 | 0 | 0 | 0 | 0 | 0 | 0 | 0 | 0 | 0 | 0 | 0 | 0 | 0 | 0 | 0 | 0 | 0 | 0 | 0 | 0 | 0 | 0 | 0 | 0
F5_Commercial_Education_Existing_Food Preparation_Natural Gas_Griddle_E1 | F5 | Commercial | Education | Existing | Food Preparation | Natural Gas | Griddle | E1 | RIM BC Ratio | 0.9 | 0.9 | 0.9 | 0.9 | 0.9 | 0.9 | 0.9 | 0.9 | 0.9 | 0.9 | 0.9 | 0.9 | 0.9 | 0.9 | 0.9 | 0.9 | 0.9 | 0.9 | 0.9 | 0.9 | 0.9 | 0.9 | 0 | 0 | 0 | 0 | 0 | 0 | 0 | 0
F5_Commercial_Education_Existing_Food Preparation_Natural Gas_Griddle_E2 | F5 | Commercial | Education | Existing | Food Preparation | Natural Gas | Griddle | E2 | RIM BC Ratio | 0.56706 | 0.5686 | 0.57043 | 0.5734 | 0.57726 | 0.58167 | 0.58559 | 0.58897 | 0.59217 | 0.5952 | 0.59817 | 0.60099 | 0.60359 | 0.60613 | 0.60851 | 0.6109 | 0.6134 | 0.61586 | 0.61828 | 0.62067 | 0.62297 | 0.62519 | 0 | 0 | 0 | 0 | 0 | 0 | 0 | 0
F5_Commercial_Education_Existing_Food Preparation_Natural Gas_Griddle_E3 | F5 | Commercial | Education | Existing | Food Preparation | Natural Gas | Griddle | E3 | RIM BC Ratio | 0 | 0 | 0 | 0 | 0 | 0 | 0 | 0 | 0 | 0 | 0 | 0 | 0 | 0 | 0 | 0 | 0 | 0 | 0 | 0 | 0 | 0 | 0 | 0 | 0 | 0 | 0 | 0 | 0 | 0
F5_Commercial_Education_Existing_Food Preparation_Natural Gas_Griddle_E4 | F5 | Commercial | Education | Existing | Food Preparation | Natural Gas | Griddle | E4 | RIM BC Ratio | 0 | 0 | 0 | 0 | 0 | 0 | 0 | 0 | 0 | 0 | 0 | 0 | 0 | 0 | 0 | 0 | 0 | 0 | 0 | 0 | 0 | 0 | 0 | 0 | 0 | 0 | 0 | 0 | 0 | 0
F5_Commercial_Education_Existing_Food Preparation_Natural Gas_Griddle_E5 | F5 | Commercial | Education | Existing | Food Preparation | Natural Gas | Griddle | E5 | RIM BC Ratio | 0 | 0 | 0 | 0 | 0 | 0 | 0 | 0 | 0 | 0 | 0 | 0 | 0 | 0 | 0 | 0 | 0 | 0 | 0 | 0 | 0 | 0 | 0 | 0 | 0 | 0 | 0 | 0 | 0 | 0
F5_Commercial_Education_Existing_Food Preparation_Natural Gas_Griddle_E6 | F5 | Commercial | Education | Existing | Food Preparation | Natural Gas | Griddle | E6 | RIM BC Ratio | 0 | 0 | 0 | 0 | 0 | 0 | 0 | 0 | 0 | 0 | 0 | 0 | 0 | 0 | 0 | 0 | 0 | 0 | 0 | 0 | 0 | 0 | 0 | 0 | 0 | 0 | 0 | 0 | 0 | 0
F5_Commercial_Education_Existing_Food Preparation_Natural Gas_Griddle_E7 | F5 | Commercial | Education | Existing | Food Preparation | Natural Gas | Griddle | E7 | RIM BC Ratio | 0 | 0 | 0 | 0 | 0 | 0 | 0 | 0 | 0 | 0 | 0 | 0 | 0 | 0 | 0 | 0 | 0 | 0 | 0 | 0 | 0 | 0 | 0 | 0 | 0 | 0 | 0 | 0 | 0 | 0
F5_Commercial_Education_Existing_Food Preparation_Natural Gas_Griddle_E8 | F5 | Commercial | Education | Existing | Food Preparation | Natural Gas | Griddle | E8 | RIM BC Ratio | 0 | 0 | 0 | 0 | 0 | 0 | 0 | 0 | 0 | 0 | 0 | 0 | 0 | 0 | 0 | 0 | 0 | 0 | 0 | 0 | 0 | 0 | 0 | 0 | 0 | 0 | 0 | 0 | 0 | 0
F5_Commercial_Education_Existing_Food Preparation_Natural Gas_Griddle_E9 | F5 | Commercial | Education | Existing | Food Preparation | Natural Gas | Griddle | E9 | RIM BC Ratio | 0 | 0 | 0 | 0 | 0 | 0 | 0 | 0 | 0 | 0 | 0 | 0 | 0 | 0 | 0 | 0 | 0 | 0 | 0 | 0 | 0 | 0 | 0 | 0 | 0 | 0 | 0 | 0 | 0 | 0
F5_Commercial_Education_Existing_Food Preparation_Natural Gas_Griddle_E10 | F5 | Commercial | Education | Existing | Food Preparation | Natural Gas | Griddle | E10 | RIM BC Ratio | 0 | 0 | 0 | 0 | 0 | 0 | 0 | 0 | 0 | 0 | 0 | 0 | 0 | 0 | 0 | 0 | 0 | 0 | 0 | 0 | 0 | 0 | 0 | 0 | 0 | 0 | 0 | 0 | 0 | 0
F0_Commercial_Education_Existing_Food Preparation_Natural Gas_Range_E0 | F0 | Commercial | Education | Existing | Food Preparation | Natural Gas | Range | E0 | Economic Unit | High Efficiency | High Efficiency | High Efficiency | High Efficiency | High Efficiency | High Efficiency | High Efficiency | High Efficiency | High Efficiency | High Efficiency | High Efficiency | High Efficiency | High Efficiency | High Efficiency | High Efficiency | High Efficiency | High Efficiency | High Efficiency | High Efficiency | High Efficiency | High Efficiency | High Efficiency | 0 | 0 | 0 | 0 | 0 | 0 | 0 | 0
F1_Commercial_Education_Existing_Food Preparation_Natural Gas_Range_E1 | F1 | Commercial | Education | Existing | Food Preparation | Natural Gas | Range | E1 | CCE | 0 | 0 | 0 | 0 | 0 | 0 | 0 | 0 | 0 | 0 | 0 | 0 | 0 | 0 | 0 | 0 | 0 | 0 | 0 | 0 | 0 | 0 | 0 | 0 | 0 | 0 | 0 | 0 | 0 | 0
F1_Commercial_Education_Existing_Food Preparation_Natural Gas_Range_E2 | F1 | Commercial | Education | Existing | Food Preparation | Natural Gas | Range | E2 | CCE | 8.5926e-06 | 8.5926e-06 | 9.0272e-06 | 8.8899e-06 | 8.7566e-06 | 8.59e-06 | 8.5665e-06 | 8.5115e-06 | 8.4602e-06 | 8.3829e-06 | 8.3709e-06 | 8.3324e-06 | 8.2981e-06 | 8.2325e-06 | 8.2412e-06 | 8.216e-06 | 8.1913e-06 | 8.1372e-06 | 8.1531e-06 | 8.1372e-06 | 8.1253e-06 | 8.0799e-06 | 0 | 0 | 0 | 0 | 0 | 0 | 0 | 0
F1_Commercial_Education_Existing_Food Preparation_Natural Gas_Range_E3 | F1 | Commercial | Education | Existing | Food Preparation | Natural Gas | Range | E3 | CCE | 0 | 0 | 0 | 0 | 0 | 0 | 0 | 0 | 0 | 0 | 0 | 0 | 0 | 0 | 0 | 0 | 0 | 0 | 0 | 0 | 0 | 0 | 0 | 0 | 0 | 0 | 0 | 0 | 0 | 0
F1_Commercial_Education_Existing_Food Preparation_Natural Gas_Range_E4 | F1 | Commercial | Education | Existing | Food Preparation | Natural Gas | Range | E4 | CCE | 0 | 0 | 0 | 0 | 0 | 0 | 0 | 0 | 0 | 0 | 0 | 0 | 0 | 0 | 0 | 0 | 0 | 0 | 0 | 0 | 0 | 0 | 0 | 0 | 0 | 0 | 0 | 0 | 0 | 0
F1_Commercial_Education_Existing_Food Preparation_Natural Gas_Range_E5 | F1 | Commercial | Education | Existing | Food Preparation | Natural Gas | Range | E5 | CCE | 0 | 0 | 0 | 0 | 0 | 0 | 0 | 0 | 0 | 0 | 0 | 0 | 0 | 0 | 0 | 0 | 0 | 0 | 0 | 0 | 0 | 0 | 0 | 0 | 0 | 0 | 0 | 0 | 0 | 0
F1_Commercial_Education_Existing_Food Preparation_Natural Gas_Range_E6 | F1 | Commercial | Education | Existing | Food Preparation | Natural Gas | Range | E6 | CCE | 0 | 0 | 0 | 0 | 0 | 0 | 0 | 0 | 0 | 0 | 0 | 0 | 0 | 0 | 0 | 0 | 0 | 0 | 0 | 0 | 0 | 0 | 0 | 0 | 0 | 0 | 0 | 0 | 0 | 0
F1_Commercial_Education_Existing_Food Preparation_Natural Gas_Range_E7 | F1 | Commercial | Education | Existing | Food Preparation | Natural Gas | Range | E7 | CCE | 0 | 0 | 0 | 0 | 0 | 0 | 0 | 0 | 0 | 0 | 0 | 0 | 0 | 0 | 0 | 0 | 0 | 0 | 0 | 0 | 0 | 0 | 0 | 0 | 0 | 0 | 0 | 0 | 0 | 0
F1_Commercial_Education_Existing_Food Preparation_Natural Gas_Range_E8 | F1 | Commercial | Education | Existing | Food Preparation | Natural Gas | Range | E8 | CCE | 0 | 0 | 0 | 0 | 0 | 0 | 0 | 0 | 0 | 0 | 0 | 0 | 0 | 0 | 0 | 0 | 0 | 0 | 0 | 0 | 0 | 0 | 0 | 0 | 0 | 0 | 0 | 0 | 0 | 0
F1_Commercial_Education_Existing_Food Preparation_Natural Gas_Range_E9 | F1 | Commercial | Education | Existing | Food Preparation | Natural Gas | Range | E9 | CCE | 0 | 0 | 0 | 0 | 0 | 0 | 0 | 0 | 0 | 0 | 0 | 0 | 0 | 0 | 0 | 0 | 0 | 0 | 0 | 0 | 0 | 0 | 0 | 0 | 0 | 0 | 0 | 0 | 0 | 0
F1_Commercial_Education_Existing_Food Preparation_Natural Gas_Range_E10 | F1 | Commercial | Education | Existing | Food Preparation | Natural Gas | Range | E10 | CCE | 0 | 0 | 0 | 0 | 0 | 0 | 0 | 0 | 0 | 0 | 0 | 0 | 0 | 0 | 0 | 0 | 0 | 0 | 0 | 0 | 0 | 0 | 0 | 0 | 0 | 0 | 0 | 0 | 0 | 0
F2_Commercial_Education_Existing_Food Preparation_Natural Gas_Range_E1 | F2 | Commercial | Education | Existing | Food Preparation | Natural Gas | Range | E1 | TRC BC Ratio | 0.9 | 0.9 | 0.9 | 0.9 | 0.9 | 0.9 | 0.9 | 0.9 | 0.9 | 0.9 | 0.9 | 0.9 | 0.9 | 0.9 | 0.9 | 0.9 | 0.9 | 0.9 | 0.9 | 0.9 | 0.9 | 0.9 | 0 | 0 | 0 | 0 | 0 | 0 | 0 | 0
F2_Commercial_Education_Existing_Food Preparation_Natural Gas_Range_E2 | F2 | Commercial | Education | Existing | Food Preparation | Natural Gas | Range | E2 | TRC BC Ratio | 1019.1653 | 1025.957 | 1034.7565 | 1051.749 | 1075.3352 | 1103.7208 | 1129.4917 | 1151.5715 | 1172.5295 | 1193.9346 | 1216.8518 | 1239.2069 | 1260.3448 | 1281.6317 | 1300.4442 | 1318.2534 | 1337.5282 | 1356.8704 | 1376.316 | 1395.7637 | 1414.8475 | 1433.4759 | 0 | 0 | 0 | 0 | 0 | 0 | 0 | 0
F2_Commercial_Education_Existing_Food Preparation_Natural Gas_Range_E3 | F2 | Commercial | Education | Existing | Food Preparation | Natural Gas | Range | E3 | TRC BC Ratio | 0 | 0 | 0 | 0 | 0 | 0 | 0 | 0 | 0 | 0 | 0 | 0 | 0 | 0 | 0 | 0 | 0 | 0 | 0 | 0 | 0 | 0 | 0 | 0 | 0 | 0 | 0 | 0 | 0 | 0
F2_Commercial_Education_Existing_Food Preparation_Natural Gas_Range_E4 | F2 | Commercial | Education | Existing | Food Preparation | Natural Gas | Range | E4 | TRC BC Ratio | 0 | 0 | 0 | 0 | 0 | 0 | 0 | 0 | 0 | 0 | 0 | 0 | 0 | 0 | 0 | 0 | 0 | 0 | 0 | 0 | 0 | 0 | 0 | 0 | 0 | 0 | 0 | 0 | 0 | 0
F2_Commercial_Education_Existing_Food Preparation_Natural Gas_Range_E5 | F2 | Commercial | Education | Existing | Food Preparation | Natural Gas | Range | E5 | TRC BC Ratio | 0 | 0 | 0 | 0 | 0 | 0 | 0 | 0 | 0 | 0 | 0 | 0 | 0 | 0 | 0 | 0 | 0 | 0 | 0 | 0 | 0 | 0 | 0 | 0 | 0 | 0 | 0 | 0 | 0 | 0
F2_Commercial_Education_Existing_Food Preparation_Natural Gas_Range_E6 | F2 | Commercial | Education | Existing | Food Preparation | Natural Gas | Range | E6 | TRC BC Ratio | 0 | 0 | 0 | 0 | 0 | 0 | 0 | 0 | 0 | 0 | 0 | 0 | 0 | 0 | 0 | 0 | 0 | 0 | 0 | 0 | 0 | 0 | 0 | 0 | 0 | 0 | 0 | 0 | 0 | 0
F2_Commercial_Education_Existing_Food Preparation_Natural Gas_Range_E7 | F2 | Commercial | Education | Existing | Food Preparation | Natural Gas | Range | E7 | TRC BC Ratio | 0 | 0 | 0 | 0 | 0 | 0 | 0 | 0 | 0 | 0 | 0 | 0 | 0 | 0 | 0 | 0 | 0 | 0 | 0 | 0 | 0 | 0 | 0 | 0 | 0 | 0 | 0 | 0 | 0 | 0
F2_Commercial_Education_Existing_Food Preparation_Natural Gas_Range_E8 | F2 | Commercial | Education | Existing | Food Preparation | Natural Gas | Range | E8 | TRC BC Ratio | 0 | 0 | 0 | 0 | 0 | 0 | 0 | 0 | 0 | 0 | 0 | 0 | 0 | 0 | 0 | 0 | 0 | 0 | 0 | 0 | 0 | 0 | 0 | 0 | 0 | 0 | 0 | 0 | 0 | 0
F2_Commercial_Education_Existing_Food Preparation_Natural Gas_Range_E9 | F2 | Commercial | Education | Existing | Food Preparation | Natural Gas | Range | E9 | TRC BC Ratio | 0 | 0 | 0 | 0 | 0 | 0 | 0 | 0 | 0 | 0 | 0 | 0 | 0 | 0 | 0 | 0 | 0 | 0 | 0 | 0 | 0 | 0 | 0 | 0 | 0 | 0 | 0 | 0 | 0 | 0
F2_Commercial_Education_Existing_Food Preparation_Natural Gas_Range_E10 | F2 | Commercial | Education | Existing | Food Preparation | Natural Gas | Range | E10 | TRC BC Ratio | 0 | 0 | 0 | 0 | 0 | 0 | 0 | 0 | 0 | 0 | 0 | 0 | 0 | 0 | 0 | 0 | 0 | 0 | 0 | 0 | 0 | 0 | 0 | 0 | 0 | 0 | 0 | 0 | 0 | 0
F3_Commercial_Education_Existing_Food Preparation_Natural Gas_Range_E1 | F3 | Commercial | Education | Existing | Food Preparation | Natural Gas | Range | E1 | PACT BC Ratio | 0.9 | 0.9 | 0.9 | 0.9 | 0.9 | 0.9 | 0.9 | 0.9 | 0.9 | 0.9 | 0.9 | 0.9 | 0.9 | 0.9 | 0.9 | 0.9 | 0.9 | 0.9 | 0.9 | 0.9 | 0.9 | 0.9 | 0 | 0 | 0 | 0 | 0 | 0 | 0 | 0
F3_Commercial_Education_Existing_Food Preparation_Natural Gas_Range_E2 | F3 | Commercial | Education | Existing | Food Preparation | Natural Gas | Range | E2 | PACT BC Ratio | 1019.1653 | 1025.957 | 1034.7565 | 1051.749 | 1075.3352 | 1103.7208 | 1129.4917 | 1151.5715 | 1172.5295 | 1193.9346 | 1216.8518 | 1239.2069 | 1260.3448 | 1281.6317 | 1300.4442 | 1318.2534 | 1337.5282 | 1356.8704 | 1376.316 | 1395.7637 | 1414.8475 | 1433.4759 | 0 | 0 | 0 | 0 | 0 | 0 | 0 | 0
F3_Commercial_Education_Existing_Food Preparation_Natural Gas_Range_E3 | F3 | Commercial | Education | Existing | Food Preparation | Natural Gas | Range | E3 | PACT BC Ratio | 0 | 0 | 0 | 0 | 0 | 0 | 0 | 0 | 0 | 0 | 0 | 0 | 0 | 0 | 0 | 0 | 0 | 0 | 0 | 0 | 0 | 0 | 0 | 0 | 0 | 0 | 0 | 0 | 0 | 0
F3_Commercial_Education_Existing_Food Preparation_Natural Gas_Range_E4 | F3 | Commercial | Education | Existing | Food Preparation | Natural Gas | Range | E4 | PACT BC Ratio | 0 | 0 | 0 | 0 | 0 | 0 | 0 | 0 | 0 | 0 | 0 | 0 | 0 | 0 | 0 | 0 | 0 | 0 | 0 | 0 | 0 | 0 | 0 | 0 | 0 | 0 | 0 | 0 | 0 | 0
F3_Commercial_Education_Existing_Food Preparation_Natural Gas_Range_E5 | F3 | Commercial | Education | Existing | Food Preparation | Natural Gas | Range | E5 | PACT BC Ratio | 0 | 0 | 0 | 0 | 0 | 0 | 0 | 0 | 0 | 0 | 0 | 0 | 0 | 0 | 0 | 0 | 0 | 0 | 0 | 0 | 0 | 0 | 0 | 0 | 0 | 0 | 0 | 0 | 0 | 0
F3_Commercial_Education_Existing_Food Preparation_Natural Gas_Range_E6 | F3 | Commercial | Education | Existing | Food Preparation | Natural Gas | Range | E6 | PACT BC Ratio | 0 | 0 | 0 | 0 | 0 | 0 | 0 | 0 | 0 | 0 | 0 | 0 | 0 | 0 | 0 | 0 | 0 | 0 | 0 | 0 | 0 | 0 | 0 | 0 | 0 | 0 | 0 | 0 | 0 | 0
F3_Commercial_Education_Existing_Food Preparation_Natural Gas_Range_E7 | F3 | Commercial | Education | Existing | Food Preparation | Natural Gas | Range | E7 | PACT BC Ratio | 0 | 0 | 0 | 0 | 0 | 0 | 0 | 0 | 0 | 0 | 0 | 0 | 0 | 0 | 0 | 0 | 0 | 0 | 0 | 0 | 0 | 0 | 0 | 0 | 0 | 0 | 0 | 0 | 0 | 0
F3_Commercial_Education_Existing_Food Preparation_Natural Gas_Range_E8 | F3 | Commercial | Education | Existing | Food Preparation | Natural Gas | Range | E8 | PACT BC Ratio | 0 | 0 | 0 | 0 | 0 | 0 | 0 | 0 | 0 | 0 | 0 | 0 | 0 | 0 | 0 | 0 | 0 | 0 | 0 | 0 | 0 | 0 | 0 | 0 | 0 | 0 | 0 | 0 | 0 | 0
F3_Commercial_Education_Existing_Food Preparation_Natural Gas_Range_E9 | F3 | Commercial | Education | Existing | Food Preparation | Natural Gas | Range | E9 | PACT BC Ratio | 0 | 0 | 0 | 0 | 0 | 0 | 0 | 0 | 0 | 0 | 0 | 0 | 0 | 0 | 0 | 0 | 0 | 0 | 0 | 0 | 0 | 0 | 0 | 0 | 0 | 0 | 0 | 0 | 0 | 0
F3_Commercial_Education_Existing_Food Preparation_Natural Gas_Range_E10 | F3 | Commercial | Education | Existing | Food Preparation | Natural Gas | Range | E10 | PACT BC Ratio | 0 | 0 | 0 | 0 | 0 | 0 | 0 | 0 | 0 | 0 | 0 | 0 | 0 | 0 | 0 | 0 | 0 | 0 | 0 | 0 | 0 | 0 | 0 | 0 | 0 | 0 | 0 | 0 | 0 | 0
F4_Commercial_Education_Existing_Food Preparation_Natural Gas_Range_E1 | F4 | Commercial | Education | Existing | Food Preparation | Natural Gas | Range | E1 | PCT BC Ratio | 0.9 | 0.9 | 0.9 | 0.9 | 0.9 | 0.9 | 0.9 | 0.9 | 0.9 | 0.9 | 0.9 | 0.9 | 0.9 | 0.9 | 0.9 | 0.9 | 0.9 | 0.9 | 0.9 | 0.9 | 0.9 | 0.9 | 0 | 0 | 0 | 0 | 0 | 0 | 0 | 0
F4_Commercial_Education_Existing_Food Preparation_Natural Gas_Range_E2 | F4 | Commercial | Education | Existing | Food Preparation | Natural Gas | Range | E2 | PCT BC Ratio | 2565.1554 | 2582.2429 | 2604.3819 | 2647.1341 | 2706.4754 | 2777.8917 | 2842.7298 | 2898.2811 | 2951.01 | 3004.864 | 3062.5221 | 3118.7661 | 3171.9478 | 3225.5042 | 3272.8355 | 3317.6421 | 3366.1364 | 3414.8 | 3463.724 | 3512.6533 | 3560.6668 | 3607.5346 | 0 | 0 | 0 | 0 | 0 | 0 | 0 | 0
F4_Commercial_Education_Existing_Food Preparation_Natural Gas_Range_E3 | F4 | Commercial | Education | Existing | Food Preparation | Natural Gas | Range | E3 | PCT BC Ratio | 0 | 0 | 0 | 0 | 0 | 0 | 0 | 0 | 0 | 0 | 0 | 0 | 0 | 0 | 0 | 0 | 0 | 0 | 0 | 0 | 0 | 0 | 0 | 0 | 0 | 0 | 0 | 0 | 0 | 0
F4_Commercial_Education_Existing_Food Preparation_Natural Gas_Range_E4 | F4 | Commercial | Education | Existing | Food Preparation | Natural Gas | Range | E4 | PCT BC Ratio | 0 | 0 | 0 | 0 | 0 | 0 | 0 | 0 | 0 | 0 | 0 | 0 | 0 | 0 | 0 | 0 | 0 | 0 | 0 | 0 | 0 | 0 | 0 | 0 | 0 | 0 | 0 | 0 | 0 | 0
F4_Commercial_Education_Existing_Food Preparation_Natural Gas_Range_E5 | F4 | Commercial | Education | Existing | Food Preparation | Natural Gas | Range | E5 | PCT BC Ratio | 0 | 0 | 0 | 0 | 0 | 0 | 0 | 0 | 0 | 0 | 0 | 0 | 0 | 0 | 0 | 0 | 0 | 0 | 0 | 0 | 0 | 0 | 0 | 0 | 0 | 0 | 0 | 0 | 0 | 0
F4_Commercial_Education_Existing_Food Preparation_Natural Gas_Range_E6 | F4 | Commercial | Education | Existing | Food Preparation | Natural Gas | Range | E6 | PCT BC Ratio | 0 | 0 | 0 | 0 | 0 | 0 | 0 | 0 | 0 | 0 | 0 | 0 | 0 | 0 | 0 | 0 | 0 | 0 | 0 | 0 | 0 | 0 | 0 | 0 | 0 | 0 | 0 | 0 | 0 | 0
F4_Commercial_Education_Existing_Food Preparation_Natural Gas_Range_E7 | F4 | Commercial | Education | Existing | Food Preparation | Natural Gas | Range | E7 | PCT BC Ratio | 0 | 0 | 0 | 0 | 0 | 0 | 0 | 0 | 0 | 0 | 0 | 0 | 0 | 0 | 0 | 0 | 0 | 0 | 0 | 0 | 0 | 0 | 0 | 0 | 0 | 0 | 0 | 0 | 0 | 0
F4_Commercial_Education_Existing_Food Preparation_Natural Gas_Range_E8 | F4 | Commercial | Education | Existing | Food Preparation | Natural Gas | Range | E8 | PCT BC Ratio | 0 | 0 | 0 | 0 | 0 | 0 | 0 | 0 | 0 | 0 | 0 | 0 | 0 | 0 | 0 | 0 | 0 | 0 | 0 | 0 | 0 | 0 | 0 | 0 | 0 | 0 | 0 | 0 | 0 | 0
F4_Commercial_Education_Existing_Food Preparation_Natural Gas_Range_E9 | F4 | Commercial | Education | Existing | Food Preparation | Natural Gas | Range | E9 | PCT BC Ratio | 0 | 0 | 0 | 0 | 0 | 0 | 0 | 0 | 0 | 0 | 0 | 0 | 0 | 0 | 0 | 0 | 0 | 0 | 0 | 0 | 0 | 0 | 0 | 0 | 0 | 0 | 0 | 0 | 0 | 0
F4_Commercial_Education_Existing_Food Preparation_Natural Gas_Range_E10 | F4 | Commercial | Education | Existing | Food Preparation | Natural Gas | Range | E10 | PCT BC Ratio | 0 | 0 | 0 | 0 | 0 | 0 | 0 | 0 | 0 | 0 | 0 | 0 | 0 | 0 | 0 | 0 | 0 | 0 | 0 | 0 | 0 | 0 | 0 | 0 | 0 | 0 | 0 | 0 | 0 | 0
F5_Commercial_Education_Existing_Food Preparation_Natural Gas_Range_E1 | F5 | Commercial | Education | Existing | Food Preparation | Natural Gas | Range | E1 | RIM BC Ratio | 0.9 | 0.9 | 0.9 | 0.9 | 0.9 | 0.9 | 0.9 | 0.9 | 0.9 | 0.9 | 0.9 | 0.9 | 0.9 | 0.9 | 0.9 | 0.9 | 0.9 | 0.9 | 0.9 | 0.9 | 0.9 | 0.9 | 0 | 0 | 0 | 0 | 0 | 0 | 0 | 0
F5_Commercial_Education_Existing_Food Preparation_Natural Gas_Range_E2 | F5 | Commercial | Education | Existing | Food Preparation | Natural Gas | Range | E2 | RIM BC Ratio | 0.834 | 0.834 | 0.83401 | 0.83402 | 0.83403 | 0.83405 | 0.83406 | 0.83407 | 0.83409 | 0.8341 | 0.83411 | 0.83412 | 0.83413 | 0.83414 | 0.83414 | 0.83415 | 0.83416 | 0.83417 | 0.83417 | 0.83418 | 0.83419 | 0.83419 | 0 | 0 | 0 | 0 | 0 | 0 | 0 | 0
F5_Commercial_Education_Existing_Food Preparation_Natural Gas_Range_E3 | F5 | Commercial | Education | Existing | Food Preparation | Natural Gas | Range | E3 | RIM BC Ratio | 0 | 0 | 0 | 0 | 0 | 0 | 0 | 0 | 0 | 0 | 0 | 0 | 0 | 0 | 0 | 0 | 0 | 0 | 0 | 0 | 0 | 0 | 0 | 0 | 0 | 0 | 0 | 0 | 0 | 0
F5_Commercial_Education_Existing_Food Preparation_Natural Gas_Range_E4 | F5 | Commercial | Education | Existing | Food Preparation | Natural Gas | Range | E4 | RIM BC Ratio | 0 | 0 | 0 | 0 | 0 | 0 | 0 | 0 | 0 | 0 | 0 | 0 | 0 | 0 | 0 | 0 | 0 | 0 | 0 | 0 | 0 | 0 | 0 | 0 | 0 | 0 | 0 | 0 | 0 | 0
F5_Commercial_Education_Existing_Food Preparation_Natural Gas_Range_E5 | F5 | Commercial | Education | Existing | Food Preparation | Natural Gas | Range | E5 | RIM BC Ratio | 0 | 0 | 0 | 0 | 0 | 0 | 0 | 0 | 0 | 0 | 0 | 0 | 0 | 0 | 0 | 0 | 0 | 0 | 0 | 0 | 0 | 0 | 0 | 0 | 0 | 0 | 0 | 0 | 0 | 0
F5_Commercial_Education_Existing_Food Preparation_Natural Gas_Range_E6 | F5 | Commercial | Education | Existing | Food Preparation | Natural Gas | Range | E6 | RIM BC Ratio | 0 | 0 | 0 | 0 | 0 | 0 | 0 | 0 | 0 | 0 | 0 | 0 | 0 | 0 | 0 | 0 | 0 | 0 | 0 | 0 | 0 | 0 | 0 | 0 | 0 | 0 | 0 | 0 | 0 | 0
F5_Commercial_Education_Existing_Food Preparation_Natural Gas_Range_E7 | F5 | Commercial | Education | Existing | Food Preparation | Natural Gas | Range | E7 | RIM BC Ratio | 0 | 0 | 0 | 0 | 0 | 0 | 0 | 0 | 0 | 0 | 0 | 0 | 0 | 0 | 0 | 0 | 0 | 0 | 0 | 0 | 0 | 0 | 0 | 0 | 0 | 0 | 0 | 0 | 0 | 0
F5_Commercial_Education_Existing_Food Preparation_Natural Gas_Range_E8 | F5 | Commercial | Education | Existing | Food Preparation | Natural Gas | Range | E8 | RIM BC Ratio | 0 | 0 | 0 | 0 | 0 | 0 | 0 | 0 | 0 | 0 | 0 | 0 | 0 | 0 | 0 | 0 | 0 | 0 | 0 | 0 | 0 | 0 | 0 | 0 | 0 | 0 | 0 | 0 | 0 | 0
F5_Commercial_Education_Existing_Food Preparation_Natural Gas_Range_E9 | F5 | Commercial | Education | Existing | Food Preparation | Natural Gas | Range | E9 | RIM BC Ratio | 0 | 0 | 0 | 0 | 0 | 0 | 0 | 0 | 0 | 0 | 0 | 0 | 0 | 0 | 0 | 0 | 0 | 0 | 0 | 0 | 0 | 0 | 0 | 0 | 0 | 0 | 0 | 0 | 0 | 0
F5_Commercial_Education_Existing_Food Preparation_Natural Gas_Range_E10 | F5 | Commercial | Education | Existing | Food Preparation | Natural Gas | Range | E10 | RIM BC Ratio | 0 | 0 | 0 | 0 | 0 | 0 | 0 | 0 | 0 | 0 | 0 | 0 | 0 | 0 | 0 | 0 | 0 | 0 | 0 | 0 | 0 | 0 | 0 | 0 | 0 | 0 | 0 | 0 | 0 | 0
F0_Commercial_Education_Existing_Food Preparation_Natural Gas_Steamer_E0 | F0 | Commercial | Education | Existing | Food Preparation | Natural Gas | Steamer | E0 | Economic Unit | ENERGY STAR | ENERGY STAR | ENERGY STAR | ENERGY STAR | ENERGY STAR | ENERGY STAR | ENERGY STAR | ENERGY STAR | ENERGY STAR | ENERGY STAR | ENERGY STAR | ENERGY STAR | ENERGY STAR | ENERGY STAR | ENERGY STAR | ENERGY STAR | ENERGY STAR | ENERGY STAR | ENERGY STAR | ENERGY STAR | ENERGY STAR | ENERGY STAR | 0 | 0 | 0 | 0 | 0 | 0 | 0 | 0
F1_Commercial_Education_Existing_Food Preparation_Natural Gas_Steamer_E1 | F1 | Commercial | Education | Existing | Food Preparation | Natural Gas | Steamer | E1 | CCE | 0 | 0 | 0 | 0 | 0 | 0 | 0 | 0 | 0 | 0 | 0 | 0 | 0 | 0 | 0 | 0 | 0 | 0 | 0 | 0 | 0 | 0 | 0 | 0 | 0 | 0 | 0 | 0 | 0 | 0
F1_Commercial_Education_Existing_Food Preparation_Natural Gas_Steamer_E2 | F1 | Commercial | Education | Existing | Food Preparation | Natural Gas | Steamer | E2 | CCE | 0.0017749 | 0.0017749 | 0.0018646 | 0.0018363 | 0.0018088 | 0.0017743 | 0.0017695 | 0.0017581 | 0.0017475 | 0.0017316 | 0.0017291 | 0.0017211 | 0.0017141 | 0.0017005 | 0.0017023 | 0.0016971 | 0.001692 | 0.0016808 | 0.0016841 | 0.0016808 | 0.0016784 | 0.001669 | 0 | 0 | 0 | 0 | 0 | 0 | 0 | 0
F1_Commercial_Education_Existing_Food Preparation_Natural Gas_Steamer_E3 | F1 | Commercial | Education | Existing | Food Preparation | Natural Gas | Steamer | E3 | CCE | 0 | 0 | 0 | 0 | 0 | 0 | 0 | 0 | 0 | 0 | 0 | 0 | 0 | 0 | 0 | 0 | 0 | 0 | 0 | 0 | 0 | 0 | 0 | 0 | 0 | 0 | 0 | 0 | 0 | 0
F1_Commercial_Education_Existing_Food Preparation_Natural Gas_Steamer_E4 | F1 | Commercial | Education | Existing | Food Preparation | Natural Gas | Steamer | E4 | CCE | 0 | 0 | 0 | 0 | 0 | 0 | 0 | 0 | 0 | 0 | 0 | 0 | 0 | 0 | 0 | 0 | 0 | 0 | 0 | 0 | 0 | 0 | 0 | 0 | 0 | 0 | 0 | 0 | 0 | 0
F1_Commercial_Education_Existing_Food Preparation_Natural Gas_Steamer_E5 | F1 | Commercial | Education | Existing | Food Preparation | Natural Gas | Steamer | E5 | CCE | 0 | 0 | 0 | 0 | 0 | 0 | 0 | 0 | 0 | 0 | 0 | 0 | 0 | 0 | 0 | 0 | 0 | 0 | 0 | 0 | 0 | 0 | 0 | 0 | 0 | 0 | 0 | 0 | 0 | 0
F1_Commercial_Education_Existing_Food Preparation_Natural Gas_Steamer_E6 | F1 | Commercial | Education | Existing | Food Preparation | Natural Gas | Steamer | E6 | CCE | 0 | 0 | 0 | 0 | 0 | 0 | 0 | 0 | 0 | 0 | 0 | 0 | 0 | 0 | 0 | 0 | 0 | 0 | 0 | 0 | 0 | 0 | 0 | 0 | 0 | 0 | 0 | 0 | 0 | 0
F1_Commercial_Education_Existing_Food Preparation_Natural Gas_Steamer_E7 | F1 | Commercial | Education | Existing | Food Preparation | Natural Gas | Steamer | E7 | CCE | 0 | 0 | 0 | 0 | 0 | 0 | 0 | 0 | 0 | 0 | 0 | 0 | 0 | 0 | 0 | 0 | 0 | 0 | 0 | 0 | 0 | 0 | 0 | 0 | 0 | 0 | 0 | 0 | 0 | 0
F1_Commercial_Education_Existing_Food Preparation_Natural Gas_Steamer_E8 | F1 | Commercial | Education | Existing | Food Preparation | Natural Gas | Steamer | E8 | CCE | 0 | 0 | 0 | 0 | 0 | 0 | 0 | 0 | 0 | 0 | 0 | 0 | 0 | 0 | 0 | 0 | 0 | 0 | 0 | 0 | 0 | 0 | 0 | 0 | 0 | 0 | 0 | 0 | 0 | 0
F1_Commercial_Education_Existing_Food Preparation_Natural Gas_Steamer_E9 | F1 | Commercial | Education | Existing | Food Preparation | Natural Gas | Steamer | E9 | CCE | 0 | 0 | 0 | 0 | 0 | 0 | 0 | 0 | 0 | 0 | 0 | 0 | 0 | 0 | 0 | 0 | 0 | 0 | 0 | 0 | 0 | 0 | 0 | 0 | 0 | 0 | 0 | 0 | 0 | 0
F1_Commercial_Education_Existing_Food Preparation_Natural Gas_Steamer_E10 | F1 | Commercial | Education | Existing | Food Preparation | Natural Gas | Steamer | E10 | CCE | 0 | 0 | 0 | 0 | 0 | 0 | 0 | 0 | 0 | 0 | 0 | 0 | 0 | 0 | 0 | 0 | 0 | 0 | 0 | 0 | 0 | 0 | 0 | 0 | 0 | 0 | 0 | 0 | 0 | 0
F2_Commercial_Education_Existing_Food Preparation_Natural Gas_Steamer_E1 | F2 | Commercial | Education | Existing | Food Preparation | Natural Gas | Steamer | E1 | TRC BC Ratio | 0.9 | 0.9 | 0.9 | 0.9 | 0.9 | 0.9 | 0.9 | 0.9 | 0.9 | 0.9 | 0.9 | 0.9 | 0.9 | 0.9 | 0.9 | 0.9 | 0.9 | 0.9 | 0.9 | 0.9 | 0.9 | 0.9 | 0 | 0 | 0 | 0 | 0 | 0 | 0 | 0
F2_Commercial_Education_Existing_Food Preparation_Natural Gas_Steamer_E2 | F2 | Commercial | Education | Existing | Food Preparation | Natural Gas | Steamer | E2 | TRC BC Ratio | 4.9998 | 5.0422 | 5.093 | 5.1779 | 5.291 | 5.4252 | 5.5491 | 5.656 | 5.7559 | 5.8544 | 5.9559 | 6.057 | 6.1552 | 6.2565 | 6.3505 | 6.4434 | 6.5427 | 6.6427 | 6.7436 | 6.8448 | 6.9449 | 7.0436 | 0 | 0 | 0 | 0 | 0 | 0 | 0 | 0
F2_Commercial_Education_Existing_Food Preparation_Natural Gas_Steamer_E3 | F2 | Commercial | Education | Existing | Food Preparation | Natural Gas | Steamer | E3 | TRC BC Ratio | 0 | 0 | 0 | 0 | 0 | 0 | 0 | 0 | 0 | 0 | 0 | 0 | 0 | 0 | 0 | 0 | 0 | 0 | 0 | 0 | 0 | 0 | 0 | 0 | 0 | 0 | 0 | 0 | 0 | 0
F2_Commercial_Education_Existing_Food Preparation_Natural Gas_Steamer_E4 | F2 | Commercial | Education | Existing | Food Preparation | Natural Gas | Steamer | E4 | TRC BC Ratio | 0 | 0 | 0 | 0 | 0 | 0 | 0 | 0 | 0 | 0 | 0 | 0 | 0 | 0 | 0 | 0 | 0 | 0 | 0 | 0 | 0 | 0 | 0 | 0 | 0 | 0 | 0 | 0 | 0 | 0
F2_Commercial_Education_Existing_Food Preparation_Natural Gas_Steamer_E5 | F2 | Commercial | Education | Existing | Food Preparation | Natural Gas | Steamer | E5 | TRC BC Ratio | 0 | 0 | 0 | 0 | 0 | 0 | 0 | 0 | 0 | 0 | 0 | 0 | 0 | 0 | 0 | 0 | 0 | 0 | 0 | 0 | 0 | 0 | 0 | 0 | 0 | 0 | 0 | 0 | 0 | 0
F2_Commercial_Education_Existing_Food Preparation_Natural Gas_Steamer_E6 | F2 | Commercial | Education | Existing | Food Preparation | Natural Gas | Steamer | E6 | TRC BC Ratio | 0 | 0 | 0 | 0 | 0 | 0 | 0 | 0 | 0 | 0 | 0 | 0 | 0 | 0 | 0 | 0 | 0 | 0 | 0 | 0 | 0 | 0 | 0 | 0 | 0 | 0 | 0 | 0 | 0 | 0
F2_Commercial_Education_Existing_Food Preparation_Natural Gas_Steamer_E7 | F2 | Commercial | Education | Existing | Food Preparation | Natural Gas | Steamer | E7 | TRC BC Ratio | 0 | 0 | 0 | 0 | 0 | 0 | 0 | 0 | 0 | 0 | 0 | 0 | 0 | 0 | 0 | 0 | 0 | 0 | 0 | 0 | 0 | 0 | 0 | 0 | 0 | 0 | 0 | 0 | 0 | 0
F2_Commercial_Education_Existing_Food Preparation_Natural Gas_Steamer_E8 | F2 | Commercial | Education | Existing | Food Preparation | Natural Gas | Steamer | E8 | TRC BC Ratio | 0 | 0 | 0 | 0 | 0 | 0 | 0 | 0 | 0 | 0 | 0 | 0 | 0 | 0 | 0 | 0 | 0 | 0 | 0 | 0 | 0 | 0 | 0 | 0 | 0 | 0 | 0 | 0 | 0 | 0
F2_Commercial_Education_Existing_Food Preparation_Natural Gas_Steamer_E9 | F2 | Commercial | Education | Existing | Food Preparation | Natural Gas | Steamer | E9 | TRC BC Ratio | 0 | 0 | 0 | 0 | 0 | 0 | 0 | 0 | 0 | 0 | 0 | 0 | 0 | 0 | 0 | 0 | 0 | 0 | 0 | 0 | 0 | 0 | 0 | 0 | 0 | 0 | 0 | 0 | 0 | 0
F2_Commercial_Education_Existing_Food Preparation_Natural Gas_Steamer_E10 | F2 | Commercial | Education | Existing | Food Preparation | Natural Gas | Steamer | E10 | TRC BC Ratio | 0 | 0 | 0 | 0 | 0 | 0 | 0 | 0 | 0 | 0 | 0 | 0 | 0 | 0 | 0 | 0 | 0 | 0 | 0 | 0 | 0 | 0 | 0 | 0 | 0 | 0 | 0 | 0 | 0 | 0
F3_Commercial_Education_Existing_Food Preparation_Natural Gas_Steamer_E1 | F3 | Commercial | Education | Existing | Food Preparation | Natural Gas | Steamer | E1 | PACT BC Ratio | 0.9 | 0.9 | 0.9 | 0.9 | 0.9 | 0.9 | 0.9 | 0.9 | 0.9 | 0.9 | 0.9 | 0.9 | 0.9 | 0.9 | 0.9 | 0.9 | 0.9 | 0.9 | 0.9 | 0.9 | 0.9 | 0.9 | 0 | 0 | 0 | 0 | 0 | 0 | 0 | 0
F3_Commercial_Education_Existing_Food Preparation_Natural Gas_Steamer_E2 | F3 | Commercial | Education | Existing | Food Preparation | Natural Gas | Steamer | E2 | PACT BC Ratio | 5.4144 | 5.4603 | 5.5153 | 5.6072 | 5.7297 | 5.875 | 6.0092 | 6.1249 | 6.2331 | 6.3398 | 6.4497 | 6.5592 | 6.6655 | 6.7753 | 6.877 | 6.9776 | 7.0852 | 7.1935 | 7.3027 | 7.4123 | 7.5208 | 7.6276 | 0 | 0 | 0 | 0 | 0 | 0 | 0 | 0
F3_Commercial_Education_Existing_Food Preparation_Natural Gas_Steamer_E3 | F3 | Commercial | Education | Existing | Food Preparation | Natural Gas | Steamer | E3 | PACT BC Ratio | 0 | 0 | 0 | 0 | 0 | 0 | 0 | 0 | 0 | 0 | 0 | 0 | 0 | 0 | 0 | 0 | 0 | 0 | 0 | 0 | 0 | 0 | 0 | 0 | 0 | 0 | 0 | 0 | 0 | 0
F3_Commercial_Education_Existing_Food Preparation_Natural Gas_Steamer_E4 | F3 | Commercial | Education | Existing | Food Preparation | Natural Gas | Steamer | E4 | PACT BC Ratio | 0 | 0 | 0 | 0 | 0 | 0 | 0 | 0 | 0 | 0 | 0 | 0 | 0 | 0 | 0 | 0 | 0 | 0 | 0 | 0 | 0 | 0 | 0 | 0 | 0 | 0 | 0 | 0 | 0 | 0
F3_Commercial_Education_Existing_Food Preparation_Natural Gas_Steamer_E5 | F3 | Commercial | Education | Existing | Food Preparation | Natural Gas | Steamer | E5 | PACT BC Ratio | 0 | 0 | 0 | 0 | 0 | 0 | 0 | 0 | 0 | 0 | 0 | 0 | 0 | 0 | 0 | 0 | 0 | 0 | 0 | 0 | 0 | 0 | 0 | 0 | 0 | 0 | 0 | 0 | 0 | 0
F3_Commercial_Education_Existing_Food Preparation_Natural Gas_Steamer_E6 | F3 | Commercial | Education | Existing | Food Preparation | Natural Gas | Steamer | E6 | PACT BC Ratio | 0 | 0 | 0 | 0 | 0 | 0 | 0 | 0 | 0 | 0 | 0 | 0 | 0 | 0 | 0 | 0 | 0 | 0 | 0 | 0 | 0 | 0 | 0 | 0 | 0 | 0 | 0 | 0 | 0 | 0
F3_Commercial_Education_Existing_Food Preparation_Natural Gas_Steamer_E7 | F3 | Commercial | Education | Existing | Food Preparation | Natural Gas | Steamer | E7 | PACT BC Ratio | 0 | 0 | 0 | 0 | 0 | 0 | 0 | 0 | 0 | 0 | 0 | 0 | 0 | 0 | 0 | 0 | 0 | 0 | 0 | 0 | 0 | 0 | 0 | 0 | 0 | 0 | 0 | 0 | 0 | 0
F3_Commercial_Education_Existing_Food Preparation_Natural Gas_Steamer_E8 | F3 | Commercial | Education | Existing | Food Preparation | Natural Gas | Steamer | E8 | PACT BC Ratio | 0 | 0 | 0 | 0 | 0 | 0 | 0 | 0 | 0 | 0 | 0 | 0 | 0 | 0 | 0 | 0 | 0 | 0 | 0 | 0 | 0 | 0 | 0 | 0 | 0 | 0 | 0 | 0 | 0 | 0
F3_Commercial_Education_Existing_Food Preparation_Natural Gas_Steamer_E9 | F3 | Commercial | Education | Existing | Food Preparation | Natural Gas | Steamer | E9 | PACT BC Ratio | 0 | 0 | 0 | 0 | 0 | 0 | 0 | 0 | 0 | 0 | 0 | 0 | 0 | 0 | 0 | 0 | 0 | 0 | 0 | 0 | 0 | 0 | 0 | 0 | 0 | 0 | 0 | 0 | 0 | 0
F3_Commercial_Education_Existing_Food Preparation_Natural Gas_Steamer_E10 | F3 | Commercial | Education | Existing | Food Preparation | Natural Gas | Steamer | E10 | PACT BC Ratio | 0 | 0 | 0 | 0 | 0 | 0 | 0 | 0 | 0 | 0 | 0 | 0 | 0 | 0 | 0 | 0 | 0 | 0 | 0 | 0 | 0 | 0 | 0 | 0 | 0 | 0 | 0 | 0 | 0 | 0
F4_Commercial_Education_Existing_Food Preparation_Natural Gas_Steamer_E1 | F4 | Commercial | Education | Existing | Food Preparation | Natural Gas | Steamer | E1 | PCT BC Ratio | 0.9 | 0.9 | 0.9 | 0.9 | 0.9 | 0.9 | 0.9 | 0.9 | 0.9 | 0.9 | 0.9 | 0.9 | 0.9 | 0.9 | 0.9 | 0.9 | 0.9 | 0.9 | 0.9 | 0.9 | 0.9 | 0.9 | 0 | 0 | 0 | 0 | 0 | 0 | 0 | 0
F4_Commercial_Education_Existing_Food Preparation_Natural Gas_Steamer_E2 | F4 | Commercial | Education | Existing | Food Preparation | Natural Gas | Steamer | E2 | PCT BC Ratio | 12.4539 | 12.5522 | 12.6701 | 12.8671 | 13.1296 | 13.4409 | 13.7285 | 13.9764 | 14.2082 | 14.4369 | 14.6723 | 14.9069 | 15.1348 | 15.37 | 15.588 | 15.8035 | 16.0341 | 16.2662 | 16.5002 | 16.7351 | 16.9674 | 17.1964 | 0 | 0 | 0 | 0 | 0 | 0 | 0 | 0
F4_Commercial_Education_Existing_Food Preparation_Natural Gas_Steamer_E3 | F4 | Commercial | Education | Existing | Food Preparation | Natural Gas | Steamer | E3 | PCT BC Ratio | 0 | 0 | 0 | 0 | 0 | 0 | 0 | 0 | 0 | 0 | 0 | 0 | 0 | 0 | 0 | 0 | 0 | 0 | 0 | 0 | 0 | 0 | 0 | 0 | 0 | 0 | 0 | 0 | 0 | 0
F4_Commercial_Education_Existing_Food Preparation_Natural Gas_Steamer_E4 | F4 | Commercial | Education | Existing | Food Preparation | Natural Gas | Steamer | E4 | PCT BC Ratio | 0 | 0 | 0 | 0 | 0 | 0 | 0 | 0 | 0 | 0 | 0 | 0 | 0 | 0 | 0 | 0 | 0 | 0 | 0 | 0 | 0 | 0 | 0 | 0 | 0 | 0 | 0 | 0 | 0 | 0
F4_Commercial_Education_Existing_Food Preparation_Natural Gas_Steamer_E5 | F4 | Commercial | Education | Existing | Food Preparation | Natural Gas | Steamer | E5 | PCT BC Ratio | 0 | 0 | 0 | 0 | 0 | 0 | 0 | 0 | 0 | 0 | 0 | 0 | 0 | 0 | 0 | 0 | 0 | 0 | 0 | 0 | 0 | 0 | 0 | 0 | 0 | 0 | 0 | 0 | 0 | 0
F4_Commercial_Education_Existing_Food Preparation_Natural Gas_Steamer_E6 | F4 | Commercial | Education | Existing | Food Preparation | Natural Gas | Steamer | E6 | PCT BC Ratio | 0 | 0 | 0 | 0 | 0 | 0 | 0 | 0 | 0 | 0 | 0 | 0 | 0 | 0 | 0 | 0 | 0 | 0 | 0 | 0 | 0 | 0 | 0 | 0 | 0 | 0 | 0 | 0 | 0 | 0
F4_Commercial_Education_Existing_Food Preparation_Natural Gas_Steamer_E7 | F4 | Commercial | Education | Existing | Food Preparation | Natural Gas | Steamer | E7 | PCT BC Ratio | 0 | 0 | 0 | 0 | 0 | 0 | 0 | 0 | 0 | 0 | 0 | 0 | 0 | 0 | 0 | 0 | 0 | 0 | 0 | 0 | 0 | 0 | 0 | 0 | 0 | 0 | 0 | 0 | 0 | 0
F4_Commercial_Education_Existing_Food Preparation_Natural Gas_Steamer_E8 | F4 | Commercial | Education | Existing | Food Preparation | Natural Gas | Steamer | E8 | PCT BC Ratio | 0 | 0 | 0 | 0 | 0 | 0 | 0 | 0 | 0 | 0 | 0 | 0 | 0 | 0 | 0 | 0 | 0 | 0 | 0 | 0 | 0 | 0 | 0 | 0 | 0 | 0 | 0 | 0 | 0 | 0
F4_Commercial_Education_Existing_Food Preparation_Natural Gas_Steamer_E9 | F4 | Commercial | Education | Existing | Food Preparation | Natural Gas | Steamer | E9 | PCT BC Ratio | 0 | 0 | 0 | 0 | 0 | 0 | 0 | 0 | 0 | 0 | 0 | 0 | 0 | 0 | 0 | 0 | 0 | 0 | 0 | 0 | 0 | 0 | 0 | 0 | 0 | 0 | 0 | 0 | 0 | 0
F4_Commercial_Education_Existing_Food Preparation_Natural Gas_Steamer_E10 | F4 | Commercial | Education | Existing | Food Preparation | Natural Gas | Steamer | E10 | PCT BC Ratio | 0 | 0 | 0 | 0 | 0 | 0 | 0 | 0 | 0 | 0 | 0 | 0 | 0 | 0 | 0 | 0 | 0 | 0 | 0 | 0 | 0 | 0 | 0 | 0 | 0 | 0 | 0 | 0 | 0 | 0
F5_Commercial_Education_Existing_Food Preparation_Natural Gas_Steamer_E1 | F5 | Commercial | Education | Existing | Food Preparation | Natural Gas | Steamer | E1 | RIM BC Ratio | 0.9 | 0.9 | 0.9 | 0.9 | 0.9 | 0.9 | 0.9 | 0.9 | 0.9 | 0.9 | 0.9 | 0.9 | 0.9 | 0.9 | 0.9 | 0.9 | 0.9 | 0.9 | 0.9 | 0.9 | 0.9 | 0.9 | 0 | 0 | 0 | 0 | 0 | 0 | 0 | 0
F5_Commercial_Education_Existing_Food Preparation_Natural Gas_Steamer_E2 | F5 | Commercial | Education | Existing | Food Preparation | Natural Gas | Steamer | E2 | RIM BC Ratio | 0.72319 | 0.72401 | 0.72496 | 0.72653 | 0.72855 | 0.73085 | 0.73288 | 0.73457 | 0.73611 | 0.73757 | 0.73904 | 0.74045 | 0.74179 | 0.74313 | 0.74434 | 0.7455 | 0.74671 | 0.7479 | 0.74906 | 0.7502 | 0.7513 | 0.75235 | 0 | 0 | 0 | 0 | 0 | 0 | 0 | 0
F5_Commercial_Education_Existing_Food Preparation_Natural Gas_Steamer_E3 | F5 | Commercial | Education | Existing | Food Preparation | Natural Gas | Steamer | E3 | RIM BC Ratio | 0 | 0 | 0 | 0 | 0 | 0 | 0 | 0 | 0 | 0 | 0 | 0 | 0 | 0 | 0 | 0 | 0 | 0 | 0 | 0 | 0 | 0 | 0 | 0 | 0 | 0 | 0 | 0 | 0 | 0
F5_Commercial_Education_Existing_Food Preparation_Natural Gas_Steamer_E4 | F5 | Commercial | Education | Existing | Food Preparation | Natural Gas | Steamer | E4 | RIM BC Ratio | 0 | 0 | 0 | 0 | 0 | 0 | 0 | 0 | 0 | 0 | 0 | 0 | 0 | 0 | 0 | 0 | 0 | 0 | 0 | 0 | 0 | 0 | 0 | 0 | 0 | 0 | 0 | 0 | 0 | 0
F5_Commercial_Education_Existing_Food Preparation_Natural Gas_Steamer_E5 | F5 | Commercial | Education | Existing | Food Preparation | Natural Gas | Steamer | E5 | RIM BC Ratio | 0 | 0 | 0 | 0 | 0 | 0 | 0 | 0 | 0 | 0 | 0 | 0 | 0 | 0 | 0 | 0 | 0 | 0 | 0 | 0 | 0 | 0 | 0 | 0 | 0 | 0 | 0 | 0 | 0 | 0
F5_Commercial_Education_Existing_Food Preparation_Natural Gas_Steamer_E6 | F5 | Commercial | Education | Existing | Food Preparation | Natural Gas | Steamer | E6 | RIM BC Ratio | 0 | 0 | 0 | 0 | 0 | 0 | 0 | 0 | 0 | 0 | 0 | 0 | 0 | 0 | 0 | 0 | 0 | 0 | 0 | 0 | 0 | 0 | 0 | 0 | 0 | 0 | 0 | 0 | 0 | 0
F5_Commercial_Education_Existing_Food Preparation_Natural Gas_Steamer_E7 | F5 | Commercial | Education | Existing | Food Preparation | Natural Gas | Steamer | E7 | RIM BC Ratio | 0 | 0 | 0 | 0 | 0 | 0 | 0 | 0 | 0 | 0 | 0 | 0 | 0 | 0 | 0 | 0 | 0 | 0 | 0 | 0 | 0 | 0 | 0 | 0 | 0 | 0 | 0 | 0 | 0 | 0
F5_Commercial_Education_Existing_Food Preparation_Natural Gas_Steamer_E8 | F5 | Commercial | Education | Existing | Food Preparation | Natural Gas | Steamer | E8 | RIM BC Ratio | 0 | 0 | 0 | 0 | 0 | 0 | 0 | 0 | 0 | 0 | 0 | 0 | 0 | 0 | 0 | 0 | 0 | 0 | 0 | 0 | 0 | 0 | 0 | 0 | 0 | 0 | 0 | 0 | 0 | 0
F5_Commercial_Education_Existing_Food Preparation_Natural Gas_Steamer_E9 | F5 | Commercial | Education | Existing | Food Preparation | Natural Gas | Steamer | E9 | RIM BC Ratio | 0 | 0 | 0 | 0 | 0 | 0 | 0 | 0 | 0 | 0 | 0 | 0 | 0 | 0 | 0 | 0 | 0 | 0 | 0 | 0 | 0 | 0 | 0 | 0 | 0 | 0 | 0 | 0 | 0 | 0
F5_Commercial_Education_Existing_Food Preparation_Natural Gas_Steamer_E10 | F5 | Commercial | Education | Existing | Food Preparation | Natural Gas | Steamer | E10 | RIM BC Ratio | 0 | 0 | 0 | 0 | 0 | 0 | 0 | 0 | 0 | 0 | 0 | 0 | 0 | 0 | 0 | 0 | 0 | 0 | 0 | 0 | 0 | 0 | 0 | 0 | 0 | 0 | 0 | 0 | 0 | 0
F0_Commercial_Education_Existing_Food Preparation_Natural Gas_Food Prep Other_E0 | F0 | Commercial | Education | Existing | Food Preparation | Natural Gas | Food Prep Other | E0 | Economic Unit | ENERGY STAR | ENERGY STAR | ENERGY STAR | ENERGY STAR | ENERGY STAR | ENERGY STAR | ENERGY STAR | ENERGY STAR | ENERGY STAR | ENERGY STAR | ENERGY STAR | ENERGY STAR | ENERGY STAR | ENERGY STAR | ENERGY STAR | ENERGY STAR | ENERGY STAR | ENERGY STAR | ENERGY STAR | ENERGY STAR | ENERGY STAR | ENERGY STAR | 0 | 0 | 0 | 0 | 0 | 0 | 0 | 0
F1_Commercial_Education_Existing_Food Preparation_Natural Gas_Food Prep Other_E1 | F1 | Commercial | Education | Existing | Food Preparation | Natural Gas | Food Prep Other | E1 | CCE | 0 | 0 | 0 | 0 | 0 | 0 | 0 | 0 | 0 | 0 | 0 | 0 | 0 | 0 | 0 | 0 | 0 | 0 | 0 | 0 | 0 | 0 | 0 | 0 | 0 | 0 | 0 | 0 | 0 | 0
F1_Commercial_Education_Existing_Food Preparation_Natural Gas_Food Prep Other_E2 | F1 | Commercial | Education | Existing | Food Preparation | Natural Gas | Food Prep Other | E2 | CCE | 0.14135 | 0.14135 | 0.1485 | 0.14624 | 0.14404 | 0.1413 | 0.14092 | 0.14001 | 0.13917 | 0.1379 | 0.1377 | 0.13707 | 0.1365 | 0.13542 | 0.13557 | 0.13515 | 0.13475 | 0.13386 | 0.13412 | 0.13386 | 0.13366 | 0.13291 | 0 | 0 | 0 | 0 | 0 | 0 | 0 | 0
F1_Commercial_Education_Existing_Food Preparation_Natural Gas_Food Prep Other_E3 | F1 | Commercial | Education | Existing | Food Preparation | Natural Gas | Food Prep Other | E3 | CCE | 0 | 0 | 0 | 0 | 0 | 0 | 0 | 0 | 0 | 0 | 0 | 0 | 0 | 0 | 0 | 0 | 0 | 0 | 0 | 0 | 0 | 0 | 0 | 0 | 0 | 0 | 0 | 0 | 0 | 0
F1_Commercial_Education_Existing_Food Preparation_Natural Gas_Food Prep Other_E4 | F1 | Commercial | Education | Existing | Food Preparation | Natural Gas | Food Prep Other | E4 | CCE | 0 | 0 | 0 | 0 | 0 | 0 | 0 | 0 | 0 | 0 | 0 | 0 | 0 | 0 | 0 | 0 | 0 | 0 | 0 | 0 | 0 | 0 | 0 | 0 | 0 | 0 | 0 | 0 | 0 | 0
F1_Commercial_Education_Existing_Food Preparation_Natural Gas_Food Prep Other_E5 | F1 | Commercial | Education | Existing | Food Preparation | Natural Gas | Food Prep Other | E5 | CCE | 0 | 0 | 0 | 0 | 0 | 0 | 0 | 0 | 0 | 0 | 0 | 0 | 0 | 0 | 0 | 0 | 0 | 0 | 0 | 0 | 0 | 0 | 0 | 0 | 0 | 0 | 0 | 0 | 0 | 0
F1_Commercial_Education_Existing_Food Preparation_Natural Gas_Food Prep Other_E6 | F1 | Commercial | Education | Existing | Food Preparation | Natural Gas | Food Prep Other | E6 | CCE | 0 | 0 | 0 | 0 | 0 | 0 | 0 | 0 | 0 | 0 | 0 | 0 | 0 | 0 | 0 | 0 | 0 | 0 | 0 | 0 | 0 | 0 | 0 | 0 | 0 | 0 | 0 | 0 | 0 | 0
F1_Commercial_Education_Existing_Food Preparation_Natural Gas_Food Prep Other_E7 | F1 | Commercial | Education | Existing | Food Preparation | Natural Gas | Food Prep Other | E7 | CCE | 0 | 0 | 0 | 0 | 0 | 0 | 0 | 0 | 0 | 0 | 0 | 0 | 0 | 0 | 0 | 0 | 0 | 0 | 0 | 0 | 0 | 0 | 0 | 0 | 0 | 0 | 0 | 0 | 0 | 0
F1_Commercial_Education_Existing_Food Preparation_Natural Gas_Food Prep Other_E8 | F1 | Commercial | Education | Existing | Food Preparation | Natural Gas | Food Prep Other | E8 | CCE | 0 | 0 | 0 | 0 | 0 | 0 | 0 | 0 | 0 | 0 | 0 | 0 | 0 | 0 | 0 | 0 | 0 | 0 | 0 | 0 | 0 | 0 | 0 | 0 | 0 | 0 | 0 | 0 | 0 | 0
F1_Commercial_Education_Existing_Food Preparation_Natural Gas_Food Prep Other_E9 | F1 | Commercial | Education | Existing | Food Preparation | Natural Gas | Food Prep Other | E9 | CCE | 0 | 0 | 0 | 0 | 0 | 0 | 0 | 0 | 0 | 0 | 0 | 0 | 0 | 0 | 0 | 0 | 0 | 0 | 0 | 0 | 0 | 0 | 0 | 0 | 0 | 0 | 0 | 0 | 0 | 0
F1_Commercial_Education_Existing_Food Preparation_Natural Gas_Food Prep Other_E10 | F1 | Commercial | Education | Existing | Food Preparation | Natural Gas | Food Prep Other | E10 | CCE | 0 | 0 | 0 | 0 | 0 | 0 | 0 | 0 | 0 | 0 | 0 | 0 | 0 | 0 | 0 | 0 | 0 | 0 | 0 | 0 | 0 | 0 | 0 | 0 | 0 | 0 | 0 | 0 | 0 | 0
F2_Commercial_Education_Existing_Food Preparation_Natural Gas_Food Prep Other_E1 | F2 | Commercial | Education | Existing | Food Preparation | Natural Gas | Food Prep Other | E1 | TRC BC Ratio | 0.9 | 0.9 | 0.9 | 0.9 | 0.9 | 0.9 | 0.9 | 0.9 | 0.9 | 0.9 | 0.9 | 0.9 | 0.9 | 0.9 | 0.9 | 0.9 | 0.9 | 0.9 | 0.9 | 0.9 | 0.9 | 0.9 | 0 | 0 | 0 | 0 | 0 | 0 | 0 | 0
F2_Commercial_Education_Existing_Food Preparation_Natural Gas_Food Prep Other_E2 | F2 | Commercial | Education | Existing | Food Preparation | Natural Gas | Food Prep Other | E2 | TRC BC Ratio | 0.061956 | 0.062369 | 0.062904 | 0.063937 | 0.06537 | 0.067096 | 0.068663 | 0.070005 | 0.071279 | 0.07258 | 0.073973 | 0.075332 | 0.076617 | 0.077911 | 0.079055 | 0.080138 | 0.081309 | 0.082485 | 0.083667 | 0.084849 | 0.08601 | 0.087142 | 0 | 0 | 0 | 0 | 0 | 0 | 0 | 0
F2_Commercial_Education_Existing_Food Preparation_Natural Gas_Food Prep Other_E3 | F2 | Commercial | Education | Existing | Food Preparation | Natural Gas | Food Prep Other | E3 | TRC BC Ratio | 0 | 0 | 0 | 0 | 0 | 0 | 0 | 0 | 0 | 0 | 0 | 0 | 0 | 0 | 0 | 0 | 0 | 0 | 0 | 0 | 0 | 0 | 0 | 0 | 0 | 0 | 0 | 0 | 0 | 0
F2_Commercial_Education_Existing_Food Preparation_Natural Gas_Food Prep Other_E4 | F2 | Commercial | Education | Existing | Food Preparation | Natural Gas | Food Prep Other | E4 | TRC BC Ratio | 0 | 0 | 0 | 0 | 0 | 0 | 0 | 0 | 0 | 0 | 0 | 0 | 0 | 0 | 0 | 0 | 0 | 0 | 0 | 0 | 0 | 0 | 0 | 0 | 0 | 0 | 0 | 0 | 0 | 0
F2_Commercial_Education_Existing_Food Preparation_Natural Gas_Food Prep Other_E5 | F2 | Commercial | Education | Existing | Food Preparation | Natural Gas | Food Prep Other | E5 | TRC BC Ratio | 0 | 0 | 0 | 0 | 0 | 0 | 0 | 0 | 0 | 0 | 0 | 0 | 0 | 0 | 0 | 0 | 0 | 0 | 0 | 0 | 0 | 0 | 0 | 0 | 0 | 0 | 0 | 0 | 0 | 0
F2_Commercial_Education_Existing_Food Preparation_Natural Gas_Food Prep Other_E6 | F2 | Commercial | Education | Existing | Food Preparation | Natural Gas | Food Prep Other | E6 | TRC BC Ratio | 0 | 0 | 0 | 0 | 0 | 0 | 0 | 0 | 0 | 0 | 0 | 0 | 0 | 0 | 0 | 0 | 0 | 0 | 0 | 0 | 0 | 0 | 0 | 0 | 0 | 0 | 0 | 0 | 0 | 0
F2_Commercial_Education_Existing_Food Preparation_Natural Gas_Food Prep Other_E7 | F2 | Commercial | Education | Existing | Food Preparation | Natural Gas | Food Prep Other | E7 | TRC BC Ratio | 0 | 0 | 0 | 0 | 0 | 0 | 0 | 0 | 0 | 0 | 0 | 0 | 0 | 0 | 0 | 0 | 0 | 0 | 0 | 0 | 0 | 0 | 0 | 0 | 0 | 0 | 0 | 0 | 0 | 0
F2_Commercial_Education_Existing_Food Preparation_Natural Gas_Food Prep Other_E8 | F2 | Commercial | Education | Existing | Food Preparation | Natural Gas | Food Prep Other | E8 | TRC BC Ratio | 0 | 0 | 0 | 0 | 0 | 0 | 0 | 0 | 0 | 0 | 0 | 0 | 0 | 0 | 0 | 0 | 0 | 0 | 0 | 0 | 0 | 0 | 0 | 0 | 0 | 0 | 0 | 0 | 0 | 0
F2_Commercial_Education_Existing_Food Preparation_Natural Gas_Food Prep Other_E9 | F2 | Commercial | Education | Existing | Food Preparation | Natural Gas | Food Prep Other | E9 | TRC BC Ratio | 0 | 0 | 0 | 0 | 0 | 0 | 0 | 0 | 0 | 0 | 0 | 0 | 0 | 0 | 0 | 0 | 0 | 0 | 0 | 0 | 0 | 0 | 0 | 0 | 0 | 0 | 0 | 0 | 0 | 0
F2_Commercial_Education_Existing_Food Preparation_Natural Gas_Food Prep Other_E10 | F2 | Commercial | Education | Existing | Food Preparation | Natural Gas | Food Prep Other | E10 | TRC BC Ratio | 0 | 0 | 0 | 0 | 0 | 0 | 0 | 0 | 0 | 0 | 0 | 0 | 0 | 0 | 0 | 0 | 0 | 0 | 0 | 0 | 0 | 0 | 0 | 0 | 0 | 0 | 0 | 0 | 0 | 0
F3_Commercial_Education_Existing_Food Preparation_Natural Gas_Food Prep Other_E1 | F3 | Commercial | Education | Existing | Food Preparation | Natural Gas | Food Prep Other | E1 | PACT BC Ratio | 0.9 | 0.9 | 0.9 | 0.9 | 0.9 | 0.9 | 0.9 | 0.9 | 0.9 | 0.9 | 0.9 | 0.9 | 0.9 | 0.9 | 0.9 | 0.9 | 0.9 | 0.9 | 0.9 | 0.9 | 0.9 | 0.9 | 0 | 0 | 0 | 0 | 0 | 0 | 0 | 0
F3_Commercial_Education_Existing_Food Preparation_Natural Gas_Food Prep Other_E2 | F3 | Commercial | Education | Existing | Food Preparation | Natural Gas | Food Prep Other | E2 | PACT BC Ratio | 1.0937 | 1.101 | 1.1104 | 1.1287 | 1.154 | 1.1844 | 1.2121 | 1.2358 | 1.2583 | 1.2813 | 1.3058 | 1.3298 | 1.3525 | 1.3754 | 1.3956 | 1.4147 | 1.4353 | 1.4561 | 1.477 | 1.4978 | 1.5183 | 1.5383 | 0 | 0 | 0 | 0 | 0 | 0 | 0 | 0
F3_Commercial_Education_Existing_Food Preparation_Natural Gas_Food Prep Other_E3 | F3 | Commercial | Education | Existing | Food Preparation | Natural Gas | Food Prep Other | E3 | PACT BC Ratio | 0 | 0 | 0 | 0 | 0 | 0 | 0 | 0 | 0 | 0 | 0 | 0 | 0 | 0 | 0 | 0 | 0 | 0 | 0 | 0 | 0 | 0 | 0 | 0 | 0 | 0 | 0 | 0 | 0 | 0
F3_Commercial_Education_Existing_Food Preparation_Natural Gas_Food Prep Other_E4 | F3 | Commercial | Education | Existing | Food Preparation | Natural Gas | Food Prep Other | E4 | PACT BC Ratio | 0 | 0 | 0 | 0 | 0 | 0 | 0 | 0 | 0 | 0 | 0 | 0 | 0 | 0 | 0 | 0 | 0 | 0 | 0 | 0 | 0 | 0 | 0 | 0 | 0 | 0 | 0 | 0 | 0 | 0
F3_Commercial_Education_Existing_Food Preparation_Natural Gas_Food Prep Other_E5 | F3 | Commercial | Education | Existing | Food Preparation | Natural Gas | Food Prep Other | E5 | PACT BC Ratio | 0 | 0 | 0 | 0 | 0 | 0 | 0 | 0 | 0 | 0 | 0 | 0 | 0 | 0 | 0 | 0 | 0 | 0 | 0 | 0 | 0 | 0 | 0 | 0 | 0 | 0 | 0 | 0 | 0 | 0
F3_Commercial_Education_Existing_Food Preparation_Natural Gas_Food Prep Other_E6 | F3 | Commercial | Education | Existing | Food Preparation | Natural Gas | Food Prep Other | E6 | PACT BC Ratio | 0 | 0 | 0 | 0 | 0 | 0 | 0 | 0 | 0 | 0 | 0 | 0 | 0 | 0 | 0 | 0 | 0 | 0 | 0 | 0 | 0 | 0 | 0 | 0 | 0 | 0 | 0 | 0 | 0 | 0
F3_Commercial_Education_Existing_Food Preparation_Natural Gas_Food Prep Other_E7 | F3 | Commercial | Education | Existing | Food Preparation | Natural Gas | Food Prep Other | E7 | PACT BC Ratio | 0 | 0 | 0 | 0 | 0 | 0 | 0 | 0 | 0 | 0 | 0 | 0 | 0 | 0 | 0 | 0 | 0 | 0 | 0 | 0 | 0 | 0 | 0 | 0 | 0 | 0 | 0 | 0 | 0 | 0
F3_Commercial_Education_Existing_Food Preparation_Natural Gas_Food Prep Other_E8 | F3 | Commercial | Education | Existing | Food Preparation | Natural Gas | Food Prep Other | E8 | PACT BC Ratio | 0 | 0 | 0 | 0 | 0 | 0 | 0 | 0 | 0 | 0 | 0 | 0 | 0 | 0 | 0 | 0 | 0 | 0 | 0 | 0 | 0 | 0 | 0 | 0 | 0 | 0 | 0 | 0 | 0 | 0
F3_Commercial_Education_Existing_Food Preparation_Natural Gas_Food Prep Other_E9 | F3 | Commercial | Education | Existing | Food Preparation | Natural Gas | Food Prep Other | E9 | PACT BC Ratio | 0 | 0 | 0 | 0 | 0 | 0 | 0 | 0 | 0 | 0 | 0 | 0 | 0 | 0 | 0 | 0 | 0 | 0 | 0 | 0 | 0 | 0 | 0 | 0 | 0 | 0 | 0 | 0 | 0 | 0
F3_Commercial_Education_Existing_Food Preparation_Natural Gas_Food Prep Other_E10 | F3 | Commercial | Education | Existing | Food Preparation | Natural Gas | Food Prep Other | E10 | PACT BC Ratio | 0 | 0 | 0 | 0 | 0 | 0 | 0 | 0 | 0 | 0 | 0 | 0 | 0 | 0 | 0 | 0 | 0 | 0 | 0 | 0 | 0 | 0 | 0 | 0 | 0 | 0 | 0 | 0 | 0 | 0
F4_Commercial_Education_Existing_Food Preparation_Natural Gas_Food Prep Other_E1 | F4 | Commercial | Education | Existing | Food Preparation | Natural Gas | Food Prep Other | E1 | PCT BC Ratio | 0.9 | 0.9 | 0.9 | 0.9 | 0.9 | 0.9 | 0.9 | 0.9 | 0.9 | 0.9 | 0.9 | 0.9 | 0.9 | 0.9 | 0.9 | 0.9 | 0.9 | 0.9 | 0.9 | 0.9 | 0.9 | 0.9 | 0 | 0 | 0 | 0 | 0 | 0 | 0 | 0
F4_Commercial_Education_Existing_Food Preparation_Natural Gas_Food Prep Other_E2 | F4 | Commercial | Education | Existing | Food Preparation | Natural Gas | Food Prep Other | E2 | PCT BC Ratio | 0.1043 | 0.10481 | 0.10547 | 0.10674 | 0.10851 | 0.11064 | 0.11258 | 0.11424 | 0.11581 | 0.11741 | 0.11913 | 0.12081 | 0.1224 | 0.124 | 0.12541 | 0.12675 | 0.12819 | 0.12964 | 0.1311 | 0.13256 | 0.134 | 0.13539 | 0 | 0 | 0 | 0 | 0 | 0 | 0 | 0
F4_Commercial_Education_Existing_Food Preparation_Natural Gas_Food Prep Other_E3 | F4 | Commercial | Education | Existing | Food Preparation | Natural Gas | Food Prep Other | E3 | PCT BC Ratio | 0 | 0 | 0 | 0 | 0 | 0 | 0 | 0 | 0 | 0 | 0 | 0 | 0 | 0 | 0 | 0 | 0 | 0 | 0 | 0 | 0 | 0 | 0 | 0 | 0 | 0 | 0 | 0 | 0 | 0
F4_Commercial_Education_Existing_Food Preparation_Natural Gas_Food Prep Other_E4 | F4 | Commercial | Education | Existing | Food Preparation | Natural Gas | Food Prep Other | E4 | PCT BC Ratio | 0 | 0 | 0 | 0 | 0 | 0 | 0 | 0 | 0 | 0 | 0 | 0 | 0 | 0 | 0 | 0 | 0 | 0 | 0 | 0 | 0 | 0 | 0 | 0 | 0 | 0 | 0 | 0 | 0 | 0
F4_Commercial_Education_Existing_Food Preparation_Natural Gas_Food Prep Other_E5 | F4 | Commercial | Education | Existing | Food Preparation | Natural Gas | Food Prep Other | E5 | PCT BC Ratio | 0 | 0 | 0 | 0 | 0 | 0 | 0 | 0 | 0 | 0 | 0 | 0 | 0 | 0 | 0 | 0 | 0 | 0 | 0 | 0 | 0 | 0 | 0 | 0 | 0 | 0 | 0 | 0 | 0 | 0
F4_Commercial_Education_Existing_Food Preparation_Natural Gas_Food Prep Other_E6 | F4 | Commercial | Education | Existing | Food Preparation | Natural Gas | Food Prep Other | E6 | PCT BC Ratio | 0 | 0 | 0 | 0 | 0 | 0 | 0 | 0 | 0 | 0 | 0 | 0 | 0 | 0 | 0 | 0 | 0 | 0 | 0 | 0 | 0 | 0 | 0 | 0 | 0 | 0 | 0 | 0 | 0 | 0
F4_Commercial_Education_Existing_Food Preparation_Natural Gas_Food Prep Other_E7 | F4 | Commercial | Education | Existing | Food Preparation | Natural Gas | Food Prep Other | E7 | PCT BC Ratio | 0 | 0 | 0 | 0 | 0 | 0 | 0 | 0 | 0 | 0 | 0 | 0 | 0 | 0 | 0 | 0 | 0 | 0 | 0 | 0 | 0 | 0 | 0 | 0 | 0 | 0 | 0 | 0 | 0 | 0
F4_Commercial_Education_Existing_Food Preparation_Natural Gas_Food Prep Other_E8 | F4 | Commercial | Education | Existing | Food Preparation | Natural Gas | Food Prep Other | E8 | PCT BC Ratio | 0 | 0 | 0 | 0 | 0 | 0 | 0 | 0 | 0 | 0 | 0 | 0 | 0 | 0 | 0 | 0 | 0 | 0 | 0 | 0 | 0 | 0 | 0 | 0 | 0 | 0 | 0 | 0 | 0 | 0
F4_Commercial_Education_Existing_Food Preparation_Natural Gas_Food Prep Other_E9 | F4 | Commercial | Education | Existing | Food Preparation | Natural Gas | Food Prep Other | E9 | PCT BC Ratio | 0 | 0 | 0 | 0 | 0 | 0 | 0 | 0 | 0 | 0 | 0 | 0 | 0 | 0 | 0 | 0 | 0 | 0 | 0 | 0 | 0 | 0 | 0 | 0 | 0 | 0 | 0 | 0 | 0 | 0
F4_Commercial_Education_Existing_Food Preparation_Natural Gas_Food Prep Other_E10 | F4 | Commercial | Education | Existing | Food Preparation | Natural Gas | Food Prep Other | E10 | PCT BC Ratio | 0 | 0 | 0 | 0 | 0 | 0 | 0 | 0 | 0 | 0 | 0 | 0 | 0 | 0 | 0 | 0 | 0 | 0 | 0 | 0 | 0 | 0 | 0 | 0 | 0 | 0 | 0 | 0 | 0 | 0
F5_Commercial_Education_Existing_Food Preparation_Natural Gas_Food Prep Other_E1 | F5 | Commercial | Education | Existing | Food Preparation | Natural Gas | Food Prep Other | E1 | RIM BC Ratio | 0.9 | 0.9 | 0.9 | 0.9 | 0.9 | 0.9 | 0.9 | 0.9 | 0.9 | 0.9 | 0.9 | 0.9 | 0.9 | 0.9 | 0.9 | 0.9 | 0.9 | 0.9 | 0.9 | 0.9 | 0.9 | 0.9 | 0 | 0 | 0 | 0 | 0 | 0 | 0 | 0
F5_Commercial_Education_Existing_Food Preparation_Natural Gas_Food Prep Other_E2 | F5 | Commercial | Education | Existing | Food Preparation | Natural Gas | Food Prep Other | E2 | RIM BC Ratio | 0.4734 | 0.47476 | 0.47651 | 0.47983 | 0.48435 | 0.48963 | 0.4943 | 0.49819 | 0.50181 | 0.50542 | 0.5092 | 0.51281 | 0.51615 | 0.51944 | 0.5223 | 0.52495 | 0.52777 | 0.53055 | 0.5333 | 0.53599 | 0.53859 | 0.54109 | 0 | 0 | 0 | 0 | 0 | 0 | 0 | 0
F5_Commercial_Education_Existing_Food Preparation_Natural Gas_Food Prep Other_E3 | F5 | Commercial | Education | Existing | Food Preparation | Natural Gas | Food Prep Other | E3 | RIM BC Ratio | 0 | 0 | 0 | 0 | 0 | 0 | 0 | 0 | 0 | 0 | 0 | 0 | 0 | 0 | 0 | 0 | 0 | 0 | 0 | 0 | 0 | 0 | 0 | 0 | 0 | 0 | 0 | 0 | 0 | 0
F5_Commercial_Education_Existing_Food Preparation_Natural Gas_Food Prep Other_E4 | F5 | Commercial | Education | Existing | Food Preparation | Natural Gas | Food Prep Other | E4 | RIM BC Ratio | 0 | 0 | 0 | 0 | 0 | 0 | 0 | 0 | 0 | 0 | 0 | 0 | 0 | 0 | 0 | 0 | 0 | 0 | 0 | 0 | 0 | 0 | 0 | 0 | 0 | 0 | 0 | 0 | 0 | 0
F5_Commercial_Education_Existing_Food Preparation_Natural Gas_Food Prep Other_E5 | F5 | Commercial | Education | Existing | Food Preparation | Natural Gas | Food Prep Other | E5 | RIM BC Ratio | 0 | 0 | 0 | 0 | 0 | 0 | 0 | 0 | 0 | 0 | 0 | 0 | 0 | 0 | 0 | 0 | 0 | 0 | 0 | 0 | 0 | 0 | 0 | 0 | 0 | 0 | 0 | 0 | 0 | 0
F5_Commercial_Education_Existing_Food Preparation_Natural Gas_Food Prep Other_E6 | F5 | Commercial | Education | Existing | Food Preparation | Natural Gas | Food Prep Other | E6 | RIM BC Ratio | 0 | 0 | 0 | 0 | 0 | 0 | 0 | 0 | 0 | 0 | 0 | 0 | 0 | 0 | 0 | 0 | 0 | 0 | 0 | 0 | 0 | 0 | 0 | 0 | 0 | 0 | 0 | 0 | 0 | 0
F5_Commercial_Education_Existing_Food Preparation_Natural Gas_Food Prep Other_E7 | F5 | Commercial | Education | Existing | Food Preparation | Natural Gas | Food Prep Other | E7 | RIM BC Ratio | 0 | 0 | 0 | 0 | 0 | 0 | 0 | 0 | 0 | 0 | 0 | 0 | 0 | 0 | 0 | 0 | 0 | 0 | 0 | 0 | 0 | 0 | 0 | 0 | 0 | 0 | 0 | 0 | 0 | 0
F5_Commercial_Education_Existing_Food Preparation_Natural Gas_Food Prep Other_E8 | F5 | Commercial | Education | Existing | Food Preparation | Natural Gas | Food Prep Other | E8 | RIM BC Ratio | 0 | 0 | 0 | 0 | 0 | 0 | 0 | 0 | 0 | 0 | 0 | 0 | 0 | 0 | 0 | 0 | 0 | 0 | 0 | 0 | 0 | 0 | 0 | 0 | 0 | 0 | 0 | 0 | 0 | 0
F5_Commercial_Education_Existing_Food Preparation_Natural Gas_Food Prep Other_E9 | F5 | Commercial | Education | Existing | Food Preparation | Natural Gas | Food Prep Other | E9 | RIM BC Ratio | 0 | 0 | 0 | 0 | 0 | 0 | 0 | 0 | 0 | 0 | 0 | 0 | 0 | 0 | 0 | 0 | 0 | 0 | 0 | 0 | 0 | 0 | 0 | 0 | 0 | 0 | 0 | 0 | 0 | 0
F5_Commercial_Education_Existing_Food Preparation_Natural Gas_Food Prep Other_E10 | F5 | Commercial | Education | Existing | Food Preparation | Natural Gas | Food Prep Other | E10 | RIM BC Ratio | 0 | 0 | 0 | 0 | 0 | 0 | 0 | 0 | 0 | 0 | 0 | 0 | 0 | 0 | 0 | 0 | 0 | 0 | 0 | 0 | 0 | 0 | 0 | 0 | 0 | 0 | 0 | 0 | 0 | 0
F0_Commercial_Education_Existing_Miscellaneous_Natural Gas_Pool Heater_E0 | F0 | Commercial | Education | Existing | Miscellaneous | Natural Gas | Pool Heater | E0 | Economic Unit | Standard (EF .78) | Standard (EF .78) | Standard (EF .78) | Standard (EF .78) | Standard (EF .78) | Standard (EF .78) | Standard (EF .78) | Standard (EF .78) | Standard (EF .78) | Standard (EF .78) | Standard (EF .78) | Standard (EF .78) | Condensing (EF .90) | Condensing (EF .90) | Condensing (EF .90) | Condensing (EF .90) | Condensing (EF .90) | Condensing (EF .90) | Condensing (EF .90) | Condensing (EF .90) | Condensing (EF .90) | Condensing (EF .90) | 0 | 0 | 0 | 0 | 0 | 0 | 0 | 0
F1_Commercial_Education_Existing_Miscellaneous_Natural Gas_Pool Heater_E1 | F1 | Commercial | Education | Existing | Miscellaneous | Natural Gas | Pool Heater | E1 | CCE | 0 | 0 | 0 | 0 | 0 | 0 | 0 | 0 | 0 | 0 | 0 | 0 | 0 | 0 | 0 | 0 | 0 | 0 | 0 | 0 | 0 | 0 | 0 | 0 | 0 | 0 | 0 | 0 | 0 | 0
F1_Commercial_Education_Existing_Miscellaneous_Natural Gas_Pool Heater_E2 | F1 | Commercial | Education | Existing | Miscellaneous | Natural Gas | Pool Heater | E2 | CCE | 0.016289 | 0.016289 | 0.017113 | 0.016853 | 0.0166 | 0.016284 | 0.016239 | 0.016135 | 0.016038 | 0.015891 | 0.015869 | 0.015796 | 0.015731 | 0.015606 | 0.015623 | 0.015575 | 0.015528 | 0.015425 | 0.015456 | 0.015426 | 0.015403 | 0.015317 | 0 | 0 | 0 | 0 | 0 | 0 | 0 | 0
F1_Commercial_Education_Existing_Miscellaneous_Natural Gas_Pool Heater_E3 | F1 | Commercial | Education | Existing | Miscellaneous | Natural Gas | Pool Heater | E3 | CCE | 0 | 0 | 0 | 0 | 0 | 0 | 0 | 0 | 0 | 0 | 0 | 0 | 0 | 0 | 0 | 0 | 0 | 0 | 0 | 0 | 0 | 0 | 0 | 0 | 0 | 0 | 0 | 0 | 0 | 0
F1_Commercial_Education_Existing_Miscellaneous_Natural Gas_Pool Heater_E4 | F1 | Commercial | Education | Existing | Miscellaneous | Natural Gas | Pool Heater | E4 | CCE | 0 | 0 | 0 | 0 | 0 | 0 | 0 | 0 | 0 | 0 | 0 | 0 | 0 | 0 | 0 | 0 | 0 | 0 | 0 | 0 | 0 | 0 | 0 | 0 | 0 | 0 | 0 | 0 | 0 | 0
F1_Commercial_Education_Existing_Miscellaneous_Natural Gas_Pool Heater_E5 | F1 | Commercial | Education | Existing | Miscellaneous | Natural Gas | Pool Heater | E5 | CCE | 0 | 0 | 0 | 0 | 0 | 0 | 0 | 0 | 0 | 0 | 0 | 0 | 0 | 0 | 0 | 0 | 0 | 0 | 0 | 0 | 0 | 0 | 0 | 0 | 0 | 0 | 0 | 0 | 0 | 0
F1_Commercial_Education_Existing_Miscellaneous_Natural Gas_Pool Heater_E6 | F1 | Commercial | Education | Existing | Miscellaneous | Natural Gas | Pool Heater | E6 | CCE | 0 | 0 | 0 | 0 | 0 | 0 | 0 | 0 | 0 | 0 | 0 | 0 | 0 | 0 | 0 | 0 | 0 | 0 | 0 | 0 | 0 | 0 | 0 | 0 | 0 | 0 | 0 | 0 | 0 | 0
F1_Commercial_Education_Existing_Miscellaneous_Natural Gas_Pool Heater_E7 | F1 | Commercial | Education | Existing | Miscellaneous | Natural Gas | Pool Heater | E7 | CCE | 0 | 0 | 0 | 0 | 0 | 0 | 0 | 0 | 0 | 0 | 0 | 0 | 0 | 0 | 0 | 0 | 0 | 0 | 0 | 0 | 0 | 0 | 0 | 0 | 0 | 0 | 0 | 0 | 0 | 0
F1_Commercial_Education_Existing_Miscellaneous_Natural Gas_Pool Heater_E8 | F1 | Commercial | Education | Existing | Miscellaneous | Natural Gas | Pool Heater | E8 | CCE | 0 | 0 | 0 | 0 | 0 | 0 | 0 | 0 | 0 | 0 | 0 | 0 | 0 | 0 | 0 | 0 | 0 | 0 | 0 | 0 | 0 | 0 | 0 | 0 | 0 | 0 | 0 | 0 | 0 | 0
F1_Commercial_Education_Existing_Miscellaneous_Natural Gas_Pool Heater_E9 | F1 | Commercial | Education | Existing | Miscellaneous | Natural Gas | Pool Heater | E9 | CCE | 0 | 0 | 0 | 0 | 0 | 0 | 0 | 0 | 0 | 0 | 0 | 0 | 0 | 0 | 0 | 0 | 0 | 0 | 0 | 0 | 0 | 0 | 0 | 0 | 0 | 0 | 0 | 0 | 0 | 0
F1_Commercial_Education_Existing_Miscellaneous_Natural Gas_Pool Heater_E10 | F1 | Commercial | Education | Existing | Miscellaneous | Natural Gas | Pool Heater | E10 | CCE | 0 | 0 | 0 | 0 | 0 | 0 | 0 | 0 | 0 | 0 | 0 | 0 | 0 | 0 | 0 | 0 | 0 | 0 | 0 | 0 | 0 | 0 | 0 | 0 | 0 | 0 | 0 | 0 | 0 | 0
F2_Commercial_Education_Existing_Miscellaneous_Natural Gas_Pool Heater_E1 | F2 | Commercial | Education | Existing | Miscellaneous | Natural Gas | Pool Heater | E1 | TRC BC Ratio | 0.9 | 0.9 | 0.9 | 0.9 | 0.9 | 0.9 | 0.9 | 0.9 | 0.9 | 0.9 | 0.9 | 0.9 | 0.9 | 0.9 | 0.9 | 0.9 | 0.9 | 0.9 | 0.9 | 0.9 | 0.9 | 0.9 | 0 | 0 | 0 | 0 | 0 | 0 | 0 | 0
F2_Commercial_Education_Existing_Miscellaneous_Natural Gas_Pool Heater_E2 | F2 | Commercial | Education | Existing | Miscellaneous | Natural Gas | Pool Heater | E2 | TRC BC Ratio | 0.5239 | 0.52164 | 0.52208 | 0.52981 | 0.54312 | 0.56021 | 0.57494 | 0.58666 | 0.59726 | 0.60773 | 0.61914 | 0.63073 | 0.64215 | 0.65494 | 0.66711 | 0.67867 | 0.69034 | 0.7008 | 0.70989 | 0.71743 | 0.72449 | 0.73101 | 0 | 0 | 0 | 0 | 0 | 0 | 0 | 0
F2_Commercial_Education_Existing_Miscellaneous_Natural Gas_Pool Heater_E3 | F2 | Commercial | Education | Existing | Miscellaneous | Natural Gas | Pool Heater | E3 | TRC BC Ratio | 0 | 0 | 0 | 0 | 0 | 0 | 0 | 0 | 0 | 0 | 0 | 0 | 0 | 0 | 0 | 0 | 0 | 0 | 0 | 0 | 0 | 0 | 0 | 0 | 0 | 0 | 0 | 0 | 0 | 0
F2_Commercial_Education_Existing_Miscellaneous_Natural Gas_Pool Heater_E4 | F2 | Commercial | Education | Existing | Miscellaneous | Natural Gas | Pool Heater | E4 | TRC BC Ratio | 0 | 0 | 0 | 0 | 0 | 0 | 0 | 0 | 0 | 0 | 0 | 0 | 0 | 0 | 0 | 0 | 0 | 0 | 0 | 0 | 0 | 0 | 0 | 0 | 0 | 0 | 0 | 0 | 0 | 0
F2_Commercial_Education_Existing_Miscellaneous_Natural Gas_Pool Heater_E5 | F2 | Commercial | Education | Existing | Miscellaneous | Natural Gas | Pool Heater | E5 | TRC BC Ratio | 0 | 0 | 0 | 0 | 0 | 0 | 0 | 0 | 0 | 0 | 0 | 0 | 0 | 0 | 0 | 0 | 0 | 0 | 0 | 0 | 0 | 0 | 0 | 0 | 0 | 0 | 0 | 0 | 0 | 0
F2_Commercial_Education_Existing_Miscellaneous_Natural Gas_Pool Heater_E6 | F2 | Commercial | Education | Existing | Miscellaneous | Natural Gas | Pool Heater | E6 | TRC BC Ratio | 0 | 0 | 0 | 0 | 0 | 0 | 0 | 0 | 0 | 0 | 0 | 0 | 0 | 0 | 0 | 0 | 0 | 0 | 0 | 0 | 0 | 0 | 0 | 0 | 0 | 0 | 0 | 0 | 0 | 0
F2_Commercial_Education_Existing_Miscellaneous_Natural Gas_Pool Heater_E7 | F2 | Commercial | Education | Existing | Miscellaneous | Natural Gas | Pool Heater | E7 | TRC BC Ratio | 0 | 0 | 0 | 0 | 0 | 0 | 0 | 0 | 0 | 0 | 0 | 0 | 0 | 0 | 0 | 0 | 0 | 0 | 0 | 0 | 0 | 0 | 0 | 0 | 0 | 0 | 0 | 0 | 0 | 0
F2_Commercial_Education_Existing_Miscellaneous_Natural Gas_Pool Heater_E8 | F2 | Commercial | Education | Existing | Miscellaneous | Natural Gas | Pool Heater | E8 | TRC BC Ratio | 0 | 0 | 0 | 0 | 0 | 0 | 0 | 0 | 0 | 0 | 0 | 0 | 0 | 0 | 0 | 0 | 0 | 0 | 0 | 0 | 0 | 0 | 0 | 0 | 0 | 0 | 0 | 0 | 0 | 0
F2_Commercial_Education_Existing_Miscellaneous_Natural Gas_Pool Heater_E9 | F2 | Commercial | Education | Existing | Miscellaneous | Natural Gas | Pool Heater | E9 | TRC BC Ratio | 0 | 0 | 0 | 0 | 0 | 0 | 0 | 0 | 0 | 0 | 0 | 0 | 0 | 0 | 0 | 0 | 0 | 0 | 0 | 0 | 0 | 0 | 0 | 0 | 0 | 0 | 0 | 0 | 0 | 0
F2_Commercial_Education_Existing_Miscellaneous_Natural Gas_Pool Heater_E10 | F2 | Commercial | Education | Existing | Miscellaneous | Natural Gas | Pool Heater | E10 | TRC BC Ratio | 0 | 0 | 0 | 0 | 0 | 0 | 0 | 0 | 0 | 0 | 0 | 0 | 0 | 0 | 0 | 0 | 0 | 0 | 0 | 0 | 0 | 0 | 0 | 0 | 0 | 0 | 0 | 0 | 0 | 0
F3_Commercial_Education_Existing_Miscellaneous_Natural Gas_Pool Heater_E1 | F3 | Commercial | Education | Existing | Miscellaneous | Natural Gas | Pool Heater | E1 | PACT BC Ratio | 0.9 | 0.9 | 0.9 | 0.9 | 0.9 | 0.9 | 0.9 | 0.9 | 0.9 | 0.9 | 0.9 | 0.9 | 0.9 | 0.9 | 0.9 | 0.9 | 0.9 | 0.9 | 0.9 | 0.9 | 0.9 | 0.9 | 0 | 0 | 0 | 0 | 0 | 0 | 0 | 0
F3_Commercial_Education_Existing_Miscellaneous_Natural Gas_Pool Heater_E2 | F3 | Commercial | Education | Existing | Miscellaneous | Natural Gas | Pool Heater | E2 | PACT BC Ratio | 0.73673 | 0.73355 | 0.73416 | 0.74503 | 0.76375 | 0.78778 | 0.8085 | 0.82498 | 0.83988 | 0.8546 | 0.87065 | 0.88694 | 0.903 | 0.921 | 0.93811 | 0.95437 | 0.97078 | 0.98549 | 0.99827 | 1.0089 | 1.0188 | 1.028 | 0 | 0 | 0 | 0 | 0 | 0 | 0 | 0
F3_Commercial_Education_Existing_Miscellaneous_Natural Gas_Pool Heater_E3 | F3 | Commercial | Education | Existing | Miscellaneous | Natural Gas | Pool Heater | E3 | PACT BC Ratio | 0 | 0 | 0 | 0 | 0 | 0 | 0 | 0 | 0 | 0 | 0 | 0 | 0 | 0 | 0 | 0 | 0 | 0 | 0 | 0 | 0 | 0 | 0 | 0 | 0 | 0 | 0 | 0 | 0 | 0
F3_Commercial_Education_Existing_Miscellaneous_Natural Gas_Pool Heater_E4 | F3 | Commercial | Education | Existing | Miscellaneous | Natural Gas | Pool Heater | E4 | PACT BC Ratio | 0 | 0 | 0 | 0 | 0 | 0 | 0 | 0 | 0 | 0 | 0 | 0 | 0 | 0 | 0 | 0 | 0 | 0 | 0 | 0 | 0 | 0 | 0 | 0 | 0 | 0 | 0 | 0 | 0 | 0
F3_Commercial_Education_Existing_Miscellaneous_Natural Gas_Pool Heater_E5 | F3 | Commercial | Education | Existing | Miscellaneous | Natural Gas | Pool Heater | E5 | PACT BC Ratio | 0 | 0 | 0 | 0 | 0 | 0 | 0 | 0 | 0 | 0 | 0 | 0 | 0 | 0 | 0 | 0 | 0 | 0 | 0 | 0 | 0 | 0 | 0 | 0 | 0 | 0 | 0 | 0 | 0 | 0
F3_Commercial_Education_Existing_Miscellaneous_Natural Gas_Pool Heater_E6 | F3 | Commercial | Education | Existing | Miscellaneous | Natural Gas | Pool Heater | E6 | PACT BC Ratio | 0 | 0 | 0 | 0 | 0 | 0 | 0 | 0 | 0 | 0 | 0 | 0 | 0 | 0 | 0 | 0 | 0 | 0 | 0 | 0 | 0 | 0 | 0 | 0 | 0 | 0 | 0 | 0 | 0 | 0
F3_Commercial_Education_Existing_Miscellaneous_Natural Gas_Pool Heater_E7 | F3 | Commercial | Education | Existing | Miscellaneous | Natural Gas | Pool Heater | E7 | PACT BC Ratio | 0 | 0 | 0 | 0 | 0 | 0 | 0 | 0 | 0 | 0 | 0 | 0 | 0 | 0 | 0 | 0 | 0 | 0 | 0 | 0 | 0 | 0 | 0 | 0 | 0 | 0 | 0 | 0 | 0 | 0
F3_Commercial_Education_Existing_Miscellaneous_Natural Gas_Pool Heater_E8 | F3 | Commercial | Education | Existing | Miscellaneous | Natural Gas | Pool Heater | E8 | PACT BC Ratio | 0 | 0 | 0 | 0 | 0 | 0 | 0 | 0 | 0 | 0 | 0 | 0 | 0 | 0 | 0 | 0 | 0 | 0 | 0 | 0 | 0 | 0 | 0 | 0 | 0 | 0 | 0 | 0 | 0 | 0
F3_Commercial_Education_Existing_Miscellaneous_Natural Gas_Pool Heater_E9 | F3 | Commercial | Education | Existing | Miscellaneous | Natural Gas | Pool Heater | E9 | PACT BC Ratio | 0 | 0 | 0 | 0 | 0 | 0 | 0 | 0 | 0 | 0 | 0 | 0 | 0 | 0 | 0 | 0 | 0 | 0 | 0 | 0 | 0 | 0 | 0 | 0 | 0 | 0 | 0 | 0 | 0 | 0
F3_Commercial_Education_Existing_Miscellaneous_Natural Gas_Pool Heater_E10 | F3 | Commercial | Education | Existing | Miscellaneous | Natural Gas | Pool Heater | E10 | PACT BC Ratio | 0 | 0 | 0 | 0 | 0 | 0 | 0 | 0 | 0 | 0 | 0 | 0 | 0 | 0 | 0 | 0 | 0 | 0 | 0 | 0 | 0 | 0 | 0 | 0 | 0 | 0 | 0 | 0 | 0 | 0
F4_Commercial_Education_Existing_Miscellaneous_Natural Gas_Pool Heater_E1 | F4 | Commercial | Education | Existing | Miscellaneous | Natural Gas | Pool Heater | E1 | PCT BC Ratio | 0.9 | 0.9 | 0.9 | 0.9 | 0.9 | 0.9 | 0.9 | 0.9 | 0.9 | 0.9 | 0.9 | 0.9 | 0.9 | 0.9 | 0.9 | 0.9 | 0.9 | 0.9 | 0.9 | 0.9 | 0.9 | 0.9 | 0 | 0 | 0 | 0 | 0 | 0 | 0 | 0
F4_Commercial_Education_Existing_Miscellaneous_Natural Gas_Pool Heater_E2 | F4 | Commercial | Education | Existing | Miscellaneous | Natural Gas | Pool Heater | E2 | PCT BC Ratio | 1.5399 | 1.5356 | 1.5364 | 1.5512 | 1.5766 | 1.6092 | 1.6373 | 1.6597 | 1.6799 | 1.6999 | 1.7217 | 1.7439 | 1.7657 | 1.7901 | 1.8133 | 1.8354 | 1.8577 | 1.8776 | 1.895 | 1.9094 | 1.9229 | 1.9353 | 0 | 0 | 0 | 0 | 0 | 0 | 0 | 0
F4_Commercial_Education_Existing_Miscellaneous_Natural Gas_Pool Heater_E3 | F4 | Commercial | Education | Existing | Miscellaneous | Natural Gas | Pool Heater | E3 | PCT BC Ratio | 0 | 0 | 0 | 0 | 0 | 0 | 0 | 0 | 0 | 0 | 0 | 0 | 0 | 0 | 0 | 0 | 0 | 0 | 0 | 0 | 0 | 0 | 0 | 0 | 0 | 0 | 0 | 0 | 0 | 0
F4_Commercial_Education_Existing_Miscellaneous_Natural Gas_Pool Heater_E4 | F4 | Commercial | Education | Existing | Miscellaneous | Natural Gas | Pool Heater | E4 | PCT BC Ratio | 0 | 0 | 0 | 0 | 0 | 0 | 0 | 0 | 0 | 0 | 0 | 0 | 0 | 0 | 0 | 0 | 0 | 0 | 0 | 0 | 0 | 0 | 0 | 0 | 0 | 0 | 0 | 0 | 0 | 0
F4_Commercial_Education_Existing_Miscellaneous_Natural Gas_Pool Heater_E5 | F4 | Commercial | Education | Existing | Miscellaneous | Natural Gas | Pool Heater | E5 | PCT BC Ratio | 0 | 0 | 0 | 0 | 0 | 0 | 0 | 0 | 0 | 0 | 0 | 0 | 0 | 0 | 0 | 0 | 0 | 0 | 0 | 0 | 0 | 0 | 0 | 0 | 0 | 0 | 0 | 0 | 0 | 0
F4_Commercial_Education_Existing_Miscellaneous_Natural Gas_Pool Heater_E6 | F4 | Commercial | Education | Existing | Miscellaneous | Natural Gas | Pool Heater | E6 | PCT BC Ratio | 0 | 0 | 0 | 0 | 0 | 0 | 0 | 0 | 0 | 0 | 0 | 0 | 0 | 0 | 0 | 0 | 0 | 0 | 0 | 0 | 0 | 0 | 0 | 0 | 0 | 0 | 0 | 0 | 0 | 0
F4_Commercial_Education_Existing_Miscellaneous_Natural Gas_Pool Heater_E7 | F4 | Commercial | Education | Existing | Miscellaneous | Natural Gas | Pool Heater | E7 | PCT BC Ratio | 0 | 0 | 0 | 0 | 0 | 0 | 0 | 0 | 0 | 0 | 0 | 0 | 0 | 0 | 0 | 0 | 0 | 0 | 0 | 0 | 0 | 0 | 0 | 0 | 0 | 0 | 0 | 0 | 0 | 0
F4_Commercial_Education_Existing_Miscellaneous_Natural Gas_Pool Heater_E8 | F4 | Commercial | Education | Existing | Miscellaneous | Natural Gas | Pool Heater | E8 | PCT BC Ratio | 0 | 0 | 0 | 0 | 0 | 0 | 0 | 0 | 0 | 0 | 0 | 0 | 0 | 0 | 0 | 0 | 0 | 0 | 0 | 0 | 0 | 0 | 0 | 0 | 0 | 0 | 0 | 0 | 0 | 0
F4_Commercial_Education_Existing_Miscellaneous_Natural Gas_Pool Heater_E9 | F4 | Commercial | Education | Existing | Miscellaneous | Natural Gas | Pool Heater | E9 | PCT BC Ratio | 0 | 0 | 0 | 0 | 0 | 0 | 0 | 0 | 0 | 0 | 0 | 0 | 0 | 0 | 0 | 0 | 0 | 0 | 0 | 0 | 0 | 0 | 0 | 0 | 0 | 0 | 0 | 0 | 0 | 0
F4_Commercial_Education_Existing_Miscellaneous_Natural Gas_Pool Heater_E10 | F4 | Commercial | Education | Existing | Miscellaneous | Natural Gas | Pool Heater | E10 | PCT BC Ratio | 0 | 0 | 0 | 0 | 0 | 0 | 0 | 0 | 0 | 0 | 0 | 0 | 0 | 0 | 0 | 0 | 0 | 0 | 0 | 0 | 0 | 0 | 0 | 0 | 0 | 0 | 0 | 0 | 0 | 0
F5_Commercial_Education_Existing_Miscellaneous_Natural Gas_Pool Heater_E1 | F5 | Commercial | Education | Existing | Miscellaneous | Natural Gas | Pool Heater | E1 | RIM BC Ratio | 0.9 | 0.9 | 0.9 | 0.9 | 0.9 | 0.9 | 0.9 | 0.9 | 0.9 | 0.9 | 0.9 | 0.9 | 0.9 | 0.9 | 0.9 | 0.9 | 0.9 | 0.9 | 0.9 | 0.9 | 0.9 | 0.9 | 0 | 0 | 0 | 0 | 0 | 0 | 0 | 0
F5_Commercial_Education_Existing_Miscellaneous_Natural Gas_Pool Heater_E2 | F5 | Commercial | Education | Existing | Miscellaneous | Natural Gas | Pool Heater | E2 | RIM BC Ratio | 0.39133 | 0.39043 | 0.3906 | 0.39366 | 0.39882 | 0.40528 | 0.41069 | 0.4149 | 0.41863 | 0.42226 | 0.42614 | 0.43001 | 0.43375 | 0.43786 | 0.44169 | 0.44526 | 0.4488 | 0.45192 | 0.45459 | 0.45677 | 0.4588 | 0.46065 | 0 | 0 | 0 | 0 | 0 | 0 | 0 | 0
F5_Commercial_Education_Existing_Miscellaneous_Natural Gas_Pool Heater_E3 | F5 | Commercial | Education | Existing | Miscellaneous | Natural Gas | Pool Heater | E3 | RIM BC Ratio | 0 | 0 | 0 | 0 | 0 | 0 | 0 | 0 | 0 | 0 | 0 | 0 | 0 | 0 | 0 | 0 | 0 | 0 | 0 | 0 | 0 | 0 | 0 | 0 | 0 | 0 | 0 | 0 | 0 | 0
F5_Commercial_Education_Existing_Miscellaneous_Natural Gas_Pool Heater_E4 | F5 | Commercial | Education | Existing | Miscellaneous | Natural Gas | Pool Heater | E4 | RIM BC Ratio | 0 | 0 | 0 | 0 | 0 | 0 | 0 | 0 | 0 | 0 | 0 | 0 | 0 | 0 | 0 | 0 | 0 | 0 | 0 | 0 | 0 | 0 | 0 | 0 | 0 | 0 | 0 | 0 | 0 | 0
F5_Commercial_Education_Existing_Miscellaneous_Natural Gas_Pool Heater_E5 | F5 | Commercial | Education | Existing | Miscellaneous | Natural Gas | Pool Heater | E5 | RIM BC Ratio | 0 | 0 | 0 | 0 | 0 | 0 | 0 | 0 | 0 | 0 | 0 | 0 | 0 | 0 | 0 | 0 | 0 | 0 | 0 | 0 | 0 | 0 | 0 | 0 | 0 | 0 | 0 | 0 | 0 | 0
F5_Commercial_Education_Existing_Miscellaneous_Natural Gas_Pool Heater_E6 | F5 | Commercial | Education | Existing | Miscellaneous | Natural Gas | Pool Heater | E6 | RIM BC Ratio | 0 | 0 | 0 | 0 | 0 | 0 | 0 | 0 | 0 | 0 | 0 | 0 | 0 | 0 | 0 | 0 | 0 | 0 | 0 | 0 | 0 | 0 | 0 | 0 | 0 | 0 | 0 | 0 | 0 | 0
F5_Commercial_Education_Existing_Miscellaneous_Natural Gas_Pool Heater_E7 | F5 | Commercial | Education | Existing | Miscellaneous | Natural Gas | Pool Heater | E7 | RIM BC Ratio | 0 | 0 | 0 | 0 | 0 | 0 | 0 | 0 | 0 | 0 | 0 | 0 | 0 | 0 | 0 | 0 | 0 | 0 | 0 | 0 | 0 | 0 | 0 | 0 | 0 | 0 | 0 | 0 | 0 | 0
F5_Commercial_Education_Existing_Miscellaneous_Natural Gas_Pool Heater_E8 | F5 | Commercial | Education | Existing | Miscellaneous | Natural Gas | Pool Heater | E8 | RIM BC Ratio | 0 | 0 | 0 | 0 | 0 | 0 | 0 | 0 | 0 | 0 | 0 | 0 | 0 | 0 | 0 | 0 | 0 | 0 | 0 | 0 | 0 | 0 | 0 | 0 | 0 | 0 | 0 | 0 | 0 | 0
F5_Commercial_Education_Existing_Miscellaneous_Natural Gas_Pool Heater_E9 | F5 | Commercial | Education | Existing | Miscellaneous | Natural Gas | Pool Heater | E9 | RIM BC Ratio | 0 | 0 | 0 | 0 | 0 | 0 | 0 | 0 | 0 | 0 | 0 | 0 | 0 | 0 | 0 | 0 | 0 | 0 | 0 | 0 | 0 | 0 | 0 | 0 | 0 | 0 | 0 | 0 | 0 | 0
F5_Commercial_Education_Existing_Miscellaneous_Natural Gas_Pool Heater_E10 | F5 | Commercial | Education | Existing | Miscellaneous | Natural Gas | Pool Heater | E10 | RIM BC Ratio | 0 | 0 | 0 | 0 | 0 | 0 | 0 | 0 | 0 | 0 | 0 | 0 | 0 | 0 | 0 | 0 | 0 | 0 | 0 | 0 | 0 | 0 | 0 | 0 | 0 | 0 | 0 | 0 | 0 | 0
F0_Commercial_Education_Existing_Miscellaneous_Natural Gas_Miscellaneous_E0 | F0 | Commercial | Education | Existing | Miscellaneous | Natural Gas | Miscellaneous | E0 | Economic Unit | Miscellaneous | Miscellaneous | Miscellaneous | Miscellaneous | Miscellaneous | Miscellaneous | Miscellaneous | Miscellaneous | Miscellaneous | Miscellaneous | Miscellaneous | Miscellaneous | Miscellaneous | Miscellaneous | Miscellaneous | Miscellaneous | Miscellaneous | Miscellaneous | Miscellaneous | Miscellaneous | Miscellaneous | Miscellaneous | 0 | 0 | 0 | 0 | 0 | 0 | 0 | 0
F1_Commercial_Education_Existing_Miscellaneous_Natural Gas_Miscellaneous_E1 | F1 | Commercial | Education | Existing | Miscellaneous | Natural Gas | Miscellaneous | E1 | CCE | 0 | 0 | 0 | 0 | 0 | 0 | 0 | 0 | 0 | 0 | 0 | 0 | 0 | 0 | 0 | 0 | 0 | 0 | 0 | 0 | 0 | 0 | 0 | 0 | 0 | 0 | 0 | 0 | 0 | 0
F1_Commercial_Education_Existing_Miscellaneous_Natural Gas_Miscellaneous_E2 | F1 | Commercial | Education | Existing | Miscellaneous | Natural Gas | Miscellaneous | E2 | CCE | 0 | 0 | 0 | 0 | 0 | 0 | 0 | 0 | 0 | 0 | 0 | 0 | 0 | 0 | 0 | 0 | 0 | 0 | 0 | 0 | 0 | 0 | 0 | 0 | 0 | 0 | 0 | 0 | 0 | 0
F1_Commercial_Education_Existing_Miscellaneous_Natural Gas_Miscellaneous_E3 | F1 | Commercial | Education | Existing | Miscellaneous | Natural Gas | Miscellaneous | E3 | CCE | 0 | 0 | 0 | 0 | 0 | 0 | 0 | 0 | 0 | 0 | 0 | 0 | 0 | 0 | 0 | 0 | 0 | 0 | 0 | 0 | 0 | 0 | 0 | 0 | 0 | 0 | 0 | 0 | 0 | 0
F1_Commercial_Education_Existing_Miscellaneous_Natural Gas_Miscellaneous_E4 | F1 | Commercial | Education | Existing | Miscellaneous | Natural Gas | Miscellaneous | E4 | CCE | 0 | 0 | 0 | 0 | 0 | 0 | 0 | 0 | 0 | 0 | 0 | 0 | 0 | 0 | 0 | 0 | 0 | 0 | 0 | 0 | 0 | 0 | 0 | 0 | 0 | 0 | 0 | 0 | 0 | 0
F1_Commercial_Education_Existing_Miscellaneous_Natural Gas_Miscellaneous_E5 | F1 | Commercial | Education | Existing | Miscellaneous | Natural Gas | Miscellaneous | E5 | CCE | 0 | 0 | 0 | 0 | 0 | 0 | 0 | 0 | 0 | 0 | 0 | 0 | 0 | 0 | 0 | 0 | 0 | 0 | 0 | 0 | 0 | 0 | 0 | 0 | 0 | 0 | 0 | 0 | 0 | 0
F1_Commercial_Education_Existing_Miscellaneous_Natural Gas_Miscellaneous_E6 | F1 | Commercial | Education | Existing | Miscellaneous | Natural Gas | Miscellaneous | E6 | CCE | 0 | 0 | 0 | 0 | 0 | 0 | 0 | 0 | 0 | 0 | 0 | 0 | 0 | 0 | 0 | 0 | 0 | 0 | 0 | 0 | 0 | 0 | 0 | 0 | 0 | 0 | 0 | 0 | 0 | 0
F1_Commercial_Education_Existing_Miscellaneous_Natural Gas_Miscellaneous_E7 | F1 | Commercial | Education | Existing | Miscellaneous | Natural Gas | Miscellaneous | E7 | CCE | 0 | 0 | 0 | 0 | 0 | 0 | 0 | 0 | 0 | 0 | 0 | 0 | 0 | 0 | 0 | 0 | 0 | 0 | 0 | 0 | 0 | 0 | 0 | 0 | 0 | 0 | 0 | 0 | 0 | 0
F1_Commercial_Education_Existing_Miscellaneous_Natural Gas_Miscellaneous_E8 | F1 | Commercial | Education | Existing | Miscellaneous | Natural Gas | Miscellaneous | E8 | CCE | 0 | 0 | 0 | 0 | 0 | 0 | 0 | 0 | 0 | 0 | 0 | 0 | 0 | 0 | 0 | 0 | 0 | 0 | 0 | 0 | 0 | 0 | 0 | 0 | 0 | 0 | 0 | 0 | 0 | 0
F1_Commercial_Education_Existing_Miscellaneous_Natural Gas_Miscellaneous_E9 | F1 | Commercial | Education | Existing | Miscellaneous | Natural Gas | Miscellaneous | E9 | CCE | 0 | 0 | 0 | 0 | 0 | 0 | 0 | 0 | 0 | 0 | 0 | 0 | 0 | 0 | 0 | 0 | 0 | 0 | 0 | 0 | 0 | 0 | 0 | 0 | 0 | 0 | 0 | 0 | 0 | 0
F1_Commercial_Education_Existing_Miscellaneous_Natural Gas_Miscellaneous_E10 | F1 | Commercial | Education | Existing | Miscellaneous | Natural Gas | Miscellaneous | E10 | CCE | 0 | 0 | 0 | 0 | 0 | 0 | 0 | 0 | 0 | 0 | 0 | 0 | 0 | 0 | 0 | 0 | 0 | 0 | 0 | 0 | 0 | 0 | 0 | 0 | 0 | 0 | 0 | 0 | 0 | 0
F2_Commercial_Education_Existing_Miscellaneous_Natural Gas_Miscellaneous_E1 | F2 | Commercial | Education | Existing | Miscellaneous | Natural Gas | Miscellaneous | E1 | TRC BC Ratio | 0.9 | 0.9 | 0.9 | 0.9 | 0.9 | 0.9 | 0.9 | 0.9 | 0.9 | 0.9 | 0.9 | 0.9 | 0.9 | 0.9 | 0.9 | 0.9 | 0.9 | 0.9 | 0.9 | 0.9 | 0.9 | 0.9 | 0 | 0 | 0 | 0 | 0 | 0 | 0 | 0
F2_Commercial_Education_Existing_Miscellaneous_Natural Gas_Miscellaneous_E2 | F2 | Commercial | Education | Existing | Miscellaneous | Natural Gas | Miscellaneous | E2 | TRC BC Ratio | 0 | 0 | 0 | 0 | 0 | 0 | 0 | 0 | 0 | 0 | 0 | 0 | 0 | 0 | 0 | 0 | 0 | 0 | 0 | 0 | 0 | 0 | 0 | 0 | 0 | 0 | 0 | 0 | 0 | 0
F2_Commercial_Education_Existing_Miscellaneous_Natural Gas_Miscellaneous_E3 | F2 | Commercial | Education | Existing | Miscellaneous | Natural Gas | Miscellaneous | E3 | TRC BC Ratio | 0 | 0 | 0 | 0 | 0 | 0 | 0 | 0 | 0 | 0 | 0 | 0 | 0 | 0 | 0 | 0 | 0 | 0 | 0 | 0 | 0 | 0 | 0 | 0 | 0 | 0 | 0 | 0 | 0 | 0
F2_Commercial_Education_Existing_Miscellaneous_Natural Gas_Miscellaneous_E4 | F2 | Commercial | Education | Existing | Miscellaneous | Natural Gas | Miscellaneous | E4 | TRC BC Ratio | 0 | 0 | 0 | 0 | 0 | 0 | 0 | 0 | 0 | 0 | 0 | 0 | 0 | 0 | 0 | 0 | 0 | 0 | 0 | 0 | 0 | 0 | 0 | 0 | 0 | 0 | 0 | 0 | 0 | 0
F2_Commercial_Education_Existing_Miscellaneous_Natural Gas_Miscellaneous_E5 | F2 | Commercial | Education | Existing | Miscellaneous | Natural Gas | Miscellaneous | E5 | TRC BC Ratio | 0 | 0 | 0 | 0 | 0 | 0 | 0 | 0 | 0 | 0 | 0 | 0 | 0 | 0 | 0 | 0 | 0 | 0 | 0 | 0 | 0 | 0 | 0 | 0 | 0 | 0 | 0 | 0 | 0 | 0
F2_Commercial_Education_Existing_Miscellaneous_Natural Gas_Miscellaneous_E6 | F2 | Commercial | Education | Existing | Miscellaneous | Natural Gas | Miscellaneous | E6 | TRC BC Ratio | 0 | 0 | 0 | 0 | 0 | 0 | 0 | 0 | 0 | 0 | 0 | 0 | 0 | 0 | 0 | 0 | 0 | 0 | 0 | 0 | 0 | 0 | 0 | 0 | 0 | 0 | 0 | 0 | 0 | 0
F2_Commercial_Education_Existing_Miscellaneous_Natural Gas_Miscellaneous_E7 | F2 | Commercial | Education | Existing | Miscellaneous | Natural Gas | Miscellaneous | E7 | TRC BC Ratio | 0 | 0 | 0 | 0 | 0 | 0 | 0 | 0 | 0 | 0 | 0 | 0 | 0 | 0 | 0 | 0 | 0 | 0 | 0 | 0 | 0 | 0 | 0 | 0 | 0 | 0 | 0 | 0 | 0 | 0
F2_Commercial_Education_Existing_Miscellaneous_Natural Gas_Miscellaneous_E8 | F2 | Commercial | Education | Existing | Miscellaneous | Natural Gas | Miscellaneous | E8 | TRC BC Ratio | 0 | 0 | 0 | 0 | 0 | 0 | 0 | 0 | 0 | 0 | 0 | 0 | 0 | 0 | 0 | 0 | 0 | 0 | 0 | 0 | 0 | 0 | 0 | 0 | 0 | 0 | 0 | 0 | 0 | 0
F2_Commercial_Education_Existing_Miscellaneous_Natural Gas_Miscellaneous_E9 | F2 | Commercial | Education | Existing | Miscellaneous | Natural Gas | Miscellaneous | E9 | TRC BC Ratio | 0 | 0 | 0 | 0 | 0 | 0 | 0 | 0 | 0 | 0 | 0 | 0 | 0 | 0 | 0 | 0 | 0 | 0 | 0 | 0 | 0 | 0 | 0 | 0 | 0 | 0 | 0 | 0 | 0 | 0
F2_Commercial_Education_Existing_Miscellaneous_Natural Gas_Miscellaneous_E10 | F2 | Commercial | Education | Existing | Miscellaneous | Natural Gas | Miscellaneous | E10 | TRC BC Ratio | 0 | 0 | 0 | 0 | 0 | 0 | 0 | 0 | 0 | 0 | 0 | 0 | 0 | 0 | 0 | 0 | 0 | 0 | 0 | 0 | 0 | 0 | 0 | 0 | 0 | 0 | 0 | 0 | 0 | 0
F3_Commercial_Education_Existing_Miscellaneous_Natural Gas_Miscellaneous_E1 | F3 | Commercial | Education | Existing | Miscellaneous | Natural Gas | Miscellaneous | E1 | PACT BC Ratio | 0.9 | 0.9 | 0.9 | 0.9 | 0.9 | 0.9 | 0.9 | 0.9 | 0.9 | 0.9 | 0.9 | 0.9 | 0.9 | 0.9 | 0.9 | 0.9 | 0.9 | 0.9 | 0.9 | 0.9 | 0.9 | 0.9 | 0 | 0 | 0 | 0 | 0 | 0 | 0 | 0
F3_Commercial_Education_Existing_Miscellaneous_Natural Gas_Miscellaneous_E2 | F3 | Commercial | Education | Existing | Miscellaneous | Natural Gas | Miscellaneous | E2 | PACT BC Ratio | 0 | 0 | 0 | 0 | 0 | 0 | 0 | 0 | 0 | 0 | 0 | 0 | 0 | 0 | 0 | 0 | 0 | 0 | 0 | 0 | 0 | 0 | 0 | 0 | 0 | 0 | 0 | 0 | 0 | 0
F3_Commercial_Education_Existing_Miscellaneous_Natural Gas_Miscellaneous_E3 | F3 | Commercial | Education | Existing | Miscellaneous | Natural Gas | Miscellaneous | E3 | PACT BC Ratio | 0 | 0 | 0 | 0 | 0 | 0 | 0 | 0 | 0 | 0 | 0 | 0 | 0 | 0 | 0 | 0 | 0 | 0 | 0 | 0 | 0 | 0 | 0 | 0 | 0 | 0 | 0 | 0 | 0 | 0
F3_Commercial_Education_Existing_Miscellaneous_Natural Gas_Miscellaneous_E4 | F3 | Commercial | Education | Existing | Miscellaneous | Natural Gas | Miscellaneous | E4 | PACT BC Ratio | 0 | 0 | 0 | 0 | 0 | 0 | 0 | 0 | 0 | 0 | 0 | 0 | 0 | 0 | 0 | 0 | 0 | 0 | 0 | 0 | 0 | 0 | 0 | 0 | 0 | 0 | 0 | 0 | 0 | 0
F3_Commercial_Education_Existing_Miscellaneous_Natural Gas_Miscellaneous_E5 | F3 | Commercial | Education | Existing | Miscellaneous | Natural Gas | Miscellaneous | E5 | PACT BC Ratio | 0 | 0 | 0 | 0 | 0 | 0 | 0 | 0 | 0 | 0 | 0 | 0 | 0 | 0 | 0 | 0 | 0 | 0 | 0 | 0 | 0 | 0 | 0 | 0 | 0 | 0 | 0 | 0 | 0 | 0
F3_Commercial_Education_Existing_Miscellaneous_Natural Gas_Miscellaneous_E6 | F3 | Commercial | Education | Existing | Miscellaneous | Natural Gas | Miscellaneous | E6 | PACT BC Ratio | 0 | 0 | 0 | 0 | 0 | 0 | 0 | 0 | 0 | 0 | 0 | 0 | 0 | 0 | 0 | 0 | 0 | 0 | 0 | 0 | 0 | 0 | 0 | 0 | 0 | 0 | 0 | 0 | 0 | 0
F3_Commercial_Education_Existing_Miscellaneous_Natural Gas_Miscellaneous_E7 | F3 | Commercial | Education | Existing | Miscellaneous | Natural Gas | Miscellaneous | E7 | PACT BC Ratio | 0 | 0 | 0 | 0 | 0 | 0 | 0 | 0 | 0 | 0 | 0 | 0 | 0 | 0 | 0 | 0 | 0 | 0 | 0 | 0 | 0 | 0 | 0 | 0 | 0 | 0 | 0 | 0 | 0 | 0
F3_Commercial_Education_Existing_Miscellaneous_Natural Gas_Miscellaneous_E8 | F3 | Commercial | Education | Existing | Miscellaneous | Natural Gas | Miscellaneous | E8 | PACT BC Ratio | 0 | 0 | 0 | 0 | 0 | 0 | 0 | 0 | 0 | 0 | 0 | 0 | 0 | 0 | 0 | 0 | 0 | 0 | 0 | 0 | 0 | 0 | 0 | 0 | 0 | 0 | 0 | 0 | 0 | 0
F3_Commercial_Education_Existing_Miscellaneous_Natural Gas_Miscellaneous_E9 | F3 | Commercial | Education | Existing | Miscellaneous | Natural Gas | Miscellaneous | E9 | PACT BC Ratio | 0 | 0 | 0 | 0 | 0 | 0 | 0 | 0 | 0 | 0 | 0 | 0 | 0 | 0 | 0 | 0 | 0 | 0 | 0 | 0 | 0 | 0 | 0 | 0 | 0 | 0 | 0 | 0 | 0 | 0
F3_Commercial_Education_Existing_Miscellaneous_Natural Gas_Miscellaneous_E10 | F3 | Commercial | Education | Existing | Miscellaneous | Natural Gas | Miscellaneous | E10 | PACT BC Ratio | 0 | 0 | 0 | 0 | 0 | 0 | 0 | 0 | 0 | 0 | 0 | 0 | 0 | 0 | 0 | 0 | 0 | 0 | 0 | 0 | 0 | 0 | 0 | 0 | 0 | 0 | 0 | 0 | 0 | 0
F4_Commercial_Education_Existing_Miscellaneous_Natural Gas_Miscellaneous_E1 | F4 | Commercial | Education | Existing | Miscellaneous | Natural Gas | Miscellaneous | E1 | PCT BC Ratio | 0.9 | 0.9 | 0.9 | 0.9 | 0.9 | 0.9 | 0.9 | 0.9 | 0.9 | 0.9 | 0.9 | 0.9 | 0.9 | 0.9 | 0.9 | 0.9 | 0.9 | 0.9 | 0.9 | 0.9 | 0.9 | 0.9 | 0 | 0 | 0 | 0 | 0 | 0 | 0 | 0
F4_Commercial_Education_Existing_Miscellaneous_Natural Gas_Miscellaneous_E2 | F4 | Commercial | Education | Existing | Miscellaneous | Natural Gas | Miscellaneous | E2 | PCT BC Ratio | 0 | 0 | 0 | 0 | 0 | 0 | 0 | 0 | 0 | 0 | 0 | 0 | 0 | 0 | 0 | 0 | 0 | 0 | 0 | 0 | 0 | 0 | 0 | 0 | 0 | 0 | 0 | 0 | 0 | 0
F4_Commercial_Education_Existing_Miscellaneous_Natural Gas_Miscellaneous_E3 | F4 | Commercial | Education | Existing | Miscellaneous | Natural Gas | Miscellaneous | E3 | PCT BC Ratio | 0 | 0 | 0 | 0 | 0 | 0 | 0 | 0 | 0 | 0 | 0 | 0 | 0 | 0 | 0 | 0 | 0 | 0 | 0 | 0 | 0 | 0 | 0 | 0 | 0 | 0 | 0 | 0 | 0 | 0
F4_Commercial_Education_Existing_Miscellaneous_Natural Gas_Miscellaneous_E4 | F4 | Commercial | Education | Existing | Miscellaneous | Natural Gas | Miscellaneous | E4 | PCT BC Ratio | 0 | 0 | 0 | 0 | 0 | 0 | 0 | 0 | 0 | 0 | 0 | 0 | 0 | 0 | 0 | 0 | 0 | 0 | 0 | 0 | 0 | 0 | 0 | 0 | 0 | 0 | 0 | 0 | 0 | 0
F4_Commercial_Education_Existing_Miscellaneous_Natural Gas_Miscellaneous_E5 | F4 | Commercial | Education | Existing | Miscellaneous | Natural Gas | Miscellaneous | E5 | PCT BC Ratio | 0 | 0 | 0 | 0 | 0 | 0 | 0 | 0 | 0 | 0 | 0 | 0 | 0 | 0 | 0 | 0 | 0 | 0 | 0 | 0 | 0 | 0 | 0 | 0 | 0 | 0 | 0 | 0 | 0 | 0
F4_Commercial_Education_Existing_Miscellaneous_Natural Gas_Miscellaneous_E6 | F4 | Commercial | Education | Existing | Miscellaneous | Natural Gas | Miscellaneous | E6 | PCT BC Ratio | 0 | 0 | 0 | 0 | 0 | 0 | 0 | 0 | 0 | 0 | 0 | 0 | 0 | 0 | 0 | 0 | 0 | 0 | 0 | 0 | 0 | 0 | 0 | 0 | 0 | 0 | 0 | 0 | 0 | 0
F4_Commercial_Education_Existing_Miscellaneous_Natural Gas_Miscellaneous_E7 | F4 | Commercial | Education | Existing | Miscellaneous | Natural Gas | Miscellaneous | E7 | PCT BC Ratio | 0 | 0 | 0 | 0 | 0 | 0 | 0 | 0 | 0 | 0 | 0 | 0 | 0 | 0 | 0 | 0 | 0 | 0 | 0 | 0 | 0 | 0 | 0 | 0 | 0 | 0 | 0 | 0 | 0 | 0
F4_Commercial_Education_Existing_Miscellaneous_Natural Gas_Miscellaneous_E8 | F4 | Commercial | Education | Existing | Miscellaneous | Natural Gas | Miscellaneous | E8 | PCT BC Ratio | 0 | 0 | 0 | 0 | 0 | 0 | 0 | 0 | 0 | 0 | 0 | 0 | 0 | 0 | 0 | 0 | 0 | 0 | 0 | 0 | 0 | 0 | 0 | 0 | 0 | 0 | 0 | 0 | 0 | 0
F4_Commercial_Education_Existing_Miscellaneous_Natural Gas_Miscellaneous_E9 | F4 | Commercial | Education | Existing | Miscellaneous | Natural Gas | Miscellaneous | E9 | PCT BC Ratio | 0 | 0 | 0 | 0 | 0 | 0 | 0 | 0 | 0 | 0 | 0 | 0 | 0 | 0 | 0 | 0 | 0 | 0 | 0 | 0 | 0 | 0 | 0 | 0 | 0 | 0 | 0 | 0 | 0 | 0
F4_Commercial_Education_Existing_Miscellaneous_Natural Gas_Miscellaneous_E10 | F4 | Commercial | Education | Existing | Miscellaneous | Natural Gas | Miscellaneous | E10 | PCT BC Ratio | 0 | 0 | 0 | 0 | 0 | 0 | 0 | 0 | 0 | 0 | 0 | 0 | 0 | 0 | 0 | 0 | 0 | 0 | 0 | 0 | 0 | 0 | 0 | 0 | 0 | 0 | 0 | 0 | 0 | 0
F5_Commercial_Education_Existing_Miscellaneous_Natural Gas_Miscellaneous_E1 | F5 | Commercial | Education | Existing | Miscellaneous | Natural Gas | Miscellaneous | E1 | RIM BC Ratio | 0.9 | 0.9 | 0.9 | 0.9 | 0.9 | 0.9 | 0.9 | 0.9 | 0.9 | 0.9 | 0.9 | 0.9 | 0.9 | 0.9 | 0.9 | 0.9 | 0.9 | 0.9 | 0.9 | 0.9 | 0.9 | 0.9 | 0 | 0 | 0 | 0 | 0 | 0 | 0 | 0
F5_Commercial_Education_Existing_Miscellaneous_Natural Gas_Miscellaneous_E2 | F5 | Commercial | Education | Existing | Miscellaneous | Natural Gas | Miscellaneous | E2 | RIM BC Ratio | 0 | 0 | 0 | 0 | 0 | 0 | 0 | 0 | 0 | 0 | 0 | 0 | 0 | 0 | 0 | 0 | 0 | 0 | 0 | 0 | 0 | 0 | 0 | 0 | 0 | 0 | 0 | 0 | 0 | 0
F5_Commercial_Education_Existing_Miscellaneous_Natural Gas_Miscellaneous_E3 | F5 | Commercial | Education | Existing | Miscellaneous | Natural Gas | Miscellaneous | E3 | RIM BC Ratio | 0 | 0 | 0 | 0 | 0 | 0 | 0 | 0 | 0 | 0 | 0 | 0 | 0 | 0 | 0 | 0 | 0 | 0 | 0 | 0 | 0 | 0 | 0 | 0 | 0 | 0 | 0 | 0 | 0 | 0
F5_Commercial_Education_Existing_Miscellaneous_Natural Gas_Miscellaneous_E4 | F5 | Commercial | Education | Existing | Miscellaneous | Natural Gas | Miscellaneous | E4 | RIM BC Ratio | 0 | 0 | 0 | 0 | 0 | 0 | 0 | 0 | 0 | 0 | 0 | 0 | 0 | 0 | 0 | 0 | 0 | 0 | 0 | 0 | 0 | 0 | 0 | 0 | 0 | 0 | 0 | 0 | 0 | 0
F5_Commercial_Education_Existing_Miscellaneous_Natural Gas_Miscellaneous_E5 | F5 | Commercial | Education | Existing | Miscellaneous | Natural Gas | Miscellaneous | E5 | RIM BC Ratio | 0 | 0 | 0 | 0 | 0 | 0 | 0 | 0 | 0 | 0 | 0 | 0 | 0 | 0 | 0 | 0 | 0 | 0 | 0 | 0 | 0 | 0 | 0 | 0 | 0 | 0 | 0 | 0 | 0 | 0
F5_Commercial_Education_Existing_Miscellaneous_Natural Gas_Miscellaneous_E6 | F5 | Commercial | Education | Existing | Miscellaneous | Natural Gas | Miscellaneous | E6 | RIM BC Ratio | 0 | 0 | 0 | 0 | 0 | 0 | 0 | 0 | 0 | 0 | 0 | 0 | 0 | 0 | 0 | 0 | 0 | 0 | 0 | 0 | 0 | 0 | 0 | 0 | 0 | 0 | 0 | 0 | 0 | 0
F5_Commercial_Education_Existing_Miscellaneous_Natural Gas_Miscellaneous_E7 | F5 | Commercial | Education | Existing | Miscellaneous | Natural Gas | Miscellaneous | E7 | RIM BC Ratio | 0 | 0 | 0 | 0 | 0 | 0 | 0 | 0 | 0 | 0 | 0 | 0 | 0 | 0 | 0 | 0 | 0 | 0 | 0 | 0 | 0 | 0 | 0 | 0 | 0 | 0 | 0 | 0 | 0 | 0
F5_Commercial_Education_Existing_Miscellaneous_Natural Gas_Miscellaneous_E8 | F5 | Commercial | Education | Existing | Miscellaneous | Natural Gas | Miscellaneous | E8 | RIM BC Ratio | 0 | 0 | 0 | 0 | 0 | 0 | 0 | 0 | 0 | 0 | 0 | 0 | 0 | 0 | 0 | 0 | 0 | 0 | 0 | 0 | 0 | 0 | 0 | 0 | 0 | 0 | 0 | 0 | 0 | 0
F5_Commercial_Education_Existing_Miscellaneous_Natural Gas_Miscellaneous_E9 | F5 | Commercial | Education | Existing | Miscellaneous | Natural Gas | Miscellaneous | E9 | RIM BC Ratio | 0 | 0 | 0 | 0 | 0 | 0 | 0 | 0 | 0 | 0 | 0 | 0 | 0 | 0 | 0 | 0 | 0 | 0 | 0 | 0 | 0 | 0 | 0 | 0 | 0 | 0 | 0 | 0 | 0 | 0
F5_Commercial_Education_Existing_Miscellaneous_Natural Gas_Miscellaneous_E10 | F5 | Commercial | Education | Existing | Miscellaneous | Natural Gas | Miscellaneous | E10 | RIM BC Ratio | 0 | 0 | 0 | 0 | 0 | 0 | 0 | 0 | 0 | 0 | 0 | 0 | 0 | 0 | 0 | 0 | 0 | 0 | 0 | 0 | 0 | 0 | 0 | 0 | 0 | 0 | 0 | 0 | 0 | 0
F0_Commercial_Education_New_Space Heating_Natural Gas_Furnace_E0 | F0 | Commercial | Education | New | Space Heating | Natural Gas | Furnace | E0 | Economic Unit | AFUE 96% | AFUE 96% | AFUE 96% | AFUE 96% | AFUE 96% | AFUE 96% | AFUE 96% | AFUE 96% | AFUE 96% | AFUE 96% | AFUE 96% | AFUE 96% | AFUE 96% | AFUE 96% | AFUE 96% | AFUE 96% | AFUE 96% | AFUE 96% | AFUE 96% | AFUE 96% | AFUE 96% | AFUE 96% | 0 | 0 | 0 | 0 | 0 | 0 | 0 | 0
F1_Commercial_Education_New_Space Heating_Natural Gas_Furnace_E1 | F1 | Commercial | Education | New | Space Heating | Natural Gas | Furnace | E1 | CCE | 0 | 0 | 0 | 0 | 0 | 0 | 0 | 0 | 0 | 0 | 0 | 0 | 0 | 0 | 0 | 0 | 0 | 0 | 0 | 0 | 0 | 0 | 0 | 0 | 0 | 0 | 0 | 0 | 0 | 0
F1_Commercial_Education_New_Space Heating_Natural Gas_Furnace_E2 | F1 | Commercial | Education | New | Space Heating | Natural Gas | Furnace | E2 | CCE | 0.0055459 | 0.0055459 | 0.0058264 | 0.0057378 | 0.0056517 | 0.0055442 | 0.0055291 | 0.0054935 | 0.0054605 | 0.0054106 | 0.0054029 | 0.005378 | 0.0053558 | 0.0053135 | 0.0053191 | 0.0053028 | 0.0052869 | 0.005252 | 0.0052623 | 0.005252 | 0.0052443 | 0.005215 | 0 | 0 | 0 | 0 | 0 | 0 | 0 | 0
F1_Commercial_Education_New_Space Heating_Natural Gas_Furnace_E3 | F1 | Commercial | Education | New | Space Heating | Natural Gas | Furnace | E3 | CCE | 0.0078023 | 0.0078023 | 0.0081969 | 0.0080723 | 0.0079512 | 0.0077999 | 0.0077786 | 0.0077286 | 0.0076821 | 0.0076119 | 0.007601 | 0.007566 | 0.0075349 | 0.0074753 | 0.0074832 | 0.0074603 | 0.0074379 | 0.0073887 | 0.0074032 | 0.0073888 | 0.0073779 | 0.0073367 | 0 | 0 | 0 | 0 | 0 | 0 | 0 | 0
F1_Commercial_Education_New_Space Heating_Natural Gas_Furnace_E4 | F1 | Commercial | Education | New | Space Heating | Natural Gas | Furnace | E4 | CCE | 0 | 0 | 0 | 0 | 0 | 0 | 0 | 0 | 0 | 0 | 0 | 0 | 0 | 0 | 0 | 0 | 0 | 0 | 0 | 0 | 0 | 0 | 0 | 0 | 0 | 0 | 0 | 0 | 0 | 0
F1_Commercial_Education_New_Space Heating_Natural Gas_Furnace_E5 | F1 | Commercial | Education | New | Space Heating | Natural Gas | Furnace | E5 | CCE | 0 | 0 | 0 | 0 | 0 | 0 | 0 | 0 | 0 | 0 | 0 | 0 | 0 | 0 | 0 | 0 | 0 | 0 | 0 | 0 | 0 | 0 | 0 | 0 | 0 | 0 | 0 | 0 | 0 | 0
F1_Commercial_Education_New_Space Heating_Natural Gas_Furnace_E6 | F1 | Commercial | Education | New | Space Heating | Natural Gas | Furnace | E6 | CCE | 0 | 0 | 0 | 0 | 0 | 0 | 0 | 0 | 0 | 0 | 0 | 0 | 0 | 0 | 0 | 0 | 0 | 0 | 0 | 0 | 0 | 0 | 0 | 0 | 0 | 0 | 0 | 0 | 0 | 0
F1_Commercial_Education_New_Space Heating_Natural Gas_Furnace_E7 | F1 | Commercial | Education | New | Space Heating | Natural Gas | Furnace | E7 | CCE | 0 | 0 | 0 | 0 | 0 | 0 | 0 | 0 | 0 | 0 | 0 | 0 | 0 | 0 | 0 | 0 | 0 | 0 | 0 | 0 | 0 | 0 | 0 | 0 | 0 | 0 | 0 | 0 | 0 | 0
F1_Commercial_Education_New_Space Heating_Natural Gas_Furnace_E8 | F1 | Commercial | Education | New | Space Heating | Natural Gas | Furnace | E8 | CCE | 0 | 0 | 0 | 0 | 0 | 0 | 0 | 0 | 0 | 0 | 0 | 0 | 0 | 0 | 0 | 0 | 0 | 0 | 0 | 0 | 0 | 0 | 0 | 0 | 0 | 0 | 0 | 0 | 0 | 0
F1_Commercial_Education_New_Space Heating_Natural Gas_Furnace_E9 | F1 | Commercial | Education | New | Space Heating | Natural Gas | Furnace | E9 | CCE | 0 | 0 | 0 | 0 | 0 | 0 | 0 | 0 | 0 | 0 | 0 | 0 | 0 | 0 | 0 | 0 | 0 | 0 | 0 | 0 | 0 | 0 | 0 | 0 | 0 | 0 | 0 | 0 | 0 | 0
F1_Commercial_Education_New_Space Heating_Natural Gas_Furnace_E10 | F1 | Commercial | Education | New | Space Heating | Natural Gas | Furnace | E10 | CCE | 0 | 0 | 0 | 0 | 0 | 0 | 0 | 0 | 0 | 0 | 0 | 0 | 0 | 0 | 0 | 0 | 0 | 0 | 0 | 0 | 0 | 0 | 0 | 0 | 0 | 0 | 0 | 0 | 0 | 0
F2_Commercial_Education_New_Space Heating_Natural Gas_Furnace_E1 | F2 | Commercial | Education | New | Space Heating | Natural Gas | Furnace | E1 | TRC BC Ratio | 0.9 | 0.9 | 0.9 | 0.9 | 0.9 | 0.9 | 0.9 | 0.9 | 0.9 | 0.9 | 0.9 | 0.9 | 0.9 | 0.9 | 0.9 | 0.9 | 0.9 | 0.9 | 0.9 | 0.9 | 0.9 | 0.9 | 0 | 0 | 0 | 0 | 0 | 0 | 0 | 0
F2_Commercial_Education_New_Space Heating_Natural Gas_Furnace_E2 | F2 | Commercial | Education | New | Space Heating | Natural Gas | Furnace | E2 | TRC BC Ratio | 1.7357 | 1.7564 | 1.7787 | 1.8077 | 1.8421 | 1.8805 | 1.9166 | 1.95 | 1.9827 | 2.0158 | 2.0502 | 2.0852 | 2.1205 | 2.1573 | 2.1936 | 2.2307 | 2.2695 | 2.3088 | 2.3487 | 2.389 | 2.4295 | 2.4697 | 0 | 0 | 0 | 0 | 0 | 0 | 0 | 0
F2_Commercial_Education_New_Space Heating_Natural Gas_Furnace_E3 | F2 | Commercial | Education | New | Space Heating | Natural Gas | Furnace | E3 | TRC BC Ratio | 1.2338 | 1.2484 | 1.2643 | 1.2849 | 1.3094 | 1.3367 | 1.3623 | 1.3861 | 1.4093 | 1.4328 | 1.4573 | 1.4822 | 1.5073 | 1.5334 | 1.5592 | 1.5856 | 1.6132 | 1.6411 | 1.6695 | 1.6982 | 1.7269 | 1.7555 | 0 | 0 | 0 | 0 | 0 | 0 | 0 | 0
F2_Commercial_Education_New_Space Heating_Natural Gas_Furnace_E4 | F2 | Commercial | Education | New | Space Heating | Natural Gas | Furnace | E4 | TRC BC Ratio | 0 | 0 | 0 | 0 | 0 | 0 | 0 | 0 | 0 | 0 | 0 | 0 | 0 | 0 | 0 | 0 | 0 | 0 | 0 | 0 | 0 | 0 | 0 | 0 | 0 | 0 | 0 | 0 | 0 | 0
F2_Commercial_Education_New_Space Heating_Natural Gas_Furnace_E5 | F2 | Commercial | Education | New | Space Heating | Natural Gas | Furnace | E5 | TRC BC Ratio | 0 | 0 | 0 | 0 | 0 | 0 | 0 | 0 | 0 | 0 | 0 | 0 | 0 | 0 | 0 | 0 | 0 | 0 | 0 | 0 | 0 | 0 | 0 | 0 | 0 | 0 | 0 | 0 | 0 | 0
F2_Commercial_Education_New_Space Heating_Natural Gas_Furnace_E6 | F2 | Commercial | Education | New | Space Heating | Natural Gas | Furnace | E6 | TRC BC Ratio | 0 | 0 | 0 | 0 | 0 | 0 | 0 | 0 | 0 | 0 | 0 | 0 | 0 | 0 | 0 | 0 | 0 | 0 | 0 | 0 | 0 | 0 | 0 | 0 | 0 | 0 | 0 | 0 | 0 | 0
F2_Commercial_Education_New_Space Heating_Natural Gas_Furnace_E7 | F2 | Commercial | Education | New | Space Heating | Natural Gas | Furnace | E7 | TRC BC Ratio | 0 | 0 | 0 | 0 | 0 | 0 | 0 | 0 | 0 | 0 | 0 | 0 | 0 | 0 | 0 | 0 | 0 | 0 | 0 | 0 | 0 | 0 | 0 | 0 | 0 | 0 | 0 | 0 | 0 | 0
F2_Commercial_Education_New_Space Heating_Natural Gas_Furnace_E8 | F2 | Commercial | Education | New | Space Heating | Natural Gas | Furnace | E8 | TRC BC Ratio | 0 | 0 | 0 | 0 | 0 | 0 | 0 | 0 | 0 | 0 | 0 | 0 | 0 | 0 | 0 | 0 | 0 | 0 | 0 | 0 | 0 | 0 | 0 | 0 | 0 | 0 | 0 | 0 | 0 | 0
F2_Commercial_Education_New_Space Heating_Natural Gas_Furnace_E9 | F2 | Commercial | Education | New | Space Heating | Natural Gas | Furnace | E9 | TRC BC Ratio | 0 | 0 | 0 | 0 | 0 | 0 | 0 | 0 | 0 | 0 | 0 | 0 | 0 | 0 | 0 | 0 | 0 | 0 | 0 | 0 | 0 | 0 | 0 | 0 | 0 | 0 | 0 | 0 | 0 | 0
F2_Commercial_Education_New_Space Heating_Natural Gas_Furnace_E10 | F2 | Commercial | Education | New | Space Heating | Natural Gas | Furnace | E10 | TRC BC Ratio | 0 | 0 | 0 | 0 | 0 | 0 | 0 | 0 | 0 | 0 | 0 | 0 | 0 | 0 | 0 | 0 | 0 | 0 | 0 | 0 | 0 | 0 | 0 | 0 | 0 | 0 | 0 | 0 | 0 | 0
F3_Commercial_Education_New_Space Heating_Natural Gas_Furnace_E1 | F3 | Commercial | Education | New | Space Heating | Natural Gas | Furnace | E1 | PACT BC Ratio | 0.9 | 0.9 | 0.9 | 0.9 | 0.9 | 0.9 | 0.9 | 0.9 | 0.9 | 0.9 | 0.9 | 0.9 | 0.9 | 0.9 | 0.9 | 0.9 | 0.9 | 0.9 | 0.9 | 0.9 | 0.9 | 0.9 | 0 | 0 | 0 | 0 | 0 | 0 | 0 | 0
F3_Commercial_Education_New_Space Heating_Natural Gas_Furnace_E2 | F3 | Commercial | Education | New | Space Heating | Natural Gas | Furnace | E2 | PACT BC Ratio | 5.0088 | 5.0684 | 5.1329 | 5.2165 | 5.3159 | 5.4266 | 5.5308 | 5.6271 | 5.7215 | 5.817 | 5.9162 | 6.0173 | 6.1191 | 6.2253 | 6.3301 | 6.4373 | 6.5492 | 6.6626 | 6.7777 | 6.8941 | 7.0107 | 7.1269 | 0 | 0 | 0 | 0 | 0 | 0 | 0 | 0
F3_Commercial_Education_New_Space Heating_Natural Gas_Furnace_E3 | F3 | Commercial | Education | New | Space Heating | Natural Gas | Furnace | E3 | PACT BC Ratio | 3.5603 | 3.6027 | 3.6485 | 3.7079 | 3.7786 | 3.8573 | 3.9313 | 3.9998 | 4.0669 | 4.1348 | 4.2053 | 4.2772 | 4.3495 | 4.425 | 4.4995 | 4.5756 | 4.6552 | 4.7359 | 4.8176 | 4.9004 | 4.9833 | 5.0659 | 0 | 0 | 0 | 0 | 0 | 0 | 0 | 0
F3_Commercial_Education_New_Space Heating_Natural Gas_Furnace_E4 | F3 | Commercial | Education | New | Space Heating | Natural Gas | Furnace | E4 | PACT BC Ratio | 0 | 0 | 0 | 0 | 0 | 0 | 0 | 0 | 0 | 0 | 0 | 0 | 0 | 0 | 0 | 0 | 0 | 0 | 0 | 0 | 0 | 0 | 0 | 0 | 0 | 0 | 0 | 0 | 0 | 0
F3_Commercial_Education_New_Space Heating_Natural Gas_Furnace_E5 | F3 | Commercial | Education | New | Space Heating | Natural Gas | Furnace | E5 | PACT BC Ratio | 0 | 0 | 0 | 0 | 0 | 0 | 0 | 0 | 0 | 0 | 0 | 0 | 0 | 0 | 0 | 0 | 0 | 0 | 0 | 0 | 0 | 0 | 0 | 0 | 0 | 0 | 0 | 0 | 0 | 0
F3_Commercial_Education_New_Space Heating_Natural Gas_Furnace_E6 | F3 | Commercial | Education | New | Space Heating | Natural Gas | Furnace | E6 | PACT BC Ratio | 0 | 0 | 0 | 0 | 0 | 0 | 0 | 0 | 0 | 0 | 0 | 0 | 0 | 0 | 0 | 0 | 0 | 0 | 0 | 0 | 0 | 0 | 0 | 0 | 0 | 0 | 0 | 0 | 0 | 0
F3_Commercial_Education_New_Space Heating_Natural Gas_Furnace_E7 | F3 | Commercial | Education | New | Space Heating | Natural Gas | Furnace | E7 | PACT BC Ratio | 0 | 0 | 0 | 0 | 0 | 0 | 0 | 0 | 0 | 0 | 0 | 0 | 0 | 0 | 0 | 0 | 0 | 0 | 0 | 0 | 0 | 0 | 0 | 0 | 0 | 0 | 0 | 0 | 0 | 0
F3_Commercial_Education_New_Space Heating_Natural Gas_Furnace_E8 | F3 | Commercial | Education | New | Space Heating | Natural Gas | Furnace | E8 | PACT BC Ratio | 0 | 0 | 0 | 0 | 0 | 0 | 0 | 0 | 0 | 0 | 0 | 0 | 0 | 0 | 0 | 0 | 0 | 0 | 0 | 0 | 0 | 0 | 0 | 0 | 0 | 0 | 0 | 0 | 0 | 0
F3_Commercial_Education_New_Space Heating_Natural Gas_Furnace_E9 | F3 | Commercial | Education | New | Space Heating | Natural Gas | Furnace | E9 | PACT BC Ratio | 0 | 0 | 0 | 0 | 0 | 0 | 0 | 0 | 0 | 0 | 0 | 0 | 0 | 0 | 0 | 0 | 0 | 0 | 0 | 0 | 0 | 0 | 0 | 0 | 0 | 0 | 0 | 0 | 0 | 0
F3_Commercial_Education_New_Space Heating_Natural Gas_Furnace_E10 | F3 | Commercial | Education | New | Space Heating | Natural Gas | Furnace | E10 | PACT BC Ratio | 0 | 0 | 0 | 0 | 0 | 0 | 0 | 0 | 0 | 0 | 0 | 0 | 0 | 0 | 0 | 0 | 0 | 0 | 0 | 0 | 0 | 0 | 0 | 0 | 0 | 0 | 0 | 0 | 0 | 0
F4_Commercial_Education_New_Space Heating_Natural Gas_Furnace_E1 | F4 | Commercial | Education | New | Space Heating | Natural Gas | Furnace | E1 | PCT BC Ratio | 0.9 | 0.9 | 0.9 | 0.9 | 0.9 | 0.9 | 0.9 | 0.9 | 0.9 | 0.9 | 0.9 | 0.9 | 0.9 | 0.9 | 0.9 | 0.9 | 0.9 | 0.9 | 0.9 | 0.9 | 0.9 | 0.9 | 0 | 0 | 0 | 0 | 0 | 0 | 0 | 0
F4_Commercial_Education_New_Space Heating_Natural Gas_Furnace_E2 | F4 | Commercial | Education | New | Space Heating | Natural Gas | Furnace | E2 | PCT BC Ratio | 2.7423 | 2.7725 | 2.8052 | 2.8477 | 2.8981 | 2.9543 | 3.0071 | 3.0559 | 3.1038 | 3.1523 | 3.2026 | 3.2539 | 3.3055 | 3.3594 | 3.4125 | 3.4669 | 3.5237 | 3.5812 | 3.6396 | 3.6986 | 3.7578 | 3.8167 | 0 | 0 | 0 | 0 | 0 | 0 | 0 | 0
F4_Commercial_Education_New_Space Heating_Natural Gas_Furnace_E3 | F4 | Commercial | Education | New | Space Heating | Natural Gas | Furnace | E3 | PCT BC Ratio | 2.0076 | 2.029 | 2.0523 | 2.0825 | 2.1183 | 2.1582 | 2.1958 | 2.2305 | 2.2645 | 2.299 | 2.3347 | 2.3712 | 2.4079 | 2.4462 | 2.4839 | 2.5226 | 2.563 | 2.6039 | 2.6453 | 2.6873 | 2.7293 | 2.7712 | 0 | 0 | 0 | 0 | 0 | 0 | 0 | 0
F4_Commercial_Education_New_Space Heating_Natural Gas_Furnace_E4 | F4 | Commercial | Education | New | Space Heating | Natural Gas | Furnace | E4 | PCT BC Ratio | 0 | 0 | 0 | 0 | 0 | 0 | 0 | 0 | 0 | 0 | 0 | 0 | 0 | 0 | 0 | 0 | 0 | 0 | 0 | 0 | 0 | 0 | 0 | 0 | 0 | 0 | 0 | 0 | 0 | 0
F4_Commercial_Education_New_Space Heating_Natural Gas_Furnace_E5 | F4 | Commercial | Education | New | Space Heating | Natural Gas | Furnace | E5 | PCT BC Ratio | 0 | 0 | 0 | 0 | 0 | 0 | 0 | 0 | 0 | 0 | 0 | 0 | 0 | 0 | 0 | 0 | 0 | 0 | 0 | 0 | 0 | 0 | 0 | 0 | 0 | 0 | 0 | 0 | 0 | 0
F4_Commercial_Education_New_Space Heating_Natural Gas_Furnace_E6 | F4 | Commercial | Education | New | Space Heating | Natural Gas | Furnace | E6 | PCT BC Ratio | 0 | 0 | 0 | 0 | 0 | 0 | 0 | 0 | 0 | 0 | 0 | 0 | 0 | 0 | 0 | 0 | 0 | 0 | 0 | 0 | 0 | 0 | 0 | 0 | 0 | 0 | 0 | 0 | 0 | 0
F4_Commercial_Education_New_Space Heating_Natural Gas_Furnace_E7 | F4 | Commercial | Education | New | Space Heating | Natural Gas | Furnace | E7 | PCT BC Ratio | 0 | 0 | 0 | 0 | 0 | 0 | 0 | 0 | 0 | 0 | 0 | 0 | 0 | 0 | 0 | 0 | 0 | 0 | 0 | 0 | 0 | 0 | 0 | 0 | 0 | 0 | 0 | 0 | 0 | 0
F4_Commercial_Education_New_Space Heating_Natural Gas_Furnace_E8 | F4 | Commercial | Education | New | Space Heating | Natural Gas | Furnace | E8 | PCT BC Ratio | 0 | 0 | 0 | 0 | 0 | 0 | 0 | 0 | 0 | 0 | 0 | 0 | 0 | 0 | 0 | 0 | 0 | 0 | 0 | 0 | 0 | 0 | 0 | 0 | 0 | 0 | 0 | 0 | 0 | 0
F4_Commercial_Education_New_Space Heating_Natural Gas_Furnace_E9 | F4 | Commercial | Education | New | Space Heating | Natural Gas | Furnace | E9 | PCT BC Ratio | 0 | 0 | 0 | 0 | 0 | 0 | 0 | 0 | 0 | 0 | 0 | 0 | 0 | 0 | 0 | 0 | 0 | 0 | 0 | 0 | 0 | 0 | 0 | 0 | 0 | 0 | 0 | 0 | 0 | 0
F4_Commercial_Education_New_Space Heating_Natural Gas_Furnace_E10 | F4 | Commercial | Education | New | Space Heating | Natural Gas | Furnace | E10 | PCT BC Ratio | 0 | 0 | 0 | 0 | 0 | 0 | 0 | 0 | 0 | 0 | 0 | 0 | 0 | 0 | 0 | 0 | 0 | 0 | 0 | 0 | 0 | 0 | 0 | 0 | 0 | 0 | 0 | 0 | 0 | 0
F5_Commercial_Education_New_Space Heating_Natural Gas_Furnace_E1 | F5 | Commercial | Education | New | Space Heating | Natural Gas | Furnace | E1 | RIM BC Ratio | 0.9 | 0.9 | 0.9 | 0.9 | 0.9 | 0.9 | 0.9 | 0.9 | 0.9 | 0.9 | 0.9 | 0.9 | 0.9 | 0.9 | 0.9 | 0.9 | 0.9 | 0.9 | 0.9 | 0.9 | 0.9 | 0.9 | 0 | 0 | 0 | 0 | 0 | 0 | 0 | 0
F5_Commercial_Education_New_Space Heating_Natural Gas_Furnace_E2 | F5 | Commercial | Education | New | Space Heating | Natural Gas | Furnace | E2 | RIM BC Ratio | 0.71545 | 0.71666 | 0.71793 | 0.71955 | 0.72141 | 0.72341 | 0.72523 | 0.72686 | 0.72842 | 0.72994 | 0.73148 | 0.733 | 0.73449 | 0.736 | 0.73744 | 0.73887 | 0.74033 | 0.74175 | 0.74316 | 0.74454 | 0.74588 | 0.74717 | 0 | 0 | 0 | 0 | 0 | 0 | 0 | 0
F5_Commercial_Education_New_Space Heating_Natural Gas_Furnace_E3 | F5 | Commercial | Education | New | Space Heating | Natural Gas | Furnace | E3 | RIM BC Ratio | 0.67616 | 0.67767 | 0.67928 | 0.68131 | 0.68366 | 0.68619 | 0.6885 | 0.69057 | 0.69254 | 0.69449 | 0.69645 | 0.69839 | 0.70029 | 0.70222 | 0.70407 | 0.70591 | 0.70778 | 0.70961 | 0.71142 | 0.7132 | 0.71493 | 0.71661 | 0 | 0 | 0 | 0 | 0 | 0 | 0 | 0
F5_Commercial_Education_New_Space Heating_Natural Gas_Furnace_E4 | F5 | Commercial | Education | New | Space Heating | Natural Gas | Furnace | E4 | RIM BC Ratio | 0 | 0 | 0 | 0 | 0 | 0 | 0 | 0 | 0 | 0 | 0 | 0 | 0 | 0 | 0 | 0 | 0 | 0 | 0 | 0 | 0 | 0 | 0 | 0 | 0 | 0 | 0 | 0 | 0 | 0
F5_Commercial_Education_New_Space Heating_Natural Gas_Furnace_E5 | F5 | Commercial | Education | New | Space Heating | Natural Gas | Furnace | E5 | RIM BC Ratio | 0 | 0 | 0 | 0 | 0 | 0 | 0 | 0 | 0 | 0 | 0 | 0 | 0 | 0 | 0 | 0 | 0 | 0 | 0 | 0 | 0 | 0 | 0 | 0 | 0 | 0 | 0 | 0 | 0 | 0
F5_Commercial_Education_New_Space Heating_Natural Gas_Furnace_E6 | F5 | Commercial | Education | New | Space Heating | Natural Gas | Furnace | E6 | RIM BC Ratio | 0 | 0 | 0 | 0 | 0 | 0 | 0 | 0 | 0 | 0 | 0 | 0 | 0 | 0 | 0 | 0 | 0 | 0 | 0 | 0 | 0 | 0 | 0 | 0 | 0 | 0 | 0 | 0 | 0 | 0
F5_Commercial_Education_New_Space Heating_Natural Gas_Furnace_E7 | F5 | Commercial | Education | New | Space Heating | Natural Gas | Furnace | E7 | RIM BC Ratio | 0 | 0 | 0 | 0 | 0 | 0 | 0 | 0 | 0 | 0 | 0 | 0 | 0 | 0 | 0 | 0 | 0 | 0 | 0 | 0 | 0 | 0 | 0 | 0 | 0 | 0 | 0 | 0 | 0 | 0
F5_Commercial_Education_New_Space Heating_Natural Gas_Furnace_E8 | F5 | Commercial | Education | New | Space Heating | Natural Gas | Furnace | E8 | RIM BC Ratio | 0 | 0 | 0 | 0 | 0 | 0 | 0 | 0 | 0 | 0 | 0 | 0 | 0 | 0 | 0 | 0 | 0 | 0 | 0 | 0 | 0 | 0 | 0 | 0 | 0 | 0 | 0 | 0 | 0 | 0
F5_Commercial_Education_New_Space Heating_Natural Gas_Furnace_E9 | F5 | Commercial | Education | New | Space Heating | Natural Gas | Furnace | E9 | RIM BC Ratio | 0 | 0 | 0 | 0 | 0 | 0 | 0 | 0 | 0 | 0 | 0 | 0 | 0 | 0 | 0 | 0 | 0 | 0 | 0 | 0 | 0 | 0 | 0 | 0 | 0 | 0 | 0 | 0 | 0 | 0
F5_Commercial_Education_New_Space Heating_Natural Gas_Furnace_E10 | F5 | Commercial | Education | New | Space Heating | Natural Gas | Furnace | E10 | RIM BC Ratio | 0 | 0 | 0 | 0 | 0 | 0 | 0 | 0 | 0 | 0 | 0 | 0 | 0 | 0 | 0 | 0 | 0 | 0 | 0 | 0 | 0 | 0 | 0 | 0 | 0 | 0 | 0 | 0 | 0 | 0
F0_Commercial_Education_New_Space Heating_Natural Gas_Boiler_E0 | F0 | Commercial | Education | New | Space Heating | Natural Gas | Boiler | E0 | Economic Unit | AFUE 80% (Standard) | AFUE 80% (Standard) | AFUE 80% (Standard) | AFUE 80% (Standard) | AFUE 80% (Standard) | AFUE 80% (Standard) | AFUE 80% (Standard) | AFUE 80% (Standard) | AFUE 80% (Standard) | AFUE 80% (Standard) | AFUE 80% (Standard) | AFUE 80% (Standard) | AFUE 80% (Standard) | AFUE 80% (Standard) | AFUE 80% (Standard) | AFUE 80% (Standard) | AFUE 80% (Standard) | AFUE 80% (Standard) | AFUE 80% (Standard) | AFUE 80% (Standard) | AFUE 80% (Standard) | AFUE 80% (Standard) | 0 | 0 | 0 | 0 | 0 | 0 | 0 | 0
F1_Commercial_Education_New_Space Heating_Natural Gas_Boiler_E1 | F1 | Commercial | Education | New | Space Heating | Natural Gas | Boiler | E1 | CCE | 0 | 0 | 0 | 0 | 0 | 0 | 0 | 0 | 0 | 0 | 0 | 0 | 0 | 0 | 0 | 0 | 0 | 0 | 0 | 0 | 0 | 0 | 0 | 0 | 0 | 0 | 0 | 0 | 0 | 0
F1_Commercial_Education_New_Space Heating_Natural Gas_Boiler_E2 | F1 | Commercial | Education | New | Space Heating | Natural Gas | Boiler | E2 | CCE | 0.020441 | 0.020441 | 0.021475 | 0.021148 | 0.020831 | 0.020435 | 0.020379 | 0.020248 | 0.020126 | 0.019942 | 0.019914 | 0.019822 | 0.01974 | 0.019584 | 0.019605 | 0.019545 | 0.019486 | 0.019358 | 0.019395 | 0.019358 | 0.019329 | 0.019221 | 0 | 0 | 0 | 0 | 0 | 0 | 0 | 0
F1_Commercial_Education_New_Space Heating_Natural Gas_Boiler_E3 | F1 | Commercial | Education | New | Space Heating | Natural Gas | Boiler | E3 | CCE | 0.02064 | 0.02064 | 0.021684 | 0.021354 | 0.021034 | 0.020634 | 0.020577 | 0.020445 | 0.020322 | 0.020136 | 0.020107 | 0.020015 | 0.019932 | 0.019775 | 0.019796 | 0.019735 | 0.019676 | 0.019546 | 0.019584 | 0.019546 | 0.019517 | 0.019408 | 0 | 0 | 0 | 0 | 0 | 0 | 0 | 0
F1_Commercial_Education_New_Space Heating_Natural Gas_Boiler_E4 | F1 | Commercial | Education | New | Space Heating | Natural Gas | Boiler | E4 | CCE | 0.14125 | 0.14125 | 0.14839 | 0.14614 | 0.14395 | 0.14121 | 0.14082 | 0.13992 | 0.13907 | 0.1378 | 0.13761 | 0.13697 | 0.13641 | 0.13533 | 0.13547 | 0.13506 | 0.13465 | 0.13376 | 0.13403 | 0.13376 | 0.13357 | 0.13282 | 0 | 0 | 0 | 0 | 0 | 0 | 0 | 0
F1_Commercial_Education_New_Space Heating_Natural Gas_Boiler_E5 | F1 | Commercial | Education | New | Space Heating | Natural Gas | Boiler | E5 | CCE | 0 | 0 | 0 | 0 | 0 | 0 | 0 | 0 | 0 | 0 | 0 | 0 | 0 | 0 | 0 | 0 | 0 | 0 | 0 | 0 | 0 | 0 | 0 | 0 | 0 | 0 | 0 | 0 | 0 | 0
F1_Commercial_Education_New_Space Heating_Natural Gas_Boiler_E6 | F1 | Commercial | Education | New | Space Heating | Natural Gas | Boiler | E6 | CCE | 0 | 0 | 0 | 0 | 0 | 0 | 0 | 0 | 0 | 0 | 0 | 0 | 0 | 0 | 0 | 0 | 0 | 0 | 0 | 0 | 0 | 0 | 0 | 0 | 0 | 0 | 0 | 0 | 0 | 0
F1_Commercial_Education_New_Space Heating_Natural Gas_Boiler_E7 | F1 | Commercial | Education | New | Space Heating | Natural Gas | Boiler | E7 | CCE | 0 | 0 | 0 | 0 | 0 | 0 | 0 | 0 | 0 | 0 | 0 | 0 | 0 | 0 | 0 | 0 | 0 | 0 | 0 | 0 | 0 | 0 | 0 | 0 | 0 | 0 | 0 | 0 | 0 | 0
F1_Commercial_Education_New_Space Heating_Natural Gas_Boiler_E8 | F1 | Commercial | Education | New | Space Heating | Natural Gas | Boiler | E8 | CCE | 0 | 0 | 0 | 0 | 0 | 0 | 0 | 0 | 0 | 0 | 0 | 0 | 0 | 0 | 0 | 0 | 0 | 0 | 0 | 0 | 0 | 0 | 0 | 0 | 0 | 0 | 0 | 0 | 0 | 0
F1_Commercial_Education_New_Space Heating_Natural Gas_Boiler_E9 | F1 | Commercial | Education | New | Space Heating | Natural Gas | Boiler | E9 | CCE | 0 | 0 | 0 | 0 | 0 | 0 | 0 | 0 | 0 | 0 | 0 | 0 | 0 | 0 | 0 | 0 | 0 | 0 | 0 | 0 | 0 | 0 | 0 | 0 | 0 | 0 | 0 | 0 | 0 | 0
F1_Commercial_Education_New_Space Heating_Natural Gas_Boiler_E10 | F1 | Commercial | Education | New | Space Heating | Natural Gas | Boiler | E10 | CCE | 0 | 0 | 0 | 0 | 0 | 0 | 0 | 0 | 0 | 0 | 0 | 0 | 0 | 0 | 0 | 0 | 0 | 0 | 0 | 0 | 0 | 0 | 0 | 0 | 0 | 0 | 0 | 0 | 0 | 0
F2_Commercial_Education_New_Space Heating_Natural Gas_Boiler_E1 | F2 | Commercial | Education | New | Space Heating | Natural Gas | Boiler | E1 | TRC BC Ratio | 0.9 | 0.9 | 0.9 | 0.9 | 0.9 | 0.9 | 0.9 | 0.9 | 0.9 | 0.9 | 0.9 | 0.9 | 0.9 | 0.9 | 0.9 | 0.9 | 0.9 | 0.9 | 0.9 | 0.9 | 0.9 | 0.9 | 0 | 0 | 0 | 0 | 0 | 0 | 0 | 0
F2_Commercial_Education_New_Space Heating_Natural Gas_Boiler_E2 | F2 | Commercial | Education | New | Space Heating | Natural Gas | Boiler | E2 | TRC BC Ratio | 0.47793 | 0.48369 | 0.48985 | 0.49771 | 0.50704 | 0.51749 | 0.52745 | 0.53673 | 0.54585 | 0.55508 | 0.56465 | 0.57441 | 0.58425 | 0.59449 | 0.60462 | 0.61499 | 0.62579 | 0.63674 | 0.64786 | 0.65907 | 0.67028 | 0.68142 | 0 | 0 | 0 | 0 | 0 | 0 | 0 | 0
F2_Commercial_Education_New_Space Heating_Natural Gas_Boiler_E3 | F2 | Commercial | Education | New | Space Heating | Natural Gas | Boiler | E3 | TRC BC Ratio | 0.47333 | 0.47903 | 0.48514 | 0.49292 | 0.50216 | 0.51251 | 0.52237 | 0.53156 | 0.54059 | 0.54973 | 0.55921 | 0.56888 | 0.57862 | 0.58876 | 0.5988 | 0.60906 | 0.61976 | 0.63061 | 0.64162 | 0.65273 | 0.66382 | 0.67485 | 0 | 0 | 0 | 0 | 0 | 0 | 0 | 0
F2_Commercial_Education_New_Space Heating_Natural Gas_Boiler_E4 | F2 | Commercial | Education | New | Space Heating | Natural Gas | Boiler | E4 | TRC BC Ratio | 0.075683 | 0.076738 | 0.077799 | 0.078971 | 0.080263 | 0.081662 | 0.083071 | 0.084477 | 0.085912 | 0.087397 | 0.088949 | 0.090562 | 0.092236 | 0.093993 | 0.095767 | 0.097578 | 0.099439 | 0.10133 | 0.10326 | 0.10521 | 0.10716 | 0.10911 | 0 | 0 | 0 | 0 | 0 | 0 | 0 | 0
F2_Commercial_Education_New_Space Heating_Natural Gas_Boiler_E5 | F2 | Commercial | Education | New | Space Heating | Natural Gas | Boiler | E5 | TRC BC Ratio | 0 | 0 | 0 | 0 | 0 | 0 | 0 | 0 | 0 | 0 | 0 | 0 | 0 | 0 | 0 | 0 | 0 | 0 | 0 | 0 | 0 | 0 | 0 | 0 | 0 | 0 | 0 | 0 | 0 | 0
F2_Commercial_Education_New_Space Heating_Natural Gas_Boiler_E6 | F2 | Commercial | Education | New | Space Heating | Natural Gas | Boiler | E6 | TRC BC Ratio | 0 | 0 | 0 | 0 | 0 | 0 | 0 | 0 | 0 | 0 | 0 | 0 | 0 | 0 | 0 | 0 | 0 | 0 | 0 | 0 | 0 | 0 | 0 | 0 | 0 | 0 | 0 | 0 | 0 | 0
F2_Commercial_Education_New_Space Heating_Natural Gas_Boiler_E7 | F2 | Commercial | Education | New | Space Heating | Natural Gas | Boiler | E7 | TRC BC Ratio | 0 | 0 | 0 | 0 | 0 | 0 | 0 | 0 | 0 | 0 | 0 | 0 | 0 | 0 | 0 | 0 | 0 | 0 | 0 | 0 | 0 | 0 | 0 | 0 | 0 | 0 | 0 | 0 | 0 | 0
F2_Commercial_Education_New_Space Heating_Natural Gas_Boiler_E8 | F2 | Commercial | Education | New | Space Heating | Natural Gas | Boiler | E8 | TRC BC Ratio | 0 | 0 | 0 | 0 | 0 | 0 | 0 | 0 | 0 | 0 | 0 | 0 | 0 | 0 | 0 | 0 | 0 | 0 | 0 | 0 | 0 | 0 | 0 | 0 | 0 | 0 | 0 | 0 | 0 | 0
F2_Commercial_Education_New_Space Heating_Natural Gas_Boiler_E9 | F2 | Commercial | Education | New | Space Heating | Natural Gas | Boiler | E9 | TRC BC Ratio | 0 | 0 | 0 | 0 | 0 | 0 | 0 | 0 | 0 | 0 | 0 | 0 | 0 | 0 | 0 | 0 | 0 | 0 | 0 | 0 | 0 | 0 | 0 | 0 | 0 | 0 | 0 | 0 | 0 | 0
F2_Commercial_Education_New_Space Heating_Natural Gas_Boiler_E10 | F2 | Commercial | Education | New | Space Heating | Natural Gas | Boiler | E10 | TRC BC Ratio | 0 | 0 | 0 | 0 | 0 | 0 | 0 | 0 | 0 | 0 | 0 | 0 | 0 | 0 | 0 | 0 | 0 | 0 | 0 | 0 | 0 | 0 | 0 | 0 | 0 | 0 | 0 | 0 | 0 | 0
F3_Commercial_Education_New_Space Heating_Natural Gas_Boiler_E1 | F3 | Commercial | Education | New | Space Heating | Natural Gas | Boiler | E1 | PACT BC Ratio | 0.9 | 0.9 | 0.9 | 0.9 | 0.9 | 0.9 | 0.9 | 0.9 | 0.9 | 0.9 | 0.9 | 0.9 | 0.9 | 0.9 | 0.9 | 0.9 | 0.9 | 0.9 | 0.9 | 0.9 | 0.9 | 0.9 | 0 | 0 | 0 | 0 | 0 | 0 | 0 | 0
F3_Commercial_Education_New_Space Heating_Natural Gas_Boiler_E2 | F3 | Commercial | Education | New | Space Heating | Natural Gas | Boiler | E2 | PACT BC Ratio | 0.49216 | 0.49808 | 0.50443 | 0.51252 | 0.52213 | 0.53289 | 0.54315 | 0.5527 | 0.56209 | 0.5716 | 0.58146 | 0.59151 | 0.60164 | 0.61218 | 0.62262 | 0.63329 | 0.64442 | 0.6557 | 0.66714 | 0.67869 | 0.69023 | 0.7017 | 0 | 0 | 0 | 0 | 0 | 0 | 0 | 0
F3_Commercial_Education_New_Space Heating_Natural Gas_Boiler_E3 | F3 | Commercial | Education | New | Space Heating | Natural Gas | Boiler | E3 | PACT BC Ratio | 0.48742 | 0.49329 | 0.49957 | 0.50759 | 0.51711 | 0.52776 | 0.53792 | 0.54738 | 0.55668 | 0.56609 | 0.57586 | 0.58581 | 0.59584 | 0.60629 | 0.61662 | 0.62719 | 0.63821 | 0.64938 | 0.66071 | 0.67215 | 0.68358 | 0.69494 | 0 | 0 | 0 | 0 | 0 | 0 | 0 | 0
F3_Commercial_Education_New_Space Heating_Natural Gas_Boiler_E4 | F3 | Commercial | Education | New | Space Heating | Natural Gas | Boiler | E4 | PACT BC Ratio | 0.077936 | 0.079022 | 0.080115 | 0.081321 | 0.082652 | 0.084093 | 0.085544 | 0.086991 | 0.088469 | 0.089998 | 0.091596 | 0.093257 | 0.094981 | 0.096791 | 0.098617 | 0.10048 | 0.1024 | 0.10435 | 0.10633 | 0.10834 | 0.11035 | 0.11235 | 0 | 0 | 0 | 0 | 0 | 0 | 0 | 0
F3_Commercial_Education_New_Space Heating_Natural Gas_Boiler_E5 | F3 | Commercial | Education | New | Space Heating | Natural Gas | Boiler | E5 | PACT BC Ratio | 0 | 0 | 0 | 0 | 0 | 0 | 0 | 0 | 0 | 0 | 0 | 0 | 0 | 0 | 0 | 0 | 0 | 0 | 0 | 0 | 0 | 0 | 0 | 0 | 0 | 0 | 0 | 0 | 0 | 0
F3_Commercial_Education_New_Space Heating_Natural Gas_Boiler_E6 | F3 | Commercial | Education | New | Space Heating | Natural Gas | Boiler | E6 | PACT BC Ratio | 0 | 0 | 0 | 0 | 0 | 0 | 0 | 0 | 0 | 0 | 0 | 0 | 0 | 0 | 0 | 0 | 0 | 0 | 0 | 0 | 0 | 0 | 0 | 0 | 0 | 0 | 0 | 0 | 0 | 0
F3_Commercial_Education_New_Space Heating_Natural Gas_Boiler_E7 | F3 | Commercial | Education | New | Space Heating | Natural Gas | Boiler | E7 | PACT BC Ratio | 0 | 0 | 0 | 0 | 0 | 0 | 0 | 0 | 0 | 0 | 0 | 0 | 0 | 0 | 0 | 0 | 0 | 0 | 0 | 0 | 0 | 0 | 0 | 0 | 0 | 0 | 0 | 0 | 0 | 0
F3_Commercial_Education_New_Space Heating_Natural Gas_Boiler_E8 | F3 | Commercial | Education | New | Space Heating | Natural Gas | Boiler | E8 | PACT BC Ratio | 0 | 0 | 0 | 0 | 0 | 0 | 0 | 0 | 0 | 0 | 0 | 0 | 0 | 0 | 0 | 0 | 0 | 0 | 0 | 0 | 0 | 0 | 0 | 0 | 0 | 0 | 0 | 0 | 0 | 0
F3_Commercial_Education_New_Space Heating_Natural Gas_Boiler_E9 | F3 | Commercial | Education | New | Space Heating | Natural Gas | Boiler | E9 | PACT BC Ratio | 0 | 0 | 0 | 0 | 0 | 0 | 0 | 0 | 0 | 0 | 0 | 0 | 0 | 0 | 0 | 0 | 0 | 0 | 0 | 0 | 0 | 0 | 0 | 0 | 0 | 0 | 0 | 0 | 0 | 0
F3_Commercial_Education_New_Space Heating_Natural Gas_Boiler_E10 | F3 | Commercial | Education | New | Space Heating | Natural Gas | Boiler | E10 | PACT BC Ratio | 0 | 0 | 0 | 0 | 0 | 0 | 0 | 0 | 0 | 0 | 0 | 0 | 0 | 0 | 0 | 0 | 0 | 0 | 0 | 0 | 0 | 0 | 0 | 0 | 0 | 0 | 0 | 0 | 0 | 0
F4_Commercial_Education_New_Space Heating_Natural Gas_Boiler_E1 | F4 | Commercial | Education | New | Space Heating | Natural Gas | Boiler | E1 | PCT BC Ratio | 0.9 | 0.9 | 0.9 | 0.9 | 0.9 | 0.9 | 0.9 | 0.9 | 0.9 | 0.9 | 0.9 | 0.9 | 0.9 | 0.9 | 0.9 | 0.9 | 0.9 | 0.9 | 0.9 | 0.9 | 0.9 | 0.9 | 0 | 0 | 0 | 0 | 0 | 0 | 0 | 0
F4_Commercial_Education_New_Space Heating_Natural Gas_Boiler_E2 | F4 | Commercial | Education | New | Space Heating | Natural Gas | Boiler | E2 | PCT BC Ratio | 2.1066 | 2.1206 | 2.1356 | 2.1548 | 2.1776 | 2.203 | 2.2273 | 2.2499 | 2.2722 | 2.2947 | 2.318 | 2.3418 | 2.3658 | 2.3908 | 2.4155 | 2.4408 | 2.4671 | 2.4938 | 2.5209 | 2.5483 | 2.5756 | 2.6028 | 0 | 0 | 0 | 0 | 0 | 0 | 0 | 0
F4_Commercial_Education_New_Space Heating_Natural Gas_Boiler_E3 | F4 | Commercial | Education | New | Space Heating | Natural Gas | Boiler | E3 | PCT BC Ratio | 2.0954 | 2.1092 | 2.1241 | 2.1431 | 2.1657 | 2.1909 | 2.2149 | 2.2373 | 2.2594 | 2.2817 | 2.3048 | 2.3283 | 2.3521 | 2.3768 | 2.4013 | 2.4263 | 2.4524 | 2.4789 | 2.5057 | 2.5328 | 2.5599 | 2.5867 | 0 | 0 | 0 | 0 | 0 | 0 | 0 | 0
F4_Commercial_Education_New_Space Heating_Natural Gas_Boiler_E4 | F4 | Commercial | Education | New | Space Heating | Natural Gas | Boiler | E4 | PCT BC Ratio | 1.1257 | 1.1283 | 1.1309 | 1.1337 | 1.1369 | 1.1403 | 1.1437 | 1.1472 | 1.1507 | 1.1543 | 1.1581 | 1.162 | 1.1661 | 1.1704 | 1.1747 | 1.1791 | 1.1836 | 1.1883 | 1.193 | 1.1977 | 1.2025 | 1.2072 | 0 | 0 | 0 | 0 | 0 | 0 | 0 | 0
F4_Commercial_Education_New_Space Heating_Natural Gas_Boiler_E5 | F4 | Commercial | Education | New | Space Heating | Natural Gas | Boiler | E5 | PCT BC Ratio | 0 | 0 | 0 | 0 | 0 | 0 | 0 | 0 | 0 | 0 | 0 | 0 | 0 | 0 | 0 | 0 | 0 | 0 | 0 | 0 | 0 | 0 | 0 | 0 | 0 | 0 | 0 | 0 | 0 | 0
F4_Commercial_Education_New_Space Heating_Natural Gas_Boiler_E6 | F4 | Commercial | Education | New | Space Heating | Natural Gas | Boiler | E6 | PCT BC Ratio | 0 | 0 | 0 | 0 | 0 | 0 | 0 | 0 | 0 | 0 | 0 | 0 | 0 | 0 | 0 | 0 | 0 | 0 | 0 | 0 | 0 | 0 | 0 | 0 | 0 | 0 | 0 | 0 | 0 | 0
F4_Commercial_Education_New_Space Heating_Natural Gas_Boiler_E7 | F4 | Commercial | Education | New | Space Heating | Natural Gas | Boiler | E7 | PCT BC Ratio | 0 | 0 | 0 | 0 | 0 | 0 | 0 | 0 | 0 | 0 | 0 | 0 | 0 | 0 | 0 | 0 | 0 | 0 | 0 | 0 | 0 | 0 | 0 | 0 | 0 | 0 | 0 | 0 | 0 | 0
F4_Commercial_Education_New_Space Heating_Natural Gas_Boiler_E8 | F4 | Commercial | Education | New | Space Heating | Natural Gas | Boiler | E8 | PCT BC Ratio | 0 | 0 | 0 | 0 | 0 | 0 | 0 | 0 | 0 | 0 | 0 | 0 | 0 | 0 | 0 | 0 | 0 | 0 | 0 | 0 | 0 | 0 | 0 | 0 | 0 | 0 | 0 | 0 | 0 | 0
F4_Commercial_Education_New_Space Heating_Natural Gas_Boiler_E9 | F4 | Commercial | Education | New | Space Heating | Natural Gas | Boiler | E9 | PCT BC Ratio | 0 | 0 | 0 | 0 | 0 | 0 | 0 | 0 | 0 | 0 | 0 | 0 | 0 | 0 | 0 | 0 | 0 | 0 | 0 | 0 | 0 | 0 | 0 | 0 | 0 | 0 | 0 | 0 | 0 | 0
F4_Commercial_Education_New_Space Heating_Natural Gas_Boiler_E10 | F4 | Commercial | Education | New | Space Heating | Natural Gas | Boiler | E10 | PCT BC Ratio | 0 | 0 | 0 | 0 | 0 | 0 | 0 | 0 | 0 | 0 | 0 | 0 | 0 | 0 | 0 | 0 | 0 | 0 | 0 | 0 | 0 | 0 | 0 | 0 | 0 | 0 | 0 | 0 | 0 | 0
F5_Commercial_Education_New_Space Heating_Natural Gas_Boiler_E1 | F5 | Commercial | Education | New | Space Heating | Natural Gas | Boiler | E1 | RIM BC Ratio | 0.9 | 0.9 | 0.9 | 0.9 | 0.9 | 0.9 | 0.9 | 0.9 | 0.9 | 0.9 | 0.9 | 0.9 | 0.9 | 0.9 | 0.9 | 0.9 | 0.9 | 0.9 | 0.9 | 0.9 | 0.9 | 0.9 | 0 | 0 | 0 | 0 | 0 | 0 | 0 | 0
F5_Commercial_Education_New_Space Heating_Natural Gas_Boiler_E2 | F5 | Commercial | Education | New | Space Heating | Natural Gas | Boiler | E2 | RIM BC Ratio | 0.3096 | 0.31194 | 0.31442 | 0.31754 | 0.3212 | 0.32524 | 0.32904 | 0.33252 | 0.33589 | 0.33927 | 0.34271 | 0.34618 | 0.34963 | 0.35316 | 0.35661 | 0.36009 | 0.36366 | 0.36722 | 0.37078 | 0.37432 | 0.37781 | 0.38122 | 0 | 0 | 0 | 0 | 0 | 0 | 0 | 0
F5_Commercial_Education_New_Space Heating_Natural Gas_Boiler_E3 | F5 | Commercial | Education | New | Space Heating | Natural Gas | Boiler | E3 | RIM BC Ratio | 0.30772 | 0.31005 | 0.31252 | 0.31564 | 0.31929 | 0.32332 | 0.32711 | 0.33058 | 0.33395 | 0.33732 | 0.34076 | 0.34422 | 0.34766 | 0.35119 | 0.35463 | 0.35811 | 0.36167 | 0.36523 | 0.36879 | 0.37233 | 0.37581 | 0.37921 | 0 | 0 | 0 | 0 | 0 | 0 | 0 | 0
F5_Commercial_Education_New_Space Heating_Natural Gas_Boiler_E4 | F5 | Commercial | Education | New | Space Heating | Natural Gas | Boiler | E4 | RIM BC Ratio | 0.07128 | 0.072188 | 0.073099 | 0.074102 | 0.075205 | 0.076396 | 0.077592 | 0.07878 | 0.079991 | 0.081239 | 0.082538 | 0.083885 | 0.085277 | 0.086733 | 0.088197 | 0.089685 | 0.091209 | 0.092753 | 0.094319 | 0.095895 | 0.097468 | 0.099024 | 0 | 0 | 0 | 0 | 0 | 0 | 0 | 0
F5_Commercial_Education_New_Space Heating_Natural Gas_Boiler_E5 | F5 | Commercial | Education | New | Space Heating | Natural Gas | Boiler | E5 | RIM BC Ratio | 0 | 0 | 0 | 0 | 0 | 0 | 0 | 0 | 0 | 0 | 0 | 0 | 0 | 0 | 0 | 0 | 0 | 0 | 0 | 0 | 0 | 0 | 0 | 0 | 0 | 0 | 0 | 0 | 0 | 0
F5_Commercial_Education_New_Space Heating_Natural Gas_Boiler_E6 | F5 | Commercial | Education | New | Space Heating | Natural Gas | Boiler | E6 | RIM BC Ratio | 0 | 0 | 0 | 0 | 0 | 0 | 0 | 0 | 0 | 0 | 0 | 0 | 0 | 0 | 0 | 0 | 0 | 0 | 0 | 0 | 0 | 0 | 0 | 0 | 0 | 0 | 0 | 0 | 0 | 0
F5_Commercial_Education_New_Space Heating_Natural Gas_Boiler_E7 | F5 | Commercial | Education | New | Space Heating | Natural Gas | Boiler | E7 | RIM BC Ratio | 0 | 0 | 0 | 0 | 0 | 0 | 0 | 0 | 0 | 0 | 0 | 0 | 0 | 0 | 0 | 0 | 0 | 0 | 0 | 0 | 0 | 0 | 0 | 0 | 0 | 0 | 0 | 0 | 0 | 0
F5_Commercial_Education_New_Space Heating_Natural Gas_Boiler_E8 | F5 | Commercial | Education | New | Space Heating | Natural Gas | Boiler | E8 | RIM BC Ratio | 0 | 0 | 0 | 0 | 0 | 0 | 0 | 0 | 0 | 0 | 0 | 0 | 0 | 0 | 0 | 0 | 0 | 0 | 0 | 0 | 0 | 0 | 0 | 0 | 0 | 0 | 0 | 0 | 0 | 0
F5_Commercial_Education_New_Space Heating_Natural Gas_Boiler_E9 | F5 | Commercial | Education | New | Space Heating | Natural Gas | Boiler | E9 | RIM BC Ratio | 0 | 0 | 0 | 0 | 0 | 0 | 0 | 0 | 0 | 0 | 0 | 0 | 0 | 0 | 0 | 0 | 0 | 0 | 0 | 0 | 0 | 0 | 0 | 0 | 0 | 0 | 0 | 0 | 0 | 0
F5_Commercial_Education_New_Space Heating_Natural Gas_Boiler_E10 | F5 | Commercial | Education | New | Space Heating | Natural Gas | Boiler | E10 | RIM BC Ratio | 0 | 0 | 0 | 0 | 0 | 0 | 0 | 0 | 0 | 0 | 0 | 0 | 0 | 0 | 0 | 0 | 0 | 0 | 0 | 0 | 0 | 0 | 0 | 0 | 0 | 0 | 0 | 0 | 0 | 0
F0_Commercial_Education_New_Space Heating_Natural Gas_Unit Heater_E0 | F0 | Commercial | Education | New | Space Heating | Natural Gas | Unit Heater | E0 | Economic Unit | Infrared Radiant | Infrared Radiant | Infrared Radiant | Infrared Radiant | Infrared Radiant | Infrared Radiant | Infrared Radiant | Infrared Radiant | Infrared Radiant | Infrared Radiant | Infrared Radiant | Infrared Radiant | Infrared Radiant | Infrared Radiant | Infrared Radiant | Infrared Radiant | Infrared Radiant | Infrared Radiant | Infrared Radiant | Infrared Radiant | Infrared Radiant | Infrared Radiant | 0 | 0 | 0 | 0 | 0 | 0 | 0 | 0
F1_Commercial_Education_New_Space Heating_Natural Gas_Unit Heater_E1 | F1 | Commercial | Education | New | Space Heating | Natural Gas | Unit Heater | E1 | CCE | 0 | 0 | 0 | 0 | 0 | 0 | 0 | 0 | 0 | 0 | 0 | 0 | 0 | 0 | 0 | 0 | 0 | 0 | 0 | 0 | 0 | 0 | 0 | 0 | 0 | 0 | 0 | 0 | 0 | 0
F1_Commercial_Education_New_Space Heating_Natural Gas_Unit Heater_E2 | F1 | Commercial | Education | New | Space Heating | Natural Gas | Unit Heater | E2 | CCE | 0.025298 | 0.025298 | 0.026577 | 0.026173 | 0.025781 | 0.02529 | 0.025221 | 0.025059 | 0.024908 | 0.024681 | 0.024645 | 0.024532 | 0.024431 | 0.024238 | 0.024263 | 0.024189 | 0.024116 | 0.023957 | 0.024004 | 0.023957 | 0.023922 | 0.023788 | 0 | 0 | 0 | 0 | 0 | 0 | 0 | 0
F1_Commercial_Education_New_Space Heating_Natural Gas_Unit Heater_E3 | F1 | Commercial | Education | New | Space Heating | Natural Gas | Unit Heater | E3 | CCE | 0.0011378 | 0.0011378 | 0.0011954 | 0.0011772 | 0.0011596 | 0.0011375 | 0.0011344 | 0.0011271 | 0.0011203 | 0.0011101 | 0.0011085 | 0.0011034 | 0.0010988 | 0.0010902 | 0.0010913 | 0.001088 | 0.0010847 | 0.0010775 | 0.0010796 | 0.0010775 | 0.001076 | 0.0010699 | 0 | 0 | 0 | 0 | 0 | 0 | 0 | 0
F1_Commercial_Education_New_Space Heating_Natural Gas_Unit Heater_E4 | F1 | Commercial | Education | New | Space Heating | Natural Gas | Unit Heater | E4 | CCE | 0 | 0 | 0 | 0 | 0 | 0 | 0 | 0 | 0 | 0 | 0 | 0 | 0 | 0 | 0 | 0 | 0 | 0 | 0 | 0 | 0 | 0 | 0 | 0 | 0 | 0 | 0 | 0 | 0 | 0
F1_Commercial_Education_New_Space Heating_Natural Gas_Unit Heater_E5 | F1 | Commercial | Education | New | Space Heating | Natural Gas | Unit Heater | E5 | CCE | 0 | 0 | 0 | 0 | 0 | 0 | 0 | 0 | 0 | 0 | 0 | 0 | 0 | 0 | 0 | 0 | 0 | 0 | 0 | 0 | 0 | 0 | 0 | 0 | 0 | 0 | 0 | 0 | 0 | 0
F1_Commercial_Education_New_Space Heating_Natural Gas_Unit Heater_E6 | F1 | Commercial | Education | New | Space Heating | Natural Gas | Unit Heater | E6 | CCE | 0 | 0 | 0 | 0 | 0 | 0 | 0 | 0 | 0 | 0 | 0 | 0 | 0 | 0 | 0 | 0 | 0 | 0 | 0 | 0 | 0 | 0 | 0 | 0 | 0 | 0 | 0 | 0 | 0 | 0
F1_Commercial_Education_New_Space Heating_Natural Gas_Unit Heater_E7 | F1 | Commercial | Education | New | Space Heating | Natural Gas | Unit Heater | E7 | CCE | 0 | 0 | 0 | 0 | 0 | 0 | 0 | 0 | 0 | 0 | 0 | 0 | 0 | 0 | 0 | 0 | 0 | 0 | 0 | 0 | 0 | 0 | 0 | 0 | 0 | 0 | 0 | 0 | 0 | 0
F1_Commercial_Education_New_Space Heating_Natural Gas_Unit Heater_E8 | F1 | Commercial | Education | New | Space Heating | Natural Gas | Unit Heater | E8 | CCE | 0 | 0 | 0 | 0 | 0 | 0 | 0 | 0 | 0 | 0 | 0 | 0 | 0 | 0 | 0 | 0 | 0 | 0 | 0 | 0 | 0 | 0 | 0 | 0 | 0 | 0 | 0 | 0 | 0 | 0
F1_Commercial_Education_New_Space Heating_Natural Gas_Unit Heater_E9 | F1 | Commercial | Education | New | Space Heating | Natural Gas | Unit Heater | E9 | CCE | 0 | 0 | 0 | 0 | 0 | 0 | 0 | 0 | 0 | 0 | 0 | 0 | 0 | 0 | 0 | 0 | 0 | 0 | 0 | 0 | 0 | 0 | 0 | 0 | 0 | 0 | 0 | 0 | 0 | 0
F1_Commercial_Education_New_Space Heating_Natural Gas_Unit Heater_E10 | F1 | Commercial | Education | New | Space Heating | Natural Gas | Unit Heater | E10 | CCE | 0 | 0 | 0 | 0 | 0 | 0 | 0 | 0 | 0 | 0 | 0 | 0 | 0 | 0 | 0 | 0 | 0 | 0 | 0 | 0 | 0 | 0 | 0 | 0 | 0 | 0 | 0 | 0 | 0 | 0
F2_Commercial_Education_New_Space Heating_Natural Gas_Unit Heater_E1 | F2 | Commercial | Education | New | Space Heating | Natural Gas | Unit Heater | E1 | TRC BC Ratio | 0.9 | 0.9 | 0.9 | 0.9 | 0.9 | 0.9 | 0.9 | 0.9 | 0.9 | 0.9 | 0.9 | 0.9 | 0.9 | 0.9 | 0.9 | 0.9 | 0.9 | 0.9 | 0.9 | 0.9 | 0.9 | 0.9 | 0 | 0 | 0 | 0 | 0 | 0 | 0 | 0
F2_Commercial_Education_New_Space Heating_Natural Gas_Unit Heater_E2 | F2 | Commercial | Education | New | Space Heating | Natural Gas | Unit Heater | E2 | TRC BC Ratio | 0.35171 | 0.35472 | 0.35832 | 0.36428 | 0.37222 | 0.3816 | 0.39021 | 0.39788 | 0.40532 | 0.41254 | 0.41981 | 0.42689 | 0.43355 | 0.44022 | 0.44659 | 0.45313 | 0.46012 | 0.46716 | 0.47426 | 0.48138 | 0.48843 | 0.49538 | 0 | 0 | 0 | 0 | 0 | 0 | 0 | 0
F2_Commercial_Education_New_Space Heating_Natural Gas_Unit Heater_E3 | F2 | Commercial | Education | New | Space Heating | Natural Gas | Unit Heater | E3 | TRC BC Ratio | 6.8506 | 6.8286 | 6.8252 | 6.9114 | 7.0978 | 7.356 | 7.5942 | 7.8144 | 8.0481 | 8.2587 | 8.4576 | 8.6317 | 8.7675 | 8.8576 | 8.9311 | 9.0076 | 9.0994 | 9.1891 | 9.2771 | 9.362 | 9.4392 | 9.5076 | 0 | 0 | 0 | 0 | 0 | 0 | 0 | 0
F2_Commercial_Education_New_Space Heating_Natural Gas_Unit Heater_E4 | F2 | Commercial | Education | New | Space Heating | Natural Gas | Unit Heater | E4 | TRC BC Ratio | 0 | 0 | 0 | 0 | 0 | 0 | 0 | 0 | 0 | 0 | 0 | 0 | 0 | 0 | 0 | 0 | 0 | 0 | 0 | 0 | 0 | 0 | 0 | 0 | 0 | 0 | 0 | 0 | 0 | 0
F2_Commercial_Education_New_Space Heating_Natural Gas_Unit Heater_E5 | F2 | Commercial | Education | New | Space Heating | Natural Gas | Unit Heater | E5 | TRC BC Ratio | 0 | 0 | 0 | 0 | 0 | 0 | 0 | 0 | 0 | 0 | 0 | 0 | 0 | 0 | 0 | 0 | 0 | 0 | 0 | 0 | 0 | 0 | 0 | 0 | 0 | 0 | 0 | 0 | 0 | 0
F2_Commercial_Education_New_Space Heating_Natural Gas_Unit Heater_E6 | F2 | Commercial | Education | New | Space Heating | Natural Gas | Unit Heater | E6 | TRC BC Ratio | 0 | 0 | 0 | 0 | 0 | 0 | 0 | 0 | 0 | 0 | 0 | 0 | 0 | 0 | 0 | 0 | 0 | 0 | 0 | 0 | 0 | 0 | 0 | 0 | 0 | 0 | 0 | 0 | 0 | 0
F2_Commercial_Education_New_Space Heating_Natural Gas_Unit Heater_E7 | F2 | Commercial | Education | New | Space Heating | Natural Gas | Unit Heater | E7 | TRC BC Ratio | 0 | 0 | 0 | 0 | 0 | 0 | 0 | 0 | 0 | 0 | 0 | 0 | 0 | 0 | 0 | 0 | 0 | 0 | 0 | 0 | 0 | 0 | 0 | 0 | 0 | 0 | 0 | 0 | 0 | 0
F2_Commercial_Education_New_Space Heating_Natural Gas_Unit Heater_E8 | F2 | Commercial | Education | New | Space Heating | Natural Gas | Unit Heater | E8 | TRC BC Ratio | 0 | 0 | 0 | 0 | 0 | 0 | 0 | 0 | 0 | 0 | 0 | 0 | 0 | 0 | 0 | 0 | 0 | 0 | 0 | 0 | 0 | 0 | 0 | 0 | 0 | 0 | 0 | 0 | 0 | 0
F2_Commercial_Education_New_Space Heating_Natural Gas_Unit Heater_E9 | F2 | Commercial | Education | New | Space Heating | Natural Gas | Unit Heater | E9 | TRC BC Ratio | 0 | 0 | 0 | 0 | 0 | 0 | 0 | 0 | 0 | 0 | 0 | 0 | 0 | 0 | 0 | 0 | 0 | 0 | 0 | 0 | 0 | 0 | 0 | 0 | 0 | 0 | 0 | 0 | 0 | 0
F2_Commercial_Education_New_Space Heating_Natural Gas_Unit Heater_E10 | F2 | Commercial | Education | New | Space Heating | Natural Gas | Unit Heater | E10 | TRC BC Ratio | 0 | 0 | 0 | 0 | 0 | 0 | 0 | 0 | 0 | 0 | 0 | 0 | 0 | 0 | 0 | 0 | 0 | 0 | 0 | 0 | 0 | 0 | 0 | 0 | 0 | 0 | 0 | 0 | 0 | 0
F3_Commercial_Education_New_Space Heating_Natural Gas_Unit Heater_E1 | F3 | Commercial | Education | New | Space Heating | Natural Gas | Unit Heater | E1 | PACT BC Ratio | 0.9 | 0.9 | 0.9 | 0.9 | 0.9 | 0.9 | 0.9 | 0.9 | 0.9 | 0.9 | 0.9 | 0.9 | 0.9 | 0.9 | 0.9 | 0.9 | 0.9 | 0.9 | 0.9 | 0.9 | 0.9 | 0.9 | 0 | 0 | 0 | 0 | 0 | 0 | 0 | 0
F3_Commercial_Education_New_Space Heating_Natural Gas_Unit Heater_E2 | F3 | Commercial | Education | New | Space Heating | Natural Gas | Unit Heater | E2 | PACT BC Ratio | 0.74493 | 0.75131 | 0.75894 | 0.77156 | 0.78839 | 0.80825 | 0.82649 | 0.84273 | 0.85849 | 0.87378 | 0.88919 | 0.90417 | 0.91828 | 0.93241 | 0.94591 | 0.95975 | 0.97456 | 0.98947 | 1.0045 | 1.0196 | 1.0345 | 1.0492 | 0 | 0 | 0 | 0 | 0 | 0 | 0 | 0
F3_Commercial_Education_New_Space Heating_Natural Gas_Unit Heater_E3 | F3 | Commercial | Education | New | Space Heating | Natural Gas | Unit Heater | E3 | PACT BC Ratio | 14.5099 | 14.4632 | 14.4561 | 14.6387 | 15.0334 | 15.5804 | 16.085 | 16.5514 | 17.0463 | 17.4923 | 17.9137 | 18.2824 | 18.5701 | 18.7607 | 18.9164 | 19.0784 | 19.273 | 19.463 | 19.6493 | 19.8292 | 19.9928 | 20.1376 | 0 | 0 | 0 | 0 | 0 | 0 | 0 | 0
F3_Commercial_Education_New_Space Heating_Natural Gas_Unit Heater_E4 | F3 | Commercial | Education | New | Space Heating | Natural Gas | Unit Heater | E4 | PACT BC Ratio | 0 | 0 | 0 | 0 | 0 | 0 | 0 | 0 | 0 | 0 | 0 | 0 | 0 | 0 | 0 | 0 | 0 | 0 | 0 | 0 | 0 | 0 | 0 | 0 | 0 | 0 | 0 | 0 | 0 | 0
F3_Commercial_Education_New_Space Heating_Natural Gas_Unit Heater_E5 | F3 | Commercial | Education | New | Space Heating | Natural Gas | Unit Heater | E5 | PACT BC Ratio | 0 | 0 | 0 | 0 | 0 | 0 | 0 | 0 | 0 | 0 | 0 | 0 | 0 | 0 | 0 | 0 | 0 | 0 | 0 | 0 | 0 | 0 | 0 | 0 | 0 | 0 | 0 | 0 | 0 | 0
F3_Commercial_Education_New_Space Heating_Natural Gas_Unit Heater_E6 | F3 | Commercial | Education | New | Space Heating | Natural Gas | Unit Heater | E6 | PACT BC Ratio | 0 | 0 | 0 | 0 | 0 | 0 | 0 | 0 | 0 | 0 | 0 | 0 | 0 | 0 | 0 | 0 | 0 | 0 | 0 | 0 | 0 | 0 | 0 | 0 | 0 | 0 | 0 | 0 | 0 | 0
F3_Commercial_Education_New_Space Heating_Natural Gas_Unit Heater_E7 | F3 | Commercial | Education | New | Space Heating | Natural Gas | Unit Heater | E7 | PACT BC Ratio | 0 | 0 | 0 | 0 | 0 | 0 | 0 | 0 | 0 | 0 | 0 | 0 | 0 | 0 | 0 | 0 | 0 | 0 | 0 | 0 | 0 | 0 | 0 | 0 | 0 | 0 | 0 | 0 | 0 | 0
F3_Commercial_Education_New_Space Heating_Natural Gas_Unit Heater_E8 | F3 | Commercial | Education | New | Space Heating | Natural Gas | Unit Heater | E8 | PACT BC Ratio | 0 | 0 | 0 | 0 | 0 | 0 | 0 | 0 | 0 | 0 | 0 | 0 | 0 | 0 | 0 | 0 | 0 | 0 | 0 | 0 | 0 | 0 | 0 | 0 | 0 | 0 | 0 | 0 | 0 | 0
F3_Commercial_Education_New_Space Heating_Natural Gas_Unit Heater_E9 | F3 | Commercial | Education | New | Space Heating | Natural Gas | Unit Heater | E9 | PACT BC Ratio | 0 | 0 | 0 | 0 | 0 | 0 | 0 | 0 | 0 | 0 | 0 | 0 | 0 | 0 | 0 | 0 | 0 | 0 | 0 | 0 | 0 | 0 | 0 | 0 | 0 | 0 | 0 | 0 | 0 | 0
F3_Commercial_Education_New_Space Heating_Natural Gas_Unit Heater_E10 | F3 | Commercial | Education | New | Space Heating | Natural Gas | Unit Heater | E10 | PACT BC Ratio | 0 | 0 | 0 | 0 | 0 | 0 | 0 | 0 | 0 | 0 | 0 | 0 | 0 | 0 | 0 | 0 | 0 | 0 | 0 | 0 | 0 | 0 | 0 | 0 | 0 | 0 | 0 | 0 | 0 | 0
F4_Commercial_Education_New_Space Heating_Natural Gas_Unit Heater_E1 | F4 | Commercial | Education | New | Space Heating | Natural Gas | Unit Heater | E1 | PCT BC Ratio | 0.9 | 0.9 | 0.9 | 0.9 | 0.9 | 0.9 | 0.9 | 0.9 | 0.9 | 0.9 | 0.9 | 0.9 | 0.9 | 0.9 | 0.9 | 0.9 | 0.9 | 0.9 | 0.9 | 0.9 | 0.9 | 0.9 | 0 | 0 | 0 | 0 | 0 | 0 | 0 | 0
F4_Commercial_Education_New_Space Heating_Natural Gas_Unit Heater_E2 | F4 | Commercial | Education | New | Space Heating | Natural Gas | Unit Heater | E2 | PCT BC Ratio | 0.85851 | 0.8633 | 0.86903 | 0.87852 | 0.89117 | 0.90609 | 0.9198 | 0.93201 | 0.94385 | 0.95533 | 0.96692 | 0.97818 | 0.98878 | 0.99939 | 1.0095 | 1.0199 | 1.0311 | 1.0423 | 1.0536 | 1.0649 | 1.0761 | 1.0872 | 0 | 0 | 0 | 0 | 0 | 0 | 0 | 0
F4_Commercial_Education_New_Space Heating_Natural Gas_Unit Heater_E3 | F4 | Commercial | Education | New | Space Heating | Natural Gas | Unit Heater | E3 | PCT BC Ratio | 11.2028 | 11.1678 | 11.1624 | 11.2996 | 11.5963 | 12.0073 | 12.3865 | 12.737 | 13.1089 | 13.4441 | 13.7607 | 14.0378 | 14.254 | 14.3973 | 14.5143 | 14.6361 | 14.7822 | 14.925 | 15.0651 | 15.2002 | 15.3232 | 15.432 | 0 | 0 | 0 | 0 | 0 | 0 | 0 | 0
F4_Commercial_Education_New_Space Heating_Natural Gas_Unit Heater_E4 | F4 | Commercial | Education | New | Space Heating | Natural Gas | Unit Heater | E4 | PCT BC Ratio | 0 | 0 | 0 | 0 | 0 | 0 | 0 | 0 | 0 | 0 | 0 | 0 | 0 | 0 | 0 | 0 | 0 | 0 | 0 | 0 | 0 | 0 | 0 | 0 | 0 | 0 | 0 | 0 | 0 | 0
F4_Commercial_Education_New_Space Heating_Natural Gas_Unit Heater_E5 | F4 | Commercial | Education | New | Space Heating | Natural Gas | Unit Heater | E5 | PCT BC Ratio | 0 | 0 | 0 | 0 | 0 | 0 | 0 | 0 | 0 | 0 | 0 | 0 | 0 | 0 | 0 | 0 | 0 | 0 | 0 | 0 | 0 | 0 | 0 | 0 | 0 | 0 | 0 | 0 | 0 | 0
F4_Commercial_Education_New_Space Heating_Natural Gas_Unit Heater_E6 | F4 | Commercial | Education | New | Space Heating | Natural Gas | Unit Heater | E6 | PCT BC Ratio | 0 | 0 | 0 | 0 | 0 | 0 | 0 | 0 | 0 | 0 | 0 | 0 | 0 | 0 | 0 | 0 | 0 | 0 | 0 | 0 | 0 | 0 | 0 | 0 | 0 | 0 | 0 | 0 | 0 | 0
F4_Commercial_Education_New_Space Heating_Natural Gas_Unit Heater_E7 | F4 | Commercial | Education | New | Space Heating | Natural Gas | Unit Heater | E7 | PCT BC Ratio | 0 | 0 | 0 | 0 | 0 | 0 | 0 | 0 | 0 | 0 | 0 | 0 | 0 | 0 | 0 | 0 | 0 | 0 | 0 | 0 | 0 | 0 | 0 | 0 | 0 | 0 | 0 | 0 | 0 | 0
F4_Commercial_Education_New_Space Heating_Natural Gas_Unit Heater_E8 | F4 | Commercial | Education | New | Space Heating | Natural Gas | Unit Heater | E8 | PCT BC Ratio | 0 | 0 | 0 | 0 | 0 | 0 | 0 | 0 | 0 | 0 | 0 | 0 | 0 | 0 | 0 | 0 | 0 | 0 | 0 | 0 | 0 | 0 | 0 | 0 | 0 | 0 | 0 | 0 | 0 | 0
F4_Commercial_Education_New_Space Heating_Natural Gas_Unit Heater_E9 | F4 | Commercial | Education | New | Space Heating | Natural Gas | Unit Heater | E9 | PCT BC Ratio | 0 | 0 | 0 | 0 | 0 | 0 | 0 | 0 | 0 | 0 | 0 | 0 | 0 | 0 | 0 | 0 | 0 | 0 | 0 | 0 | 0 | 0 | 0 | 0 | 0 | 0 | 0 | 0 | 0 | 0
F4_Commercial_Education_New_Space Heating_Natural Gas_Unit Heater_E10 | F4 | Commercial | Education | New | Space Heating | Natural Gas | Unit Heater | E10 | PCT BC Ratio | 0 | 0 | 0 | 0 | 0 | 0 | 0 | 0 | 0 | 0 | 0 | 0 | 0 | 0 | 0 | 0 | 0 | 0 | 0 | 0 | 0 | 0 | 0 | 0 | 0 | 0 | 0 | 0 | 0 | 0
F5_Commercial_Education_New_Space Heating_Natural Gas_Unit Heater_E1 | F5 | Commercial | Education | New | Space Heating | Natural Gas | Unit Heater | E1 | RIM BC Ratio | 0.9 | 0.9 | 0.9 | 0.9 | 0.9 | 0.9 | 0.9 | 0.9 | 0.9 | 0.9 | 0.9 | 0.9 | 0.9 | 0.9 | 0.9 | 0.9 | 0.9 | 0.9 | 0.9 | 0.9 | 0.9 | 0.9 | 0 | 0 | 0 | 0 | 0 | 0 | 0 | 0
F5_Commercial_Education_New_Space Heating_Natural Gas_Unit Heater_E2 | F5 | Commercial | Education | New | Space Heating | Natural Gas | Unit Heater | E2 | RIM BC Ratio | 0.39363 | 0.3954 | 0.3975 | 0.40094 | 0.40544 | 0.41062 | 0.41528 | 0.41934 | 0.42321 | 0.42689 | 0.43054 | 0.43402 | 0.43724 | 0.44042 | 0.44341 | 0.44643 | 0.44961 | 0.45275 | 0.45587 | 0.45896 | 0.46196 | 0.46487 | 0 | 0 | 0 | 0 | 0 | 0 | 0 | 0
F5_Commercial_Education_New_Space Heating_Natural Gas_Unit Heater_E3 | F5 | Commercial | Education | New | Space Heating | Natural Gas | Unit Heater | E3 | RIM BC Ratio | 0.78928 | 0.78914 | 0.78912 | 0.78965 | 0.79077 | 0.79224 | 0.7935 | 0.79461 | 0.79572 | 0.79666 | 0.79752 | 0.79824 | 0.79878 | 0.79913 | 0.79941 | 0.79969 | 0.80003 | 0.80036 | 0.80067 | 0.80096 | 0.80123 | 0.80146 | 0 | 0 | 0 | 0 | 0 | 0 | 0 | 0
F5_Commercial_Education_New_Space Heating_Natural Gas_Unit Heater_E4 | F5 | Commercial | Education | New | Space Heating | Natural Gas | Unit Heater | E4 | RIM BC Ratio | 0 | 0 | 0 | 0 | 0 | 0 | 0 | 0 | 0 | 0 | 0 | 0 | 0 | 0 | 0 | 0 | 0 | 0 | 0 | 0 | 0 | 0 | 0 | 0 | 0 | 0 | 0 | 0 | 0 | 0
F5_Commercial_Education_New_Space Heating_Natural Gas_Unit Heater_E5 | F5 | Commercial | Education | New | Space Heating | Natural Gas | Unit Heater | E5 | RIM BC Ratio | 0 | 0 | 0 | 0 | 0 | 0 | 0 | 0 | 0 | 0 | 0 | 0 | 0 | 0 | 0 | 0 | 0 | 0 | 0 | 0 | 0 | 0 | 0 | 0 | 0 | 0 | 0 | 0 | 0 | 0
F5_Commercial_Education_New_Space Heating_Natural Gas_Unit Heater_E6 | F5 | Commercial | Education | New | Space Heating | Natural Gas | Unit Heater | E6 | RIM BC Ratio | 0 | 0 | 0 | 0 | 0 | 0 | 0 | 0 | 0 | 0 | 0 | 0 | 0 | 0 | 0 | 0 | 0 | 0 | 0 | 0 | 0 | 0 | 0 | 0 | 0 | 0 | 0 | 0 | 0 | 0
F5_Commercial_Education_New_Space Heating_Natural Gas_Unit Heater_E7 | F5 | Commercial | Education | New | Space Heating | Natural Gas | Unit Heater | E7 | RIM BC Ratio | 0 | 0 | 0 | 0 | 0 | 0 | 0 | 0 | 0 | 0 | 0 | 0 | 0 | 0 | 0 | 0 | 0 | 0 | 0 | 0 | 0 | 0 | 0 | 0 | 0 | 0 | 0 | 0 | 0 | 0
F5_Commercial_Education_New_Space Heating_Natural Gas_Unit Heater_E8 | F5 | Commercial | Education | New | Space Heating | Natural Gas | Unit Heater | E8 | RIM BC Ratio | 0 | 0 | 0 | 0 | 0 | 0 | 0 | 0 | 0 | 0 | 0 | 0 | 0 | 0 | 0 | 0 | 0 | 0 | 0 | 0 | 0 | 0 | 0 | 0 | 0 | 0 | 0 | 0 | 0 | 0
F5_Commercial_Education_New_Space Heating_Natural Gas_Unit Heater_E9 | F5 | Commercial | Education | New | Space Heating | Natural Gas | Unit Heater | E9 | RIM BC Ratio | 0 | 0 | 0 | 0 | 0 | 0 | 0 | 0 | 0 | 0 | 0 | 0 | 0 | 0 | 0 | 0 | 0 | 0 | 0 | 0 | 0 | 0 | 0 | 0 | 0 | 0 | 0 | 0 | 0 | 0
F5_Commercial_Education_New_Space Heating_Natural Gas_Unit Heater_E10 | F5 | Commercial | Education | New | Space Heating | Natural Gas | Unit Heater | E10 | RIM BC Ratio | 0 | 0 | 0 | 0 | 0 | 0 | 0 | 0 | 0 | 0 | 0 | 0 | 0 | 0 | 0 | 0 | 0 | 0 | 0 | 0 | 0 | 0 | 0 | 0 | 0 | 0 | 0 | 0 | 0 | 0
F0_Commercial_Education_New_Water Heating_Natural Gas_Water Heater_E0 | F0 | Commercial | Education | New | Water Heating | Natural Gas | Water Heater | E0 | Economic Unit | Gas-Fired Absorption HPWH | Gas-Fired Absorption HPWH | Gas-Fired Absorption HPWH | Gas-Fired Absorption HPWH | Gas-Fired Absorption HPWH | Gas-Fired Absorption HPWH | Gas-Fired Absorption HPWH | Gas-Fired Absorption HPWH | Gas-Fired Absorption HPWH | Gas-Fired Absorption HPWH | Gas-Fired Absorption HPWH | Gas-Fired Absorption HPWH | Gas-Fired Absorption HPWH | Gas-Fired Absorption HPWH | Gas-Fired Absorption HPWH | Gas-Fired Absorption HPWH | Gas-Fired Absorption HPWH | Gas-Fired Absorption HPWH | Gas-Fired Absorption HPWH | Gas-Fired Absorption HPWH | Gas-Fired Absorption HPWH | Gas-Fired Absorption HPWH | 0 | 0 | 0 | 0 | 0 | 0 | 0 | 0
F1_Commercial_Education_New_Water Heating_Natural Gas_Water Heater_E1 | F1 | Commercial | Education | New | Water Heating | Natural Gas | Water Heater | E1 | CCE | 0 | 0 | 0 | 0 | 0 | 0 | 0 | 0 | 0 | 0 | 0 | 0 | 0 | 0 | 0 | 0 | 0 | 0 | 0 | 0 | 0 | 0 | 0 | 0 | 0 | 0 | 0 | 0 | 0 | 0
F1_Commercial_Education_New_Water Heating_Natural Gas_Water Heater_E2 | F1 | Commercial | Education | New | Water Heating | Natural Gas | Water Heater | E2 | CCE | -0.0003178 | -0.0003178 | -0.00033388 | -0.0003288 | -0.00032387 | -0.00031771 | -0.00031684 | -0.0003148 | -0.00031291 | -0.00031005 | -0.00030961 | -0.00030818 | -0.00030691 | -0.00030448 | -0.00030481 | -0.00030387 | -0.00030296 | -0.00030096 | -0.00030155 | -0.00030096 | -0.00030052 | -0.00029884 | 0 | 0 | 0 | 0 | 0 | 0 | 0 | 0
F1_Commercial_Education_New_Water Heating_Natural Gas_Water Heater_E3 | F1 | Commercial | Education | New | Water Heating | Natural Gas | Water Heater | E3 | CCE | 0.00029596 | 0.00029596 | 0.00031092 | 0.0003062 | 0.0003016 | 0.00029587 | 0.00029506 | 0.00029316 | 0.0002914 | 0.00028873 | 0.00028832 | 0.00028699 | 0.00028581 | 0.00028355 | 0.00028385 | 0.00028298 | 0.00028213 | 0.00028027 | 0.00028082 | 0.00028027 | 0.00027986 | 0.0002783 | 0 | 0 | 0 | 0 | 0 | 0 | 0 | 0
F1_Commercial_Education_New_Water Heating_Natural Gas_Water Heater_E4 | F1 | Commercial | Education | New | Water Heating | Natural Gas | Water Heater | E4 | CCE | -0.0012821 | -0.0012821 | -0.001347 | -0.0013265 | -0.0013066 | -0.0012817 | -0.0012782 | -0.00127 | -0.0012624 | -0.0012508 | -0.001249 | -0.0012433 | -0.0012382 | -0.0012284 | -0.0012297 | -0.0012259 | -0.0012222 | -0.0012142 | -0.0012165 | -0.0012142 | -0.0012124 | -0.0012056 | 0 | 0 | 0 | 0 | 0 | 0 | 0 | 0
F1_Commercial_Education_New_Water Heating_Natural Gas_Water Heater_E5 | F1 | Commercial | Education | New | Water Heating | Natural Gas | Water Heater | E5 | CCE | 0 | 0 | 0 | 0 | 0 | 0 | 0 | 0 | 0 | 0 | 0 | 0 | 0 | 0 | 0 | 0 | 0 | 0 | 0 | 0 | 0 | 0 | 0 | 0 | 0 | 0 | 0 | 0 | 0 | 0
F1_Commercial_Education_New_Water Heating_Natural Gas_Water Heater_E6 | F1 | Commercial | Education | New | Water Heating | Natural Gas | Water Heater | E6 | CCE | 0 | 0 | 0 | 0 | 0 | 0 | 0 | 0 | 0 | 0 | 0 | 0 | 0 | 0 | 0 | 0 | 0 | 0 | 0 | 0 | 0 | 0 | 0 | 0 | 0 | 0 | 0 | 0 | 0 | 0
F1_Commercial_Education_New_Water Heating_Natural Gas_Water Heater_E7 | F1 | Commercial | Education | New | Water Heating | Natural Gas | Water Heater | E7 | CCE | 0 | 0 | 0 | 0 | 0 | 0 | 0 | 0 | 0 | 0 | 0 | 0 | 0 | 0 | 0 | 0 | 0 | 0 | 0 | 0 | 0 | 0 | 0 | 0 | 0 | 0 | 0 | 0 | 0 | 0
F1_Commercial_Education_New_Water Heating_Natural Gas_Water Heater_E8 | F1 | Commercial | Education | New | Water Heating | Natural Gas | Water Heater | E8 | CCE | 0 | 0 | 0 | 0 | 0 | 0 | 0 | 0 | 0 | 0 | 0 | 0 | 0 | 0 | 0 | 0 | 0 | 0 | 0 | 0 | 0 | 0 | 0 | 0 | 0 | 0 | 0 | 0 | 0 | 0
F1_Commercial_Education_New_Water Heating_Natural Gas_Water Heater_E9 | F1 | Commercial | Education | New | Water Heating | Natural Gas | Water Heater | E9 | CCE | 0 | 0 | 0 | 0 | 0 | 0 | 0 | 0 | 0 | 0 | 0 | 0 | 0 | 0 | 0 | 0 | 0 | 0 | 0 | 0 | 0 | 0 | 0 | 0 | 0 | 0 | 0 | 0 | 0 | 0
F1_Commercial_Education_New_Water Heating_Natural Gas_Water Heater_E10 | F1 | Commercial | Education | New | Water Heating | Natural Gas | Water Heater | E10 | CCE | 0 | 0 | 0 | 0 | 0 | 0 | 0 | 0 | 0 | 0 | 0 | 0 | 0 | 0 | 0 | 0 | 0 | 0 | 0 | 0 | 0 | 0 | 0 | 0 | 0 | 0 | 0 | 0 | 0 | 0
F2_Commercial_Education_New_Water Heating_Natural Gas_Water Heater_E1 | F2 | Commercial | Education | New | Water Heating | Natural Gas | Water Heater | E1 | TRC BC Ratio | 0.9 | 0.9 | 0.9 | 0.9 | 0.9 | 0.9 | 0.9 | 0.9 | 0.9 | 0.9 | 0.9 | 0.9 | 0.9 | 0.9 | 0.9 | 0.9 | 0.9 | 0.9 | 0.9 | 0.9 | 0.9 | 0.9 | 0 | 0 | 0 | 0 | 0 | 0 | 0 | 0
F2_Commercial_Education_New_Water Heating_Natural Gas_Water Heater_E2 | F2 | Commercial | Education | New | Water Heating | Natural Gas | Water Heater | E2 | TRC BC Ratio | 0.9 | 0.9 | 0.9 | 0.9 | 0.9 | 0.9 | 0.9 | 0.9 | 0.9 | 0.9 | 0.9 | 0.9 | 0.9 | 0.9 | 0.9 | 0.9 | 0.9 | 0.9 | 0.9 | 0.9 | 0.9 | 0.9 | 0 | 0 | 0 | 0 | 0 | 0 | 0 | 0
F2_Commercial_Education_New_Water Heating_Natural Gas_Water Heater_E3 | F2 | Commercial | Education | New | Water Heating | Natural Gas | Water Heater | E3 | TRC BC Ratio | 29.5899 | 29.787 | 30.0425 | 30.5359 | 31.2207 | 32.0448 | 32.793 | 33.4341 | 34.0425 | 34.664 | 35.3294 | 35.9784 | 36.5921 | 37.2102 | 37.7564 | 38.2734 | 38.833 | 39.3946 | 39.9592 | 40.5238 | 41.0779 | 41.6187 | 0 | 0 | 0 | 0 | 0 | 0 | 0 | 0
F2_Commercial_Education_New_Water Heating_Natural Gas_Water Heater_E4 | F2 | Commercial | Education | New | Water Heating | Natural Gas | Water Heater | E4 | TRC BC Ratio | 0.9 | 0.9 | 0.9 | 0.9 | 0.9 | 0.9 | 0.9 | 0.9 | 0.9 | 0.9 | 0.9 | 0.9 | 0.9 | 0.9 | 0.9 | 0.9 | 0.9 | 0.9 | 0.9 | 0.9 | 0.9 | 0.9 | 0 | 0 | 0 | 0 | 0 | 0 | 0 | 0
F2_Commercial_Education_New_Water Heating_Natural Gas_Water Heater_E5 | F2 | Commercial | Education | New | Water Heating | Natural Gas | Water Heater | E5 | TRC BC Ratio | 0 | 0 | 0 | 0 | 0 | 0 | 0 | 0 | 0 | 0 | 0 | 0 | 0 | 0 | 0 | 0 | 0 | 0 | 0 | 0 | 0 | 0 | 0 | 0 | 0 | 0 | 0 | 0 | 0 | 0
F2_Commercial_Education_New_Water Heating_Natural Gas_Water Heater_E6 | F2 | Commercial | Education | New | Water Heating | Natural Gas | Water Heater | E6 | TRC BC Ratio | 0 | 0 | 0 | 0 | 0 | 0 | 0 | 0 | 0 | 0 | 0 | 0 | 0 | 0 | 0 | 0 | 0 | 0 | 0 | 0 | 0 | 0 | 0 | 0 | 0 | 0 | 0 | 0 | 0 | 0
F2_Commercial_Education_New_Water Heating_Natural Gas_Water Heater_E7 | F2 | Commercial | Education | New | Water Heating | Natural Gas | Water Heater | E7 | TRC BC Ratio | 0 | 0 | 0 | 0 | 0 | 0 | 0 | 0 | 0 | 0 | 0 | 0 | 0 | 0 | 0 | 0 | 0 | 0 | 0 | 0 | 0 | 0 | 0 | 0 | 0 | 0 | 0 | 0 | 0 | 0
F2_Commercial_Education_New_Water Heating_Natural Gas_Water Heater_E8 | F2 | Commercial | Education | New | Water Heating | Natural Gas | Water Heater | E8 | TRC BC Ratio | 0 | 0 | 0 | 0 | 0 | 0 | 0 | 0 | 0 | 0 | 0 | 0 | 0 | 0 | 0 | 0 | 0 | 0 | 0 | 0 | 0 | 0 | 0 | 0 | 0 | 0 | 0 | 0 | 0 | 0
F2_Commercial_Education_New_Water Heating_Natural Gas_Water Heater_E9 | F2 | Commercial | Education | New | Water Heating | Natural Gas | Water Heater | E9 | TRC BC Ratio | 0 | 0 | 0 | 0 | 0 | 0 | 0 | 0 | 0 | 0 | 0 | 0 | 0 | 0 | 0 | 0 | 0 | 0 | 0 | 0 | 0 | 0 | 0 | 0 | 0 | 0 | 0 | 0 | 0 | 0
F2_Commercial_Education_New_Water Heating_Natural Gas_Water Heater_E10 | F2 | Commercial | Education | New | Water Heating | Natural Gas | Water Heater | E10 | TRC BC Ratio | 0 | 0 | 0 | 0 | 0 | 0 | 0 | 0 | 0 | 0 | 0 | 0 | 0 | 0 | 0 | 0 | 0 | 0 | 0 | 0 | 0 | 0 | 0 | 0 | 0 | 0 | 0 | 0 | 0 | 0
F3_Commercial_Education_New_Water Heating_Natural Gas_Water Heater_E1 | F3 | Commercial | Education | New | Water Heating | Natural Gas | Water Heater | E1 | PACT BC Ratio | 0.9 | 0.9 | 0.9 | 0.9 | 0.9 | 0.9 | 0.9 | 0.9 | 0.9 | 0.9 | 0.9 | 0.9 | 0.9 | 0.9 | 0.9 | 0.9 | 0.9 | 0.9 | 0.9 | 0.9 | 0.9 | 0.9 | 0 | 0 | 0 | 0 | 0 | 0 | 0 | 0
F3_Commercial_Education_New_Water Heating_Natural Gas_Water Heater_E2 | F3 | Commercial | Education | New | Water Heating | Natural Gas | Water Heater | E2 | PACT BC Ratio | 0.9 | 0.9 | 0.9 | 0.9 | 0.9 | 0.9 | 0.9 | 0.9 | 0.9 | 0.9 | 0.9 | 0.9 | 0.9 | 0.9 | 0.9 | 0.9 | 0.9 | 0.9 | 0.9 | 0.9 | 0.9 | 0.9 | 0 | 0 | 0 | 0 | 0 | 0 | 0 | 0
F3_Commercial_Education_New_Water Heating_Natural Gas_Water Heater_E3 | F3 | Commercial | Education | New | Water Heating | Natural Gas | Water Heater | E3 | PACT BC Ratio | 48.387 | 48.7095 | 49.1272 | 49.934 | 51.0538 | 52.4015 | 53.625 | 54.6733 | 55.6683 | 56.6846 | 57.7726 | 58.834 | 59.8375 | 60.8482 | 61.7413 | 62.5869 | 63.502 | 64.4203 | 65.3435 | 66.2668 | 67.1729 | 68.0573 | 0 | 0 | 0 | 0 | 0 | 0 | 0 | 0
F3_Commercial_Education_New_Water Heating_Natural Gas_Water Heater_E4 | F3 | Commercial | Education | New | Water Heating | Natural Gas | Water Heater | E4 | PACT BC Ratio | 0.9 | 0.9 | 0.9 | 0.9 | 0.9 | 0.9 | 0.9 | 0.9 | 0.9 | 0.9 | 0.9 | 0.9 | 0.9 | 0.9 | 0.9 | 0.9 | 0.9 | 0.9 | 0.9 | 0.9 | 0.9 | 0.9 | 0 | 0 | 0 | 0 | 0 | 0 | 0 | 0
F3_Commercial_Education_New_Water Heating_Natural Gas_Water Heater_E5 | F3 | Commercial | Education | New | Water Heating | Natural Gas | Water Heater | E5 | PACT BC Ratio | 0 | 0 | 0 | 0 | 0 | 0 | 0 | 0 | 0 | 0 | 0 | 0 | 0 | 0 | 0 | 0 | 0 | 0 | 0 | 0 | 0 | 0 | 0 | 0 | 0 | 0 | 0 | 0 | 0 | 0
F3_Commercial_Education_New_Water Heating_Natural Gas_Water Heater_E6 | F3 | Commercial | Education | New | Water Heating | Natural Gas | Water Heater | E6 | PACT BC Ratio | 0 | 0 | 0 | 0 | 0 | 0 | 0 | 0 | 0 | 0 | 0 | 0 | 0 | 0 | 0 | 0 | 0 | 0 | 0 | 0 | 0 | 0 | 0 | 0 | 0 | 0 | 0 | 0 | 0 | 0
F3_Commercial_Education_New_Water Heating_Natural Gas_Water Heater_E7 | F3 | Commercial | Education | New | Water Heating | Natural Gas | Water Heater | E7 | PACT BC Ratio | 0 | 0 | 0 | 0 | 0 | 0 | 0 | 0 | 0 | 0 | 0 | 0 | 0 | 0 | 0 | 0 | 0 | 0 | 0 | 0 | 0 | 0 | 0 | 0 | 0 | 0 | 0 | 0 | 0 | 0
F3_Commercial_Education_New_Water Heating_Natural Gas_Water Heater_E8 | F3 | Commercial | Education | New | Water Heating | Natural Gas | Water Heater | E8 | PACT BC Ratio | 0 | 0 | 0 | 0 | 0 | 0 | 0 | 0 | 0 | 0 | 0 | 0 | 0 | 0 | 0 | 0 | 0 | 0 | 0 | 0 | 0 | 0 | 0 | 0 | 0 | 0 | 0 | 0 | 0 | 0
F3_Commercial_Education_New_Water Heating_Natural Gas_Water Heater_E9 | F3 | Commercial | Education | New | Water Heating | Natural Gas | Water Heater | E9 | PACT BC Ratio | 0 | 0 | 0 | 0 | 0 | 0 | 0 | 0 | 0 | 0 | 0 | 0 | 0 | 0 | 0 | 0 | 0 | 0 | 0 | 0 | 0 | 0 | 0 | 0 | 0 | 0 | 0 | 0 | 0 | 0
F3_Commercial_Education_New_Water Heating_Natural Gas_Water Heater_E10 | F3 | Commercial | Education | New | Water Heating | Natural Gas | Water Heater | E10 | PACT BC Ratio | 0 | 0 | 0 | 0 | 0 | 0 | 0 | 0 | 0 | 0 | 0 | 0 | 0 | 0 | 0 | 0 | 0 | 0 | 0 | 0 | 0 | 0 | 0 | 0 | 0 | 0 | 0 | 0 | 0 | 0
F4_Commercial_Education_New_Water Heating_Natural Gas_Water Heater_E1 | F4 | Commercial | Education | New | Water Heating | Natural Gas | Water Heater | E1 | PCT BC Ratio | 0.9 | 0.9 | 0.9 | 0.9 | 0.9 | 0.9 | 0.9 | 0.9 | 0.9 | 0.9 | 0.9 | 0.9 | 0.9 | 0.9 | 0.9 | 0.9 | 0.9 | 0.9 | 0.9 | 0.9 | 0.9 | 0.9 | 0 | 0 | 0 | 0 | 0 | 0 | 0 | 0
F4_Commercial_Education_New_Water Heating_Natural Gas_Water Heater_E2 | F4 | Commercial | Education | New | Water Heating | Natural Gas | Water Heater | E2 | PCT BC Ratio | 0.9 | 0.9 | 0.9 | 0.9 | 0.9 | 0.9 | 0.9 | 0.9 | 0.9 | 0.9 | 0.9 | 0.9 | 0.9 | 0.9 | 0.9 | 0.9 | 0.9 | 0.9 | 0.9 | 0.9 | 0.9 | 0.9 | 0 | 0 | 0 | 0 | 0 | 0 | 0 | 0
F4_Commercial_Education_New_Water Heating_Natural Gas_Water Heater_E3 | F4 | Commercial | Education | New | Water Heating | Natural Gas | Water Heater | E3 | PCT BC Ratio | 52.5864 | 52.934 | 53.3843 | 54.2539 | 55.461 | 56.9137 | 58.2326 | 59.3626 | 60.4351 | 61.5306 | 62.7034 | 63.8475 | 64.9293 | 66.0187 | 66.9814 | 67.8929 | 68.8793 | 69.8692 | 70.8643 | 71.8596 | 72.8363 | 73.7896 | 0 | 0 | 0 | 0 | 0 | 0 | 0 | 0
F4_Commercial_Education_New_Water Heating_Natural Gas_Water Heater_E4 | F4 | Commercial | Education | New | Water Heating | Natural Gas | Water Heater | E4 | PCT BC Ratio | 0.9 | 0.9 | 0.9 | 0.9 | 0.9 | 0.9 | 0.9 | 0.9 | 0.9 | 0.9 | 0.9 | 0.9 | 0.9 | 0.9 | 0.9 | 0.9 | 0.9 | 0.9 | 0.9 | 0.9 | 0.9 | 0.9 | 0 | 0 | 0 | 0 | 0 | 0 | 0 | 0
F4_Commercial_Education_New_Water Heating_Natural Gas_Water Heater_E5 | F4 | Commercial | Education | New | Water Heating | Natural Gas | Water Heater | E5 | PCT BC Ratio | 0 | 0 | 0 | 0 | 0 | 0 | 0 | 0 | 0 | 0 | 0 | 0 | 0 | 0 | 0 | 0 | 0 | 0 | 0 | 0 | 0 | 0 | 0 | 0 | 0 | 0 | 0 | 0 | 0 | 0
F4_Commercial_Education_New_Water Heating_Natural Gas_Water Heater_E6 | F4 | Commercial | Education | New | Water Heating | Natural Gas | Water Heater | E6 | PCT BC Ratio | 0 | 0 | 0 | 0 | 0 | 0 | 0 | 0 | 0 | 0 | 0 | 0 | 0 | 0 | 0 | 0 | 0 | 0 | 0 | 0 | 0 | 0 | 0 | 0 | 0 | 0 | 0 | 0 | 0 | 0
F4_Commercial_Education_New_Water Heating_Natural Gas_Water Heater_E7 | F4 | Commercial | Education | New | Water Heating | Natural Gas | Water Heater | E7 | PCT BC Ratio | 0 | 0 | 0 | 0 | 0 | 0 | 0 | 0 | 0 | 0 | 0 | 0 | 0 | 0 | 0 | 0 | 0 | 0 | 0 | 0 | 0 | 0 | 0 | 0 | 0 | 0 | 0 | 0 | 0 | 0
F4_Commercial_Education_New_Water Heating_Natural Gas_Water Heater_E8 | F4 | Commercial | Education | New | Water Heating | Natural Gas | Water Heater | E8 | PCT BC Ratio | 0 | 0 | 0 | 0 | 0 | 0 | 0 | 0 | 0 | 0 | 0 | 0 | 0 | 0 | 0 | 0 | 0 | 0 | 0 | 0 | 0 | 0 | 0 | 0 | 0 | 0 | 0 | 0 | 0 | 0
F4_Commercial_Education_New_Water Heating_Natural Gas_Water Heater_E9 | F4 | Commercial | Education | New | Water Heating | Natural Gas | Water Heater | E9 | PCT BC Ratio | 0 | 0 | 0 | 0 | 0 | 0 | 0 | 0 | 0 | 0 | 0 | 0 | 0 | 0 | 0 | 0 | 0 | 0 | 0 | 0 | 0 | 0 | 0 | 0 | 0 | 0 | 0 | 0 | 0 | 0
F4_Commercial_Education_New_Water Heating_Natural Gas_Water Heater_E10 | F4 | Commercial | Education | New | Water Heating | Natural Gas | Water Heater | E10 | PCT BC Ratio | 0 | 0 | 0 | 0 | 0 | 0 | 0 | 0 | 0 | 0 | 0 | 0 | 0 | 0 | 0 | 0 | 0 | 0 | 0 | 0 | 0 | 0 | 0 | 0 | 0 | 0 | 0 | 0 | 0 | 0
F5_Commercial_Education_New_Water Heating_Natural Gas_Water Heater_E1 | F5 | Commercial | Education | New | Water Heating | Natural Gas | Water Heater | E1 | RIM BC Ratio | 0.9 | 0.9 | 0.9 | 0.9 | 0.9 | 0.9 | 0.9 | 0.9 | 0.9 | 0.9 | 0.9 | 0.9 | 0.9 | 0.9 | 0.9 | 0.9 | 0.9 | 0.9 | 0.9 | 0.9 | 0.9 | 0.9 | 0 | 0 | 0 | 0 | 0 | 0 | 0 | 0
F5_Commercial_Education_New_Water Heating_Natural Gas_Water Heater_E2 | F5 | Commercial | Education | New | Water Heating | Natural Gas | Water Heater | E2 | RIM BC Ratio | 0.9 | 0.9 | 0.9 | 0.9 | 0.9 | 0.9 | 0.9 | 0.9 | 0.9 | 0.9 | 0.9 | 0.9 | 0.9 | 0.9 | 0.9 | 0.9 | 0.9 | 0.9 | 0.9 | 0.9 | 0.9 | 0.9 | 0 | 0 | 0 | 0 | 0 | 0 | 0 | 0
F5_Commercial_Education_New_Water Heating_Natural Gas_Water Heater_E3 | F5 | Commercial | Education | New | Water Heating | Natural Gas | Water Heater | E3 | RIM BC Ratio | 0.82053 | 0.82062 | 0.82073 | 0.82096 | 0.82125 | 0.82159 | 0.82189 | 0.82213 | 0.82235 | 0.82257 | 0.82279 | 0.823 | 0.8232 | 0.82338 | 0.82355 | 0.82369 | 0.82385 | 0.824 | 0.82415 | 0.8243 | 0.82443 | 0.82457 | 0 | 0 | 0 | 0 | 0 | 0 | 0 | 0
F5_Commercial_Education_New_Water Heating_Natural Gas_Water Heater_E4 | F5 | Commercial | Education | New | Water Heating | Natural Gas | Water Heater | E4 | RIM BC Ratio | 0.9 | 0.9 | 0.9 | 0.9 | 0.9 | 0.9 | 0.9 | 0.9 | 0.9 | 0.9 | 0.9 | 0.9 | 0.9 | 0.9 | 0.9 | 0.9 | 0.9 | 0.9 | 0.9 | 0.9 | 0.9 | 0.9 | 0 | 0 | 0 | 0 | 0 | 0 | 0 | 0
F5_Commercial_Education_New_Water Heating_Natural Gas_Water Heater_E5 | F5 | Commercial | Education | New | Water Heating | Natural Gas | Water Heater | E5 | RIM BC Ratio | 0 | 0 | 0 | 0 | 0 | 0 | 0 | 0 | 0 | 0 | 0 | 0 | 0 | 0 | 0 | 0 | 0 | 0 | 0 | 0 | 0 | 0 | 0 | 0 | 0 | 0 | 0 | 0 | 0 | 0
F5_Commercial_Education_New_Water Heating_Natural Gas_Water Heater_E6 | F5 | Commercial | Education | New | Water Heating | Natural Gas | Water Heater | E6 | RIM BC Ratio | 0 | 0 | 0 | 0 | 0 | 0 | 0 | 0 | 0 | 0 | 0 | 0 | 0 | 0 | 0 | 0 | 0 | 0 | 0 | 0 | 0 | 0 | 0 | 0 | 0 | 0 | 0 | 0 | 0 | 0
F5_Commercial_Education_New_Water Heating_Natural Gas_Water Heater_E7 | F5 | Commercial | Education | New | Water Heating | Natural Gas | Water Heater | E7 | RIM BC Ratio | 0 | 0 | 0 | 0 | 0 | 0 | 0 | 0 | 0 | 0 | 0 | 0 | 0 | 0 | 0 | 0 | 0 | 0 | 0 | 0 | 0 | 0 | 0 | 0 | 0 | 0 | 0 | 0 | 0 | 0
F5_Commercial_Education_New_Water Heating_Natural Gas_Water Heater_E8 | F5 | Commercial | Education | New | Water Heating | Natural Gas | Water Heater | E8 | RIM BC Ratio | 0 | 0 | 0 | 0 | 0 | 0 | 0 | 0 | 0 | 0 | 0 | 0 | 0 | 0 | 0 | 0 | 0 | 0 | 0 | 0 | 0 | 0 | 0 | 0 | 0 | 0 | 0 | 0 | 0 | 0
F5_Commercial_Education_New_Water Heating_Natural Gas_Water Heater_E9 | F5 | Commercial | Education | New | Water Heating | Natural Gas | Water Heater | E9 | RIM BC Ratio | 0 | 0 | 0 | 0 | 0 | 0 | 0 | 0 | 0 | 0 | 0 | 0 | 0 | 0 | 0 | 0 | 0 | 0 | 0 | 0 | 0 | 0 | 0 | 0 | 0 | 0 | 0 | 0 | 0 | 0
F5_Commercial_Education_New_Water Heating_Natural Gas_Water Heater_E10 | F5 | Commercial | Education | New | Water Heating | Natural Gas | Water Heater | E10 | RIM BC Ratio | 0 | 0 | 0 | 0 | 0 | 0 | 0 | 0 | 0 | 0 | 0 | 0 | 0 | 0 | 0 | 0 | 0 | 0 | 0 | 0 | 0 | 0 | 0 | 0 | 0 | 0 | 0 | 0 | 0 | 0
F0_Commercial_Education_New_Food Preparation_Natural Gas_Oven_E0 | F0 | Commercial | Education | New | Food Preparation | Natural Gas | Oven | E0 | Economic Unit | ENERGY STAR (>44% Baking Efficiency) | ENERGY STAR (>44% Baking Efficiency) | ENERGY STAR (>44% Baking Efficiency) | ENERGY STAR (>44% Baking Efficiency) | ENERGY STAR (>44% Baking Efficiency) | ENERGY STAR (>44% Baking Efficiency) | ENERGY STAR (>44% Baking Efficiency) | ENERGY STAR (>44% Baking Efficiency) | ENERGY STAR (>44% Baking Efficiency) | ENERGY STAR (>44% Baking Efficiency) | ENERGY STAR (>44% Baking Efficiency) | ENERGY STAR (>44% Baking Efficiency) | ENERGY STAR (>44% Baking Efficiency) | ENERGY STAR (>44% Baking Efficiency) | ENERGY STAR (>44% Baking Efficiency) | ENERGY STAR (>44% Baking Efficiency) | ENERGY STAR (>44% Baking Efficiency) | ENERGY STAR (>44% Baking Efficiency) | ENERGY STAR (>44% Baking Efficiency) | ENERGY STAR (>44% Baking Efficiency) | ENERGY STAR (>44% Baking Efficiency) | ENERGY STAR (>44% Baking Efficiency) | 0 | 0 | 0 | 0 | 0 | 0 | 0 | 0
F1_Commercial_Education_New_Food Preparation_Natural Gas_Oven_E1 | F1 | Commercial | Education | New | Food Preparation | Natural Gas | Oven | E1 | CCE | 0 | 0 | 0 | 0 | 0 | 0 | 0 | 0 | 0 | 0 | 0 | 0 | 0 | 0 | 0 | 0 | 0 | 0 | 0 | 0 | 0 | 0 | 0 | 0 | 0 | 0 | 0 | 0 | 0 | 0
F1_Commercial_Education_New_Food Preparation_Natural Gas_Oven_E2 | F1 | Commercial | Education | New | Food Preparation | Natural Gas | Oven | E2 | CCE | 0.00045896 | 0.00045896 | 0.00048217 | 0.00047484 | 0.00046772 | 0.00045882 | 0.00045757 | 0.00045463 | 0.00045189 | 0.00044776 | 0.00044712 | 0.00044507 | 0.00044323 | 0.00043973 | 0.00044019 | 0.00043885 | 0.00043753 | 0.00043464 | 0.00043549 | 0.00043464 | 0.000434 | 0.00043158 | 0 | 0 | 0 | 0 | 0 | 0 | 0 | 0
F1_Commercial_Education_New_Food Preparation_Natural Gas_Oven_E3 | F1 | Commercial | Education | New | Food Preparation | Natural Gas | Oven | E3 | CCE | 0 | 0 | 0 | 0 | 0 | 0 | 0 | 0 | 0 | 0 | 0 | 0 | 0 | 0 | 0 | 0 | 0 | 0 | 0 | 0 | 0 | 0 | 0 | 0 | 0 | 0 | 0 | 0 | 0 | 0
F1_Commercial_Education_New_Food Preparation_Natural Gas_Oven_E4 | F1 | Commercial | Education | New | Food Preparation | Natural Gas | Oven | E4 | CCE | 0 | 0 | 0 | 0 | 0 | 0 | 0 | 0 | 0 | 0 | 0 | 0 | 0 | 0 | 0 | 0 | 0 | 0 | 0 | 0 | 0 | 0 | 0 | 0 | 0 | 0 | 0 | 0 | 0 | 0
F1_Commercial_Education_New_Food Preparation_Natural Gas_Oven_E5 | F1 | Commercial | Education | New | Food Preparation | Natural Gas | Oven | E5 | CCE | 0 | 0 | 0 | 0 | 0 | 0 | 0 | 0 | 0 | 0 | 0 | 0 | 0 | 0 | 0 | 0 | 0 | 0 | 0 | 0 | 0 | 0 | 0 | 0 | 0 | 0 | 0 | 0 | 0 | 0
F1_Commercial_Education_New_Food Preparation_Natural Gas_Oven_E6 | F1 | Commercial | Education | New | Food Preparation | Natural Gas | Oven | E6 | CCE | 0 | 0 | 0 | 0 | 0 | 0 | 0 | 0 | 0 | 0 | 0 | 0 | 0 | 0 | 0 | 0 | 0 | 0 | 0 | 0 | 0 | 0 | 0 | 0 | 0 | 0 | 0 | 0 | 0 | 0
F1_Commercial_Education_New_Food Preparation_Natural Gas_Oven_E7 | F1 | Commercial | Education | New | Food Preparation | Natural Gas | Oven | E7 | CCE | 0 | 0 | 0 | 0 | 0 | 0 | 0 | 0 | 0 | 0 | 0 | 0 | 0 | 0 | 0 | 0 | 0 | 0 | 0 | 0 | 0 | 0 | 0 | 0 | 0 | 0 | 0 | 0 | 0 | 0
F1_Commercial_Education_New_Food Preparation_Natural Gas_Oven_E8 | F1 | Commercial | Education | New | Food Preparation | Natural Gas | Oven | E8 | CCE | 0 | 0 | 0 | 0 | 0 | 0 | 0 | 0 | 0 | 0 | 0 | 0 | 0 | 0 | 0 | 0 | 0 | 0 | 0 | 0 | 0 | 0 | 0 | 0 | 0 | 0 | 0 | 0 | 0 | 0
F1_Commercial_Education_New_Food Preparation_Natural Gas_Oven_E9 | F1 | Commercial | Education | New | Food Preparation | Natural Gas | Oven | E9 | CCE | 0 | 0 | 0 | 0 | 0 | 0 | 0 | 0 | 0 | 0 | 0 | 0 | 0 | 0 | 0 | 0 | 0 | 0 | 0 | 0 | 0 | 0 | 0 | 0 | 0 | 0 | 0 | 0 | 0 | 0
F1_Commercial_Education_New_Food Preparation_Natural Gas_Oven_E10 | F1 | Commercial | Education | New | Food Preparation | Natural Gas | Oven | E10 | CCE | 0 | 0 | 0 | 0 | 0 | 0 | 0 | 0 | 0 | 0 | 0 | 0 | 0 | 0 | 0 | 0 | 0 | 0 | 0 | 0 | 0 | 0 | 0 | 0 | 0 | 0 | 0 | 0 | 0 | 0
F2_Commercial_Education_New_Food Preparation_Natural Gas_Oven_E1 | F2 | Commercial | Education | New | Food Preparation | Natural Gas | Oven | E1 | TRC BC Ratio | 0.9 | 0.9 | 0.9 | 0.9 | 0.9 | 0.9 | 0.9 | 0.9 | 0.9 | 0.9 | 0.9 | 0.9 | 0.9 | 0.9 | 0.9 | 0.9 | 0.9 | 0.9 | 0.9 | 0.9 | 0.9 | 0.9 | 0 | 0 | 0 | 0 | 0 | 0 | 0 | 0
F2_Commercial_Education_New_Food Preparation_Natural Gas_Oven_E2 | F2 | Commercial | Education | New | Food Preparation | Natural Gas | Oven | E2 | TRC BC Ratio | 19.3861 | 19.5519 | 19.7505 | 20.079 | 20.517 | 21.0337 | 21.5085 | 21.9312 | 22.3413 | 22.739 | 23.1401 | 23.5301 | 23.8972 | 24.2648 | 24.6161 | 24.9765 | 25.3618 | 25.7498 | 26.141 | 26.5337 | 26.9222 | 27.305 | 0 | 0 | 0 | 0 | 0 | 0 | 0 | 0
F2_Commercial_Education_New_Food Preparation_Natural Gas_Oven_E3 | F2 | Commercial | Education | New | Food Preparation | Natural Gas | Oven | E3 | TRC BC Ratio | 0 | 0 | 0 | 0 | 0 | 0 | 0 | 0 | 0 | 0 | 0 | 0 | 0 | 0 | 0 | 0 | 0 | 0 | 0 | 0 | 0 | 0 | 0 | 0 | 0 | 0 | 0 | 0 | 0 | 0
F2_Commercial_Education_New_Food Preparation_Natural Gas_Oven_E4 | F2 | Commercial | Education | New | Food Preparation | Natural Gas | Oven | E4 | TRC BC Ratio | 0 | 0 | 0 | 0 | 0 | 0 | 0 | 0 | 0 | 0 | 0 | 0 | 0 | 0 | 0 | 0 | 0 | 0 | 0 | 0 | 0 | 0 | 0 | 0 | 0 | 0 | 0 | 0 | 0 | 0
F2_Commercial_Education_New_Food Preparation_Natural Gas_Oven_E5 | F2 | Commercial | Education | New | Food Preparation | Natural Gas | Oven | E5 | TRC BC Ratio | 0 | 0 | 0 | 0 | 0 | 0 | 0 | 0 | 0 | 0 | 0 | 0 | 0 | 0 | 0 | 0 | 0 | 0 | 0 | 0 | 0 | 0 | 0 | 0 | 0 | 0 | 0 | 0 | 0 | 0
F2_Commercial_Education_New_Food Preparation_Natural Gas_Oven_E6 | F2 | Commercial | Education | New | Food Preparation | Natural Gas | Oven | E6 | TRC BC Ratio | 0 | 0 | 0 | 0 | 0 | 0 | 0 | 0 | 0 | 0 | 0 | 0 | 0 | 0 | 0 | 0 | 0 | 0 | 0 | 0 | 0 | 0 | 0 | 0 | 0 | 0 | 0 | 0 | 0 | 0
F2_Commercial_Education_New_Food Preparation_Natural Gas_Oven_E7 | F2 | Commercial | Education | New | Food Preparation | Natural Gas | Oven | E7 | TRC BC Ratio | 0 | 0 | 0 | 0 | 0 | 0 | 0 | 0 | 0 | 0 | 0 | 0 | 0 | 0 | 0 | 0 | 0 | 0 | 0 | 0 | 0 | 0 | 0 | 0 | 0 | 0 | 0 | 0 | 0 | 0
F2_Commercial_Education_New_Food Preparation_Natural Gas_Oven_E8 | F2 | Commercial | Education | New | Food Preparation | Natural Gas | Oven | E8 | TRC BC Ratio | 0 | 0 | 0 | 0 | 0 | 0 | 0 | 0 | 0 | 0 | 0 | 0 | 0 | 0 | 0 | 0 | 0 | 0 | 0 | 0 | 0 | 0 | 0 | 0 | 0 | 0 | 0 | 0 | 0 | 0
F2_Commercial_Education_New_Food Preparation_Natural Gas_Oven_E9 | F2 | Commercial | Education | New | Food Preparation | Natural Gas | Oven | E9 | TRC BC Ratio | 0 | 0 | 0 | 0 | 0 | 0 | 0 | 0 | 0 | 0 | 0 | 0 | 0 | 0 | 0 | 0 | 0 | 0 | 0 | 0 | 0 | 0 | 0 | 0 | 0 | 0 | 0 | 0 | 0 | 0
F2_Commercial_Education_New_Food Preparation_Natural Gas_Oven_E10 | F2 | Commercial | Education | New | Food Preparation | Natural Gas | Oven | E10 | TRC BC Ratio | 0 | 0 | 0 | 0 | 0 | 0 | 0 | 0 | 0 | 0 | 0 | 0 | 0 | 0 | 0 | 0 | 0 | 0 | 0 | 0 | 0 | 0 | 0 | 0 | 0 | 0 | 0 | 0 | 0 | 0
F3_Commercial_Education_New_Food Preparation_Natural Gas_Oven_E1 | F3 | Commercial | Education | New | Food Preparation | Natural Gas | Oven | E1 | PACT BC Ratio | 0.9 | 0.9 | 0.9 | 0.9 | 0.9 | 0.9 | 0.9 | 0.9 | 0.9 | 0.9 | 0.9 | 0.9 | 0.9 | 0.9 | 0.9 | 0.9 | 0.9 | 0.9 | 0.9 | 0.9 | 0.9 | 0.9 | 0 | 0 | 0 | 0 | 0 | 0 | 0 | 0
F3_Commercial_Education_New_Food Preparation_Natural Gas_Oven_E2 | F3 | Commercial | Education | New | Food Preparation | Natural Gas | Oven | E2 | PACT BC Ratio | 19.3861 | 19.5519 | 19.7505 | 20.079 | 20.517 | 21.0337 | 21.5085 | 21.9312 | 22.3413 | 22.739 | 23.1401 | 23.5301 | 23.8972 | 24.2648 | 24.6161 | 24.9765 | 25.3618 | 25.7498 | 26.141 | 26.5337 | 26.9222 | 27.305 | 0 | 0 | 0 | 0 | 0 | 0 | 0 | 0
F3_Commercial_Education_New_Food Preparation_Natural Gas_Oven_E3 | F3 | Commercial | Education | New | Food Preparation | Natural Gas | Oven | E3 | PACT BC Ratio | 0 | 0 | 0 | 0 | 0 | 0 | 0 | 0 | 0 | 0 | 0 | 0 | 0 | 0 | 0 | 0 | 0 | 0 | 0 | 0 | 0 | 0 | 0 | 0 | 0 | 0 | 0 | 0 | 0 | 0
F3_Commercial_Education_New_Food Preparation_Natural Gas_Oven_E4 | F3 | Commercial | Education | New | Food Preparation | Natural Gas | Oven | E4 | PACT BC Ratio | 0 | 0 | 0 | 0 | 0 | 0 | 0 | 0 | 0 | 0 | 0 | 0 | 0 | 0 | 0 | 0 | 0 | 0 | 0 | 0 | 0 | 0 | 0 | 0 | 0 | 0 | 0 | 0 | 0 | 0
F3_Commercial_Education_New_Food Preparation_Natural Gas_Oven_E5 | F3 | Commercial | Education | New | Food Preparation | Natural Gas | Oven | E5 | PACT BC Ratio | 0 | 0 | 0 | 0 | 0 | 0 | 0 | 0 | 0 | 0 | 0 | 0 | 0 | 0 | 0 | 0 | 0 | 0 | 0 | 0 | 0 | 0 | 0 | 0 | 0 | 0 | 0 | 0 | 0 | 0
F3_Commercial_Education_New_Food Preparation_Natural Gas_Oven_E6 | F3 | Commercial | Education | New | Food Preparation | Natural Gas | Oven | E6 | PACT BC Ratio | 0 | 0 | 0 | 0 | 0 | 0 | 0 | 0 | 0 | 0 | 0 | 0 | 0 | 0 | 0 | 0 | 0 | 0 | 0 | 0 | 0 | 0 | 0 | 0 | 0 | 0 | 0 | 0 | 0 | 0
F3_Commercial_Education_New_Food Preparation_Natural Gas_Oven_E7 | F3 | Commercial | Education | New | Food Preparation | Natural Gas | Oven | E7 | PACT BC Ratio | 0 | 0 | 0 | 0 | 0 | 0 | 0 | 0 | 0 | 0 | 0 | 0 | 0 | 0 | 0 | 0 | 0 | 0 | 0 | 0 | 0 | 0 | 0 | 0 | 0 | 0 | 0 | 0 | 0 | 0
F3_Commercial_Education_New_Food Preparation_Natural Gas_Oven_E8 | F3 | Commercial | Education | New | Food Preparation | Natural Gas | Oven | E8 | PACT BC Ratio | 0 | 0 | 0 | 0 | 0 | 0 | 0 | 0 | 0 | 0 | 0 | 0 | 0 | 0 | 0 | 0 | 0 | 0 | 0 | 0 | 0 | 0 | 0 | 0 | 0 | 0 | 0 | 0 | 0 | 0
F3_Commercial_Education_New_Food Preparation_Natural Gas_Oven_E9 | F3 | Commercial | Education | New | Food Preparation | Natural Gas | Oven | E9 | PACT BC Ratio | 0 | 0 | 0 | 0 | 0 | 0 | 0 | 0 | 0 | 0 | 0 | 0 | 0 | 0 | 0 | 0 | 0 | 0 | 0 | 0 | 0 | 0 | 0 | 0 | 0 | 0 | 0 | 0 | 0 | 0
F3_Commercial_Education_New_Food Preparation_Natural Gas_Oven_E10 | F3 | Commercial | Education | New | Food Preparation | Natural Gas | Oven | E10 | PACT BC Ratio | 0 | 0 | 0 | 0 | 0 | 0 | 0 | 0 | 0 | 0 | 0 | 0 | 0 | 0 | 0 | 0 | 0 | 0 | 0 | 0 | 0 | 0 | 0 | 0 | 0 | 0 | 0 | 0 | 0 | 0
F4_Commercial_Education_New_Food Preparation_Natural Gas_Oven_E1 | F4 | Commercial | Education | New | Food Preparation | Natural Gas | Oven | E1 | PCT BC Ratio | 0.9 | 0.9 | 0.9 | 0.9 | 0.9 | 0.9 | 0.9 | 0.9 | 0.9 | 0.9 | 0.9 | 0.9 | 0.9 | 0.9 | 0.9 | 0.9 | 0.9 | 0.9 | 0.9 | 0.9 | 0.9 | 0.9 | 0 | 0 | 0 | 0 | 0 | 0 | 0 | 0
F4_Commercial_Education_New_Food Preparation_Natural Gas_Oven_E2 | F4 | Commercial | Education | New | Food Preparation | Natural Gas | Oven | E2 | PCT BC Ratio | 49.7741 | 50.1913 | 50.6909 | 51.5175 | 52.6194 | 53.9194 | 55.1139 | 56.1776 | 57.2092 | 58.2099 | 59.2191 | 60.2001 | 61.1237 | 62.0487 | 62.9326 | 63.8392 | 64.8088 | 65.7849 | 66.769 | 67.7572 | 68.7346 | 69.6977 | 0 | 0 | 0 | 0 | 0 | 0 | 0 | 0
F4_Commercial_Education_New_Food Preparation_Natural Gas_Oven_E3 | F4 | Commercial | Education | New | Food Preparation | Natural Gas | Oven | E3 | PCT BC Ratio | 0 | 0 | 0 | 0 | 0 | 0 | 0 | 0 | 0 | 0 | 0 | 0 | 0 | 0 | 0 | 0 | 0 | 0 | 0 | 0 | 0 | 0 | 0 | 0 | 0 | 0 | 0 | 0 | 0 | 0
F4_Commercial_Education_New_Food Preparation_Natural Gas_Oven_E4 | F4 | Commercial | Education | New | Food Preparation | Natural Gas | Oven | E4 | PCT BC Ratio | 0 | 0 | 0 | 0 | 0 | 0 | 0 | 0 | 0 | 0 | 0 | 0 | 0 | 0 | 0 | 0 | 0 | 0 | 0 | 0 | 0 | 0 | 0 | 0 | 0 | 0 | 0 | 0 | 0 | 0
F4_Commercial_Education_New_Food Preparation_Natural Gas_Oven_E5 | F4 | Commercial | Education | New | Food Preparation | Natural Gas | Oven | E5 | PCT BC Ratio | 0 | 0 | 0 | 0 | 0 | 0 | 0 | 0 | 0 | 0 | 0 | 0 | 0 | 0 | 0 | 0 | 0 | 0 | 0 | 0 | 0 | 0 | 0 | 0 | 0 | 0 | 0 | 0 | 0 | 0
F4_Commercial_Education_New_Food Preparation_Natural Gas_Oven_E6 | F4 | Commercial | Education | New | Food Preparation | Natural Gas | Oven | E6 | PCT BC Ratio | 0 | 0 | 0 | 0 | 0 | 0 | 0 | 0 | 0 | 0 | 0 | 0 | 0 | 0 | 0 | 0 | 0 | 0 | 0 | 0 | 0 | 0 | 0 | 0 | 0 | 0 | 0 | 0 | 0 | 0
F4_Commercial_Education_New_Food Preparation_Natural Gas_Oven_E7 | F4 | Commercial | Education | New | Food Preparation | Natural Gas | Oven | E7 | PCT BC Ratio | 0 | 0 | 0 | 0 | 0 | 0 | 0 | 0 | 0 | 0 | 0 | 0 | 0 | 0 | 0 | 0 | 0 | 0 | 0 | 0 | 0 | 0 | 0 | 0 | 0 | 0 | 0 | 0 | 0 | 0
F4_Commercial_Education_New_Food Preparation_Natural Gas_Oven_E8 | F4 | Commercial | Education | New | Food Preparation | Natural Gas | Oven | E8 | PCT BC Ratio | 0 | 0 | 0 | 0 | 0 | 0 | 0 | 0 | 0 | 0 | 0 | 0 | 0 | 0 | 0 | 0 | 0 | 0 | 0 | 0 | 0 | 0 | 0 | 0 | 0 | 0 | 0 | 0 | 0 | 0
F4_Commercial_Education_New_Food Preparation_Natural Gas_Oven_E9 | F4 | Commercial | Education | New | Food Preparation | Natural Gas | Oven | E9 | PCT BC Ratio | 0 | 0 | 0 | 0 | 0 | 0 | 0 | 0 | 0 | 0 | 0 | 0 | 0 | 0 | 0 | 0 | 0 | 0 | 0 | 0 | 0 | 0 | 0 | 0 | 0 | 0 | 0 | 0 | 0 | 0
F4_Commercial_Education_New_Food Preparation_Natural Gas_Oven_E10 | F4 | Commercial | Education | New | Food Preparation | Natural Gas | Oven | E10 | PCT BC Ratio | 0 | 0 | 0 | 0 | 0 | 0 | 0 | 0 | 0 | 0 | 0 | 0 | 0 | 0 | 0 | 0 | 0 | 0 | 0 | 0 | 0 | 0 | 0 | 0 | 0 | 0 | 0 | 0 | 0 | 0
F5_Commercial_Education_New_Food Preparation_Natural Gas_Oven_E1 | F5 | Commercial | Education | New | Food Preparation | Natural Gas | Oven | E1 | RIM BC Ratio | 0.9 | 0.9 | 0.9 | 0.9 | 0.9 | 0.9 | 0.9 | 0.9 | 0.9 | 0.9 | 0.9 | 0.9 | 0.9 | 0.9 | 0.9 | 0.9 | 0.9 | 0.9 | 0.9 | 0.9 | 0.9 | 0.9 | 0 | 0 | 0 | 0 | 0 | 0 | 0 | 0
F5_Commercial_Education_New_Food Preparation_Natural Gas_Oven_E2 | F5 | Commercial | Education | New | Food Preparation | Natural Gas | Oven | E2 | RIM BC Ratio | 0.80022 | 0.80051 | 0.80083 | 0.80137 | 0.80205 | 0.80282 | 0.8035 | 0.80408 | 0.80462 | 0.80513 | 0.80562 | 0.80608 | 0.80651 | 0.80692 | 0.80731 | 0.80769 | 0.80808 | 0.80847 | 0.80885 | 0.80922 | 0.80958 | 0.80992 | 0 | 0 | 0 | 0 | 0 | 0 | 0 | 0
F5_Commercial_Education_New_Food Preparation_Natural Gas_Oven_E3 | F5 | Commercial | Education | New | Food Preparation | Natural Gas | Oven | E3 | RIM BC Ratio | 0 | 0 | 0 | 0 | 0 | 0 | 0 | 0 | 0 | 0 | 0 | 0 | 0 | 0 | 0 | 0 | 0 | 0 | 0 | 0 | 0 | 0 | 0 | 0 | 0 | 0 | 0 | 0 | 0 | 0
F5_Commercial_Education_New_Food Preparation_Natural Gas_Oven_E4 | F5 | Commercial | Education | New | Food Preparation | Natural Gas | Oven | E4 | RIM BC Ratio | 0 | 0 | 0 | 0 | 0 | 0 | 0 | 0 | 0 | 0 | 0 | 0 | 0 | 0 | 0 | 0 | 0 | 0 | 0 | 0 | 0 | 0 | 0 | 0 | 0 | 0 | 0 | 0 | 0 | 0
F5_Commercial_Education_New_Food Preparation_Natural Gas_Oven_E5 | F5 | Commercial | Education | New | Food Preparation | Natural Gas | Oven | E5 | RIM BC Ratio | 0 | 0 | 0 | 0 | 0 | 0 | 0 | 0 | 0 | 0 | 0 | 0 | 0 | 0 | 0 | 0 | 0 | 0 | 0 | 0 | 0 | 0 | 0 | 0 | 0 | 0 | 0 | 0 | 0 | 0
F5_Commercial_Education_New_Food Preparation_Natural Gas_Oven_E6 | F5 | Commercial | Education | New | Food Preparation | Natural Gas | Oven | E6 | RIM BC Ratio | 0 | 0 | 0 | 0 | 0 | 0 | 0 | 0 | 0 | 0 | 0 | 0 | 0 | 0 | 0 | 0 | 0 | 0 | 0 | 0 | 0 | 0 | 0 | 0 | 0 | 0 | 0 | 0 | 0 | 0
F5_Commercial_Education_New_Food Preparation_Natural Gas_Oven_E7 | F5 | Commercial | Education | New | Food Preparation | Natural Gas | Oven | E7 | RIM BC Ratio | 0 | 0 | 0 | 0 | 0 | 0 | 0 | 0 | 0 | 0 | 0 | 0 | 0 | 0 | 0 | 0 | 0 | 0 | 0 | 0 | 0 | 0 | 0 | 0 | 0 | 0 | 0 | 0 | 0 | 0
F5_Commercial_Education_New_Food Preparation_Natural Gas_Oven_E8 | F5 | Commercial | Education | New | Food Preparation | Natural Gas | Oven | E8 | RIM BC Ratio | 0 | 0 | 0 | 0 | 0 | 0 | 0 | 0 | 0 | 0 | 0 | 0 | 0 | 0 | 0 | 0 | 0 | 0 | 0 | 0 | 0 | 0 | 0 | 0 | 0 | 0 | 0 | 0 | 0 | 0
F5_Commercial_Education_New_Food Preparation_Natural Gas_Oven_E9 | F5 | Commercial | Education | New | Food Preparation | Natural Gas | Oven | E9 | RIM BC Ratio | 0 | 0 | 0 | 0 | 0 | 0 | 0 | 0 | 0 | 0 | 0 | 0 | 0 | 0 | 0 | 0 | 0 | 0 | 0 | 0 | 0 | 0 | 0 | 0 | 0 | 0 | 0 | 0 | 0 | 0
F5_Commercial_Education_New_Food Preparation_Natural Gas_Oven_E10 | F5 | Commercial | Education | New | Food Preparation | Natural Gas | Oven | E10 | RIM BC Ratio | 0 | 0 | 0 | 0 | 0 | 0 | 0 | 0 | 0 | 0 | 0 | 0 | 0 | 0 | 0 | 0 | 0 | 0 | 0 | 0 | 0 | 0 | 0 | 0 | 0 | 0 | 0 | 0 | 0 | 0
F0_Commercial_Education_New_Food Preparation_Natural Gas_Conveyor Oven_E0 | F0 | Commercial | Education | New | Food Preparation | Natural Gas | Conveyor Oven | E0 | Economic Unit | Efficient (>44% Baking Efficiency) | Efficient (>44% Baking Efficiency) | Efficient (>44% Baking Efficiency) | Efficient (>44% Baking Efficiency) | Efficient (>44% Baking Efficiency) | Efficient (>44% Baking Efficiency) | Efficient (>44% Baking Efficiency) | Efficient (>44% Baking Efficiency) | Efficient (>44% Baking Efficiency) | Efficient (>44% Baking Efficiency) | Efficient (>44% Baking Efficiency) | Efficient (>44% Baking Efficiency) | Efficient (>44% Baking Efficiency) | Efficient (>44% Baking Efficiency) | Efficient (>44% Baking Efficiency) | Efficient (>44% Baking Efficiency) | Efficient (>44% Baking Efficiency) | Efficient (>44% Baking Efficiency) | Efficient (>44% Baking Efficiency) | Efficient (>44% Baking Efficiency) | Efficient (>44% Baking Efficiency) | Efficient (>44% Baking Efficiency) | 0 | 0 | 0 | 0 | 0 | 0 | 0 | 0
F1_Commercial_Education_New_Food Preparation_Natural Gas_Conveyor Oven_E1 | F1 | Commercial | Education | New | Food Preparation | Natural Gas | Conveyor Oven | E1 | CCE | 0 | 0 | 0 | 0 | 0 | 0 | 0 | 0 | 0 | 0 | 0 | 0 | 0 | 0 | 0 | 0 | 0 | 0 | 0 | 0 | 0 | 0 | 0 | 0 | 0 | 0 | 0 | 0 | 0 | 0
F1_Commercial_Education_New_Food Preparation_Natural Gas_Conveyor Oven_E2 | F1 | Commercial | Education | New | Food Preparation | Natural Gas | Conveyor Oven | E2 | CCE | 0.0034054 | 0.0034054 | 0.0035776 | 0.0035232 | 0.0034703 | 0.0034043 | 0.003395 | 0.0033732 | 0.0033529 | 0.0033223 | 0.0033175 | 0.0033023 | 0.0032887 | 0.0032626 | 0.0032661 | 0.0032561 | 0.0032463 | 0.0032249 | 0.0032312 | 0.0032249 | 0.0032202 | 0.0032022 | 0 | 0 | 0 | 0 | 0 | 0 | 0 | 0
F1_Commercial_Education_New_Food Preparation_Natural Gas_Conveyor Oven_E3 | F1 | Commercial | Education | New | Food Preparation | Natural Gas | Conveyor Oven | E3 | CCE | 0 | 0 | 0 | 0 | 0 | 0 | 0 | 0 | 0 | 0 | 0 | 0 | 0 | 0 | 0 | 0 | 0 | 0 | 0 | 0 | 0 | 0 | 0 | 0 | 0 | 0 | 0 | 0 | 0 | 0
F1_Commercial_Education_New_Food Preparation_Natural Gas_Conveyor Oven_E4 | F1 | Commercial | Education | New | Food Preparation | Natural Gas | Conveyor Oven | E4 | CCE | 0 | 0 | 0 | 0 | 0 | 0 | 0 | 0 | 0 | 0 | 0 | 0 | 0 | 0 | 0 | 0 | 0 | 0 | 0 | 0 | 0 | 0 | 0 | 0 | 0 | 0 | 0 | 0 | 0 | 0
F1_Commercial_Education_New_Food Preparation_Natural Gas_Conveyor Oven_E5 | F1 | Commercial | Education | New | Food Preparation | Natural Gas | Conveyor Oven | E5 | CCE | 0 | 0 | 0 | 0 | 0 | 0 | 0 | 0 | 0 | 0 | 0 | 0 | 0 | 0 | 0 | 0 | 0 | 0 | 0 | 0 | 0 | 0 | 0 | 0 | 0 | 0 | 0 | 0 | 0 | 0
F1_Commercial_Education_New_Food Preparation_Natural Gas_Conveyor Oven_E6 | F1 | Commercial | Education | New | Food Preparation | Natural Gas | Conveyor Oven | E6 | CCE | 0 | 0 | 0 | 0 | 0 | 0 | 0 | 0 | 0 | 0 | 0 | 0 | 0 | 0 | 0 | 0 | 0 | 0 | 0 | 0 | 0 | 0 | 0 | 0 | 0 | 0 | 0 | 0 | 0 | 0
F1_Commercial_Education_New_Food Preparation_Natural Gas_Conveyor Oven_E7 | F1 | Commercial | Education | New | Food Preparation | Natural Gas | Conveyor Oven | E7 | CCE | 0 | 0 | 0 | 0 | 0 | 0 | 0 | 0 | 0 | 0 | 0 | 0 | 0 | 0 | 0 | 0 | 0 | 0 | 0 | 0 | 0 | 0 | 0 | 0 | 0 | 0 | 0 | 0 | 0 | 0
F1_Commercial_Education_New_Food Preparation_Natural Gas_Conveyor Oven_E8 | F1 | Commercial | Education | New | Food Preparation | Natural Gas | Conveyor Oven | E8 | CCE | 0 | 0 | 0 | 0 | 0 | 0 | 0 | 0 | 0 | 0 | 0 | 0 | 0 | 0 | 0 | 0 | 0 | 0 | 0 | 0 | 0 | 0 | 0 | 0 | 0 | 0 | 0 | 0 | 0 | 0
F1_Commercial_Education_New_Food Preparation_Natural Gas_Conveyor Oven_E9 | F1 | Commercial | Education | New | Food Preparation | Natural Gas | Conveyor Oven | E9 | CCE | 0 | 0 | 0 | 0 | 0 | 0 | 0 | 0 | 0 | 0 | 0 | 0 | 0 | 0 | 0 | 0 | 0 | 0 | 0 | 0 | 0 | 0 | 0 | 0 | 0 | 0 | 0 | 0 | 0 | 0
F1_Commercial_Education_New_Food Preparation_Natural Gas_Conveyor Oven_E10 | F1 | Commercial | Education | New | Food Preparation | Natural Gas | Conveyor Oven | E10 | CCE | 0 | 0 | 0 | 0 | 0 | 0 | 0 | 0 | 0 | 0 | 0 | 0 | 0 | 0 | 0 | 0 | 0 | 0 | 0 | 0 | 0 | 0 | 0 | 0 | 0 | 0 | 0 | 0 | 0 | 0
F2_Commercial_Education_New_Food Preparation_Natural Gas_Conveyor Oven_E1 | F2 | Commercial | Education | New | Food Preparation | Natural Gas | Conveyor Oven | E1 | TRC BC Ratio | 0.9 | 0.9 | 0.9 | 0.9 | 0.9 | 0.9 | 0.9 | 0.9 | 0.9 | 0.9 | 0.9 | 0.9 | 0.9 | 0.9 | 0.9 | 0.9 | 0.9 | 0.9 | 0.9 | 0.9 | 0.9 | 0.9 | 0 | 0 | 0 | 0 | 0 | 0 | 0 | 0
F2_Commercial_Education_New_Food Preparation_Natural Gas_Conveyor Oven_E2 | F2 | Commercial | Education | New | Food Preparation | Natural Gas | Conveyor Oven | E2 | TRC BC Ratio | 2.7176 | 2.748 | 2.7824 | 2.8311 | 2.8898 | 2.9554 | 3.0153 | 3.0676 | 3.1163 | 3.1654 | 3.2167 | 3.269 | 3.3215 | 3.3766 | 3.4303 | 3.4854 | 3.5434 | 3.602 | 3.6613 | 3.7212 | 3.781 | 3.8406 | 0 | 0 | 0 | 0 | 0 | 0 | 0 | 0
F2_Commercial_Education_New_Food Preparation_Natural Gas_Conveyor Oven_E3 | F2 | Commercial | Education | New | Food Preparation | Natural Gas | Conveyor Oven | E3 | TRC BC Ratio | 0 | 0 | 0 | 0 | 0 | 0 | 0 | 0 | 0 | 0 | 0 | 0 | 0 | 0 | 0 | 0 | 0 | 0 | 0 | 0 | 0 | 0 | 0 | 0 | 0 | 0 | 0 | 0 | 0 | 0
F2_Commercial_Education_New_Food Preparation_Natural Gas_Conveyor Oven_E4 | F2 | Commercial | Education | New | Food Preparation | Natural Gas | Conveyor Oven | E4 | TRC BC Ratio | 0 | 0 | 0 | 0 | 0 | 0 | 0 | 0 | 0 | 0 | 0 | 0 | 0 | 0 | 0 | 0 | 0 | 0 | 0 | 0 | 0 | 0 | 0 | 0 | 0 | 0 | 0 | 0 | 0 | 0
F2_Commercial_Education_New_Food Preparation_Natural Gas_Conveyor Oven_E5 | F2 | Commercial | Education | New | Food Preparation | Natural Gas | Conveyor Oven | E5 | TRC BC Ratio | 0 | 0 | 0 | 0 | 0 | 0 | 0 | 0 | 0 | 0 | 0 | 0 | 0 | 0 | 0 | 0 | 0 | 0 | 0 | 0 | 0 | 0 | 0 | 0 | 0 | 0 | 0 | 0 | 0 | 0
F2_Commercial_Education_New_Food Preparation_Natural Gas_Conveyor Oven_E6 | F2 | Commercial | Education | New | Food Preparation | Natural Gas | Conveyor Oven | E6 | TRC BC Ratio | 0 | 0 | 0 | 0 | 0 | 0 | 0 | 0 | 0 | 0 | 0 | 0 | 0 | 0 | 0 | 0 | 0 | 0 | 0 | 0 | 0 | 0 | 0 | 0 | 0 | 0 | 0 | 0 | 0 | 0
F2_Commercial_Education_New_Food Preparation_Natural Gas_Conveyor Oven_E7 | F2 | Commercial | Education | New | Food Preparation | Natural Gas | Conveyor Oven | E7 | TRC BC Ratio | 0 | 0 | 0 | 0 | 0 | 0 | 0 | 0 | 0 | 0 | 0 | 0 | 0 | 0 | 0 | 0 | 0 | 0 | 0 | 0 | 0 | 0 | 0 | 0 | 0 | 0 | 0 | 0 | 0 | 0
F2_Commercial_Education_New_Food Preparation_Natural Gas_Conveyor Oven_E8 | F2 | Commercial | Education | New | Food Preparation | Natural Gas | Conveyor Oven | E8 | TRC BC Ratio | 0 | 0 | 0 | 0 | 0 | 0 | 0 | 0 | 0 | 0 | 0 | 0 | 0 | 0 | 0 | 0 | 0 | 0 | 0 | 0 | 0 | 0 | 0 | 0 | 0 | 0 | 0 | 0 | 0 | 0
F2_Commercial_Education_New_Food Preparation_Natural Gas_Conveyor Oven_E9 | F2 | Commercial | Education | New | Food Preparation | Natural Gas | Conveyor Oven | E9 | TRC BC Ratio | 0 | 0 | 0 | 0 | 0 | 0 | 0 | 0 | 0 | 0 | 0 | 0 | 0 | 0 | 0 | 0 | 0 | 0 | 0 | 0 | 0 | 0 | 0 | 0 | 0 | 0 | 0 | 0 | 0 | 0
F2_Commercial_Education_New_Food Preparation_Natural Gas_Conveyor Oven_E10 | F2 | Commercial | Education | New | Food Preparation | Natural Gas | Conveyor Oven | E10 | TRC BC Ratio | 0 | 0 | 0 | 0 | 0 | 0 | 0 | 0 | 0 | 0 | 0 | 0 | 0 | 0 | 0 | 0 | 0 | 0 | 0 | 0 | 0 | 0 | 0 | 0 | 0 | 0 | 0 | 0 | 0 | 0
F3_Commercial_Education_New_Food Preparation_Natural Gas_Conveyor Oven_E1 | F3 | Commercial | Education | New | Food Preparation | Natural Gas | Conveyor Oven | E1 | PACT BC Ratio | 0.9 | 0.9 | 0.9 | 0.9 | 0.9 | 0.9 | 0.9 | 0.9 | 0.9 | 0.9 | 0.9 | 0.9 | 0.9 | 0.9 | 0.9 | 0.9 | 0.9 | 0.9 | 0.9 | 0.9 | 0.9 | 0.9 | 0 | 0 | 0 | 0 | 0 | 0 | 0 | 0
F3_Commercial_Education_New_Food Preparation_Natural Gas_Conveyor Oven_E2 | F3 | Commercial | Education | New | Food Preparation | Natural Gas | Conveyor Oven | E2 | PACT BC Ratio | 6.4385 | 6.5104 | 6.5921 | 6.7074 | 6.8464 | 7.002 | 7.1438 | 7.2678 | 7.3831 | 7.4995 | 7.621 | 7.745 | 7.8692 | 7.9997 | 8.1271 | 8.2575 | 8.3949 | 8.5337 | 8.6743 | 8.8161 | 8.9578 | 9.0991 | 0 | 0 | 0 | 0 | 0 | 0 | 0 | 0
F3_Commercial_Education_New_Food Preparation_Natural Gas_Conveyor Oven_E3 | F3 | Commercial | Education | New | Food Preparation | Natural Gas | Conveyor Oven | E3 | PACT BC Ratio | 0 | 0 | 0 | 0 | 0 | 0 | 0 | 0 | 0 | 0 | 0 | 0 | 0 | 0 | 0 | 0 | 0 | 0 | 0 | 0 | 0 | 0 | 0 | 0 | 0 | 0 | 0 | 0 | 0 | 0
F3_Commercial_Education_New_Food Preparation_Natural Gas_Conveyor Oven_E4 | F3 | Commercial | Education | New | Food Preparation | Natural Gas | Conveyor Oven | E4 | PACT BC Ratio | 0 | 0 | 0 | 0 | 0 | 0 | 0 | 0 | 0 | 0 | 0 | 0 | 0 | 0 | 0 | 0 | 0 | 0 | 0 | 0 | 0 | 0 | 0 | 0 | 0 | 0 | 0 | 0 | 0 | 0
F3_Commercial_Education_New_Food Preparation_Natural Gas_Conveyor Oven_E5 | F3 | Commercial | Education | New | Food Preparation | Natural Gas | Conveyor Oven | E5 | PACT BC Ratio | 0 | 0 | 0 | 0 | 0 | 0 | 0 | 0 | 0 | 0 | 0 | 0 | 0 | 0 | 0 | 0 | 0 | 0 | 0 | 0 | 0 | 0 | 0 | 0 | 0 | 0 | 0 | 0 | 0 | 0
F3_Commercial_Education_New_Food Preparation_Natural Gas_Conveyor Oven_E6 | F3 | Commercial | Education | New | Food Preparation | Natural Gas | Conveyor Oven | E6 | PACT BC Ratio | 0 | 0 | 0 | 0 | 0 | 0 | 0 | 0 | 0 | 0 | 0 | 0 | 0 | 0 | 0 | 0 | 0 | 0 | 0 | 0 | 0 | 0 | 0 | 0 | 0 | 0 | 0 | 0 | 0 | 0
F3_Commercial_Education_New_Food Preparation_Natural Gas_Conveyor Oven_E7 | F3 | Commercial | Education | New | Food Preparation | Natural Gas | Conveyor Oven | E7 | PACT BC Ratio | 0 | 0 | 0 | 0 | 0 | 0 | 0 | 0 | 0 | 0 | 0 | 0 | 0 | 0 | 0 | 0 | 0 | 0 | 0 | 0 | 0 | 0 | 0 | 0 | 0 | 0 | 0 | 0 | 0 | 0
F3_Commercial_Education_New_Food Preparation_Natural Gas_Conveyor Oven_E8 | F3 | Commercial | Education | New | Food Preparation | Natural Gas | Conveyor Oven | E8 | PACT BC Ratio | 0 | 0 | 0 | 0 | 0 | 0 | 0 | 0 | 0 | 0 | 0 | 0 | 0 | 0 | 0 | 0 | 0 | 0 | 0 | 0 | 0 | 0 | 0 | 0 | 0 | 0 | 0 | 0 | 0 | 0
F3_Commercial_Education_New_Food Preparation_Natural Gas_Conveyor Oven_E9 | F3 | Commercial | Education | New | Food Preparation | Natural Gas | Conveyor Oven | E9 | PACT BC Ratio | 0 | 0 | 0 | 0 | 0 | 0 | 0 | 0 | 0 | 0 | 0 | 0 | 0 | 0 | 0 | 0 | 0 | 0 | 0 | 0 | 0 | 0 | 0 | 0 | 0 | 0 | 0 | 0 | 0 | 0
F3_Commercial_Education_New_Food Preparation_Natural Gas_Conveyor Oven_E10 | F3 | Commercial | Education | New | Food Preparation | Natural Gas | Conveyor Oven | E10 | PACT BC Ratio | 0 | 0 | 0 | 0 | 0 | 0 | 0 | 0 | 0 | 0 | 0 | 0 | 0 | 0 | 0 | 0 | 0 | 0 | 0 | 0 | 0 | 0 | 0 | 0 | 0 | 0 | 0 | 0 | 0 | 0
F4_Commercial_Education_New_Food Preparation_Natural Gas_Conveyor Oven_E1 | F4 | Commercial | Education | New | Food Preparation | Natural Gas | Conveyor Oven | E1 | PCT BC Ratio | 0.9 | 0.9 | 0.9 | 0.9 | 0.9 | 0.9 | 0.9 | 0.9 | 0.9 | 0.9 | 0.9 | 0.9 | 0.9 | 0.9 | 0.9 | 0.9 | 0.9 | 0.9 | 0.9 | 0.9 | 0.9 | 0.9 | 0 | 0 | 0 | 0 | 0 | 0 | 0 | 0
F4_Commercial_Education_New_Food Preparation_Natural Gas_Conveyor Oven_E2 | F4 | Commercial | Education | New | Food Preparation | Natural Gas | Conveyor Oven | E2 | PCT BC Ratio | 4.4381 | 4.4848 | 4.5378 | 4.6126 | 4.7029 | 4.8039 | 4.896 | 4.9765 | 5.0514 | 5.1269 | 5.2058 | 5.2863 | 5.3669 | 5.4517 | 5.5344 | 5.619 | 5.7082 | 5.7984 | 5.8896 | 5.9817 | 6.0737 | 6.1654 | 0 | 0 | 0 | 0 | 0 | 0 | 0 | 0
F4_Commercial_Education_New_Food Preparation_Natural Gas_Conveyor Oven_E3 | F4 | Commercial | Education | New | Food Preparation | Natural Gas | Conveyor Oven | E3 | PCT BC Ratio | 0 | 0 | 0 | 0 | 0 | 0 | 0 | 0 | 0 | 0 | 0 | 0 | 0 | 0 | 0 | 0 | 0 | 0 | 0 | 0 | 0 | 0 | 0 | 0 | 0 | 0 | 0 | 0 | 0 | 0
F4_Commercial_Education_New_Food Preparation_Natural Gas_Conveyor Oven_E4 | F4 | Commercial | Education | New | Food Preparation | Natural Gas | Conveyor Oven | E4 | PCT BC Ratio | 0 | 0 | 0 | 0 | 0 | 0 | 0 | 0 | 0 | 0 | 0 | 0 | 0 | 0 | 0 | 0 | 0 | 0 | 0 | 0 | 0 | 0 | 0 | 0 | 0 | 0 | 0 | 0 | 0 | 0
F4_Commercial_Education_New_Food Preparation_Natural Gas_Conveyor Oven_E5 | F4 | Commercial | Education | New | Food Preparation | Natural Gas | Conveyor Oven | E5 | PCT BC Ratio | 0 | 0 | 0 | 0 | 0 | 0 | 0 | 0 | 0 | 0 | 0 | 0 | 0 | 0 | 0 | 0 | 0 | 0 | 0 | 0 | 0 | 0 | 0 | 0 | 0 | 0 | 0 | 0 | 0 | 0
F4_Commercial_Education_New_Food Preparation_Natural Gas_Conveyor Oven_E6 | F4 | Commercial | Education | New | Food Preparation | Natural Gas | Conveyor Oven | E6 | PCT BC Ratio | 0 | 0 | 0 | 0 | 0 | 0 | 0 | 0 | 0 | 0 | 0 | 0 | 0 | 0 | 0 | 0 | 0 | 0 | 0 | 0 | 0 | 0 | 0 | 0 | 0 | 0 | 0 | 0 | 0 | 0
F4_Commercial_Education_New_Food Preparation_Natural Gas_Conveyor Oven_E7 | F4 | Commercial | Education | New | Food Preparation | Natural Gas | Conveyor Oven | E7 | PCT BC Ratio | 0 | 0 | 0 | 0 | 0 | 0 | 0 | 0 | 0 | 0 | 0 | 0 | 0 | 0 | 0 | 0 | 0 | 0 | 0 | 0 | 0 | 0 | 0 | 0 | 0 | 0 | 0 | 0 | 0 | 0
F4_Commercial_Education_New_Food Preparation_Natural Gas_Conveyor Oven_E8 | F4 | Commercial | Education | New | Food Preparation | Natural Gas | Conveyor Oven | E8 | PCT BC Ratio | 0 | 0 | 0 | 0 | 0 | 0 | 0 | 0 | 0 | 0 | 0 | 0 | 0 | 0 | 0 | 0 | 0 | 0 | 0 | 0 | 0 | 0 | 0 | 0 | 0 | 0 | 0 | 0 | 0 | 0
F4_Commercial_Education_New_Food Preparation_Natural Gas_Conveyor Oven_E9 | F4 | Commercial | Education | New | Food Preparation | Natural Gas | Conveyor Oven | E9 | PCT BC Ratio | 0 | 0 | 0 | 0 | 0 | 0 | 0 | 0 | 0 | 0 | 0 | 0 | 0 | 0 | 0 | 0 | 0 | 0 | 0 | 0 | 0 | 0 | 0 | 0 | 0 | 0 | 0 | 0 | 0 | 0
F4_Commercial_Education_New_Food Preparation_Natural Gas_Conveyor Oven_E10 | F4 | Commercial | Education | New | Food Preparation | Natural Gas | Conveyor Oven | E10 | PCT BC Ratio | 0 | 0 | 0 | 0 | 0 | 0 | 0 | 0 | 0 | 0 | 0 | 0 | 0 | 0 | 0 | 0 | 0 | 0 | 0 | 0 | 0 | 0 | 0 | 0 | 0 | 0 | 0 | 0 | 0 | 0
F5_Commercial_Education_New_Food Preparation_Natural Gas_Conveyor Oven_E1 | F5 | Commercial | Education | New | Food Preparation | Natural Gas | Conveyor Oven | E1 | RIM BC Ratio | 0.9 | 0.9 | 0.9 | 0.9 | 0.9 | 0.9 | 0.9 | 0.9 | 0.9 | 0.9 | 0.9 | 0.9 | 0.9 | 0.9 | 0.9 | 0.9 | 0.9 | 0.9 | 0.9 | 0.9 | 0.9 | 0.9 | 0 | 0 | 0 | 0 | 0 | 0 | 0 | 0
F5_Commercial_Education_New_Food Preparation_Natural Gas_Conveyor Oven_E2 | F5 | Commercial | Education | New | Food Preparation | Natural Gas | Conveyor Oven | E2 | RIM BC Ratio | 0.73889 | 0.73983 | 0.74087 | 0.74231 | 0.74398 | 0.74578 | 0.74736 | 0.74869 | 0.7499 | 0.75108 | 0.75229 | 0.75348 | 0.75464 | 0.75582 | 0.75694 | 0.75805 | 0.75919 | 0.76031 | 0.76141 | 0.76249 | 0.76353 | 0.76455 | 0 | 0 | 0 | 0 | 0 | 0 | 0 | 0
F5_Commercial_Education_New_Food Preparation_Natural Gas_Conveyor Oven_E3 | F5 | Commercial | Education | New | Food Preparation | Natural Gas | Conveyor Oven | E3 | RIM BC Ratio | 0 | 0 | 0 | 0 | 0 | 0 | 0 | 0 | 0 | 0 | 0 | 0 | 0 | 0 | 0 | 0 | 0 | 0 | 0 | 0 | 0 | 0 | 0 | 0 | 0 | 0 | 0 | 0 | 0 | 0
F5_Commercial_Education_New_Food Preparation_Natural Gas_Conveyor Oven_E4 | F5 | Commercial | Education | New | Food Preparation | Natural Gas | Conveyor Oven | E4 | RIM BC Ratio | 0 | 0 | 0 | 0 | 0 | 0 | 0 | 0 | 0 | 0 | 0 | 0 | 0 | 0 | 0 | 0 | 0 | 0 | 0 | 0 | 0 | 0 | 0 | 0 | 0 | 0 | 0 | 0 | 0 | 0
F5_Commercial_Education_New_Food Preparation_Natural Gas_Conveyor Oven_E5 | F5 | Commercial | Education | New | Food Preparation | Natural Gas | Conveyor Oven | E5 | RIM BC Ratio | 0 | 0 | 0 | 0 | 0 | 0 | 0 | 0 | 0 | 0 | 0 | 0 | 0 | 0 | 0 | 0 | 0 | 0 | 0 | 0 | 0 | 0 | 0 | 0 | 0 | 0 | 0 | 0 | 0 | 0
F5_Commercial_Education_New_Food Preparation_Natural Gas_Conveyor Oven_E6 | F5 | Commercial | Education | New | Food Preparation | Natural Gas | Conveyor Oven | E6 | RIM BC Ratio | 0 | 0 | 0 | 0 | 0 | 0 | 0 | 0 | 0 | 0 | 0 | 0 | 0 | 0 | 0 | 0 | 0 | 0 | 0 | 0 | 0 | 0 | 0 | 0 | 0 | 0 | 0 | 0 | 0 | 0
F5_Commercial_Education_New_Food Preparation_Natural Gas_Conveyor Oven_E7 | F5 | Commercial | Education | New | Food Preparation | Natural Gas | Conveyor Oven | E7 | RIM BC Ratio | 0 | 0 | 0 | 0 | 0 | 0 | 0 | 0 | 0 | 0 | 0 | 0 | 0 | 0 | 0 | 0 | 0 | 0 | 0 | 0 | 0 | 0 | 0 | 0 | 0 | 0 | 0 | 0 | 0 | 0
F5_Commercial_Education_New_Food Preparation_Natural Gas_Conveyor Oven_E8 | F5 | Commercial | Education | New | Food Preparation | Natural Gas | Conveyor Oven | E8 | RIM BC Ratio | 0 | 0 | 0 | 0 | 0 | 0 | 0 | 0 | 0 | 0 | 0 | 0 | 0 | 0 | 0 | 0 | 0 | 0 | 0 | 0 | 0 | 0 | 0 | 0 | 0 | 0 | 0 | 0 | 0 | 0
F5_Commercial_Education_New_Food Preparation_Natural Gas_Conveyor Oven_E9 | F5 | Commercial | Education | New | Food Preparation | Natural Gas | Conveyor Oven | E9 | RIM BC Ratio | 0 | 0 | 0 | 0 | 0 | 0 | 0 | 0 | 0 | 0 | 0 | 0 | 0 | 0 | 0 | 0 | 0 | 0 | 0 | 0 | 0 | 0 | 0 | 0 | 0 | 0 | 0 | 0 | 0 | 0
F5_Commercial_Education_New_Food Preparation_Natural Gas_Conveyor Oven_E10 | F5 | Commercial | Education | New | Food Preparation | Natural Gas | Conveyor Oven | E10 | RIM BC Ratio | 0 | 0 | 0 | 0 | 0 | 0 | 0 | 0 | 0 | 0 | 0 | 0 | 0 | 0 | 0 | 0 | 0 | 0 | 0 | 0 | 0 | 0 | 0 | 0 | 0 | 0 | 0 | 0 | 0 | 0
F0_Commercial_Education_New_Food Preparation_Natural Gas_Double Rack Oven_E0 | F0 | Commercial | Education | New | Food Preparation | Natural Gas | Double Rack Oven | E0 | Economic Unit | FTSC Qualified (>50% Cooking Efficiency) | FTSC Qualified (>50% Cooking Efficiency) | FTSC Qualified (>50% Cooking Efficiency) | FTSC Qualified (>50% Cooking Efficiency) | FTSC Qualified (>50% Cooking Efficiency) | FTSC Qualified (>50% Cooking Efficiency) | FTSC Qualified (>50% Cooking Efficiency) | FTSC Qualified (>50% Cooking Efficiency) | FTSC Qualified (>50% Cooking Efficiency) | FTSC Qualified (>50% Cooking Efficiency) | FTSC Qualified (>50% Cooking Efficiency) | FTSC Qualified (>50% Cooking Efficiency) | FTSC Qualified (>50% Cooking Efficiency) | FTSC Qualified (>50% Cooking Efficiency) | FTSC Qualified (>50% Cooking Efficiency) | FTSC Qualified (>50% Cooking Efficiency) | FTSC Qualified (>50% Cooking Efficiency) | FTSC Qualified (>50% Cooking Efficiency) | FTSC Qualified (>50% Cooking Efficiency) | FTSC Qualified (>50% Cooking Efficiency) | FTSC Qualified (>50% Cooking Efficiency) | FTSC Qualified (>50% Cooking Efficiency) | 0 | 0 | 0 | 0 | 0 | 0 | 0 | 0
F1_Commercial_Education_New_Food Preparation_Natural Gas_Double Rack Oven_E1 | F1 | Commercial | Education | New | Food Preparation | Natural Gas | Double Rack Oven | E1 | CCE | 0 | 0 | 0 | 0 | 0 | 0 | 0 | 0 | 0 | 0 | 0 | 0 | 0 | 0 | 0 | 0 | 0 | 0 | 0 | 0 | 0 | 0 | 0 | 0 | 0 | 0 | 0 | 0 | 0 | 0
F1_Commercial_Education_New_Food Preparation_Natural Gas_Double Rack Oven_E2 | F1 | Commercial | Education | New | Food Preparation | Natural Gas | Double Rack Oven | E2 | CCE | 0.0030138 | 0.0030138 | 0.0031663 | 0.0031181 | 0.0030713 | 0.0030129 | 0.0030047 | 0.0029854 | 0.0029674 | 0.0029403 | 0.0029361 | 0.0029226 | 0.0029105 | 0.0028875 | 0.0028906 | 0.0028817 | 0.0028731 | 0.0028541 | 0.0028597 | 0.0028541 | 0.0028499 | 0.002834 | 0 | 0 | 0 | 0 | 0 | 0 | 0 | 0
F1_Commercial_Education_New_Food Preparation_Natural Gas_Double Rack Oven_E3 | F1 | Commercial | Education | New | Food Preparation | Natural Gas | Double Rack Oven | E3 | CCE | 0 | 0 | 0 | 0 | 0 | 0 | 0 | 0 | 0 | 0 | 0 | 0 | 0 | 0 | 0 | 0 | 0 | 0 | 0 | 0 | 0 | 0 | 0 | 0 | 0 | 0 | 0 | 0 | 0 | 0
F1_Commercial_Education_New_Food Preparation_Natural Gas_Double Rack Oven_E4 | F1 | Commercial | Education | New | Food Preparation | Natural Gas | Double Rack Oven | E4 | CCE | 0 | 0 | 0 | 0 | 0 | 0 | 0 | 0 | 0 | 0 | 0 | 0 | 0 | 0 | 0 | 0 | 0 | 0 | 0 | 0 | 0 | 0 | 0 | 0 | 0 | 0 | 0 | 0 | 0 | 0
F1_Commercial_Education_New_Food Preparation_Natural Gas_Double Rack Oven_E5 | F1 | Commercial | Education | New | Food Preparation | Natural Gas | Double Rack Oven | E5 | CCE | 0 | 0 | 0 | 0 | 0 | 0 | 0 | 0 | 0 | 0 | 0 | 0 | 0 | 0 | 0 | 0 | 0 | 0 | 0 | 0 | 0 | 0 | 0 | 0 | 0 | 0 | 0 | 0 | 0 | 0
F1_Commercial_Education_New_Food Preparation_Natural Gas_Double Rack Oven_E6 | F1 | Commercial | Education | New | Food Preparation | Natural Gas | Double Rack Oven | E6 | CCE | 0 | 0 | 0 | 0 | 0 | 0 | 0 | 0 | 0 | 0 | 0 | 0 | 0 | 0 | 0 | 0 | 0 | 0 | 0 | 0 | 0 | 0 | 0 | 0 | 0 | 0 | 0 | 0 | 0 | 0
F1_Commercial_Education_New_Food Preparation_Natural Gas_Double Rack Oven_E7 | F1 | Commercial | Education | New | Food Preparation | Natural Gas | Double Rack Oven | E7 | CCE | 0 | 0 | 0 | 0 | 0 | 0 | 0 | 0 | 0 | 0 | 0 | 0 | 0 | 0 | 0 | 0 | 0 | 0 | 0 | 0 | 0 | 0 | 0 | 0 | 0 | 0 | 0 | 0 | 0 | 0
F1_Commercial_Education_New_Food Preparation_Natural Gas_Double Rack Oven_E8 | F1 | Commercial | Education | New | Food Preparation | Natural Gas | Double Rack Oven | E8 | CCE | 0 | 0 | 0 | 0 | 0 | 0 | 0 | 0 | 0 | 0 | 0 | 0 | 0 | 0 | 0 | 0 | 0 | 0 | 0 | 0 | 0 | 0 | 0 | 0 | 0 | 0 | 0 | 0 | 0 | 0
F1_Commercial_Education_New_Food Preparation_Natural Gas_Double Rack Oven_E9 | F1 | Commercial | Education | New | Food Preparation | Natural Gas | Double Rack Oven | E9 | CCE | 0 | 0 | 0 | 0 | 0 | 0 | 0 | 0 | 0 | 0 | 0 | 0 | 0 | 0 | 0 | 0 | 0 | 0 | 0 | 0 | 0 | 0 | 0 | 0 | 0 | 0 | 0 | 0 | 0 | 0
F1_Commercial_Education_New_Food Preparation_Natural Gas_Double Rack Oven_E10 | F1 | Commercial | Education | New | Food Preparation | Natural Gas | Double Rack Oven | E10 | CCE | 0 | 0 | 0 | 0 | 0 | 0 | 0 | 0 | 0 | 0 | 0 | 0 | 0 | 0 | 0 | 0 | 0 | 0 | 0 | 0 | 0 | 0 | 0 | 0 | 0 | 0 | 0 | 0 | 0 | 0
F2_Commercial_Education_New_Food Preparation_Natural Gas_Double Rack Oven_E1 | F2 | Commercial | Education | New | Food Preparation | Natural Gas | Double Rack Oven | E1 | TRC BC Ratio | 0.9 | 0.9 | 0.9 | 0.9 | 0.9 | 0.9 | 0.9 | 0.9 | 0.9 | 0.9 | 0.9 | 0.9 | 0.9 | 0.9 | 0.9 | 0.9 | 0.9 | 0.9 | 0.9 | 0.9 | 0.9 | 0.9 | 0 | 0 | 0 | 0 | 0 | 0 | 0 | 0
F2_Commercial_Education_New_Food Preparation_Natural Gas_Double Rack Oven_E2 | F2 | Commercial | Education | New | Food Preparation | Natural Gas | Double Rack Oven | E2 | TRC BC Ratio | 2.9522 | 2.9775 | 3.0077 | 3.0577 | 3.1244 | 3.2031 | 3.2754 | 3.3398 | 3.4022 | 3.4628 | 3.5239 | 3.5833 | 3.6392 | 3.6952 | 3.7487 | 3.8035 | 3.8622 | 3.9213 | 3.9809 | 4.0407 | 4.0999 | 4.1582 | 0 | 0 | 0 | 0 | 0 | 0 | 0 | 0
F2_Commercial_Education_New_Food Preparation_Natural Gas_Double Rack Oven_E3 | F2 | Commercial | Education | New | Food Preparation | Natural Gas | Double Rack Oven | E3 | TRC BC Ratio | 0 | 0 | 0 | 0 | 0 | 0 | 0 | 0 | 0 | 0 | 0 | 0 | 0 | 0 | 0 | 0 | 0 | 0 | 0 | 0 | 0 | 0 | 0 | 0 | 0 | 0 | 0 | 0 | 0 | 0
F2_Commercial_Education_New_Food Preparation_Natural Gas_Double Rack Oven_E4 | F2 | Commercial | Education | New | Food Preparation | Natural Gas | Double Rack Oven | E4 | TRC BC Ratio | 0 | 0 | 0 | 0 | 0 | 0 | 0 | 0 | 0 | 0 | 0 | 0 | 0 | 0 | 0 | 0 | 0 | 0 | 0 | 0 | 0 | 0 | 0 | 0 | 0 | 0 | 0 | 0 | 0 | 0
F2_Commercial_Education_New_Food Preparation_Natural Gas_Double Rack Oven_E5 | F2 | Commercial | Education | New | Food Preparation | Natural Gas | Double Rack Oven | E5 | TRC BC Ratio | 0 | 0 | 0 | 0 | 0 | 0 | 0 | 0 | 0 | 0 | 0 | 0 | 0 | 0 | 0 | 0 | 0 | 0 | 0 | 0 | 0 | 0 | 0 | 0 | 0 | 0 | 0 | 0 | 0 | 0
F2_Commercial_Education_New_Food Preparation_Natural Gas_Double Rack Oven_E6 | F2 | Commercial | Education | New | Food Preparation | Natural Gas | Double Rack Oven | E6 | TRC BC Ratio | 0 | 0 | 0 | 0 | 0 | 0 | 0 | 0 | 0 | 0 | 0 | 0 | 0 | 0 | 0 | 0 | 0 | 0 | 0 | 0 | 0 | 0 | 0 | 0 | 0 | 0 | 0 | 0 | 0 | 0
F2_Commercial_Education_New_Food Preparation_Natural Gas_Double Rack Oven_E7 | F2 | Commercial | Education | New | Food Preparation | Natural Gas | Double Rack Oven | E7 | TRC BC Ratio | 0 | 0 | 0 | 0 | 0 | 0 | 0 | 0 | 0 | 0 | 0 | 0 | 0 | 0 | 0 | 0 | 0 | 0 | 0 | 0 | 0 | 0 | 0 | 0 | 0 | 0 | 0 | 0 | 0 | 0
F2_Commercial_Education_New_Food Preparation_Natural Gas_Double Rack Oven_E8 | F2 | Commercial | Education | New | Food Preparation | Natural Gas | Double Rack Oven | E8 | TRC BC Ratio | 0 | 0 | 0 | 0 | 0 | 0 | 0 | 0 | 0 | 0 | 0 | 0 | 0 | 0 | 0 | 0 | 0 | 0 | 0 | 0 | 0 | 0 | 0 | 0 | 0 | 0 | 0 | 0 | 0 | 0
F2_Commercial_Education_New_Food Preparation_Natural Gas_Double Rack Oven_E9 | F2 | Commercial | Education | New | Food Preparation | Natural Gas | Double Rack Oven | E9 | TRC BC Ratio | 0 | 0 | 0 | 0 | 0 | 0 | 0 | 0 | 0 | 0 | 0 | 0 | 0 | 0 | 0 | 0 | 0 | 0 | 0 | 0 | 0 | 0 | 0 | 0 | 0 | 0 | 0 | 0 | 0 | 0
F2_Commercial_Education_New_Food Preparation_Natural Gas_Double Rack Oven_E10 | F2 | Commercial | Education | New | Food Preparation | Natural Gas | Double Rack Oven | E10 | TRC BC Ratio | 0 | 0 | 0 | 0 | 0 | 0 | 0 | 0 | 0 | 0 | 0 | 0 | 0 | 0 | 0 | 0 | 0 | 0 | 0 | 0 | 0 | 0 | 0 | 0 | 0 | 0 | 0 | 0 | 0 | 0
F3_Commercial_Education_New_Food Preparation_Natural Gas_Double Rack Oven_E1 | F3 | Commercial | Education | New | Food Preparation | Natural Gas | Double Rack Oven | E1 | PACT BC Ratio | 0.9 | 0.9 | 0.9 | 0.9 | 0.9 | 0.9 | 0.9 | 0.9 | 0.9 | 0.9 | 0.9 | 0.9 | 0.9 | 0.9 | 0.9 | 0.9 | 0.9 | 0.9 | 0.9 | 0.9 | 0.9 | 0.9 | 0 | 0 | 0 | 0 | 0 | 0 | 0 | 0
F3_Commercial_Education_New_Food Preparation_Natural Gas_Double Rack Oven_E2 | F3 | Commercial | Education | New | Food Preparation | Natural Gas | Double Rack Oven | E2 | PACT BC Ratio | 6.3603 | 6.4147 | 6.4799 | 6.5877 | 6.7314 | 6.9009 | 7.0567 | 7.1954 | 7.3299 | 7.4604 | 7.592 | 7.7199 | 7.8404 | 7.961 | 8.0763 | 8.1945 | 8.3209 | 8.4482 | 8.5765 | 8.7054 | 8.8329 | 8.9584 | 0 | 0 | 0 | 0 | 0 | 0 | 0 | 0
F3_Commercial_Education_New_Food Preparation_Natural Gas_Double Rack Oven_E3 | F3 | Commercial | Education | New | Food Preparation | Natural Gas | Double Rack Oven | E3 | PACT BC Ratio | 0 | 0 | 0 | 0 | 0 | 0 | 0 | 0 | 0 | 0 | 0 | 0 | 0 | 0 | 0 | 0 | 0 | 0 | 0 | 0 | 0 | 0 | 0 | 0 | 0 | 0 | 0 | 0 | 0 | 0
F3_Commercial_Education_New_Food Preparation_Natural Gas_Double Rack Oven_E4 | F3 | Commercial | Education | New | Food Preparation | Natural Gas | Double Rack Oven | E4 | PACT BC Ratio | 0 | 0 | 0 | 0 | 0 | 0 | 0 | 0 | 0 | 0 | 0 | 0 | 0 | 0 | 0 | 0 | 0 | 0 | 0 | 0 | 0 | 0 | 0 | 0 | 0 | 0 | 0 | 0 | 0 | 0
F3_Commercial_Education_New_Food Preparation_Natural Gas_Double Rack Oven_E5 | F3 | Commercial | Education | New | Food Preparation | Natural Gas | Double Rack Oven | E5 | PACT BC Ratio | 0 | 0 | 0 | 0 | 0 | 0 | 0 | 0 | 0 | 0 | 0 | 0 | 0 | 0 | 0 | 0 | 0 | 0 | 0 | 0 | 0 | 0 | 0 | 0 | 0 | 0 | 0 | 0 | 0 | 0
F3_Commercial_Education_New_Food Preparation_Natural Gas_Double Rack Oven_E6 | F3 | Commercial | Education | New | Food Preparation | Natural Gas | Double Rack Oven | E6 | PACT BC Ratio | 0 | 0 | 0 | 0 | 0 | 0 | 0 | 0 | 0 | 0 | 0 | 0 | 0 | 0 | 0 | 0 | 0 | 0 | 0 | 0 | 0 | 0 | 0 | 0 | 0 | 0 | 0 | 0 | 0 | 0
F3_Commercial_Education_New_Food Preparation_Natural Gas_Double Rack Oven_E7 | F3 | Commercial | Education | New | Food Preparation | Natural Gas | Double Rack Oven | E7 | PACT BC Ratio | 0 | 0 | 0 | 0 | 0 | 0 | 0 | 0 | 0 | 0 | 0 | 0 | 0 | 0 | 0 | 0 | 0 | 0 | 0 | 0 | 0 | 0 | 0 | 0 | 0 | 0 | 0 | 0 | 0 | 0
F3_Commercial_Education_New_Food Preparation_Natural Gas_Double Rack Oven_E8 | F3 | Commercial | Education | New | Food Preparation | Natural Gas | Double Rack Oven | E8 | PACT BC Ratio | 0 | 0 | 0 | 0 | 0 | 0 | 0 | 0 | 0 | 0 | 0 | 0 | 0 | 0 | 0 | 0 | 0 | 0 | 0 | 0 | 0 | 0 | 0 | 0 | 0 | 0 | 0 | 0 | 0 | 0
F3_Commercial_Education_New_Food Preparation_Natural Gas_Double Rack Oven_E9 | F3 | Commercial | Education | New | Food Preparation | Natural Gas | Double Rack Oven | E9 | PACT BC Ratio | 0 | 0 | 0 | 0 | 0 | 0 | 0 | 0 | 0 | 0 | 0 | 0 | 0 | 0 | 0 | 0 | 0 | 0 | 0 | 0 | 0 | 0 | 0 | 0 | 0 | 0 | 0 | 0 | 0 | 0
F3_Commercial_Education_New_Food Preparation_Natural Gas_Double Rack Oven_E10 | F3 | Commercial | Education | New | Food Preparation | Natural Gas | Double Rack Oven | E10 | PACT BC Ratio | 0 | 0 | 0 | 0 | 0 | 0 | 0 | 0 | 0 | 0 | 0 | 0 | 0 | 0 | 0 | 0 | 0 | 0 | 0 | 0 | 0 | 0 | 0 | 0 | 0 | 0 | 0 | 0 | 0 | 0
F4_Commercial_Education_New_Food Preparation_Natural Gas_Double Rack Oven_E1 | F4 | Commercial | Education | New | Food Preparation | Natural Gas | Double Rack Oven | E1 | PCT BC Ratio | 0.9 | 0.9 | 0.9 | 0.9 | 0.9 | 0.9 | 0.9 | 0.9 | 0.9 | 0.9 | 0.9 | 0.9 | 0.9 | 0.9 | 0.9 | 0.9 | 0.9 | 0.9 | 0.9 | 0.9 | 0.9 | 0.9 | 0 | 0 | 0 | 0 | 0 | 0 | 0 | 0
F4_Commercial_Education_New_Food Preparation_Natural Gas_Double Rack Oven_E2 | F4 | Commercial | Education | New | Food Preparation | Natural Gas | Double Rack Oven | E2 | PCT BC Ratio | 4.9652 | 5.0051 | 5.053 | 5.1322 | 5.2378 | 5.3623 | 5.4768 | 5.5787 | 5.6775 | 5.7734 | 5.8701 | 5.9641 | 6.0526 | 6.1412 | 6.2259 | 6.3128 | 6.4057 | 6.4992 | 6.5935 | 6.6882 | 6.7818 | 6.8741 | 0 | 0 | 0 | 0 | 0 | 0 | 0 | 0
F4_Commercial_Education_New_Food Preparation_Natural Gas_Double Rack Oven_E3 | F4 | Commercial | Education | New | Food Preparation | Natural Gas | Double Rack Oven | E3 | PCT BC Ratio | 0 | 0 | 0 | 0 | 0 | 0 | 0 | 0 | 0 | 0 | 0 | 0 | 0 | 0 | 0 | 0 | 0 | 0 | 0 | 0 | 0 | 0 | 0 | 0 | 0 | 0 | 0 | 0 | 0 | 0
F4_Commercial_Education_New_Food Preparation_Natural Gas_Double Rack Oven_E4 | F4 | Commercial | Education | New | Food Preparation | Natural Gas | Double Rack Oven | E4 | PCT BC Ratio | 0 | 0 | 0 | 0 | 0 | 0 | 0 | 0 | 0 | 0 | 0 | 0 | 0 | 0 | 0 | 0 | 0 | 0 | 0 | 0 | 0 | 0 | 0 | 0 | 0 | 0 | 0 | 0 | 0 | 0
F4_Commercial_Education_New_Food Preparation_Natural Gas_Double Rack Oven_E5 | F4 | Commercial | Education | New | Food Preparation | Natural Gas | Double Rack Oven | E5 | PCT BC Ratio | 0 | 0 | 0 | 0 | 0 | 0 | 0 | 0 | 0 | 0 | 0 | 0 | 0 | 0 | 0 | 0 | 0 | 0 | 0 | 0 | 0 | 0 | 0 | 0 | 0 | 0 | 0 | 0 | 0 | 0
F4_Commercial_Education_New_Food Preparation_Natural Gas_Double Rack Oven_E6 | F4 | Commercial | Education | New | Food Preparation | Natural Gas | Double Rack Oven | E6 | PCT BC Ratio | 0 | 0 | 0 | 0 | 0 | 0 | 0 | 0 | 0 | 0 | 0 | 0 | 0 | 0 | 0 | 0 | 0 | 0 | 0 | 0 | 0 | 0 | 0 | 0 | 0 | 0 | 0 | 0 | 0 | 0
F4_Commercial_Education_New_Food Preparation_Natural Gas_Double Rack Oven_E7 | F4 | Commercial | Education | New | Food Preparation | Natural Gas | Double Rack Oven | E7 | PCT BC Ratio | 0 | 0 | 0 | 0 | 0 | 0 | 0 | 0 | 0 | 0 | 0 | 0 | 0 | 0 | 0 | 0 | 0 | 0 | 0 | 0 | 0 | 0 | 0 | 0 | 0 | 0 | 0 | 0 | 0 | 0
F4_Commercial_Education_New_Food Preparation_Natural Gas_Double Rack Oven_E8 | F4 | Commercial | Education | New | Food Preparation | Natural Gas | Double Rack Oven | E8 | PCT BC Ratio | 0 | 0 | 0 | 0 | 0 | 0 | 0 | 0 | 0 | 0 | 0 | 0 | 0 | 0 | 0 | 0 | 0 | 0 | 0 | 0 | 0 | 0 | 0 | 0 | 0 | 0 | 0 | 0 | 0 | 0
F4_Commercial_Education_New_Food Preparation_Natural Gas_Double Rack Oven_E9 | F4 | Commercial | Education | New | Food Preparation | Natural Gas | Double Rack Oven | E9 | PCT BC Ratio | 0 | 0 | 0 | 0 | 0 | 0 | 0 | 0 | 0 | 0 | 0 | 0 | 0 | 0 | 0 | 0 | 0 | 0 | 0 | 0 | 0 | 0 | 0 | 0 | 0 | 0 | 0 | 0 | 0 | 0
F4_Commercial_Education_New_Food Preparation_Natural Gas_Double Rack Oven_E10 | F4 | Commercial | Education | New | Food Preparation | Natural Gas | Double Rack Oven | E10 | PCT BC Ratio | 0 | 0 | 0 | 0 | 0 | 0 | 0 | 0 | 0 | 0 | 0 | 0 | 0 | 0 | 0 | 0 | 0 | 0 | 0 | 0 | 0 | 0 | 0 | 0 | 0 | 0 | 0 | 0 | 0 | 0
F5_Commercial_Education_New_Food Preparation_Natural Gas_Double Rack Oven_E1 | F5 | Commercial | Education | New | Food Preparation | Natural Gas | Double Rack Oven | E1 | RIM BC Ratio | 0.9 | 0.9 | 0.9 | 0.9 | 0.9 | 0.9 | 0.9 | 0.9 | 0.9 | 0.9 | 0.9 | 0.9 | 0.9 | 0.9 | 0.9 | 0.9 | 0.9 | 0.9 | 0.9 | 0.9 | 0.9 | 0.9 | 0 | 0 | 0 | 0 | 0 | 0 | 0 | 0
F5_Commercial_Education_New_Food Preparation_Natural Gas_Double Rack Oven_E2 | F5 | Commercial | Education | New | Food Preparation | Natural Gas | Double Rack Oven | E2 | RIM BC Ratio | 0.73785 | 0.73858 | 0.73943 | 0.74082 | 0.7426 | 0.74462 | 0.74639 | 0.74792 | 0.74935 | 0.75069 | 0.752 | 0.75324 | 0.75437 | 0.75547 | 0.7565 | 0.75752 | 0.75858 | 0.75963 | 0.76065 | 0.76165 | 0.76261 | 0.76354 | 0 | 0 | 0 | 0 | 0 | 0 | 0 | 0
F5_Commercial_Education_New_Food Preparation_Natural Gas_Double Rack Oven_E3 | F5 | Commercial | Education | New | Food Preparation | Natural Gas | Double Rack Oven | E3 | RIM BC Ratio | 0 | 0 | 0 | 0 | 0 | 0 | 0 | 0 | 0 | 0 | 0 | 0 | 0 | 0 | 0 | 0 | 0 | 0 | 0 | 0 | 0 | 0 | 0 | 0 | 0 | 0 | 0 | 0 | 0 | 0
F5_Commercial_Education_New_Food Preparation_Natural Gas_Double Rack Oven_E4 | F5 | Commercial | Education | New | Food Preparation | Natural Gas | Double Rack Oven | E4 | RIM BC Ratio | 0 | 0 | 0 | 0 | 0 | 0 | 0 | 0 | 0 | 0 | 0 | 0 | 0 | 0 | 0 | 0 | 0 | 0 | 0 | 0 | 0 | 0 | 0 | 0 | 0 | 0 | 0 | 0 | 0 | 0
F5_Commercial_Education_New_Food Preparation_Natural Gas_Double Rack Oven_E5 | F5 | Commercial | Education | New | Food Preparation | Natural Gas | Double Rack Oven | E5 | RIM BC Ratio | 0 | 0 | 0 | 0 | 0 | 0 | 0 | 0 | 0 | 0 | 0 | 0 | 0 | 0 | 0 | 0 | 0 | 0 | 0 | 0 | 0 | 0 | 0 | 0 | 0 | 0 | 0 | 0 | 0 | 0
F5_Commercial_Education_New_Food Preparation_Natural Gas_Double Rack Oven_E6 | F5 | Commercial | Education | New | Food Preparation | Natural Gas | Double Rack Oven | E6 | RIM BC Ratio | 0 | 0 | 0 | 0 | 0 | 0 | 0 | 0 | 0 | 0 | 0 | 0 | 0 | 0 | 0 | 0 | 0 | 0 | 0 | 0 | 0 | 0 | 0 | 0 | 0 | 0 | 0 | 0 | 0 | 0
F5_Commercial_Education_New_Food Preparation_Natural Gas_Double Rack Oven_E7 | F5 | Commercial | Education | New | Food Preparation | Natural Gas | Double Rack Oven | E7 | RIM BC Ratio | 0 | 0 | 0 | 0 | 0 | 0 | 0 | 0 | 0 | 0 | 0 | 0 | 0 | 0 | 0 | 0 | 0 | 0 | 0 | 0 | 0 | 0 | 0 | 0 | 0 | 0 | 0 | 0 | 0 | 0
F5_Commercial_Education_New_Food Preparation_Natural Gas_Double Rack Oven_E8 | F5 | Commercial | Education | New | Food Preparation | Natural Gas | Double Rack Oven | E8 | RIM BC Ratio | 0 | 0 | 0 | 0 | 0 | 0 | 0 | 0 | 0 | 0 | 0 | 0 | 0 | 0 | 0 | 0 | 0 | 0 | 0 | 0 | 0 | 0 | 0 | 0 | 0 | 0 | 0 | 0 | 0 | 0
F5_Commercial_Education_New_Food Preparation_Natural Gas_Double Rack Oven_E9 | F5 | Commercial | Education | New | Food Preparation | Natural Gas | Double Rack Oven | E9 | RIM BC Ratio | 0 | 0 | 0 | 0 | 0 | 0 | 0 | 0 | 0 | 0 | 0 | 0 | 0 | 0 | 0 | 0 | 0 | 0 | 0 | 0 | 0 | 0 | 0 | 0 | 0 | 0 | 0 | 0 | 0 | 0
F5_Commercial_Education_New_Food Preparation_Natural Gas_Double Rack Oven_E10 | F5 | Commercial | Education | New | Food Preparation | Natural Gas | Double Rack Oven | E10 | RIM BC Ratio | 0 | 0 | 0 | 0 | 0 | 0 | 0 | 0 | 0 | 0 | 0 | 0 | 0 | 0 | 0 | 0 | 0 | 0 | 0 | 0 | 0 | 0 | 0 | 0 | 0 | 0 | 0 | 0 | 0 | 0
F0_Commercial_Education_New_Food Preparation_Natural Gas_Fryer_E0 | F0 | Commercial | Education | New | Food Preparation | Natural Gas | Fryer | E0 | Economic Unit | ENERGY STAR | ENERGY STAR | ENERGY STAR | ENERGY STAR | ENERGY STAR | ENERGY STAR | ENERGY STAR | ENERGY STAR | ENERGY STAR | ENERGY STAR | ENERGY STAR | ENERGY STAR | ENERGY STAR | ENERGY STAR | ENERGY STAR | ENERGY STAR | ENERGY STAR | ENERGY STAR | ENERGY STAR | ENERGY STAR | ENERGY STAR | ENERGY STAR | 0 | 0 | 0 | 0 | 0 | 0 | 0 | 0
F1_Commercial_Education_New_Food Preparation_Natural Gas_Fryer_E1 | F1 | Commercial | Education | New | Food Preparation | Natural Gas | Fryer | E1 | CCE | 0 | 0 | 0 | 0 | 0 | 0 | 0 | 0 | 0 | 0 | 0 | 0 | 0 | 0 | 0 | 0 | 0 | 0 | 0 | 0 | 0 | 0 | 0 | 0 | 0 | 0 | 0 | 0 | 0 | 0
F1_Commercial_Education_New_Food Preparation_Natural Gas_Fryer_E2 | F1 | Commercial | Education | New | Food Preparation | Natural Gas | Fryer | E2 | CCE | 0.0070192 | 0.0070192 | 0.0073742 | 0.0072621 | 0.0071531 | 0.0070171 | 0.0069979 | 0.0069529 | 0.006911 | 0.0068479 | 0.0068381 | 0.0068066 | 0.0067786 | 0.006725 | 0.0067321 | 0.0067115 | 0.0066913 | 0.0066471 | 0.0066602 | 0.0066472 | 0.0066374 | 0.0066003 | 0 | 0 | 0 | 0 | 0 | 0 | 0 | 0
F1_Commercial_Education_New_Food Preparation_Natural Gas_Fryer_E3 | F1 | Commercial | Education | New | Food Preparation | Natural Gas | Fryer | E3 | CCE | 0 | 0 | 0 | 0 | 0 | 0 | 0 | 0 | 0 | 0 | 0 | 0 | 0 | 0 | 0 | 0 | 0 | 0 | 0 | 0 | 0 | 0 | 0 | 0 | 0 | 0 | 0 | 0 | 0 | 0
F1_Commercial_Education_New_Food Preparation_Natural Gas_Fryer_E4 | F1 | Commercial | Education | New | Food Preparation | Natural Gas | Fryer | E4 | CCE | 0 | 0 | 0 | 0 | 0 | 0 | 0 | 0 | 0 | 0 | 0 | 0 | 0 | 0 | 0 | 0 | 0 | 0 | 0 | 0 | 0 | 0 | 0 | 0 | 0 | 0 | 0 | 0 | 0 | 0
F1_Commercial_Education_New_Food Preparation_Natural Gas_Fryer_E5 | F1 | Commercial | Education | New | Food Preparation | Natural Gas | Fryer | E5 | CCE | 0 | 0 | 0 | 0 | 0 | 0 | 0 | 0 | 0 | 0 | 0 | 0 | 0 | 0 | 0 | 0 | 0 | 0 | 0 | 0 | 0 | 0 | 0 | 0 | 0 | 0 | 0 | 0 | 0 | 0
F1_Commercial_Education_New_Food Preparation_Natural Gas_Fryer_E6 | F1 | Commercial | Education | New | Food Preparation | Natural Gas | Fryer | E6 | CCE | 0 | 0 | 0 | 0 | 0 | 0 | 0 | 0 | 0 | 0 | 0 | 0 | 0 | 0 | 0 | 0 | 0 | 0 | 0 | 0 | 0 | 0 | 0 | 0 | 0 | 0 | 0 | 0 | 0 | 0
F1_Commercial_Education_New_Food Preparation_Natural Gas_Fryer_E7 | F1 | Commercial | Education | New | Food Preparation | Natural Gas | Fryer | E7 | CCE | 0 | 0 | 0 | 0 | 0 | 0 | 0 | 0 | 0 | 0 | 0 | 0 | 0 | 0 | 0 | 0 | 0 | 0 | 0 | 0 | 0 | 0 | 0 | 0 | 0 | 0 | 0 | 0 | 0 | 0
F1_Commercial_Education_New_Food Preparation_Natural Gas_Fryer_E8 | F1 | Commercial | Education | New | Food Preparation | Natural Gas | Fryer | E8 | CCE | 0 | 0 | 0 | 0 | 0 | 0 | 0 | 0 | 0 | 0 | 0 | 0 | 0 | 0 | 0 | 0 | 0 | 0 | 0 | 0 | 0 | 0 | 0 | 0 | 0 | 0 | 0 | 0 | 0 | 0
F1_Commercial_Education_New_Food Preparation_Natural Gas_Fryer_E9 | F1 | Commercial | Education | New | Food Preparation | Natural Gas | Fryer | E9 | CCE | 0 | 0 | 0 | 0 | 0 | 0 | 0 | 0 | 0 | 0 | 0 | 0 | 0 | 0 | 0 | 0 | 0 | 0 | 0 | 0 | 0 | 0 | 0 | 0 | 0 | 0 | 0 | 0 | 0 | 0
F1_Commercial_Education_New_Food Preparation_Natural Gas_Fryer_E10 | F1 | Commercial | Education | New | Food Preparation | Natural Gas | Fryer | E10 | CCE | 0 | 0 | 0 | 0 | 0 | 0 | 0 | 0 | 0 | 0 | 0 | 0 | 0 | 0 | 0 | 0 | 0 | 0 | 0 | 0 | 0 | 0 | 0 | 0 | 0 | 0 | 0 | 0 | 0 | 0
F2_Commercial_Education_New_Food Preparation_Natural Gas_Fryer_E1 | F2 | Commercial | Education | New | Food Preparation | Natural Gas | Fryer | E1 | TRC BC Ratio | 0.9 | 0.9 | 0.9 | 0.9 | 0.9 | 0.9 | 0.9 | 0.9 | 0.9 | 0.9 | 0.9 | 0.9 | 0.9 | 0.9 | 0.9 | 0.9 | 0.9 | 0.9 | 0.9 | 0.9 | 0.9 | 0.9 | 0 | 0 | 0 | 0 | 0 | 0 | 0 | 0
F2_Commercial_Education_New_Food Preparation_Natural Gas_Fryer_E2 | F2 | Commercial | Education | New | Food Preparation | Natural Gas | Fryer | E2 | TRC BC Ratio | 1.215 | 1.2059 | 1.2046 | 1.2221 | 1.2535 | 1.2946 | 1.3292 | 1.3564 | 1.3811 | 1.4053 | 1.4318 | 1.4585 | 1.4845 | 1.5137 | 1.5415 | 1.571 | 1.6001 | 1.6254 | 1.6465 | 1.6626 | 1.6776 | 1.6911 | 0 | 0 | 0 | 0 | 0 | 0 | 0 | 0
F2_Commercial_Education_New_Food Preparation_Natural Gas_Fryer_E3 | F2 | Commercial | Education | New | Food Preparation | Natural Gas | Fryer | E3 | TRC BC Ratio | 0 | 0 | 0 | 0 | 0 | 0 | 0 | 0 | 0 | 0 | 0 | 0 | 0 | 0 | 0 | 0 | 0 | 0 | 0 | 0 | 0 | 0 | 0 | 0 | 0 | 0 | 0 | 0 | 0 | 0
F2_Commercial_Education_New_Food Preparation_Natural Gas_Fryer_E4 | F2 | Commercial | Education | New | Food Preparation | Natural Gas | Fryer | E4 | TRC BC Ratio | 0 | 0 | 0 | 0 | 0 | 0 | 0 | 0 | 0 | 0 | 0 | 0 | 0 | 0 | 0 | 0 | 0 | 0 | 0 | 0 | 0 | 0 | 0 | 0 | 0 | 0 | 0 | 0 | 0 | 0
F2_Commercial_Education_New_Food Preparation_Natural Gas_Fryer_E5 | F2 | Commercial | Education | New | Food Preparation | Natural Gas | Fryer | E5 | TRC BC Ratio | 0 | 0 | 0 | 0 | 0 | 0 | 0 | 0 | 0 | 0 | 0 | 0 | 0 | 0 | 0 | 0 | 0 | 0 | 0 | 0 | 0 | 0 | 0 | 0 | 0 | 0 | 0 | 0 | 0 | 0
F2_Commercial_Education_New_Food Preparation_Natural Gas_Fryer_E6 | F2 | Commercial | Education | New | Food Preparation | Natural Gas | Fryer | E6 | TRC BC Ratio | 0 | 0 | 0 | 0 | 0 | 0 | 0 | 0 | 0 | 0 | 0 | 0 | 0 | 0 | 0 | 0 | 0 | 0 | 0 | 0 | 0 | 0 | 0 | 0 | 0 | 0 | 0 | 0 | 0 | 0
F2_Commercial_Education_New_Food Preparation_Natural Gas_Fryer_E7 | F2 | Commercial | Education | New | Food Preparation | Natural Gas | Fryer | E7 | TRC BC Ratio | 0 | 0 | 0 | 0 | 0 | 0 | 0 | 0 | 0 | 0 | 0 | 0 | 0 | 0 | 0 | 0 | 0 | 0 | 0 | 0 | 0 | 0 | 0 | 0 | 0 | 0 | 0 | 0 | 0 | 0
F2_Commercial_Education_New_Food Preparation_Natural Gas_Fryer_E8 | F2 | Commercial | Education | New | Food Preparation | Natural Gas | Fryer | E8 | TRC BC Ratio | 0 | 0 | 0 | 0 | 0 | 0 | 0 | 0 | 0 | 0 | 0 | 0 | 0 | 0 | 0 | 0 | 0 | 0 | 0 | 0 | 0 | 0 | 0 | 0 | 0 | 0 | 0 | 0 | 0 | 0
F2_Commercial_Education_New_Food Preparation_Natural Gas_Fryer_E9 | F2 | Commercial | Education | New | Food Preparation | Natural Gas | Fryer | E9 | TRC BC Ratio | 0 | 0 | 0 | 0 | 0 | 0 | 0 | 0 | 0 | 0 | 0 | 0 | 0 | 0 | 0 | 0 | 0 | 0 | 0 | 0 | 0 | 0 | 0 | 0 | 0 | 0 | 0 | 0 | 0 | 0
F2_Commercial_Education_New_Food Preparation_Natural Gas_Fryer_E10 | F2 | Commercial | Education | New | Food Preparation | Natural Gas | Fryer | E10 | TRC BC Ratio | 0 | 0 | 0 | 0 | 0 | 0 | 0 | 0 | 0 | 0 | 0 | 0 | 0 | 0 | 0 | 0 | 0 | 0 | 0 | 0 | 0 | 0 | 0 | 0 | 0 | 0 | 0 | 0 | 0 | 0
F3_Commercial_Education_New_Food Preparation_Natural Gas_Fryer_E1 | F3 | Commercial | Education | New | Food Preparation | Natural Gas | Fryer | E1 | PACT BC Ratio | 0.9 | 0.9 | 0.9 | 0.9 | 0.9 | 0.9 | 0.9 | 0.9 | 0.9 | 0.9 | 0.9 | 0.9 | 0.9 | 0.9 | 0.9 | 0.9 | 0.9 | 0.9 | 0.9 | 0.9 | 0.9 | 0.9 | 0 | 0 | 0 | 0 | 0 | 0 | 0 | 0
F3_Commercial_Education_New_Food Preparation_Natural Gas_Fryer_E2 | F3 | Commercial | Education | New | Food Preparation | Natural Gas | Fryer | E2 | PACT BC Ratio | 1.5621 | 1.5504 | 1.5488 | 1.5712 | 1.6116 | 1.6645 | 1.709 | 1.7439 | 1.7757 | 1.8068 | 1.8409 | 1.8752 | 1.9086 | 1.9462 | 1.9819 | 2.0198 | 2.0573 | 2.0898 | 2.1169 | 2.1377 | 2.1569 | 2.1743 | 0 | 0 | 0 | 0 | 0 | 0 | 0 | 0
F3_Commercial_Education_New_Food Preparation_Natural Gas_Fryer_E3 | F3 | Commercial | Education | New | Food Preparation | Natural Gas | Fryer | E3 | PACT BC Ratio | 0 | 0 | 0 | 0 | 0 | 0 | 0 | 0 | 0 | 0 | 0 | 0 | 0 | 0 | 0 | 0 | 0 | 0 | 0 | 0 | 0 | 0 | 0 | 0 | 0 | 0 | 0 | 0 | 0 | 0
F3_Commercial_Education_New_Food Preparation_Natural Gas_Fryer_E4 | F3 | Commercial | Education | New | Food Preparation | Natural Gas | Fryer | E4 | PACT BC Ratio | 0 | 0 | 0 | 0 | 0 | 0 | 0 | 0 | 0 | 0 | 0 | 0 | 0 | 0 | 0 | 0 | 0 | 0 | 0 | 0 | 0 | 0 | 0 | 0 | 0 | 0 | 0 | 0 | 0 | 0
F3_Commercial_Education_New_Food Preparation_Natural Gas_Fryer_E5 | F3 | Commercial | Education | New | Food Preparation | Natural Gas | Fryer | E5 | PACT BC Ratio | 0 | 0 | 0 | 0 | 0 | 0 | 0 | 0 | 0 | 0 | 0 | 0 | 0 | 0 | 0 | 0 | 0 | 0 | 0 | 0 | 0 | 0 | 0 | 0 | 0 | 0 | 0 | 0 | 0 | 0
F3_Commercial_Education_New_Food Preparation_Natural Gas_Fryer_E6 | F3 | Commercial | Education | New | Food Preparation | Natural Gas | Fryer | E6 | PACT BC Ratio | 0 | 0 | 0 | 0 | 0 | 0 | 0 | 0 | 0 | 0 | 0 | 0 | 0 | 0 | 0 | 0 | 0 | 0 | 0 | 0 | 0 | 0 | 0 | 0 | 0 | 0 | 0 | 0 | 0 | 0
F3_Commercial_Education_New_Food Preparation_Natural Gas_Fryer_E7 | F3 | Commercial | Education | New | Food Preparation | Natural Gas | Fryer | E7 | PACT BC Ratio | 0 | 0 | 0 | 0 | 0 | 0 | 0 | 0 | 0 | 0 | 0 | 0 | 0 | 0 | 0 | 0 | 0 | 0 | 0 | 0 | 0 | 0 | 0 | 0 | 0 | 0 | 0 | 0 | 0 | 0
F3_Commercial_Education_New_Food Preparation_Natural Gas_Fryer_E8 | F3 | Commercial | Education | New | Food Preparation | Natural Gas | Fryer | E8 | PACT BC Ratio | 0 | 0 | 0 | 0 | 0 | 0 | 0 | 0 | 0 | 0 | 0 | 0 | 0 | 0 | 0 | 0 | 0 | 0 | 0 | 0 | 0 | 0 | 0 | 0 | 0 | 0 | 0 | 0 | 0 | 0
F3_Commercial_Education_New_Food Preparation_Natural Gas_Fryer_E9 | F3 | Commercial | Education | New | Food Preparation | Natural Gas | Fryer | E9 | PACT BC Ratio | 0 | 0 | 0 | 0 | 0 | 0 | 0 | 0 | 0 | 0 | 0 | 0 | 0 | 0 | 0 | 0 | 0 | 0 | 0 | 0 | 0 | 0 | 0 | 0 | 0 | 0 | 0 | 0 | 0 | 0
F3_Commercial_Education_New_Food Preparation_Natural Gas_Fryer_E10 | F3 | Commercial | Education | New | Food Preparation | Natural Gas | Fryer | E10 | PACT BC Ratio | 0 | 0 | 0 | 0 | 0 | 0 | 0 | 0 | 0 | 0 | 0 | 0 | 0 | 0 | 0 | 0 | 0 | 0 | 0 | 0 | 0 | 0 | 0 | 0 | 0 | 0 | 0 | 0 | 0 | 0
F4_Commercial_Education_New_Food Preparation_Natural Gas_Fryer_E1 | F4 | Commercial | Education | New | Food Preparation | Natural Gas | Fryer | E1 | PCT BC Ratio | 0.9 | 0.9 | 0.9 | 0.9 | 0.9 | 0.9 | 0.9 | 0.9 | 0.9 | 0.9 | 0.9 | 0.9 | 0.9 | 0.9 | 0.9 | 0.9 | 0.9 | 0.9 | 0.9 | 0.9 | 0.9 | 0.9 | 0 | 0 | 0 | 0 | 0 | 0 | 0 | 0
F4_Commercial_Education_New_Food Preparation_Natural Gas_Fryer_E2 | F4 | Commercial | Education | New | Food Preparation | Natural Gas | Fryer | E2 | PCT BC Ratio | 3.0813 | 3.063 | 3.0604 | 3.0957 | 3.1592 | 3.2424 | 3.3124 | 3.3673 | 3.4172 | 3.4661 | 3.5197 | 3.5737 | 3.6262 | 3.6853 | 3.7415 | 3.8011 | 3.86 | 3.9112 | 3.9537 | 3.9864 | 4.0167 | 4.044 | 0 | 0 | 0 | 0 | 0 | 0 | 0 | 0
F4_Commercial_Education_New_Food Preparation_Natural Gas_Fryer_E3 | F4 | Commercial | Education | New | Food Preparation | Natural Gas | Fryer | E3 | PCT BC Ratio | 0 | 0 | 0 | 0 | 0 | 0 | 0 | 0 | 0 | 0 | 0 | 0 | 0 | 0 | 0 | 0 | 0 | 0 | 0 | 0 | 0 | 0 | 0 | 0 | 0 | 0 | 0 | 0 | 0 | 0
F4_Commercial_Education_New_Food Preparation_Natural Gas_Fryer_E4 | F4 | Commercial | Education | New | Food Preparation | Natural Gas | Fryer | E4 | PCT BC Ratio | 0 | 0 | 0 | 0 | 0 | 0 | 0 | 0 | 0 | 0 | 0 | 0 | 0 | 0 | 0 | 0 | 0 | 0 | 0 | 0 | 0 | 0 | 0 | 0 | 0 | 0 | 0 | 0 | 0 | 0
F4_Commercial_Education_New_Food Preparation_Natural Gas_Fryer_E5 | F4 | Commercial | Education | New | Food Preparation | Natural Gas | Fryer | E5 | PCT BC Ratio | 0 | 0 | 0 | 0 | 0 | 0 | 0 | 0 | 0 | 0 | 0 | 0 | 0 | 0 | 0 | 0 | 0 | 0 | 0 | 0 | 0 | 0 | 0 | 0 | 0 | 0 | 0 | 0 | 0 | 0
F4_Commercial_Education_New_Food Preparation_Natural Gas_Fryer_E6 | F4 | Commercial | Education | New | Food Preparation | Natural Gas | Fryer | E6 | PCT BC Ratio | 0 | 0 | 0 | 0 | 0 | 0 | 0 | 0 | 0 | 0 | 0 | 0 | 0 | 0 | 0 | 0 | 0 | 0 | 0 | 0 | 0 | 0 | 0 | 0 | 0 | 0 | 0 | 0 | 0 | 0
F4_Commercial_Education_New_Food Preparation_Natural Gas_Fryer_E7 | F4 | Commercial | Education | New | Food Preparation | Natural Gas | Fryer | E7 | PCT BC Ratio | 0 | 0 | 0 | 0 | 0 | 0 | 0 | 0 | 0 | 0 | 0 | 0 | 0 | 0 | 0 | 0 | 0 | 0 | 0 | 0 | 0 | 0 | 0 | 0 | 0 | 0 | 0 | 0 | 0 | 0
F4_Commercial_Education_New_Food Preparation_Natural Gas_Fryer_E8 | F4 | Commercial | Education | New | Food Preparation | Natural Gas | Fryer | E8 | PCT BC Ratio | 0 | 0 | 0 | 0 | 0 | 0 | 0 | 0 | 0 | 0 | 0 | 0 | 0 | 0 | 0 | 0 | 0 | 0 | 0 | 0 | 0 | 0 | 0 | 0 | 0 | 0 | 0 | 0 | 0 | 0
F4_Commercial_Education_New_Food Preparation_Natural Gas_Fryer_E9 | F4 | Commercial | Education | New | Food Preparation | Natural Gas | Fryer | E9 | PCT BC Ratio | 0 | 0 | 0 | 0 | 0 | 0 | 0 | 0 | 0 | 0 | 0 | 0 | 0 | 0 | 0 | 0 | 0 | 0 | 0 | 0 | 0 | 0 | 0 | 0 | 0 | 0 | 0 | 0 | 0 | 0
F4_Commercial_Education_New_Food Preparation_Natural Gas_Fryer_E10 | F4 | Commercial | Education | New | Food Preparation | Natural Gas | Fryer | E10 | PCT BC Ratio | 0 | 0 | 0 | 0 | 0 | 0 | 0 | 0 | 0 | 0 | 0 | 0 | 0 | 0 | 0 | 0 | 0 | 0 | 0 | 0 | 0 | 0 | 0 | 0 | 0 | 0 | 0 | 0 | 0 | 0
F5_Commercial_Education_New_Food Preparation_Natural Gas_Fryer_E1 | F5 | Commercial | Education | New | Food Preparation | Natural Gas | Fryer | E1 | RIM BC Ratio | 0.9 | 0.9 | 0.9 | 0.9 | 0.9 | 0.9 | 0.9 | 0.9 | 0.9 | 0.9 | 0.9 | 0.9 | 0.9 | 0.9 | 0.9 | 0.9 | 0.9 | 0.9 | 0.9 | 0.9 | 0.9 | 0.9 | 0 | 0 | 0 | 0 | 0 | 0 | 0 | 0
F5_Commercial_Education_New_Food Preparation_Natural Gas_Fryer_E2 | F5 | Commercial | Education | New | Food Preparation | Natural Gas | Fryer | E2 | RIM BC Ratio | 0.544 | 0.54258 | 0.54238 | 0.54511 | 0.54988 | 0.55591 | 0.56079 | 0.5645 | 0.56779 | 0.57093 | 0.57429 | 0.57759 | 0.58072 | 0.58415 | 0.58733 | 0.59061 | 0.59377 | 0.59646 | 0.59864 | 0.60029 | 0.6018 | 0.60314 | 0 | 0 | 0 | 0 | 0 | 0 | 0 | 0
F5_Commercial_Education_New_Food Preparation_Natural Gas_Fryer_E3 | F5 | Commercial | Education | New | Food Preparation | Natural Gas | Fryer | E3 | RIM BC Ratio | 0 | 0 | 0 | 0 | 0 | 0 | 0 | 0 | 0 | 0 | 0 | 0 | 0 | 0 | 0 | 0 | 0 | 0 | 0 | 0 | 0 | 0 | 0 | 0 | 0 | 0 | 0 | 0 | 0 | 0
F5_Commercial_Education_New_Food Preparation_Natural Gas_Fryer_E4 | F5 | Commercial | Education | New | Food Preparation | Natural Gas | Fryer | E4 | RIM BC Ratio | 0 | 0 | 0 | 0 | 0 | 0 | 0 | 0 | 0 | 0 | 0 | 0 | 0 | 0 | 0 | 0 | 0 | 0 | 0 | 0 | 0 | 0 | 0 | 0 | 0 | 0 | 0 | 0 | 0 | 0
F5_Commercial_Education_New_Food Preparation_Natural Gas_Fryer_E5 | F5 | Commercial | Education | New | Food Preparation | Natural Gas | Fryer | E5 | RIM BC Ratio | 0 | 0 | 0 | 0 | 0 | 0 | 0 | 0 | 0 | 0 | 0 | 0 | 0 | 0 | 0 | 0 | 0 | 0 | 0 | 0 | 0 | 0 | 0 | 0 | 0 | 0 | 0 | 0 | 0 | 0
F5_Commercial_Education_New_Food Preparation_Natural Gas_Fryer_E6 | F5 | Commercial | Education | New | Food Preparation | Natural Gas | Fryer | E6 | RIM BC Ratio | 0 | 0 | 0 | 0 | 0 | 0 | 0 | 0 | 0 | 0 | 0 | 0 | 0 | 0 | 0 | 0 | 0 | 0 | 0 | 0 | 0 | 0 | 0 | 0 | 0 | 0 | 0 | 0 | 0 | 0
F5_Commercial_Education_New_Food Preparation_Natural Gas_Fryer_E7 | F5 | Commercial | Education | New | Food Preparation | Natural Gas | Fryer | E7 | RIM BC Ratio | 0 | 0 | 0 | 0 | 0 | 0 | 0 | 0 | 0 | 0 | 0 | 0 | 0 | 0 | 0 | 0 | 0 | 0 | 0 | 0 | 0 | 0 | 0 | 0 | 0 | 0 | 0 | 0 | 0 | 0
F5_Commercial_Education_New_Food Preparation_Natural Gas_Fryer_E8 | F5 | Commercial | Education | New | Food Preparation | Natural Gas | Fryer | E8 | RIM BC Ratio | 0 | 0 | 0 | 0 | 0 | 0 | 0 | 0 | 0 | 0 | 0 | 0 | 0 | 0 | 0 | 0 | 0 | 0 | 0 | 0 | 0 | 0 | 0 | 0 | 0 | 0 | 0 | 0 | 0 | 0
F5_Commercial_Education_New_Food Preparation_Natural Gas_Fryer_E9 | F5 | Commercial | Education | New | Food Preparation | Natural Gas | Fryer | E9 | RIM BC Ratio | 0 | 0 | 0 | 0 | 0 | 0 | 0 | 0 | 0 | 0 | 0 | 0 | 0 | 0 | 0 | 0 | 0 | 0 | 0 | 0 | 0 | 0 | 0 | 0 | 0 | 0 | 0 | 0 | 0 | 0
F5_Commercial_Education_New_Food Preparation_Natural Gas_Fryer_E10 | F5 | Commercial | Education | New | Food Preparation | Natural Gas | Fryer | E10 | RIM BC Ratio | 0 | 0 | 0 | 0 | 0 | 0 | 0 | 0 | 0 | 0 | 0 | 0 | 0 | 0 | 0 | 0 | 0 | 0 | 0 | 0 | 0 | 0 | 0 | 0 | 0 | 0 | 0 | 0 | 0 | 0
F0_Commercial_Education_New_Food Preparation_Natural Gas_Broiler_E0 | F0 | Commercial | Education | New | Food Preparation | Natural Gas | Broiler | E0 | Economic Unit | Infrared Burners | Infrared Burners | Infrared Burners | Infrared Burners | Infrared Burners | Infrared Burners | Infrared Burners | Infrared Burners | Infrared Burners | Infrared Burners | Infrared Burners | Infrared Burners | Infrared Burners | Infrared Burners | Infrared Burners | Infrared Burners | Infrared Burners | Infrared Burners | Infrared Burners | Infrared Burners | Infrared Burners | Infrared Burners | 0 | 0 | 0 | 0 | 0 | 0 | 0 | 0
F1_Commercial_Education_New_Food Preparation_Natural Gas_Broiler_E1 | F1 | Commercial | Education | New | Food Preparation | Natural Gas | Broiler | E1 | CCE | 0 | 0 | 0 | 0 | 0 | 0 | 0 | 0 | 0 | 0 | 0 | 0 | 0 | 0 | 0 | 0 | 0 | 0 | 0 | 0 | 0 | 0 | 0 | 0 | 0 | 0 | 0 | 0 | 0 | 0
F1_Commercial_Education_New_Food Preparation_Natural Gas_Broiler_E2 | F1 | Commercial | Education | New | Food Preparation | Natural Gas | Broiler | E2 | CCE | 0.0083589 | 0.0083589 | 0.0087817 | 0.0086482 | 0.0085184 | 0.0083564 | 0.0083336 | 0.00828 | 0.0082301 | 0.0081549 | 0.0081433 | 0.0081058 | 0.0080724 | 0.0080086 | 0.008017 | 0.0079925 | 0.0079685 | 0.0079158 | 0.0079314 | 0.0079159 | 0.0079043 | 0.0078601 | 0 | 0 | 0 | 0 | 0 | 0 | 0 | 0
F1_Commercial_Education_New_Food Preparation_Natural Gas_Broiler_E3 | F1 | Commercial | Education | New | Food Preparation | Natural Gas | Broiler | E3 | CCE | 0 | 0 | 0 | 0 | 0 | 0 | 0 | 0 | 0 | 0 | 0 | 0 | 0 | 0 | 0 | 0 | 0 | 0 | 0 | 0 | 0 | 0 | 0 | 0 | 0 | 0 | 0 | 0 | 0 | 0
F1_Commercial_Education_New_Food Preparation_Natural Gas_Broiler_E4 | F1 | Commercial | Education | New | Food Preparation | Natural Gas | Broiler | E4 | CCE | 0 | 0 | 0 | 0 | 0 | 0 | 0 | 0 | 0 | 0 | 0 | 0 | 0 | 0 | 0 | 0 | 0 | 0 | 0 | 0 | 0 | 0 | 0 | 0 | 0 | 0 | 0 | 0 | 0 | 0
F1_Commercial_Education_New_Food Preparation_Natural Gas_Broiler_E5 | F1 | Commercial | Education | New | Food Preparation | Natural Gas | Broiler | E5 | CCE | 0 | 0 | 0 | 0 | 0 | 0 | 0 | 0 | 0 | 0 | 0 | 0 | 0 | 0 | 0 | 0 | 0 | 0 | 0 | 0 | 0 | 0 | 0 | 0 | 0 | 0 | 0 | 0 | 0 | 0
F1_Commercial_Education_New_Food Preparation_Natural Gas_Broiler_E6 | F1 | Commercial | Education | New | Food Preparation | Natural Gas | Broiler | E6 | CCE | 0 | 0 | 0 | 0 | 0 | 0 | 0 | 0 | 0 | 0 | 0 | 0 | 0 | 0 | 0 | 0 | 0 | 0 | 0 | 0 | 0 | 0 | 0 | 0 | 0 | 0 | 0 | 0 | 0 | 0
F1_Commercial_Education_New_Food Preparation_Natural Gas_Broiler_E7 | F1 | Commercial | Education | New | Food Preparation | Natural Gas | Broiler | E7 | CCE | 0 | 0 | 0 | 0 | 0 | 0 | 0 | 0 | 0 | 0 | 0 | 0 | 0 | 0 | 0 | 0 | 0 | 0 | 0 | 0 | 0 | 0 | 0 | 0 | 0 | 0 | 0 | 0 | 0 | 0
F1_Commercial_Education_New_Food Preparation_Natural Gas_Broiler_E8 | F1 | Commercial | Education | New | Food Preparation | Natural Gas | Broiler | E8 | CCE | 0 | 0 | 0 | 0 | 0 | 0 | 0 | 0 | 0 | 0 | 0 | 0 | 0 | 0 | 0 | 0 | 0 | 0 | 0 | 0 | 0 | 0 | 0 | 0 | 0 | 0 | 0 | 0 | 0 | 0
F1_Commercial_Education_New_Food Preparation_Natural Gas_Broiler_E9 | F1 | Commercial | Education | New | Food Preparation | Natural Gas | Broiler | E9 | CCE | 0 | 0 | 0 | 0 | 0 | 0 | 0 | 0 | 0 | 0 | 0 | 0 | 0 | 0 | 0 | 0 | 0 | 0 | 0 | 0 | 0 | 0 | 0 | 0 | 0 | 0 | 0 | 0 | 0 | 0
F1_Commercial_Education_New_Food Preparation_Natural Gas_Broiler_E10 | F1 | Commercial | Education | New | Food Preparation | Natural Gas | Broiler | E10 | CCE | 0 | 0 | 0 | 0 | 0 | 0 | 0 | 0 | 0 | 0 | 0 | 0 | 0 | 0 | 0 | 0 | 0 | 0 | 0 | 0 | 0 | 0 | 0 | 0 | 0 | 0 | 0 | 0 | 0 | 0
F2_Commercial_Education_New_Food Preparation_Natural Gas_Broiler_E1 | F2 | Commercial | Education | New | Food Preparation | Natural Gas | Broiler | E1 | TRC BC Ratio | 0.9 | 0.9 | 0.9 | 0.9 | 0.9 | 0.9 | 0.9 | 0.9 | 0.9 | 0.9 | 0.9 | 0.9 | 0.9 | 0.9 | 0.9 | 0.9 | 0.9 | 0.9 | 0.9 | 0.9 | 0.9 | 0.9 | 0 | 0 | 0 | 0 | 0 | 0 | 0 | 0
F2_Commercial_Education_New_Food Preparation_Natural Gas_Broiler_E2 | F2 | Commercial | Education | New | Food Preparation | Natural Gas | Broiler | E2 | TRC BC Ratio | 1.0644 | 1.0735 | 1.0844 | 1.1025 | 1.1265 | 1.1549 | 1.181 | 1.2042 | 1.2267 | 1.2485 | 1.2706 | 1.292 | 1.3121 | 1.3323 | 1.3516 | 1.3714 | 1.3925 | 1.4138 | 1.4353 | 1.4569 | 1.4782 | 1.4992 | 0 | 0 | 0 | 0 | 0 | 0 | 0 | 0
F2_Commercial_Education_New_Food Preparation_Natural Gas_Broiler_E3 | F2 | Commercial | Education | New | Food Preparation | Natural Gas | Broiler | E3 | TRC BC Ratio | 0 | 0 | 0 | 0 | 0 | 0 | 0 | 0 | 0 | 0 | 0 | 0 | 0 | 0 | 0 | 0 | 0 | 0 | 0 | 0 | 0 | 0 | 0 | 0 | 0 | 0 | 0 | 0 | 0 | 0
F2_Commercial_Education_New_Food Preparation_Natural Gas_Broiler_E4 | F2 | Commercial | Education | New | Food Preparation | Natural Gas | Broiler | E4 | TRC BC Ratio | 0 | 0 | 0 | 0 | 0 | 0 | 0 | 0 | 0 | 0 | 0 | 0 | 0 | 0 | 0 | 0 | 0 | 0 | 0 | 0 | 0 | 0 | 0 | 0 | 0 | 0 | 0 | 0 | 0 | 0
F2_Commercial_Education_New_Food Preparation_Natural Gas_Broiler_E5 | F2 | Commercial | Education | New | Food Preparation | Natural Gas | Broiler | E5 | TRC BC Ratio | 0 | 0 | 0 | 0 | 0 | 0 | 0 | 0 | 0 | 0 | 0 | 0 | 0 | 0 | 0 | 0 | 0 | 0 | 0 | 0 | 0 | 0 | 0 | 0 | 0 | 0 | 0 | 0 | 0 | 0
F2_Commercial_Education_New_Food Preparation_Natural Gas_Broiler_E6 | F2 | Commercial | Education | New | Food Preparation | Natural Gas | Broiler | E6 | TRC BC Ratio | 0 | 0 | 0 | 0 | 0 | 0 | 0 | 0 | 0 | 0 | 0 | 0 | 0 | 0 | 0 | 0 | 0 | 0 | 0 | 0 | 0 | 0 | 0 | 0 | 0 | 0 | 0 | 0 | 0 | 0
F2_Commercial_Education_New_Food Preparation_Natural Gas_Broiler_E7 | F2 | Commercial | Education | New | Food Preparation | Natural Gas | Broiler | E7 | TRC BC Ratio | 0 | 0 | 0 | 0 | 0 | 0 | 0 | 0 | 0 | 0 | 0 | 0 | 0 | 0 | 0 | 0 | 0 | 0 | 0 | 0 | 0 | 0 | 0 | 0 | 0 | 0 | 0 | 0 | 0 | 0
F2_Commercial_Education_New_Food Preparation_Natural Gas_Broiler_E8 | F2 | Commercial | Education | New | Food Preparation | Natural Gas | Broiler | E8 | TRC BC Ratio | 0 | 0 | 0 | 0 | 0 | 0 | 0 | 0 | 0 | 0 | 0 | 0 | 0 | 0 | 0 | 0 | 0 | 0 | 0 | 0 | 0 | 0 | 0 | 0 | 0 | 0 | 0 | 0 | 0 | 0
F2_Commercial_Education_New_Food Preparation_Natural Gas_Broiler_E9 | F2 | Commercial | Education | New | Food Preparation | Natural Gas | Broiler | E9 | TRC BC Ratio | 0 | 0 | 0 | 0 | 0 | 0 | 0 | 0 | 0 | 0 | 0 | 0 | 0 | 0 | 0 | 0 | 0 | 0 | 0 | 0 | 0 | 0 | 0 | 0 | 0 | 0 | 0 | 0 | 0 | 0
F2_Commercial_Education_New_Food Preparation_Natural Gas_Broiler_E10 | F2 | Commercial | Education | New | Food Preparation | Natural Gas | Broiler | E10 | TRC BC Ratio | 0 | 0 | 0 | 0 | 0 | 0 | 0 | 0 | 0 | 0 | 0 | 0 | 0 | 0 | 0 | 0 | 0 | 0 | 0 | 0 | 0 | 0 | 0 | 0 | 0 | 0 | 0 | 0 | 0 | 0
F3_Commercial_Education_New_Food Preparation_Natural Gas_Broiler_E1 | F3 | Commercial | Education | New | Food Preparation | Natural Gas | Broiler | E1 | PACT BC Ratio | 0.9 | 0.9 | 0.9 | 0.9 | 0.9 | 0.9 | 0.9 | 0.9 | 0.9 | 0.9 | 0.9 | 0.9 | 0.9 | 0.9 | 0.9 | 0.9 | 0.9 | 0.9 | 0.9 | 0.9 | 0.9 | 0.9 | 0 | 0 | 0 | 0 | 0 | 0 | 0 | 0
F3_Commercial_Education_New_Food Preparation_Natural Gas_Broiler_E2 | F3 | Commercial | Education | New | Food Preparation | Natural Gas | Broiler | E2 | PACT BC Ratio | 1.3204 | 1.3317 | 1.3453 | 1.3676 | 1.3975 | 1.4327 | 1.465 | 1.4938 | 1.5217 | 1.5488 | 1.5761 | 1.6027 | 1.6277 | 1.6527 | 1.6767 | 1.7012 | 1.7275 | 1.7539 | 1.7805 | 1.8073 | 1.8337 | 1.8598 | 0 | 0 | 0 | 0 | 0 | 0 | 0 | 0
F3_Commercial_Education_New_Food Preparation_Natural Gas_Broiler_E3 | F3 | Commercial | Education | New | Food Preparation | Natural Gas | Broiler | E3 | PACT BC Ratio | 0 | 0 | 0 | 0 | 0 | 0 | 0 | 0 | 0 | 0 | 0 | 0 | 0 | 0 | 0 | 0 | 0 | 0 | 0 | 0 | 0 | 0 | 0 | 0 | 0 | 0 | 0 | 0 | 0 | 0
F3_Commercial_Education_New_Food Preparation_Natural Gas_Broiler_E4 | F3 | Commercial | Education | New | Food Preparation | Natural Gas | Broiler | E4 | PACT BC Ratio | 0 | 0 | 0 | 0 | 0 | 0 | 0 | 0 | 0 | 0 | 0 | 0 | 0 | 0 | 0 | 0 | 0 | 0 | 0 | 0 | 0 | 0 | 0 | 0 | 0 | 0 | 0 | 0 | 0 | 0
F3_Commercial_Education_New_Food Preparation_Natural Gas_Broiler_E5 | F3 | Commercial | Education | New | Food Preparation | Natural Gas | Broiler | E5 | PACT BC Ratio | 0 | 0 | 0 | 0 | 0 | 0 | 0 | 0 | 0 | 0 | 0 | 0 | 0 | 0 | 0 | 0 | 0 | 0 | 0 | 0 | 0 | 0 | 0 | 0 | 0 | 0 | 0 | 0 | 0 | 0
F3_Commercial_Education_New_Food Preparation_Natural Gas_Broiler_E6 | F3 | Commercial | Education | New | Food Preparation | Natural Gas | Broiler | E6 | PACT BC Ratio | 0 | 0 | 0 | 0 | 0 | 0 | 0 | 0 | 0 | 0 | 0 | 0 | 0 | 0 | 0 | 0 | 0 | 0 | 0 | 0 | 0 | 0 | 0 | 0 | 0 | 0 | 0 | 0 | 0 | 0
F3_Commercial_Education_New_Food Preparation_Natural Gas_Broiler_E7 | F3 | Commercial | Education | New | Food Preparation | Natural Gas | Broiler | E7 | PACT BC Ratio | 0 | 0 | 0 | 0 | 0 | 0 | 0 | 0 | 0 | 0 | 0 | 0 | 0 | 0 | 0 | 0 | 0 | 0 | 0 | 0 | 0 | 0 | 0 | 0 | 0 | 0 | 0 | 0 | 0 | 0
F3_Commercial_Education_New_Food Preparation_Natural Gas_Broiler_E8 | F3 | Commercial | Education | New | Food Preparation | Natural Gas | Broiler | E8 | PACT BC Ratio | 0 | 0 | 0 | 0 | 0 | 0 | 0 | 0 | 0 | 0 | 0 | 0 | 0 | 0 | 0 | 0 | 0 | 0 | 0 | 0 | 0 | 0 | 0 | 0 | 0 | 0 | 0 | 0 | 0 | 0
F3_Commercial_Education_New_Food Preparation_Natural Gas_Broiler_E9 | F3 | Commercial | Education | New | Food Preparation | Natural Gas | Broiler | E9 | PACT BC Ratio | 0 | 0 | 0 | 0 | 0 | 0 | 0 | 0 | 0 | 0 | 0 | 0 | 0 | 0 | 0 | 0 | 0 | 0 | 0 | 0 | 0 | 0 | 0 | 0 | 0 | 0 | 0 | 0 | 0 | 0
F3_Commercial_Education_New_Food Preparation_Natural Gas_Broiler_E10 | F3 | Commercial | Education | New | Food Preparation | Natural Gas | Broiler | E10 | PACT BC Ratio | 0 | 0 | 0 | 0 | 0 | 0 | 0 | 0 | 0 | 0 | 0 | 0 | 0 | 0 | 0 | 0 | 0 | 0 | 0 | 0 | 0 | 0 | 0 | 0 | 0 | 0 | 0 | 0 | 0 | 0
F4_Commercial_Education_New_Food Preparation_Natural Gas_Broiler_E1 | F4 | Commercial | Education | New | Food Preparation | Natural Gas | Broiler | E1 | PCT BC Ratio | 0.9 | 0.9 | 0.9 | 0.9 | 0.9 | 0.9 | 0.9 | 0.9 | 0.9 | 0.9 | 0.9 | 0.9 | 0.9 | 0.9 | 0.9 | 0.9 | 0.9 | 0.9 | 0.9 | 0.9 | 0.9 | 0.9 | 0 | 0 | 0 | 0 | 0 | 0 | 0 | 0
F4_Commercial_Education_New_Food Preparation_Natural Gas_Broiler_E2 | F4 | Commercial | Education | New | Food Preparation | Natural Gas | Broiler | E2 | PCT BC Ratio | 2.8717 | 2.8906 | 2.9132 | 2.9506 | 3.0005 | 3.0593 | 3.1134 | 3.1615 | 3.2082 | 3.2535 | 3.2991 | 3.3435 | 3.3853 | 3.4272 | 3.4672 | 3.5082 | 3.5521 | 3.5963 | 3.6408 | 3.6855 | 3.7298 | 3.7734 | 0 | 0 | 0 | 0 | 0 | 0 | 0 | 0
F4_Commercial_Education_New_Food Preparation_Natural Gas_Broiler_E3 | F4 | Commercial | Education | New | Food Preparation | Natural Gas | Broiler | E3 | PCT BC Ratio | 0 | 0 | 0 | 0 | 0 | 0 | 0 | 0 | 0 | 0 | 0 | 0 | 0 | 0 | 0 | 0 | 0 | 0 | 0 | 0 | 0 | 0 | 0 | 0 | 0 | 0 | 0 | 0 | 0 | 0
F4_Commercial_Education_New_Food Preparation_Natural Gas_Broiler_E4 | F4 | Commercial | Education | New | Food Preparation | Natural Gas | Broiler | E4 | PCT BC Ratio | 0 | 0 | 0 | 0 | 0 | 0 | 0 | 0 | 0 | 0 | 0 | 0 | 0 | 0 | 0 | 0 | 0 | 0 | 0 | 0 | 0 | 0 | 0 | 0 | 0 | 0 | 0 | 0 | 0 | 0
F4_Commercial_Education_New_Food Preparation_Natural Gas_Broiler_E5 | F4 | Commercial | Education | New | Food Preparation | Natural Gas | Broiler | E5 | PCT BC Ratio | 0 | 0 | 0 | 0 | 0 | 0 | 0 | 0 | 0 | 0 | 0 | 0 | 0 | 0 | 0 | 0 | 0 | 0 | 0 | 0 | 0 | 0 | 0 | 0 | 0 | 0 | 0 | 0 | 0 | 0
F4_Commercial_Education_New_Food Preparation_Natural Gas_Broiler_E6 | F4 | Commercial | Education | New | Food Preparation | Natural Gas | Broiler | E6 | PCT BC Ratio | 0 | 0 | 0 | 0 | 0 | 0 | 0 | 0 | 0 | 0 | 0 | 0 | 0 | 0 | 0 | 0 | 0 | 0 | 0 | 0 | 0 | 0 | 0 | 0 | 0 | 0 | 0 | 0 | 0 | 0
F4_Commercial_Education_New_Food Preparation_Natural Gas_Broiler_E7 | F4 | Commercial | Education | New | Food Preparation | Natural Gas | Broiler | E7 | PCT BC Ratio | 0 | 0 | 0 | 0 | 0 | 0 | 0 | 0 | 0 | 0 | 0 | 0 | 0 | 0 | 0 | 0 | 0 | 0 | 0 | 0 | 0 | 0 | 0 | 0 | 0 | 0 | 0 | 0 | 0 | 0
F4_Commercial_Education_New_Food Preparation_Natural Gas_Broiler_E8 | F4 | Commercial | Education | New | Food Preparation | Natural Gas | Broiler | E8 | PCT BC Ratio | 0 | 0 | 0 | 0 | 0 | 0 | 0 | 0 | 0 | 0 | 0 | 0 | 0 | 0 | 0 | 0 | 0 | 0 | 0 | 0 | 0 | 0 | 0 | 0 | 0 | 0 | 0 | 0 | 0 | 0
F4_Commercial_Education_New_Food Preparation_Natural Gas_Broiler_E9 | F4 | Commercial | Education | New | Food Preparation | Natural Gas | Broiler | E9 | PCT BC Ratio | 0 | 0 | 0 | 0 | 0 | 0 | 0 | 0 | 0 | 0 | 0 | 0 | 0 | 0 | 0 | 0 | 0 | 0 | 0 | 0 | 0 | 0 | 0 | 0 | 0 | 0 | 0 | 0 | 0 | 0
F4_Commercial_Education_New_Food Preparation_Natural Gas_Broiler_E10 | F4 | Commercial | Education | New | Food Preparation | Natural Gas | Broiler | E10 | PCT BC Ratio | 0 | 0 | 0 | 0 | 0 | 0 | 0 | 0 | 0 | 0 | 0 | 0 | 0 | 0 | 0 | 0 | 0 | 0 | 0 | 0 | 0 | 0 | 0 | 0 | 0 | 0 | 0 | 0 | 0 | 0
F5_Commercial_Education_New_Food Preparation_Natural Gas_Broiler_E1 | F5 | Commercial | Education | New | Food Preparation | Natural Gas | Broiler | E1 | RIM BC Ratio | 0.9 | 0.9 | 0.9 | 0.9 | 0.9 | 0.9 | 0.9 | 0.9 | 0.9 | 0.9 | 0.9 | 0.9 | 0.9 | 0.9 | 0.9 | 0.9 | 0.9 | 0.9 | 0.9 | 0.9 | 0.9 | 0.9 | 0 | 0 | 0 | 0 | 0 | 0 | 0 | 0
F5_Commercial_Education_New_Food Preparation_Natural Gas_Broiler_E2 | F5 | Commercial | Education | New | Food Preparation | Natural Gas | Broiler | E2 | RIM BC Ratio | 0.51141 | 0.51309 | 0.51509 | 0.51833 | 0.52256 | 0.52741 | 0.53173 | 0.53547 | 0.53902 | 0.54238 | 0.54569 | 0.54884 | 0.55175 | 0.55459 | 0.55726 | 0.55995 | 0.56276 | 0.56554 | 0.56828 | 0.57098 | 0.57359 | 0.57612 | 0 | 0 | 0 | 0 | 0 | 0 | 0 | 0
F5_Commercial_Education_New_Food Preparation_Natural Gas_Broiler_E3 | F5 | Commercial | Education | New | Food Preparation | Natural Gas | Broiler | E3 | RIM BC Ratio | 0 | 0 | 0 | 0 | 0 | 0 | 0 | 0 | 0 | 0 | 0 | 0 | 0 | 0 | 0 | 0 | 0 | 0 | 0 | 0 | 0 | 0 | 0 | 0 | 0 | 0 | 0 | 0 | 0 | 0
F5_Commercial_Education_New_Food Preparation_Natural Gas_Broiler_E4 | F5 | Commercial | Education | New | Food Preparation | Natural Gas | Broiler | E4 | RIM BC Ratio | 0 | 0 | 0 | 0 | 0 | 0 | 0 | 0 | 0 | 0 | 0 | 0 | 0 | 0 | 0 | 0 | 0 | 0 | 0 | 0 | 0 | 0 | 0 | 0 | 0 | 0 | 0 | 0 | 0 | 0
F5_Commercial_Education_New_Food Preparation_Natural Gas_Broiler_E5 | F5 | Commercial | Education | New | Food Preparation | Natural Gas | Broiler | E5 | RIM BC Ratio | 0 | 0 | 0 | 0 | 0 | 0 | 0 | 0 | 0 | 0 | 0 | 0 | 0 | 0 | 0 | 0 | 0 | 0 | 0 | 0 | 0 | 0 | 0 | 0 | 0 | 0 | 0 | 0 | 0 | 0
F5_Commercial_Education_New_Food Preparation_Natural Gas_Broiler_E6 | F5 | Commercial | Education | New | Food Preparation | Natural Gas | Broiler | E6 | RIM BC Ratio | 0 | 0 | 0 | 0 | 0 | 0 | 0 | 0 | 0 | 0 | 0 | 0 | 0 | 0 | 0 | 0 | 0 | 0 | 0 | 0 | 0 | 0 | 0 | 0 | 0 | 0 | 0 | 0 | 0 | 0
F5_Commercial_Education_New_Food Preparation_Natural Gas_Broiler_E7 | F5 | Commercial | Education | New | Food Preparation | Natural Gas | Broiler | E7 | RIM BC Ratio | 0 | 0 | 0 | 0 | 0 | 0 | 0 | 0 | 0 | 0 | 0 | 0 | 0 | 0 | 0 | 0 | 0 | 0 | 0 | 0 | 0 | 0 | 0 | 0 | 0 | 0 | 0 | 0 | 0 | 0
F5_Commercial_Education_New_Food Preparation_Natural Gas_Broiler_E8 | F5 | Commercial | Education | New | Food Preparation | Natural Gas | Broiler | E8 | RIM BC Ratio | 0 | 0 | 0 | 0 | 0 | 0 | 0 | 0 | 0 | 0 | 0 | 0 | 0 | 0 | 0 | 0 | 0 | 0 | 0 | 0 | 0 | 0 | 0 | 0 | 0 | 0 | 0 | 0 | 0 | 0
F5_Commercial_Education_New_Food Preparation_Natural Gas_Broiler_E9 | F5 | Commercial | Education | New | Food Preparation | Natural Gas | Broiler | E9 | RIM BC Ratio | 0 | 0 | 0 | 0 | 0 | 0 | 0 | 0 | 0 | 0 | 0 | 0 | 0 | 0 | 0 | 0 | 0 | 0 | 0 | 0 | 0 | 0 | 0 | 0 | 0 | 0 | 0 | 0 | 0 | 0
F5_Commercial_Education_New_Food Preparation_Natural Gas_Broiler_E10 | F5 | Commercial | Education | New | Food Preparation | Natural Gas | Broiler | E10 | RIM BC Ratio | 0 | 0 | 0 | 0 | 0 | 0 | 0 | 0 | 0 | 0 | 0 | 0 | 0 | 0 | 0 | 0 | 0 | 0 | 0 | 0 | 0 | 0 | 0 | 0 | 0 | 0 | 0 | 0 | 0 | 0
F0_Commercial_Education_New_Food Preparation_Natural Gas_Griddle_E0 | F0 | Commercial | Education | New | Food Preparation | Natural Gas | Griddle | E0 | Economic Unit | ENERGY STAR | ENERGY STAR | ENERGY STAR | ENERGY STAR | ENERGY STAR | ENERGY STAR | ENERGY STAR | ENERGY STAR | ENERGY STAR | ENERGY STAR | ENERGY STAR | ENERGY STAR | ENERGY STAR | ENERGY STAR | ENERGY STAR | ENERGY STAR | ENERGY STAR | ENERGY STAR | ENERGY STAR | ENERGY STAR | ENERGY STAR | ENERGY STAR | 0 | 0 | 0 | 0 | 0 | 0 | 0 | 0
F1_Commercial_Education_New_Food Preparation_Natural Gas_Griddle_E1 | F1 | Commercial | Education | New | Food Preparation | Natural Gas | Griddle | E1 | CCE | 0 | 0 | 0 | 0 | 0 | 0 | 0 | 0 | 0 | 0 | 0 | 0 | 0 | 0 | 0 | 0 | 0 | 0 | 0 | 0 | 0 | 0 | 0 | 0 | 0 | 0 | 0 | 0 | 0 | 0
F1_Commercial_Education_New_Food Preparation_Natural Gas_Griddle_E2 | F1 | Commercial | Education | New | Food Preparation | Natural Gas | Griddle | E2 | CCE | 0.0050309 | 0.0050309 | 0.0052853 | 0.0052049 | 0.0051268 | 0.0050293 | 0.0050156 | 0.0049833 | 0.0049533 | 0.0049081 | 0.0049011 | 0.0048785 | 0.0048584 | 0.00482 | 0.0048251 | 0.0048103 | 0.0047959 | 0.0047642 | 0.0047735 | 0.0047642 | 0.0047572 | 0.0047306 | 0 | 0 | 0 | 0 | 0 | 0 | 0 | 0
F1_Commercial_Education_New_Food Preparation_Natural Gas_Griddle_E3 | F1 | Commercial | Education | New | Food Preparation | Natural Gas | Griddle | E3 | CCE | 0 | 0 | 0 | 0 | 0 | 0 | 0 | 0 | 0 | 0 | 0 | 0 | 0 | 0 | 0 | 0 | 0 | 0 | 0 | 0 | 0 | 0 | 0 | 0 | 0 | 0 | 0 | 0 | 0 | 0
F1_Commercial_Education_New_Food Preparation_Natural Gas_Griddle_E4 | F1 | Commercial | Education | New | Food Preparation | Natural Gas | Griddle | E4 | CCE | 0 | 0 | 0 | 0 | 0 | 0 | 0 | 0 | 0 | 0 | 0 | 0 | 0 | 0 | 0 | 0 | 0 | 0 | 0 | 0 | 0 | 0 | 0 | 0 | 0 | 0 | 0 | 0 | 0 | 0
F1_Commercial_Education_New_Food Preparation_Natural Gas_Griddle_E5 | F1 | Commercial | Education | New | Food Preparation | Natural Gas | Griddle | E5 | CCE | 0 | 0 | 0 | 0 | 0 | 0 | 0 | 0 | 0 | 0 | 0 | 0 | 0 | 0 | 0 | 0 | 0 | 0 | 0 | 0 | 0 | 0 | 0 | 0 | 0 | 0 | 0 | 0 | 0 | 0
F1_Commercial_Education_New_Food Preparation_Natural Gas_Griddle_E6 | F1 | Commercial | Education | New | Food Preparation | Natural Gas | Griddle | E6 | CCE | 0 | 0 | 0 | 0 | 0 | 0 | 0 | 0 | 0 | 0 | 0 | 0 | 0 | 0 | 0 | 0 | 0 | 0 | 0 | 0 | 0 | 0 | 0 | 0 | 0 | 0 | 0 | 0 | 0 | 0
F1_Commercial_Education_New_Food Preparation_Natural Gas_Griddle_E7 | F1 | Commercial | Education | New | Food Preparation | Natural Gas | Griddle | E7 | CCE | 0 | 0 | 0 | 0 | 0 | 0 | 0 | 0 | 0 | 0 | 0 | 0 | 0 | 0 | 0 | 0 | 0 | 0 | 0 | 0 | 0 | 0 | 0 | 0 | 0 | 0 | 0 | 0 | 0 | 0
F1_Commercial_Education_New_Food Preparation_Natural Gas_Griddle_E8 | F1 | Commercial | Education | New | Food Preparation | Natural Gas | Griddle | E8 | CCE | 0 | 0 | 0 | 0 | 0 | 0 | 0 | 0 | 0 | 0 | 0 | 0 | 0 | 0 | 0 | 0 | 0 | 0 | 0 | 0 | 0 | 0 | 0 | 0 | 0 | 0 | 0 | 0 | 0 | 0
F1_Commercial_Education_New_Food Preparation_Natural Gas_Griddle_E9 | F1 | Commercial | Education | New | Food Preparation | Natural Gas | Griddle | E9 | CCE | 0 | 0 | 0 | 0 | 0 | 0 | 0 | 0 | 0 | 0 | 0 | 0 | 0 | 0 | 0 | 0 | 0 | 0 | 0 | 0 | 0 | 0 | 0 | 0 | 0 | 0 | 0 | 0 | 0 | 0
F1_Commercial_Education_New_Food Preparation_Natural Gas_Griddle_E10 | F1 | Commercial | Education | New | Food Preparation | Natural Gas | Griddle | E10 | CCE | 0 | 0 | 0 | 0 | 0 | 0 | 0 | 0 | 0 | 0 | 0 | 0 | 0 | 0 | 0 | 0 | 0 | 0 | 0 | 0 | 0 | 0 | 0 | 0 | 0 | 0 | 0 | 0 | 0 | 0
F2_Commercial_Education_New_Food Preparation_Natural Gas_Griddle_E1 | F2 | Commercial | Education | New | Food Preparation | Natural Gas | Griddle | E1 | TRC BC Ratio | 0.9 | 0.9 | 0.9 | 0.9 | 0.9 | 0.9 | 0.9 | 0.9 | 0.9 | 0.9 | 0.9 | 0.9 | 0.9 | 0.9 | 0.9 | 0.9 | 0.9 | 0.9 | 0.9 | 0.9 | 0.9 | 0.9 | 0 | 0 | 0 | 0 | 0 | 0 | 0 | 0
F2_Commercial_Education_New_Food Preparation_Natural Gas_Griddle_E2 | F2 | Commercial | Education | New | Food Preparation | Natural Gas | Griddle | E2 | TRC BC Ratio | 1.7686 | 1.7837 | 1.8018 | 1.8318 | 1.8718 | 1.9189 | 1.9622 | 2.0008 | 2.0382 | 2.0745 | 2.1111 | 2.1466 | 2.1801 | 2.2137 | 2.2457 | 2.2786 | 2.3138 | 2.3491 | 2.3848 | 2.4207 | 2.4561 | 2.491 | 0 | 0 | 0 | 0 | 0 | 0 | 0 | 0
F2_Commercial_Education_New_Food Preparation_Natural Gas_Griddle_E3 | F2 | Commercial | Education | New | Food Preparation | Natural Gas | Griddle | E3 | TRC BC Ratio | 0 | 0 | 0 | 0 | 0 | 0 | 0 | 0 | 0 | 0 | 0 | 0 | 0 | 0 | 0 | 0 | 0 | 0 | 0 | 0 | 0 | 0 | 0 | 0 | 0 | 0 | 0 | 0 | 0 | 0
F2_Commercial_Education_New_Food Preparation_Natural Gas_Griddle_E4 | F2 | Commercial | Education | New | Food Preparation | Natural Gas | Griddle | E4 | TRC BC Ratio | 0 | 0 | 0 | 0 | 0 | 0 | 0 | 0 | 0 | 0 | 0 | 0 | 0 | 0 | 0 | 0 | 0 | 0 | 0 | 0 | 0 | 0 | 0 | 0 | 0 | 0 | 0 | 0 | 0 | 0
F2_Commercial_Education_New_Food Preparation_Natural Gas_Griddle_E5 | F2 | Commercial | Education | New | Food Preparation | Natural Gas | Griddle | E5 | TRC BC Ratio | 0 | 0 | 0 | 0 | 0 | 0 | 0 | 0 | 0 | 0 | 0 | 0 | 0 | 0 | 0 | 0 | 0 | 0 | 0 | 0 | 0 | 0 | 0 | 0 | 0 | 0 | 0 | 0 | 0 | 0
F2_Commercial_Education_New_Food Preparation_Natural Gas_Griddle_E6 | F2 | Commercial | Education | New | Food Preparation | Natural Gas | Griddle | E6 | TRC BC Ratio | 0 | 0 | 0 | 0 | 0 | 0 | 0 | 0 | 0 | 0 | 0 | 0 | 0 | 0 | 0 | 0 | 0 | 0 | 0 | 0 | 0 | 0 | 0 | 0 | 0 | 0 | 0 | 0 | 0 | 0
F2_Commercial_Education_New_Food Preparation_Natural Gas_Griddle_E7 | F2 | Commercial | Education | New | Food Preparation | Natural Gas | Griddle | E7 | TRC BC Ratio | 0 | 0 | 0 | 0 | 0 | 0 | 0 | 0 | 0 | 0 | 0 | 0 | 0 | 0 | 0 | 0 | 0 | 0 | 0 | 0 | 0 | 0 | 0 | 0 | 0 | 0 | 0 | 0 | 0 | 0
F2_Commercial_Education_New_Food Preparation_Natural Gas_Griddle_E8 | F2 | Commercial | Education | New | Food Preparation | Natural Gas | Griddle | E8 | TRC BC Ratio | 0 | 0 | 0 | 0 | 0 | 0 | 0 | 0 | 0 | 0 | 0 | 0 | 0 | 0 | 0 | 0 | 0 | 0 | 0 | 0 | 0 | 0 | 0 | 0 | 0 | 0 | 0 | 0 | 0 | 0
F2_Commercial_Education_New_Food Preparation_Natural Gas_Griddle_E9 | F2 | Commercial | Education | New | Food Preparation | Natural Gas | Griddle | E9 | TRC BC Ratio | 0 | 0 | 0 | 0 | 0 | 0 | 0 | 0 | 0 | 0 | 0 | 0 | 0 | 0 | 0 | 0 | 0 | 0 | 0 | 0 | 0 | 0 | 0 | 0 | 0 | 0 | 0 | 0 | 0 | 0
F2_Commercial_Education_New_Food Preparation_Natural Gas_Griddle_E10 | F2 | Commercial | Education | New | Food Preparation | Natural Gas | Griddle | E10 | TRC BC Ratio | 0 | 0 | 0 | 0 | 0 | 0 | 0 | 0 | 0 | 0 | 0 | 0 | 0 | 0 | 0 | 0 | 0 | 0 | 0 | 0 | 0 | 0 | 0 | 0 | 0 | 0 | 0 | 0 | 0 | 0
F3_Commercial_Education_New_Food Preparation_Natural Gas_Griddle_E1 | F3 | Commercial | Education | New | Food Preparation | Natural Gas | Griddle | E1 | PACT BC Ratio | 0.9 | 0.9 | 0.9 | 0.9 | 0.9 | 0.9 | 0.9 | 0.9 | 0.9 | 0.9 | 0.9 | 0.9 | 0.9 | 0.9 | 0.9 | 0.9 | 0.9 | 0.9 | 0.9 | 0.9 | 0.9 | 0.9 | 0 | 0 | 0 | 0 | 0 | 0 | 0 | 0
F3_Commercial_Education_New_Food Preparation_Natural Gas_Griddle_E2 | F3 | Commercial | Education | New | Food Preparation | Natural Gas | Griddle | E2 | PACT BC Ratio | 1.7686 | 1.7837 | 1.8018 | 1.8318 | 1.8718 | 1.9189 | 1.9622 | 2.0008 | 2.0382 | 2.0745 | 2.1111 | 2.1466 | 2.1801 | 2.2137 | 2.2457 | 2.2786 | 2.3138 | 2.3491 | 2.3848 | 2.4207 | 2.4561 | 2.491 | 0 | 0 | 0 | 0 | 0 | 0 | 0 | 0
F3_Commercial_Education_New_Food Preparation_Natural Gas_Griddle_E3 | F3 | Commercial | Education | New | Food Preparation | Natural Gas | Griddle | E3 | PACT BC Ratio | 0 | 0 | 0 | 0 | 0 | 0 | 0 | 0 | 0 | 0 | 0 | 0 | 0 | 0 | 0 | 0 | 0 | 0 | 0 | 0 | 0 | 0 | 0 | 0 | 0 | 0 | 0 | 0 | 0 | 0
F3_Commercial_Education_New_Food Preparation_Natural Gas_Griddle_E4 | F3 | Commercial | Education | New | Food Preparation | Natural Gas | Griddle | E4 | PACT BC Ratio | 0 | 0 | 0 | 0 | 0 | 0 | 0 | 0 | 0 | 0 | 0 | 0 | 0 | 0 | 0 | 0 | 0 | 0 | 0 | 0 | 0 | 0 | 0 | 0 | 0 | 0 | 0 | 0 | 0 | 0
F3_Commercial_Education_New_Food Preparation_Natural Gas_Griddle_E5 | F3 | Commercial | Education | New | Food Preparation | Natural Gas | Griddle | E5 | PACT BC Ratio | 0 | 0 | 0 | 0 | 0 | 0 | 0 | 0 | 0 | 0 | 0 | 0 | 0 | 0 | 0 | 0 | 0 | 0 | 0 | 0 | 0 | 0 | 0 | 0 | 0 | 0 | 0 | 0 | 0 | 0
F3_Commercial_Education_New_Food Preparation_Natural Gas_Griddle_E6 | F3 | Commercial | Education | New | Food Preparation | Natural Gas | Griddle | E6 | PACT BC Ratio | 0 | 0 | 0 | 0 | 0 | 0 | 0 | 0 | 0 | 0 | 0 | 0 | 0 | 0 | 0 | 0 | 0 | 0 | 0 | 0 | 0 | 0 | 0 | 0 | 0 | 0 | 0 | 0 | 0 | 0
F3_Commercial_Education_New_Food Preparation_Natural Gas_Griddle_E7 | F3 | Commercial | Education | New | Food Preparation | Natural Gas | Griddle | E7 | PACT BC Ratio | 0 | 0 | 0 | 0 | 0 | 0 | 0 | 0 | 0 | 0 | 0 | 0 | 0 | 0 | 0 | 0 | 0 | 0 | 0 | 0 | 0 | 0 | 0 | 0 | 0 | 0 | 0 | 0 | 0 | 0
F3_Commercial_Education_New_Food Preparation_Natural Gas_Griddle_E8 | F3 | Commercial | Education | New | Food Preparation | Natural Gas | Griddle | E8 | PACT BC Ratio | 0 | 0 | 0 | 0 | 0 | 0 | 0 | 0 | 0 | 0 | 0 | 0 | 0 | 0 | 0 | 0 | 0 | 0 | 0 | 0 | 0 | 0 | 0 | 0 | 0 | 0 | 0 | 0 | 0 | 0
F3_Commercial_Education_New_Food Preparation_Natural Gas_Griddle_E9 | F3 | Commercial | Education | New | Food Preparation | Natural Gas | Griddle | E9 | PACT BC Ratio | 0 | 0 | 0 | 0 | 0 | 0 | 0 | 0 | 0 | 0 | 0 | 0 | 0 | 0 | 0 | 0 | 0 | 0 | 0 | 0 | 0 | 0 | 0 | 0 | 0 | 0 | 0 | 0 | 0 | 0
F3_Commercial_Education_New_Food Preparation_Natural Gas_Griddle_E10 | F3 | Commercial | Education | New | Food Preparation | Natural Gas | Griddle | E10 | PACT BC Ratio | 0 | 0 | 0 | 0 | 0 | 0 | 0 | 0 | 0 | 0 | 0 | 0 | 0 | 0 | 0 | 0 | 0 | 0 | 0 | 0 | 0 | 0 | 0 | 0 | 0 | 0 | 0 | 0 | 0 | 0
F4_Commercial_Education_New_Food Preparation_Natural Gas_Griddle_E1 | F4 | Commercial | Education | New | Food Preparation | Natural Gas | Griddle | E1 | PCT BC Ratio | 0.9 | 0.9 | 0.9 | 0.9 | 0.9 | 0.9 | 0.9 | 0.9 | 0.9 | 0.9 | 0.9 | 0.9 | 0.9 | 0.9 | 0.9 | 0.9 | 0.9 | 0.9 | 0.9 | 0.9 | 0.9 | 0.9 | 0 | 0 | 0 | 0 | 0 | 0 | 0 | 0
F4_Commercial_Education_New_Food Preparation_Natural Gas_Griddle_E2 | F4 | Commercial | Education | New | Food Preparation | Natural Gas | Griddle | E2 | PCT BC Ratio | 5.4497 | 5.4877 | 5.5333 | 5.6087 | 5.7092 | 5.8278 | 5.9368 | 6.0338 | 6.128 | 6.2192 | 6.3113 | 6.4008 | 6.4851 | 6.5695 | 6.6501 | 6.7328 | 6.8213 | 6.9103 | 7.0001 | 7.0902 | 7.1794 | 7.2673 | 0 | 0 | 0 | 0 | 0 | 0 | 0 | 0
F4_Commercial_Education_New_Food Preparation_Natural Gas_Griddle_E3 | F4 | Commercial | Education | New | Food Preparation | Natural Gas | Griddle | E3 | PCT BC Ratio | 0 | 0 | 0 | 0 | 0 | 0 | 0 | 0 | 0 | 0 | 0 | 0 | 0 | 0 | 0 | 0 | 0 | 0 | 0 | 0 | 0 | 0 | 0 | 0 | 0 | 0 | 0 | 0 | 0 | 0
F4_Commercial_Education_New_Food Preparation_Natural Gas_Griddle_E4 | F4 | Commercial | Education | New | Food Preparation | Natural Gas | Griddle | E4 | PCT BC Ratio | 0 | 0 | 0 | 0 | 0 | 0 | 0 | 0 | 0 | 0 | 0 | 0 | 0 | 0 | 0 | 0 | 0 | 0 | 0 | 0 | 0 | 0 | 0 | 0 | 0 | 0 | 0 | 0 | 0 | 0
F4_Commercial_Education_New_Food Preparation_Natural Gas_Griddle_E5 | F4 | Commercial | Education | New | Food Preparation | Natural Gas | Griddle | E5 | PCT BC Ratio | 0 | 0 | 0 | 0 | 0 | 0 | 0 | 0 | 0 | 0 | 0 | 0 | 0 | 0 | 0 | 0 | 0 | 0 | 0 | 0 | 0 | 0 | 0 | 0 | 0 | 0 | 0 | 0 | 0 | 0
F4_Commercial_Education_New_Food Preparation_Natural Gas_Griddle_E6 | F4 | Commercial | Education | New | Food Preparation | Natural Gas | Griddle | E6 | PCT BC Ratio | 0 | 0 | 0 | 0 | 0 | 0 | 0 | 0 | 0 | 0 | 0 | 0 | 0 | 0 | 0 | 0 | 0 | 0 | 0 | 0 | 0 | 0 | 0 | 0 | 0 | 0 | 0 | 0 | 0 | 0
F4_Commercial_Education_New_Food Preparation_Natural Gas_Griddle_E7 | F4 | Commercial | Education | New | Food Preparation | Natural Gas | Griddle | E7 | PCT BC Ratio | 0 | 0 | 0 | 0 | 0 | 0 | 0 | 0 | 0 | 0 | 0 | 0 | 0 | 0 | 0 | 0 | 0 | 0 | 0 | 0 | 0 | 0 | 0 | 0 | 0 | 0 | 0 | 0 | 0 | 0
F4_Commercial_Education_New_Food Preparation_Natural Gas_Griddle_E8 | F4 | Commercial | Education | New | Food Preparation | Natural Gas | Griddle | E8 | PCT BC Ratio | 0 | 0 | 0 | 0 | 0 | 0 | 0 | 0 | 0 | 0 | 0 | 0 | 0 | 0 | 0 | 0 | 0 | 0 | 0 | 0 | 0 | 0 | 0 | 0 | 0 | 0 | 0 | 0 | 0 | 0
F4_Commercial_Education_New_Food Preparation_Natural Gas_Griddle_E9 | F4 | Commercial | Education | New | Food Preparation | Natural Gas | Griddle | E9 | PCT BC Ratio | 0 | 0 | 0 | 0 | 0 | 0 | 0 | 0 | 0 | 0 | 0 | 0 | 0 | 0 | 0 | 0 | 0 | 0 | 0 | 0 | 0 | 0 | 0 | 0 | 0 | 0 | 0 | 0 | 0 | 0
F4_Commercial_Education_New_Food Preparation_Natural Gas_Griddle_E10 | F4 | Commercial | Education | New | Food Preparation | Natural Gas | Griddle | E10 | PCT BC Ratio | 0 | 0 | 0 | 0 | 0 | 0 | 0 | 0 | 0 | 0 | 0 | 0 | 0 | 0 | 0 | 0 | 0 | 0 | 0 | 0 | 0 | 0 | 0 | 0 | 0 | 0 | 0 | 0 | 0 | 0
F5_Commercial_Education_New_Food Preparation_Natural Gas_Griddle_E1 | F5 | Commercial | Education | New | Food Preparation | Natural Gas | Griddle | E1 | RIM BC Ratio | 0.9 | 0.9 | 0.9 | 0.9 | 0.9 | 0.9 | 0.9 | 0.9 | 0.9 | 0.9 | 0.9 | 0.9 | 0.9 | 0.9 | 0.9 | 0.9 | 0.9 | 0.9 | 0.9 | 0.9 | 0.9 | 0.9 | 0 | 0 | 0 | 0 | 0 | 0 | 0 | 0
F5_Commercial_Education_New_Food Preparation_Natural Gas_Griddle_E2 | F5 | Commercial | Education | New | Food Preparation | Natural Gas | Griddle | E2 | RIM BC Ratio | 0.56706 | 0.5686 | 0.57043 | 0.5734 | 0.57726 | 0.58167 | 0.58559 | 0.58897 | 0.59217 | 0.5952 | 0.59817 | 0.60099 | 0.60359 | 0.60613 | 0.60851 | 0.6109 | 0.6134 | 0.61586 | 0.61828 | 0.62067 | 0.62297 | 0.62519 | 0 | 0 | 0 | 0 | 0 | 0 | 0 | 0
F5_Commercial_Education_New_Food Preparation_Natural Gas_Griddle_E3 | F5 | Commercial | Education | New | Food Preparation | Natural Gas | Griddle | E3 | RIM BC Ratio | 0 | 0 | 0 | 0 | 0 | 0 | 0 | 0 | 0 | 0 | 0 | 0 | 0 | 0 | 0 | 0 | 0 | 0 | 0 | 0 | 0 | 0 | 0 | 0 | 0 | 0 | 0 | 0 | 0 | 0
F5_Commercial_Education_New_Food Preparation_Natural Gas_Griddle_E4 | F5 | Commercial | Education | New | Food Preparation | Natural Gas | Griddle | E4 | RIM BC Ratio | 0 | 0 | 0 | 0 | 0 | 0 | 0 | 0 | 0 | 0 | 0 | 0 | 0 | 0 | 0 | 0 | 0 | 0 | 0 | 0 | 0 | 0 | 0 | 0 | 0 | 0 | 0 | 0 | 0 | 0
F5_Commercial_Education_New_Food Preparation_Natural Gas_Griddle_E5 | F5 | Commercial | Education | New | Food Preparation | Natural Gas | Griddle | E5 | RIM BC Ratio | 0 | 0 | 0 | 0 | 0 | 0 | 0 | 0 | 0 | 0 | 0 | 0 | 0 | 0 | 0 | 0 | 0 | 0 | 0 | 0 | 0 | 0 | 0 | 0 | 0 | 0 | 0 | 0 | 0 | 0
F5_Commercial_Education_New_Food Preparation_Natural Gas_Griddle_E6 | F5 | Commercial | Education | New | Food Preparation | Natural Gas | Griddle | E6 | RIM BC Ratio | 0 | 0 | 0 | 0 | 0 | 0 | 0 | 0 | 0 | 0 | 0 | 0 | 0 | 0 | 0 | 0 | 0 | 0 | 0 | 0 | 0 | 0 | 0 | 0 | 0 | 0 | 0 | 0 | 0 | 0
F5_Commercial_Education_New_Food Preparation_Natural Gas_Griddle_E7 | F5 | Commercial | Education | New | Food Preparation | Natural Gas | Griddle | E7 | RIM BC Ratio | 0 | 0 | 0 | 0 | 0 | 0 | 0 | 0 | 0 | 0 | 0 | 0 | 0 | 0 | 0 | 0 | 0 | 0 | 0 | 0 | 0 | 0 | 0 | 0 | 0 | 0 | 0 | 0 | 0 | 0
F5_Commercial_Education_New_Food Preparation_Natural Gas_Griddle_E8 | F5 | Commercial | Education | New | Food Preparation | Natural Gas | Griddle | E8 | RIM BC Ratio | 0 | 0 | 0 | 0 | 0 | 0 | 0 | 0 | 0 | 0 | 0 | 0 | 0 | 0 | 0 | 0 | 0 | 0 | 0 | 0 | 0 | 0 | 0 | 0 | 0 | 0 | 0 | 0 | 0 | 0
F5_Commercial_Education_New_Food Preparation_Natural Gas_Griddle_E9 | F5 | Commercial | Education | New | Food Preparation | Natural Gas | Griddle | E9 | RIM BC Ratio | 0 | 0 | 0 | 0 | 0 | 0 | 0 | 0 | 0 | 0 | 0 | 0 | 0 | 0 | 0 | 0 | 0 | 0 | 0 | 0 | 0 | 0 | 0 | 0 | 0 | 0 | 0 | 0 | 0 | 0
F5_Commercial_Education_New_Food Preparation_Natural Gas_Griddle_E10 | F5 | Commercial | Education | New | Food Preparation | Natural Gas | Griddle | E10 | RIM BC Ratio | 0 | 0 | 0 | 0 | 0 | 0 | 0 | 0 | 0 | 0 | 0 | 0 | 0 | 0 | 0 | 0 | 0 | 0 | 0 | 0 | 0 | 0 | 0 | 0 | 0 | 0 | 0 | 0 | 0 | 0
F0_Commercial_Education_New_Food Preparation_Natural Gas_Range_E0 | F0 | Commercial | Education | New | Food Preparation | Natural Gas | Range | E0 | Economic Unit | High Efficiency | High Efficiency | High Efficiency | High Efficiency | High Efficiency | High Efficiency | High Efficiency | High Efficiency | High Efficiency | High Efficiency | High Efficiency | High Efficiency | High Efficiency | High Efficiency | High Efficiency | High Efficiency | High Efficiency | High Efficiency | High Efficiency | High Efficiency | High Efficiency | High Efficiency | 0 | 0 | 0 | 0 | 0 | 0 | 0 | 0
F1_Commercial_Education_New_Food Preparation_Natural Gas_Range_E1 | F1 | Commercial | Education | New | Food Preparation | Natural Gas | Range | E1 | CCE | 0 | 0 | 0 | 0 | 0 | 0 | 0 | 0 | 0 | 0 | 0 | 0 | 0 | 0 | 0 | 0 | 0 | 0 | 0 | 0 | 0 | 0 | 0 | 0 | 0 | 0 | 0 | 0 | 0 | 0
F1_Commercial_Education_New_Food Preparation_Natural Gas_Range_E2 | F1 | Commercial | Education | New | Food Preparation | Natural Gas | Range | E2 | CCE | 8.5926e-06 | 8.5926e-06 | 9.0272e-06 | 8.8899e-06 | 8.7566e-06 | 8.59e-06 | 8.5665e-06 | 8.5115e-06 | 8.4602e-06 | 8.3829e-06 | 8.3709e-06 | 8.3324e-06 | 8.2981e-06 | 8.2325e-06 | 8.2412e-06 | 8.216e-06 | 8.1913e-06 | 8.1372e-06 | 8.1531e-06 | 8.1372e-06 | 8.1253e-06 | 8.0799e-06 | 0 | 0 | 0 | 0 | 0 | 0 | 0 | 0
F1_Commercial_Education_New_Food Preparation_Natural Gas_Range_E3 | F1 | Commercial | Education | New | Food Preparation | Natural Gas | Range | E3 | CCE | 0 | 0 | 0 | 0 | 0 | 0 | 0 | 0 | 0 | 0 | 0 | 0 | 0 | 0 | 0 | 0 | 0 | 0 | 0 | 0 | 0 | 0 | 0 | 0 | 0 | 0 | 0 | 0 | 0 | 0
F1_Commercial_Education_New_Food Preparation_Natural Gas_Range_E4 | F1 | Commercial | Education | New | Food Preparation | Natural Gas | Range | E4 | CCE | 0 | 0 | 0 | 0 | 0 | 0 | 0 | 0 | 0 | 0 | 0 | 0 | 0 | 0 | 0 | 0 | 0 | 0 | 0 | 0 | 0 | 0 | 0 | 0 | 0 | 0 | 0 | 0 | 0 | 0
F1_Commercial_Education_New_Food Preparation_Natural Gas_Range_E5 | F1 | Commercial | Education | New | Food Preparation | Natural Gas | Range | E5 | CCE | 0 | 0 | 0 | 0 | 0 | 0 | 0 | 0 | 0 | 0 | 0 | 0 | 0 | 0 | 0 | 0 | 0 | 0 | 0 | 0 | 0 | 0 | 0 | 0 | 0 | 0 | 0 | 0 | 0 | 0
F1_Commercial_Education_New_Food Preparation_Natural Gas_Range_E6 | F1 | Commercial | Education | New | Food Preparation | Natural Gas | Range | E6 | CCE | 0 | 0 | 0 | 0 | 0 | 0 | 0 | 0 | 0 | 0 | 0 | 0 | 0 | 0 | 0 | 0 | 0 | 0 | 0 | 0 | 0 | 0 | 0 | 0 | 0 | 0 | 0 | 0 | 0 | 0
F1_Commercial_Education_New_Food Preparation_Natural Gas_Range_E7 | F1 | Commercial | Education | New | Food Preparation | Natural Gas | Range | E7 | CCE | 0 | 0 | 0 | 0 | 0 | 0 | 0 | 0 | 0 | 0 | 0 | 0 | 0 | 0 | 0 | 0 | 0 | 0 | 0 | 0 | 0 | 0 | 0 | 0 | 0 | 0 | 0 | 0 | 0 | 0
F1_Commercial_Education_New_Food Preparation_Natural Gas_Range_E8 | F1 | Commercial | Education | New | Food Preparation | Natural Gas | Range | E8 | CCE | 0 | 0 | 0 | 0 | 0 | 0 | 0 | 0 | 0 | 0 | 0 | 0 | 0 | 0 | 0 | 0 | 0 | 0 | 0 | 0 | 0 | 0 | 0 | 0 | 0 | 0 | 0 | 0 | 0 | 0
F1_Commercial_Education_New_Food Preparation_Natural Gas_Range_E9 | F1 | Commercial | Education | New | Food Preparation | Natural Gas | Range | E9 | CCE | 0 | 0 | 0 | 0 | 0 | 0 | 0 | 0 | 0 | 0 | 0 | 0 | 0 | 0 | 0 | 0 | 0 | 0 | 0 | 0 | 0 | 0 | 0 | 0 | 0 | 0 | 0 | 0 | 0 | 0
F1_Commercial_Education_New_Food Preparation_Natural Gas_Range_E10 | F1 | Commercial | Education | New | Food Preparation | Natural Gas | Range | E10 | CCE | 0 | 0 | 0 | 0 | 0 | 0 | 0 | 0 | 0 | 0 | 0 | 0 | 0 | 0 | 0 | 0 | 0 | 0 | 0 | 0 | 0 | 0 | 0 | 0 | 0 | 0 | 0 | 0 | 0 | 0
F2_Commercial_Education_New_Food Preparation_Natural Gas_Range_E1 | F2 | Commercial | Education | New | Food Preparation | Natural Gas | Range | E1 | TRC BC Ratio | 0.9 | 0.9 | 0.9 | 0.9 | 0.9 | 0.9 | 0.9 | 0.9 | 0.9 | 0.9 | 0.9 | 0.9 | 0.9 | 0.9 | 0.9 | 0.9 | 0.9 | 0.9 | 0.9 | 0.9 | 0.9 | 0.9 | 0 | 0 | 0 | 0 | 0 | 0 | 0 | 0
F2_Commercial_Education_New_Food Preparation_Natural Gas_Range_E2 | F2 | Commercial | Education | New | Food Preparation | Natural Gas | Range | E2 | TRC BC Ratio | 1019.1653 | 1025.957 | 1034.7565 | 1051.749 | 1075.3352 | 1103.7208 | 1129.4917 | 1151.5715 | 1172.5295 | 1193.9346 | 1216.8518 | 1239.2069 | 1260.3448 | 1281.6317 | 1300.4442 | 1318.2534 | 1337.5282 | 1356.8704 | 1376.316 | 1395.7637 | 1414.8475 | 1433.4759 | 0 | 0 | 0 | 0 | 0 | 0 | 0 | 0
F2_Commercial_Education_New_Food Preparation_Natural Gas_Range_E3 | F2 | Commercial | Education | New | Food Preparation | Natural Gas | Range | E3 | TRC BC Ratio | 0 | 0 | 0 | 0 | 0 | 0 | 0 | 0 | 0 | 0 | 0 | 0 | 0 | 0 | 0 | 0 | 0 | 0 | 0 | 0 | 0 | 0 | 0 | 0 | 0 | 0 | 0 | 0 | 0 | 0
F2_Commercial_Education_New_Food Preparation_Natural Gas_Range_E4 | F2 | Commercial | Education | New | Food Preparation | Natural Gas | Range | E4 | TRC BC Ratio | 0 | 0 | 0 | 0 | 0 | 0 | 0 | 0 | 0 | 0 | 0 | 0 | 0 | 0 | 0 | 0 | 0 | 0 | 0 | 0 | 0 | 0 | 0 | 0 | 0 | 0 | 0 | 0 | 0 | 0
F2_Commercial_Education_New_Food Preparation_Natural Gas_Range_E5 | F2 | Commercial | Education | New | Food Preparation | Natural Gas | Range | E5 | TRC BC Ratio | 0 | 0 | 0 | 0 | 0 | 0 | 0 | 0 | 0 | 0 | 0 | 0 | 0 | 0 | 0 | 0 | 0 | 0 | 0 | 0 | 0 | 0 | 0 | 0 | 0 | 0 | 0 | 0 | 0 | 0
F2_Commercial_Education_New_Food Preparation_Natural Gas_Range_E6 | F2 | Commercial | Education | New | Food Preparation | Natural Gas | Range | E6 | TRC BC Ratio | 0 | 0 | 0 | 0 | 0 | 0 | 0 | 0 | 0 | 0 | 0 | 0 | 0 | 0 | 0 | 0 | 0 | 0 | 0 | 0 | 0 | 0 | 0 | 0 | 0 | 0 | 0 | 0 | 0 | 0
F2_Commercial_Education_New_Food Preparation_Natural Gas_Range_E7 | F2 | Commercial | Education | New | Food Preparation | Natural Gas | Range | E7 | TRC BC Ratio | 0 | 0 | 0 | 0 | 0 | 0 | 0 | 0 | 0 | 0 | 0 | 0 | 0 | 0 | 0 | 0 | 0 | 0 | 0 | 0 | 0 | 0 | 0 | 0 | 0 | 0 | 0 | 0 | 0 | 0
F2_Commercial_Education_New_Food Preparation_Natural Gas_Range_E8 | F2 | Commercial | Education | New | Food Preparation | Natural Gas | Range | E8 | TRC BC Ratio | 0 | 0 | 0 | 0 | 0 | 0 | 0 | 0 | 0 | 0 | 0 | 0 | 0 | 0 | 0 | 0 | 0 | 0 | 0 | 0 | 0 | 0 | 0 | 0 | 0 | 0 | 0 | 0 | 0 | 0
F2_Commercial_Education_New_Food Preparation_Natural Gas_Range_E9 | F2 | Commercial | Education | New | Food Preparation | Natural Gas | Range | E9 | TRC BC Ratio | 0 | 0 | 0 | 0 | 0 | 0 | 0 | 0 | 0 | 0 | 0 | 0 | 0 | 0 | 0 | 0 | 0 | 0 | 0 | 0 | 0 | 0 | 0 | 0 | 0 | 0 | 0 | 0 | 0 | 0
F2_Commercial_Education_New_Food Preparation_Natural Gas_Range_E10 | F2 | Commercial | Education | New | Food Preparation | Natural Gas | Range | E10 | TRC BC Ratio | 0 | 0 | 0 | 0 | 0 | 0 | 0 | 0 | 0 | 0 | 0 | 0 | 0 | 0 | 0 | 0 | 0 | 0 | 0 | 0 | 0 | 0 | 0 | 0 | 0 | 0 | 0 | 0 | 0 | 0
F3_Commercial_Education_New_Food Preparation_Natural Gas_Range_E1 | F3 | Commercial | Education | New | Food Preparation | Natural Gas | Range | E1 | PACT BC Ratio | 0.9 | 0.9 | 0.9 | 0.9 | 0.9 | 0.9 | 0.9 | 0.9 | 0.9 | 0.9 | 0.9 | 0.9 | 0.9 | 0.9 | 0.9 | 0.9 | 0.9 | 0.9 | 0.9 | 0.9 | 0.9 | 0.9 | 0 | 0 | 0 | 0 | 0 | 0 | 0 | 0
F3_Commercial_Education_New_Food Preparation_Natural Gas_Range_E2 | F3 | Commercial | Education | New | Food Preparation | Natural Gas | Range | E2 | PACT BC Ratio | 1019.1653 | 1025.957 | 1034.7565 | 1051.749 | 1075.3352 | 1103.7208 | 1129.4917 | 1151.5715 | 1172.5295 | 1193.9346 | 1216.8518 | 1239.2069 | 1260.3448 | 1281.6317 | 1300.4442 | 1318.2534 | 1337.5282 | 1356.8704 | 1376.316 | 1395.7637 | 1414.8475 | 1433.4759 | 0 | 0 | 0 | 0 | 0 | 0 | 0 | 0
F3_Commercial_Education_New_Food Preparation_Natural Gas_Range_E3 | F3 | Commercial | Education | New | Food Preparation | Natural Gas | Range | E3 | PACT BC Ratio | 0 | 0 | 0 | 0 | 0 | 0 | 0 | 0 | 0 | 0 | 0 | 0 | 0 | 0 | 0 | 0 | 0 | 0 | 0 | 0 | 0 | 0 | 0 | 0 | 0 | 0 | 0 | 0 | 0 | 0
F3_Commercial_Education_New_Food Preparation_Natural Gas_Range_E4 | F3 | Commercial | Education | New | Food Preparation | Natural Gas | Range | E4 | PACT BC Ratio | 0 | 0 | 0 | 0 | 0 | 0 | 0 | 0 | 0 | 0 | 0 | 0 | 0 | 0 | 0 | 0 | 0 | 0 | 0 | 0 | 0 | 0 | 0 | 0 | 0 | 0 | 0 | 0 | 0 | 0
F3_Commercial_Education_New_Food Preparation_Natural Gas_Range_E5 | F3 | Commercial | Education | New | Food Preparation | Natural Gas | Range | E5 | PACT BC Ratio | 0 | 0 | 0 | 0 | 0 | 0 | 0 | 0 | 0 | 0 | 0 | 0 | 0 | 0 | 0 | 0 | 0 | 0 | 0 | 0 | 0 | 0 | 0 | 0 | 0 | 0 | 0 | 0 | 0 | 0
F3_Commercial_Education_New_Food Preparation_Natural Gas_Range_E6 | F3 | Commercial | Education | New | Food Preparation | Natural Gas | Range | E6 | PACT BC Ratio | 0 | 0 | 0 | 0 | 0 | 0 | 0 | 0 | 0 | 0 | 0 | 0 | 0 | 0 | 0 | 0 | 0 | 0 | 0 | 0 | 0 | 0 | 0 | 0 | 0 | 0 | 0 | 0 | 0 | 0
F3_Commercial_Education_New_Food Preparation_Natural Gas_Range_E7 | F3 | Commercial | Education | New | Food Preparation | Natural Gas | Range | E7 | PACT BC Ratio | 0 | 0 | 0 | 0 | 0 | 0 | 0 | 0 | 0 | 0 | 0 | 0 | 0 | 0 | 0 | 0 | 0 | 0 | 0 | 0 | 0 | 0 | 0 | 0 | 0 | 0 | 0 | 0 | 0 | 0
F3_Commercial_Education_New_Food Preparation_Natural Gas_Range_E8 | F3 | Commercial | Education | New | Food Preparation | Natural Gas | Range | E8 | PACT BC Ratio | 0 | 0 | 0 | 0 | 0 | 0 | 0 | 0 | 0 | 0 | 0 | 0 | 0 | 0 | 0 | 0 | 0 | 0 | 0 | 0 | 0 | 0 | 0 | 0 | 0 | 0 | 0 | 0 | 0 | 0
F3_Commercial_Education_New_Food Preparation_Natural Gas_Range_E9 | F3 | Commercial | Education | New | Food Preparation | Natural Gas | Range | E9 | PACT BC Ratio | 0 | 0 | 0 | 0 | 0 | 0 | 0 | 0 | 0 | 0 | 0 | 0 | 0 | 0 | 0 | 0 | 0 | 0 | 0 | 0 | 0 | 0 | 0 | 0 | 0 | 0 | 0 | 0 | 0 | 0
F3_Commercial_Education_New_Food Preparation_Natural Gas_Range_E10 | F3 | Commercial | Education | New | Food Preparation | Natural Gas | Range | E10 | PACT BC Ratio | 0 | 0 | 0 | 0 | 0 | 0 | 0 | 0 | 0 | 0 | 0 | 0 | 0 | 0 | 0 | 0 | 0 | 0 | 0 | 0 | 0 | 0 | 0 | 0 | 0 | 0 | 0 | 0 | 0 | 0
F4_Commercial_Education_New_Food Preparation_Natural Gas_Range_E1 | F4 | Commercial | Education | New | Food Preparation | Natural Gas | Range | E1 | PCT BC Ratio | 0.9 | 0.9 | 0.9 | 0.9 | 0.9 | 0.9 | 0.9 | 0.9 | 0.9 | 0.9 | 0.9 | 0.9 | 0.9 | 0.9 | 0.9 | 0.9 | 0.9 | 0.9 | 0.9 | 0.9 | 0.9 | 0.9 | 0 | 0 | 0 | 0 | 0 | 0 | 0 | 0
F4_Commercial_Education_New_Food Preparation_Natural Gas_Range_E2 | F4 | Commercial | Education | New | Food Preparation | Natural Gas | Range | E2 | PCT BC Ratio | 2565.1554 | 2582.2429 | 2604.3819 | 2647.1341 | 2706.4754 | 2777.8917 | 2842.7298 | 2898.2811 | 2951.01 | 3004.864 | 3062.5221 | 3118.7661 | 3171.9478 | 3225.5042 | 3272.8355 | 3317.6421 | 3366.1364 | 3414.8 | 3463.724 | 3512.6533 | 3560.6668 | 3607.5346 | 0 | 0 | 0 | 0 | 0 | 0 | 0 | 0
F4_Commercial_Education_New_Food Preparation_Natural Gas_Range_E3 | F4 | Commercial | Education | New | Food Preparation | Natural Gas | Range | E3 | PCT BC Ratio | 0 | 0 | 0 | 0 | 0 | 0 | 0 | 0 | 0 | 0 | 0 | 0 | 0 | 0 | 0 | 0 | 0 | 0 | 0 | 0 | 0 | 0 | 0 | 0 | 0 | 0 | 0 | 0 | 0 | 0
F4_Commercial_Education_New_Food Preparation_Natural Gas_Range_E4 | F4 | Commercial | Education | New | Food Preparation | Natural Gas | Range | E4 | PCT BC Ratio | 0 | 0 | 0 | 0 | 0 | 0 | 0 | 0 | 0 | 0 | 0 | 0 | 0 | 0 | 0 | 0 | 0 | 0 | 0 | 0 | 0 | 0 | 0 | 0 | 0 | 0 | 0 | 0 | 0 | 0
F4_Commercial_Education_New_Food Preparation_Natural Gas_Range_E5 | F4 | Commercial | Education | New | Food Preparation | Natural Gas | Range | E5 | PCT BC Ratio | 0 | 0 | 0 | 0 | 0 | 0 | 0 | 0 | 0 | 0 | 0 | 0 | 0 | 0 | 0 | 0 | 0 | 0 | 0 | 0 | 0 | 0 | 0 | 0 | 0 | 0 | 0 | 0 | 0 | 0
F4_Commercial_Education_New_Food Preparation_Natural Gas_Range_E6 | F4 | Commercial | Education | New | Food Preparation | Natural Gas | Range | E6 | PCT BC Ratio | 0 | 0 | 0 | 0 | 0 | 0 | 0 | 0 | 0 | 0 | 0 | 0 | 0 | 0 | 0 | 0 | 0 | 0 | 0 | 0 | 0 | 0 | 0 | 0 | 0 | 0 | 0 | 0 | 0 | 0
F4_Commercial_Education_New_Food Preparation_Natural Gas_Range_E7 | F4 | Commercial | Education | New | Food Preparation | Natural Gas | Range | E7 | PCT BC Ratio | 0 | 0 | 0 | 0 | 0 | 0 | 0 | 0 | 0 | 0 | 0 | 0 | 0 | 0 | 0 | 0 | 0 | 0 | 0 | 0 | 0 | 0 | 0 | 0 | 0 | 0 | 0 | 0 | 0 | 0
F4_Commercial_Education_New_Food Preparation_Natural Gas_Range_E8 | F4 | Commercial | Education | New | Food Preparation | Natural Gas | Range | E8 | PCT BC Ratio | 0 | 0 | 0 | 0 | 0 | 0 | 0 | 0 | 0 | 0 | 0 | 0 | 0 | 0 | 0 | 0 | 0 | 0 | 0 | 0 | 0 | 0 | 0 | 0 | 0 | 0 | 0 | 0 | 0 | 0
F4_Commercial_Education_New_Food Preparation_Natural Gas_Range_E9 | F4 | Commercial | Education | New | Food Preparation | Natural Gas | Range | E9 | PCT BC Ratio | 0 | 0 | 0 | 0 | 0 | 0 | 0 | 0 | 0 | 0 | 0 | 0 | 0 | 0 | 0 | 0 | 0 | 0 | 0 | 0 | 0 | 0 | 0 | 0 | 0 | 0 | 0 | 0 | 0 | 0
F4_Commercial_Education_New_Food Preparation_Natural Gas_Range_E10 | F4 | Commercial | Education | New | Food Preparation | Natural Gas | Range | E10 | PCT BC Ratio | 0 | 0 | 0 | 0 | 0 | 0 | 0 | 0 | 0 | 0 | 0 | 0 | 0 | 0 | 0 | 0 | 0 | 0 | 0 | 0 | 0 | 0 | 0 | 0 | 0 | 0 | 0 | 0 | 0 | 0
F5_Commercial_Education_New_Food Preparation_Natural Gas_Range_E1 | F5 | Commercial | Education | New | Food Preparation | Natural Gas | Range | E1 | RIM BC Ratio | 0.9 | 0.9 | 0.9 | 0.9 | 0.9 | 0.9 | 0.9 | 0.9 | 0.9 | 0.9 | 0.9 | 0.9 | 0.9 | 0.9 | 0.9 | 0.9 | 0.9 | 0.9 | 0.9 | 0.9 | 0.9 | 0.9 | 0 | 0 | 0 | 0 | 0 | 0 | 0 | 0
F5_Commercial_Education_New_Food Preparation_Natural Gas_Range_E2 | F5 | Commercial | Education | New | Food Preparation | Natural Gas | Range | E2 | RIM BC Ratio | 0.834 | 0.834 | 0.83401 | 0.83402 | 0.83403 | 0.83405 | 0.83406 | 0.83407 | 0.83409 | 0.8341 | 0.83411 | 0.83412 | 0.83413 | 0.83414 | 0.83414 | 0.83415 | 0.83416 | 0.83417 | 0.83417 | 0.83418 | 0.83419 | 0.83419 | 0 | 0 | 0 | 0 | 0 | 0 | 0 | 0
F5_Commercial_Education_New_Food Preparation_Natural Gas_Range_E3 | F5 | Commercial | Education | New | Food Preparation | Natural Gas | Range | E3 | RIM BC Ratio | 0 | 0 | 0 | 0 | 0 | 0 | 0 | 0 | 0 | 0 | 0 | 0 | 0 | 0 | 0 | 0 | 0 | 0 | 0 | 0 | 0 | 0 | 0 | 0 | 0 | 0 | 0 | 0 | 0 | 0
F5_Commercial_Education_New_Food Preparation_Natural Gas_Range_E4 | F5 | Commercial | Education | New | Food Preparation | Natural Gas | Range | E4 | RIM BC Ratio | 0 | 0 | 0 | 0 | 0 | 0 | 0 | 0 | 0 | 0 | 0 | 0 | 0 | 0 | 0 | 0 | 0 | 0 | 0 | 0 | 0 | 0 | 0 | 0 | 0 | 0 | 0 | 0 | 0 | 0
F5_Commercial_Education_New_Food Preparation_Natural Gas_Range_E5 | F5 | Commercial | Education | New | Food Preparation | Natural Gas | Range | E5 | RIM BC Ratio | 0 | 0 | 0 | 0 | 0 | 0 | 0 | 0 | 0 | 0 | 0 | 0 | 0 | 0 | 0 | 0 | 0 | 0 | 0 | 0 | 0 | 0 | 0 | 0 | 0 | 0 | 0 | 0 | 0 | 0
F5_Commercial_Education_New_Food Preparation_Natural Gas_Range_E6 | F5 | Commercial | Education | New | Food Preparation | Natural Gas | Range | E6 | RIM BC Ratio | 0 | 0 | 0 | 0 | 0 | 0 | 0 | 0 | 0 | 0 | 0 | 0 | 0 | 0 | 0 | 0 | 0 | 0 | 0 | 0 | 0 | 0 | 0 | 0 | 0 | 0 | 0 | 0 | 0 | 0
F5_Commercial_Education_New_Food Preparation_Natural Gas_Range_E7 | F5 | Commercial | Education | New | Food Preparation | Natural Gas | Range | E7 | RIM BC Ratio | 0 | 0 | 0 | 0 | 0 | 0 | 0 | 0 | 0 | 0 | 0 | 0 | 0 | 0 | 0 | 0 | 0 | 0 | 0 | 0 | 0 | 0 | 0 | 0 | 0 | 0 | 0 | 0 | 0 | 0
F5_Commercial_Education_New_Food Preparation_Natural Gas_Range_E8 | F5 | Commercial | Education | New | Food Preparation | Natural Gas | Range | E8 | RIM BC Ratio | 0 | 0 | 0 | 0 | 0 | 0 | 0 | 0 | 0 | 0 | 0 | 0 | 0 | 0 | 0 | 0 | 0 | 0 | 0 | 0 | 0 | 0 | 0 | 0 | 0 | 0 | 0 | 0 | 0 | 0
F5_Commercial_Education_New_Food Preparation_Natural Gas_Range_E9 | F5 | Commercial | Education | New | Food Preparation | Natural Gas | Range | E9 | RIM BC Ratio | 0 | 0 | 0 | 0 | 0 | 0 | 0 | 0 | 0 | 0 | 0 | 0 | 0 | 0 | 0 | 0 | 0 | 0 | 0 | 0 | 0 | 0 | 0 | 0 | 0 | 0 | 0 | 0 | 0 | 0
F5_Commercial_Education_New_Food Preparation_Natural Gas_Range_E10 | F5 | Commercial | Education | New | Food Preparation | Natural Gas | Range | E10 | RIM BC Ratio | 0 | 0 | 0 | 0 | 0 | 0 | 0 | 0 | 0 | 0 | 0 | 0 | 0 | 0 | 0 | 0 | 0 | 0 | 0 | 0 | 0 | 0 | 0 | 0 | 0 | 0 | 0 | 0 | 0 | 0
F0_Commercial_Education_New_Food Preparation_Natural Gas_Steamer_E0 | F0 | Commercial | Education | New | Food Preparation | Natural Gas | Steamer | E0 | Economic Unit | ENERGY STAR | ENERGY STAR | ENERGY STAR | ENERGY STAR | ENERGY STAR | ENERGY STAR | ENERGY STAR | ENERGY STAR | ENERGY STAR | ENERGY STAR | ENERGY STAR | ENERGY STAR | ENERGY STAR | ENERGY STAR | ENERGY STAR | ENERGY STAR | ENERGY STAR | ENERGY STAR | ENERGY STAR | ENERGY STAR | ENERGY STAR | ENERGY STAR | 0 | 0 | 0 | 0 | 0 | 0 | 0 | 0
F1_Commercial_Education_New_Food Preparation_Natural Gas_Steamer_E1 | F1 | Commercial | Education | New | Food Preparation | Natural Gas | Steamer | E1 | CCE | 0 | 0 | 0 | 0 | 0 | 0 | 0 | 0 | 0 | 0 | 0 | 0 | 0 | 0 | 0 | 0 | 0 | 0 | 0 | 0 | 0 | 0 | 0 | 0 | 0 | 0 | 0 | 0 | 0 | 0
F1_Commercial_Education_New_Food Preparation_Natural Gas_Steamer_E2 | F1 | Commercial | Education | New | Food Preparation | Natural Gas | Steamer | E2 | CCE | 0.0017749 | 0.0017749 | 0.0018646 | 0.0018363 | 0.0018088 | 0.0017743 | 0.0017695 | 0.0017581 | 0.0017475 | 0.0017316 | 0.0017291 | 0.0017211 | 0.0017141 | 0.0017005 | 0.0017023 | 0.0016971 | 0.001692 | 0.0016808 | 0.0016841 | 0.0016808 | 0.0016784 | 0.001669 | 0 | 0 | 0 | 0 | 0 | 0 | 0 | 0
F1_Commercial_Education_New_Food Preparation_Natural Gas_Steamer_E3 | F1 | Commercial | Education | New | Food Preparation | Natural Gas | Steamer | E3 | CCE | 0 | 0 | 0 | 0 | 0 | 0 | 0 | 0 | 0 | 0 | 0 | 0 | 0 | 0 | 0 | 0 | 0 | 0 | 0 | 0 | 0 | 0 | 0 | 0 | 0 | 0 | 0 | 0 | 0 | 0
F1_Commercial_Education_New_Food Preparation_Natural Gas_Steamer_E4 | F1 | Commercial | Education | New | Food Preparation | Natural Gas | Steamer | E4 | CCE | 0 | 0 | 0 | 0 | 0 | 0 | 0 | 0 | 0 | 0 | 0 | 0 | 0 | 0 | 0 | 0 | 0 | 0 | 0 | 0 | 0 | 0 | 0 | 0 | 0 | 0 | 0 | 0 | 0 | 0
F1_Commercial_Education_New_Food Preparation_Natural Gas_Steamer_E5 | F1 | Commercial | Education | New | Food Preparation | Natural Gas | Steamer | E5 | CCE | 0 | 0 | 0 | 0 | 0 | 0 | 0 | 0 | 0 | 0 | 0 | 0 | 0 | 0 | 0 | 0 | 0 | 0 | 0 | 0 | 0 | 0 | 0 | 0 | 0 | 0 | 0 | 0 | 0 | 0
F1_Commercial_Education_New_Food Preparation_Natural Gas_Steamer_E6 | F1 | Commercial | Education | New | Food Preparation | Natural Gas | Steamer | E6 | CCE | 0 | 0 | 0 | 0 | 0 | 0 | 0 | 0 | 0 | 0 | 0 | 0 | 0 | 0 | 0 | 0 | 0 | 0 | 0 | 0 | 0 | 0 | 0 | 0 | 0 | 0 | 0 | 0 | 0 | 0
F1_Commercial_Education_New_Food Preparation_Natural Gas_Steamer_E7 | F1 | Commercial | Education | New | Food Preparation | Natural Gas | Steamer | E7 | CCE | 0 | 0 | 0 | 0 | 0 | 0 | 0 | 0 | 0 | 0 | 0 | 0 | 0 | 0 | 0 | 0 | 0 | 0 | 0 | 0 | 0 | 0 | 0 | 0 | 0 | 0 | 0 | 0 | 0 | 0
F1_Commercial_Education_New_Food Preparation_Natural Gas_Steamer_E8 | F1 | Commercial | Education | New | Food Preparation | Natural Gas | Steamer | E8 | CCE | 0 | 0 | 0 | 0 | 0 | 0 | 0 | 0 | 0 | 0 | 0 | 0 | 0 | 0 | 0 | 0 | 0 | 0 | 0 | 0 | 0 | 0 | 0 | 0 | 0 | 0 | 0 | 0 | 0 | 0
F1_Commercial_Education_New_Food Preparation_Natural Gas_Steamer_E9 | F1 | Commercial | Education | New | Food Preparation | Natural Gas | Steamer | E9 | CCE | 0 | 0 | 0 | 0 | 0 | 0 | 0 | 0 | 0 | 0 | 0 | 0 | 0 | 0 | 0 | 0 | 0 | 0 | 0 | 0 | 0 | 0 | 0 | 0 | 0 | 0 | 0 | 0 | 0 | 0
F1_Commercial_Education_New_Food Preparation_Natural Gas_Steamer_E10 | F1 | Commercial | Education | New | Food Preparation | Natural Gas | Steamer | E10 | CCE | 0 | 0 | 0 | 0 | 0 | 0 | 0 | 0 | 0 | 0 | 0 | 0 | 0 | 0 | 0 | 0 | 0 | 0 | 0 | 0 | 0 | 0 | 0 | 0 | 0 | 0 | 0 | 0 | 0 | 0
F2_Commercial_Education_New_Food Preparation_Natural Gas_Steamer_E1 | F2 | Commercial | Education | New | Food Preparation | Natural Gas | Steamer | E1 | TRC BC Ratio | 0.9 | 0.9 | 0.9 | 0.9 | 0.9 | 0.9 | 0.9 | 0.9 | 0.9 | 0.9 | 0.9 | 0.9 | 0.9 | 0.9 | 0.9 | 0.9 | 0.9 | 0.9 | 0.9 | 0.9 | 0.9 | 0.9 | 0 | 0 | 0 | 0 | 0 | 0 | 0 | 0
F2_Commercial_Education_New_Food Preparation_Natural Gas_Steamer_E2 | F2 | Commercial | Education | New | Food Preparation | Natural Gas | Steamer | E2 | TRC BC Ratio | 4.9998 | 5.0422 | 5.093 | 5.1779 | 5.291 | 5.4252 | 5.5491 | 5.656 | 5.7559 | 5.8544 | 5.9559 | 6.057 | 6.1552 | 6.2565 | 6.3505 | 6.4434 | 6.5427 | 6.6427 | 6.7436 | 6.8448 | 6.9449 | 7.0436 | 0 | 0 | 0 | 0 | 0 | 0 | 0 | 0
F2_Commercial_Education_New_Food Preparation_Natural Gas_Steamer_E3 | F2 | Commercial | Education | New | Food Preparation | Natural Gas | Steamer | E3 | TRC BC Ratio | 0 | 0 | 0 | 0 | 0 | 0 | 0 | 0 | 0 | 0 | 0 | 0 | 0 | 0 | 0 | 0 | 0 | 0 | 0 | 0 | 0 | 0 | 0 | 0 | 0 | 0 | 0 | 0 | 0 | 0
F2_Commercial_Education_New_Food Preparation_Natural Gas_Steamer_E4 | F2 | Commercial | Education | New | Food Preparation | Natural Gas | Steamer | E4 | TRC BC Ratio | 0 | 0 | 0 | 0 | 0 | 0 | 0 | 0 | 0 | 0 | 0 | 0 | 0 | 0 | 0 | 0 | 0 | 0 | 0 | 0 | 0 | 0 | 0 | 0 | 0 | 0 | 0 | 0 | 0 | 0
F2_Commercial_Education_New_Food Preparation_Natural Gas_Steamer_E5 | F2 | Commercial | Education | New | Food Preparation | Natural Gas | Steamer | E5 | TRC BC Ratio | 0 | 0 | 0 | 0 | 0 | 0 | 0 | 0 | 0 | 0 | 0 | 0 | 0 | 0 | 0 | 0 | 0 | 0 | 0 | 0 | 0 | 0 | 0 | 0 | 0 | 0 | 0 | 0 | 0 | 0
F2_Commercial_Education_New_Food Preparation_Natural Gas_Steamer_E6 | F2 | Commercial | Education | New | Food Preparation | Natural Gas | Steamer | E6 | TRC BC Ratio | 0 | 0 | 0 | 0 | 0 | 0 | 0 | 0 | 0 | 0 | 0 | 0 | 0 | 0 | 0 | 0 | 0 | 0 | 0 | 0 | 0 | 0 | 0 | 0 | 0 | 0 | 0 | 0 | 0 | 0
F2_Commercial_Education_New_Food Preparation_Natural Gas_Steamer_E7 | F2 | Commercial | Education | New | Food Preparation | Natural Gas | Steamer | E7 | TRC BC Ratio | 0 | 0 | 0 | 0 | 0 | 0 | 0 | 0 | 0 | 0 | 0 | 0 | 0 | 0 | 0 | 0 | 0 | 0 | 0 | 0 | 0 | 0 | 0 | 0 | 0 | 0 | 0 | 0 | 0 | 0
F2_Commercial_Education_New_Food Preparation_Natural Gas_Steamer_E8 | F2 | Commercial | Education | New | Food Preparation | Natural Gas | Steamer | E8 | TRC BC Ratio | 0 | 0 | 0 | 0 | 0 | 0 | 0 | 0 | 0 | 0 | 0 | 0 | 0 | 0 | 0 | 0 | 0 | 0 | 0 | 0 | 0 | 0 | 0 | 0 | 0 | 0 | 0 | 0 | 0 | 0
F2_Commercial_Education_New_Food Preparation_Natural Gas_Steamer_E9 | F2 | Commercial | Education | New | Food Preparation | Natural Gas | Steamer | E9 | TRC BC Ratio | 0 | 0 | 0 | 0 | 0 | 0 | 0 | 0 | 0 | 0 | 0 | 0 | 0 | 0 | 0 | 0 | 0 | 0 | 0 | 0 | 0 | 0 | 0 | 0 | 0 | 0 | 0 | 0 | 0 | 0
F2_Commercial_Education_New_Food Preparation_Natural Gas_Steamer_E10 | F2 | Commercial | Education | New | Food Preparation | Natural Gas | Steamer | E10 | TRC BC Ratio | 0 | 0 | 0 | 0 | 0 | 0 | 0 | 0 | 0 | 0 | 0 | 0 | 0 | 0 | 0 | 0 | 0 | 0 | 0 | 0 | 0 | 0 | 0 | 0 | 0 | 0 | 0 | 0 | 0 | 0
F3_Commercial_Education_New_Food Preparation_Natural Gas_Steamer_E1 | F3 | Commercial | Education | New | Food Preparation | Natural Gas | Steamer | E1 | PACT BC Ratio | 0.9 | 0.9 | 0.9 | 0.9 | 0.9 | 0.9 | 0.9 | 0.9 | 0.9 | 0.9 | 0.9 | 0.9 | 0.9 | 0.9 | 0.9 | 0.9 | 0.9 | 0.9 | 0.9 | 0.9 | 0.9 | 0.9 | 0 | 0 | 0 | 0 | 0 | 0 | 0 | 0
F3_Commercial_Education_New_Food Preparation_Natural Gas_Steamer_E2 | F3 | Commercial | Education | New | Food Preparation | Natural Gas | Steamer | E2 | PACT BC Ratio | 5.4144 | 5.4603 | 5.5153 | 5.6072 | 5.7297 | 5.875 | 6.0092 | 6.1249 | 6.2331 | 6.3398 | 6.4497 | 6.5592 | 6.6655 | 6.7753 | 6.877 | 6.9776 | 7.0852 | 7.1935 | 7.3027 | 7.4123 | 7.5208 | 7.6276 | 0 | 0 | 0 | 0 | 0 | 0 | 0 | 0
F3_Commercial_Education_New_Food Preparation_Natural Gas_Steamer_E3 | F3 | Commercial | Education | New | Food Preparation | Natural Gas | Steamer | E3 | PACT BC Ratio | 0 | 0 | 0 | 0 | 0 | 0 | 0 | 0 | 0 | 0 | 0 | 0 | 0 | 0 | 0 | 0 | 0 | 0 | 0 | 0 | 0 | 0 | 0 | 0 | 0 | 0 | 0 | 0 | 0 | 0
F3_Commercial_Education_New_Food Preparation_Natural Gas_Steamer_E4 | F3 | Commercial | Education | New | Food Preparation | Natural Gas | Steamer | E4 | PACT BC Ratio | 0 | 0 | 0 | 0 | 0 | 0 | 0 | 0 | 0 | 0 | 0 | 0 | 0 | 0 | 0 | 0 | 0 | 0 | 0 | 0 | 0 | 0 | 0 | 0 | 0 | 0 | 0 | 0 | 0 | 0
F3_Commercial_Education_New_Food Preparation_Natural Gas_Steamer_E5 | F3 | Commercial | Education | New | Food Preparation | Natural Gas | Steamer | E5 | PACT BC Ratio | 0 | 0 | 0 | 0 | 0 | 0 | 0 | 0 | 0 | 0 | 0 | 0 | 0 | 0 | 0 | 0 | 0 | 0 | 0 | 0 | 0 | 0 | 0 | 0 | 0 | 0 | 0 | 0 | 0 | 0
F3_Commercial_Education_New_Food Preparation_Natural Gas_Steamer_E6 | F3 | Commercial | Education | New | Food Preparation | Natural Gas | Steamer | E6 | PACT BC Ratio | 0 | 0 | 0 | 0 | 0 | 0 | 0 | 0 | 0 | 0 | 0 | 0 | 0 | 0 | 0 | 0 | 0 | 0 | 0 | 0 | 0 | 0 | 0 | 0 | 0 | 0 | 0 | 0 | 0 | 0
F3_Commercial_Education_New_Food Preparation_Natural Gas_Steamer_E7 | F3 | Commercial | Education | New | Food Preparation | Natural Gas | Steamer | E7 | PACT BC Ratio | 0 | 0 | 0 | 0 | 0 | 0 | 0 | 0 | 0 | 0 | 0 | 0 | 0 | 0 | 0 | 0 | 0 | 0 | 0 | 0 | 0 | 0 | 0 | 0 | 0 | 0 | 0 | 0 | 0 | 0
F3_Commercial_Education_New_Food Preparation_Natural Gas_Steamer_E8 | F3 | Commercial | Education | New | Food Preparation | Natural Gas | Steamer | E8 | PACT BC Ratio | 0 | 0 | 0 | 0 | 0 | 0 | 0 | 0 | 0 | 0 | 0 | 0 | 0 | 0 | 0 | 0 | 0 | 0 | 0 | 0 | 0 | 0 | 0 | 0 | 0 | 0 | 0 | 0 | 0 | 0
F3_Commercial_Education_New_Food Preparation_Natural Gas_Steamer_E9 | F3 | Commercial | Education | New | Food Preparation | Natural Gas | Steamer | E9 | PACT BC Ratio | 0 | 0 | 0 | 0 | 0 | 0 | 0 | 0 | 0 | 0 | 0 | 0 | 0 | 0 | 0 | 0 | 0 | 0 | 0 | 0 | 0 | 0 | 0 | 0 | 0 | 0 | 0 | 0 | 0 | 0
F3_Commercial_Education_New_Food Preparation_Natural Gas_Steamer_E10 | F3 | Commercial | Education | New | Food Preparation | Natural Gas | Steamer | E10 | PACT BC Ratio | 0 | 0 | 0 | 0 | 0 | 0 | 0 | 0 | 0 | 0 | 0 | 0 | 0 | 0 | 0 | 0 | 0 | 0 | 0 | 0 | 0 | 0 | 0 | 0 | 0 | 0 | 0 | 0 | 0 | 0
F4_Commercial_Education_New_Food Preparation_Natural Gas_Steamer_E1 | F4 | Commercial | Education | New | Food Preparation | Natural Gas | Steamer | E1 | PCT BC Ratio | 0.9 | 0.9 | 0.9 | 0.9 | 0.9 | 0.9 | 0.9 | 0.9 | 0.9 | 0.9 | 0.9 | 0.9 | 0.9 | 0.9 | 0.9 | 0.9 | 0.9 | 0.9 | 0.9 | 0.9 | 0.9 | 0.9 | 0 | 0 | 0 | 0 | 0 | 0 | 0 | 0
F4_Commercial_Education_New_Food Preparation_Natural Gas_Steamer_E2 | F4 | Commercial | Education | New | Food Preparation | Natural Gas | Steamer | E2 | PCT BC Ratio | 12.4539 | 12.5522 | 12.6701 | 12.8671 | 13.1296 | 13.4409 | 13.7285 | 13.9764 | 14.2082 | 14.4369 | 14.6723 | 14.9069 | 15.1348 | 15.37 | 15.588 | 15.8035 | 16.0341 | 16.2662 | 16.5002 | 16.7351 | 16.9674 | 17.1964 | 0 | 0 | 0 | 0 | 0 | 0 | 0 | 0
F4_Commercial_Education_New_Food Preparation_Natural Gas_Steamer_E3 | F4 | Commercial | Education | New | Food Preparation | Natural Gas | Steamer | E3 | PCT BC Ratio | 0 | 0 | 0 | 0 | 0 | 0 | 0 | 0 | 0 | 0 | 0 | 0 | 0 | 0 | 0 | 0 | 0 | 0 | 0 | 0 | 0 | 0 | 0 | 0 | 0 | 0 | 0 | 0 | 0 | 0
F4_Commercial_Education_New_Food Preparation_Natural Gas_Steamer_E4 | F4 | Commercial | Education | New | Food Preparation | Natural Gas | Steamer | E4 | PCT BC Ratio | 0 | 0 | 0 | 0 | 0 | 0 | 0 | 0 | 0 | 0 | 0 | 0 | 0 | 0 | 0 | 0 | 0 | 0 | 0 | 0 | 0 | 0 | 0 | 0 | 0 | 0 | 0 | 0 | 0 | 0
F4_Commercial_Education_New_Food Preparation_Natural Gas_Steamer_E5 | F4 | Commercial | Education | New | Food Preparation | Natural Gas | Steamer | E5 | PCT BC Ratio | 0 | 0 | 0 | 0 | 0 | 0 | 0 | 0 | 0 | 0 | 0 | 0 | 0 | 0 | 0 | 0 | 0 | 0 | 0 | 0 | 0 | 0 | 0 | 0 | 0 | 0 | 0 | 0 | 0 | 0
F4_Commercial_Education_New_Food Preparation_Natural Gas_Steamer_E6 | F4 | Commercial | Education | New | Food Preparation | Natural Gas | Steamer | E6 | PCT BC Ratio | 0 | 0 | 0 | 0 | 0 | 0 | 0 | 0 | 0 | 0 | 0 | 0 | 0 | 0 | 0 | 0 | 0 | 0 | 0 | 0 | 0 | 0 | 0 | 0 | 0 | 0 | 0 | 0 | 0 | 0
F4_Commercial_Education_New_Food Preparation_Natural Gas_Steamer_E7 | F4 | Commercial | Education | New | Food Preparation | Natural Gas | Steamer | E7 | PCT BC Ratio | 0 | 0 | 0 | 0 | 0 | 0 | 0 | 0 | 0 | 0 | 0 | 0 | 0 | 0 | 0 | 0 | 0 | 0 | 0 | 0 | 0 | 0 | 0 | 0 | 0 | 0 | 0 | 0 | 0 | 0
F4_Commercial_Education_New_Food Preparation_Natural Gas_Steamer_E8 | F4 | Commercial | Education | New | Food Preparation | Natural Gas | Steamer | E8 | PCT BC Ratio | 0 | 0 | 0 | 0 | 0 | 0 | 0 | 0 | 0 | 0 | 0 | 0 | 0 | 0 | 0 | 0 | 0 | 0 | 0 | 0 | 0 | 0 | 0 | 0 | 0 | 0 | 0 | 0 | 0 | 0
F4_Commercial_Education_New_Food Preparation_Natural Gas_Steamer_E9 | F4 | Commercial | Education | New | Food Preparation | Natural Gas | Steamer | E9 | PCT BC Ratio | 0 | 0 | 0 | 0 | 0 | 0 | 0 | 0 | 0 | 0 | 0 | 0 | 0 | 0 | 0 | 0 | 0 | 0 | 0 | 0 | 0 | 0 | 0 | 0 | 0 | 0 | 0 | 0 | 0 | 0
F4_Commercial_Education_New_Food Preparation_Natural Gas_Steamer_E10 | F4 | Commercial | Education | New | Food Preparation | Natural Gas | Steamer | E10 | PCT BC Ratio | 0 | 0 | 0 | 0 | 0 | 0 | 0 | 0 | 0 | 0 | 0 | 0 | 0 | 0 | 0 | 0 | 0 | 0 | 0 | 0 | 0 | 0 | 0 | 0 | 0 | 0 | 0 | 0 | 0 | 0
F5_Commercial_Education_New_Food Preparation_Natural Gas_Steamer_E1 | F5 | Commercial | Education | New | Food Preparation | Natural Gas | Steamer | E1 | RIM BC Ratio | 0.9 | 0.9 | 0.9 | 0.9 | 0.9 | 0.9 | 0.9 | 0.9 | 0.9 | 0.9 | 0.9 | 0.9 | 0.9 | 0.9 | 0.9 | 0.9 | 0.9 | 0.9 | 0.9 | 0.9 | 0.9 | 0.9 | 0 | 0 | 0 | 0 | 0 | 0 | 0 | 0
F5_Commercial_Education_New_Food Preparation_Natural Gas_Steamer_E2 | F5 | Commercial | Education | New | Food Preparation | Natural Gas | Steamer | E2 | RIM BC Ratio | 0.72319 | 0.72401 | 0.72496 | 0.72653 | 0.72855 | 0.73085 | 0.73288 | 0.73457 | 0.73611 | 0.73757 | 0.73904 | 0.74045 | 0.74179 | 0.74313 | 0.74434 | 0.7455 | 0.74671 | 0.7479 | 0.74906 | 0.7502 | 0.7513 | 0.75235 | 0 | 0 | 0 | 0 | 0 | 0 | 0 | 0
F5_Commercial_Education_New_Food Preparation_Natural Gas_Steamer_E3 | F5 | Commercial | Education | New | Food Preparation | Natural Gas | Steamer | E3 | RIM BC Ratio | 0 | 0 | 0 | 0 | 0 | 0 | 0 | 0 | 0 | 0 | 0 | 0 | 0 | 0 | 0 | 0 | 0 | 0 | 0 | 0 | 0 | 0 | 0 | 0 | 0 | 0 | 0 | 0 | 0 | 0
F5_Commercial_Education_New_Food Preparation_Natural Gas_Steamer_E4 | F5 | Commercial | Education | New | Food Preparation | Natural Gas | Steamer | E4 | RIM BC Ratio | 0 | 0 | 0 | 0 | 0 | 0 | 0 | 0 | 0 | 0 | 0 | 0 | 0 | 0 | 0 | 0 | 0 | 0 | 0 | 0 | 0 | 0 | 0 | 0 | 0 | 0 | 0 | 0 | 0 | 0
F5_Commercial_Education_New_Food Preparation_Natural Gas_Steamer_E5 | F5 | Commercial | Education | New | Food Preparation | Natural Gas | Steamer | E5 | RIM BC Ratio | 0 | 0 | 0 | 0 | 0 | 0 | 0 | 0 | 0 | 0 | 0 | 0 | 0 | 0 | 0 | 0 | 0 | 0 | 0 | 0 | 0 | 0 | 0 | 0 | 0 | 0 | 0 | 0 | 0 | 0
F5_Commercial_Education_New_Food Preparation_Natural Gas_Steamer_E6 | F5 | Commercial | Education | New | Food Preparation | Natural Gas | Steamer | E6 | RIM BC Ratio | 0 | 0 | 0 | 0 | 0 | 0 | 0 | 0 | 0 | 0 | 0 | 0 | 0 | 0 | 0 | 0 | 0 | 0 | 0 | 0 | 0 | 0 | 0 | 0 | 0 | 0 | 0 | 0 | 0 | 0
F5_Commercial_Education_New_Food Preparation_Natural Gas_Steamer_E7 | F5 | Commercial | Education | New | Food Preparation | Natural Gas | Steamer | E7 | RIM BC Ratio | 0 | 0 | 0 | 0 | 0 | 0 | 0 | 0 | 0 | 0 | 0 | 0 | 0 | 0 | 0 | 0 | 0 | 0 | 0 | 0 | 0 | 0 | 0 | 0 | 0 | 0 | 0 | 0 | 0 | 0
F5_Commercial_Education_New_Food Preparation_Natural Gas_Steamer_E8 | F5 | Commercial | Education | New | Food Preparation | Natural Gas | Steamer | E8 | RIM BC Ratio | 0 | 0 | 0 | 0 | 0 | 0 | 0 | 0 | 0 | 0 | 0 | 0 | 0 | 0 | 0 | 0 | 0 | 0 | 0 | 0 | 0 | 0 | 0 | 0 | 0 | 0 | 0 | 0 | 0 | 0
F5_Commercial_Education_New_Food Preparation_Natural Gas_Steamer_E9 | F5 | Commercial | Education | New | Food Preparation | Natural Gas | Steamer | E9 | RIM BC Ratio | 0 | 0 | 0 | 0 | 0 | 0 | 0 | 0 | 0 | 0 | 0 | 0 | 0 | 0 | 0 | 0 | 0 | 0 | 0 | 0 | 0 | 0 | 0 | 0 | 0 | 0 | 0 | 0 | 0 | 0
F5_Commercial_Education_New_Food Preparation_Natural Gas_Steamer_E10 | F5 | Commercial | Education | New | Food Preparation | Natural Gas | Steamer | E10 | RIM BC Ratio | 0 | 0 | 0 | 0 | 0 | 0 | 0 | 0 | 0 | 0 | 0 | 0 | 0 | 0 | 0 | 0 | 0 | 0 | 0 | 0 | 0 | 0 | 0 | 0 | 0 | 0 | 0 | 0 | 0 | 0
F0_Commercial_Education_New_Food Preparation_Natural Gas_Food Prep Other_E0 | F0 | Commercial | Education | New | Food Preparation | Natural Gas | Food Prep Other | E0 | Economic Unit | ENERGY STAR | ENERGY STAR | ENERGY STAR | ENERGY STAR | ENERGY STAR | ENERGY STAR | ENERGY STAR | ENERGY STAR | ENERGY STAR | ENERGY STAR | ENERGY STAR | ENERGY STAR | ENERGY STAR | ENERGY STAR | ENERGY STAR | ENERGY STAR | ENERGY STAR | ENERGY STAR | ENERGY STAR | ENERGY STAR | ENERGY STAR | ENERGY STAR | 0 | 0 | 0 | 0 | 0 | 0 | 0 | 0
F1_Commercial_Education_New_Food Preparation_Natural Gas_Food Prep Other_E1 | F1 | Commercial | Education | New | Food Preparation | Natural Gas | Food Prep Other | E1 | CCE | 0 | 0 | 0 | 0 | 0 | 0 | 0 | 0 | 0 | 0 | 0 | 0 | 0 | 0 | 0 | 0 | 0 | 0 | 0 | 0 | 0 | 0 | 0 | 0 | 0 | 0 | 0 | 0 | 0 | 0
F1_Commercial_Education_New_Food Preparation_Natural Gas_Food Prep Other_E2 | F1 | Commercial | Education | New | Food Preparation | Natural Gas | Food Prep Other | E2 | CCE | 0.14135 | 0.14135 | 0.1485 | 0.14624 | 0.14404 | 0.1413 | 0.14092 | 0.14001 | 0.13917 | 0.1379 | 0.1377 | 0.13707 | 0.1365 | 0.13542 | 0.13557 | 0.13515 | 0.13475 | 0.13386 | 0.13412 | 0.13386 | 0.13366 | 0.13291 | 0 | 0 | 0 | 0 | 0 | 0 | 0 | 0
F1_Commercial_Education_New_Food Preparation_Natural Gas_Food Prep Other_E3 | F1 | Commercial | Education | New | Food Preparation | Natural Gas | Food Prep Other | E3 | CCE | 0 | 0 | 0 | 0 | 0 | 0 | 0 | 0 | 0 | 0 | 0 | 0 | 0 | 0 | 0 | 0 | 0 | 0 | 0 | 0 | 0 | 0 | 0 | 0 | 0 | 0 | 0 | 0 | 0 | 0
F1_Commercial_Education_New_Food Preparation_Natural Gas_Food Prep Other_E4 | F1 | Commercial | Education | New | Food Preparation | Natural Gas | Food Prep Other | E4 | CCE | 0 | 0 | 0 | 0 | 0 | 0 | 0 | 0 | 0 | 0 | 0 | 0 | 0 | 0 | 0 | 0 | 0 | 0 | 0 | 0 | 0 | 0 | 0 | 0 | 0 | 0 | 0 | 0 | 0 | 0
F1_Commercial_Education_New_Food Preparation_Natural Gas_Food Prep Other_E5 | F1 | Commercial | Education | New | Food Preparation | Natural Gas | Food Prep Other | E5 | CCE | 0 | 0 | 0 | 0 | 0 | 0 | 0 | 0 | 0 | 0 | 0 | 0 | 0 | 0 | 0 | 0 | 0 | 0 | 0 | 0 | 0 | 0 | 0 | 0 | 0 | 0 | 0 | 0 | 0 | 0
F1_Commercial_Education_New_Food Preparation_Natural Gas_Food Prep Other_E6 | F1 | Commercial | Education | New | Food Preparation | Natural Gas | Food Prep Other | E6 | CCE | 0 | 0 | 0 | 0 | 0 | 0 | 0 | 0 | 0 | 0 | 0 | 0 | 0 | 0 | 0 | 0 | 0 | 0 | 0 | 0 | 0 | 0 | 0 | 0 | 0 | 0 | 0 | 0 | 0 | 0
F1_Commercial_Education_New_Food Preparation_Natural Gas_Food Prep Other_E7 | F1 | Commercial | Education | New | Food Preparation | Natural Gas | Food Prep Other | E7 | CCE | 0 | 0 | 0 | 0 | 0 | 0 | 0 | 0 | 0 | 0 | 0 | 0 | 0 | 0 | 0 | 0 | 0 | 0 | 0 | 0 | 0 | 0 | 0 | 0 | 0 | 0 | 0 | 0 | 0 | 0
F1_Commercial_Education_New_Food Preparation_Natural Gas_Food Prep Other_E8 | F1 | Commercial | Education | New | Food Preparation | Natural Gas | Food Prep Other | E8 | CCE | 0 | 0 | 0 | 0 | 0 | 0 | 0 | 0 | 0 | 0 | 0 | 0 | 0 | 0 | 0 | 0 | 0 | 0 | 0 | 0 | 0 | 0 | 0 | 0 | 0 | 0 | 0 | 0 | 0 | 0
F1_Commercial_Education_New_Food Preparation_Natural Gas_Food Prep Other_E9 | F1 | Commercial | Education | New | Food Preparation | Natural Gas | Food Prep Other | E9 | CCE | 0 | 0 | 0 | 0 | 0 | 0 | 0 | 0 | 0 | 0 | 0 | 0 | 0 | 0 | 0 | 0 | 0 | 0 | 0 | 0 | 0 | 0 | 0 | 0 | 0 | 0 | 0 | 0 | 0 | 0
F1_Commercial_Education_New_Food Preparation_Natural Gas_Food Prep Other_E10 | F1 | Commercial | Education | New | Food Preparation | Natural Gas | Food Prep Other | E10 | CCE | 0 | 0 | 0 | 0 | 0 | 0 | 0 | 0 | 0 | 0 | 0 | 0 | 0 | 0 | 0 | 0 | 0 | 0 | 0 | 0 | 0 | 0 | 0 | 0 | 0 | 0 | 0 | 0 | 0 | 0
F2_Commercial_Education_New_Food Preparation_Natural Gas_Food Prep Other_E1 | F2 | Commercial | Education | New | Food Preparation | Natural Gas | Food Prep Other | E1 | TRC BC Ratio | 0.9 | 0.9 | 0.9 | 0.9 | 0.9 | 0.9 | 0.9 | 0.9 | 0.9 | 0.9 | 0.9 | 0.9 | 0.9 | 0.9 | 0.9 | 0.9 | 0.9 | 0.9 | 0.9 | 0.9 | 0.9 | 0.9 | 0 | 0 | 0 | 0 | 0 | 0 | 0 | 0
F2_Commercial_Education_New_Food Preparation_Natural Gas_Food Prep Other_E2 | F2 | Commercial | Education | New | Food Preparation | Natural Gas | Food Prep Other | E2 | TRC BC Ratio | 0.061956 | 0.062369 | 0.062904 | 0.063937 | 0.06537 | 0.067096 | 0.068663 | 0.070005 | 0.071279 | 0.07258 | 0.073973 | 0.075332 | 0.076617 | 0.077911 | 0.079055 | 0.080138 | 0.081309 | 0.082485 | 0.083667 | 0.084849 | 0.08601 | 0.087142 | 0 | 0 | 0 | 0 | 0 | 0 | 0 | 0
F2_Commercial_Education_New_Food Preparation_Natural Gas_Food Prep Other_E3 | F2 | Commercial | Education | New | Food Preparation | Natural Gas | Food Prep Other | E3 | TRC BC Ratio | 0 | 0 | 0 | 0 | 0 | 0 | 0 | 0 | 0 | 0 | 0 | 0 | 0 | 0 | 0 | 0 | 0 | 0 | 0 | 0 | 0 | 0 | 0 | 0 | 0 | 0 | 0 | 0 | 0 | 0
F2_Commercial_Education_New_Food Preparation_Natural Gas_Food Prep Other_E4 | F2 | Commercial | Education | New | Food Preparation | Natural Gas | Food Prep Other | E4 | TRC BC Ratio | 0 | 0 | 0 | 0 | 0 | 0 | 0 | 0 | 0 | 0 | 0 | 0 | 0 | 0 | 0 | 0 | 0 | 0 | 0 | 0 | 0 | 0 | 0 | 0 | 0 | 0 | 0 | 0 | 0 | 0
F2_Commercial_Education_New_Food Preparation_Natural Gas_Food Prep Other_E5 | F2 | Commercial | Education | New | Food Preparation | Natural Gas | Food Prep Other | E5 | TRC BC Ratio | 0 | 0 | 0 | 0 | 0 | 0 | 0 | 0 | 0 | 0 | 0 | 0 | 0 | 0 | 0 | 0 | 0 | 0 | 0 | 0 | 0 | 0 | 0 | 0 | 0 | 0 | 0 | 0 | 0 | 0
F2_Commercial_Education_New_Food Preparation_Natural Gas_Food Prep Other_E6 | F2 | Commercial | Education | New | Food Preparation | Natural Gas | Food Prep Other | E6 | TRC BC Ratio | 0 | 0 | 0 | 0 | 0 | 0 | 0 | 0 | 0 | 0 | 0 | 0 | 0 | 0 | 0 | 0 | 0 | 0 | 0 | 0 | 0 | 0 | 0 | 0 | 0 | 0 | 0 | 0 | 0 | 0
F2_Commercial_Education_New_Food Preparation_Natural Gas_Food Prep Other_E7 | F2 | Commercial | Education | New | Food Preparation | Natural Gas | Food Prep Other | E7 | TRC BC Ratio | 0 | 0 | 0 | 0 | 0 | 0 | 0 | 0 | 0 | 0 | 0 | 0 | 0 | 0 | 0 | 0 | 0 | 0 | 0 | 0 | 0 | 0 | 0 | 0 | 0 | 0 | 0 | 0 | 0 | 0
F2_Commercial_Education_New_Food Preparation_Natural Gas_Food Prep Other_E8 | F2 | Commercial | Education | New | Food Preparation | Natural Gas | Food Prep Other | E8 | TRC BC Ratio | 0 | 0 | 0 | 0 | 0 | 0 | 0 | 0 | 0 | 0 | 0 | 0 | 0 | 0 | 0 | 0 | 0 | 0 | 0 | 0 | 0 | 0 | 0 | 0 | 0 | 0 | 0 | 0 | 0 | 0
F2_Commercial_Education_New_Food Preparation_Natural Gas_Food Prep Other_E9 | F2 | Commercial | Education | New | Food Preparation | Natural Gas | Food Prep Other | E9 | TRC BC Ratio | 0 | 0 | 0 | 0 | 0 | 0 | 0 | 0 | 0 | 0 | 0 | 0 | 0 | 0 | 0 | 0 | 0 | 0 | 0 | 0 | 0 | 0 | 0 | 0 | 0 | 0 | 0 | 0 | 0 | 0
F2_Commercial_Education_New_Food Preparation_Natural Gas_Food Prep Other_E10 | F2 | Commercial | Education | New | Food Preparation | Natural Gas | Food Prep Other | E10 | TRC BC Ratio | 0 | 0 | 0 | 0 | 0 | 0 | 0 | 0 | 0 | 0 | 0 | 0 | 0 | 0 | 0 | 0 | 0 | 0 | 0 | 0 | 0 | 0 | 0 | 0 | 0 | 0 | 0 | 0 | 0 | 0
F3_Commercial_Education_New_Food Preparation_Natural Gas_Food Prep Other_E1 | F3 | Commercial | Education | New | Food Preparation | Natural Gas | Food Prep Other | E1 | PACT BC Ratio | 0.9 | 0.9 | 0.9 | 0.9 | 0.9 | 0.9 | 0.9 | 0.9 | 0.9 | 0.9 | 0.9 | 0.9 | 0.9 | 0.9 | 0.9 | 0.9 | 0.9 | 0.9 | 0.9 | 0.9 | 0.9 | 0.9 | 0 | 0 | 0 | 0 | 0 | 0 | 0 | 0
F3_Commercial_Education_New_Food Preparation_Natural Gas_Food Prep Other_E2 | F3 | Commercial | Education | New | Food Preparation | Natural Gas | Food Prep Other | E2 | PACT BC Ratio | 1.0937 | 1.101 | 1.1104 | 1.1287 | 1.154 | 1.1844 | 1.2121 | 1.2358 | 1.2583 | 1.2813 | 1.3058 | 1.3298 | 1.3525 | 1.3754 | 1.3956 | 1.4147 | 1.4353 | 1.4561 | 1.477 | 1.4978 | 1.5183 | 1.5383 | 0 | 0 | 0 | 0 | 0 | 0 | 0 | 0
F3_Commercial_Education_New_Food Preparation_Natural Gas_Food Prep Other_E3 | F3 | Commercial | Education | New | Food Preparation | Natural Gas | Food Prep Other | E3 | PACT BC Ratio | 0 | 0 | 0 | 0 | 0 | 0 | 0 | 0 | 0 | 0 | 0 | 0 | 0 | 0 | 0 | 0 | 0 | 0 | 0 | 0 | 0 | 0 | 0 | 0 | 0 | 0 | 0 | 0 | 0 | 0
F3_Commercial_Education_New_Food Preparation_Natural Gas_Food Prep Other_E4 | F3 | Commercial | Education | New | Food Preparation | Natural Gas | Food Prep Other | E4 | PACT BC Ratio | 0 | 0 | 0 | 0 | 0 | 0 | 0 | 0 | 0 | 0 | 0 | 0 | 0 | 0 | 0 | 0 | 0 | 0 | 0 | 0 | 0 | 0 | 0 | 0 | 0 | 0 | 0 | 0 | 0 | 0
F3_Commercial_Education_New_Food Preparation_Natural Gas_Food Prep Other_E5 | F3 | Commercial | Education | New | Food Preparation | Natural Gas | Food Prep Other | E5 | PACT BC Ratio | 0 | 0 | 0 | 0 | 0 | 0 | 0 | 0 | 0 | 0 | 0 | 0 | 0 | 0 | 0 | 0 | 0 | 0 | 0 | 0 | 0 | 0 | 0 | 0 | 0 | 0 | 0 | 0 | 0 | 0
F3_Commercial_Education_New_Food Preparation_Natural Gas_Food Prep Other_E6 | F3 | Commercial | Education | New | Food Preparation | Natural Gas | Food Prep Other | E6 | PACT BC Ratio | 0 | 0 | 0 | 0 | 0 | 0 | 0 | 0 | 0 | 0 | 0 | 0 | 0 | 0 | 0 | 0 | 0 | 0 | 0 | 0 | 0 | 0 | 0 | 0 | 0 | 0 | 0 | 0 | 0 | 0
F3_Commercial_Education_New_Food Preparation_Natural Gas_Food Prep Other_E7 | F3 | Commercial | Education | New | Food Preparation | Natural Gas | Food Prep Other | E7 | PACT BC Ratio | 0 | 0 | 0 | 0 | 0 | 0 | 0 | 0 | 0 | 0 | 0 | 0 | 0 | 0 | 0 | 0 | 0 | 0 | 0 | 0 | 0 | 0 | 0 | 0 | 0 | 0 | 0 | 0 | 0 | 0
F3_Commercial_Education_New_Food Preparation_Natural Gas_Food Prep Other_E8 | F3 | Commercial | Education | New | Food Preparation | Natural Gas | Food Prep Other | E8 | PACT BC Ratio | 0 | 0 | 0 | 0 | 0 | 0 | 0 | 0 | 0 | 0 | 0 | 0 | 0 | 0 | 0 | 0 | 0 | 0 | 0 | 0 | 0 | 0 | 0 | 0 | 0 | 0 | 0 | 0 | 0 | 0
F3_Commercial_Education_New_Food Preparation_Natural Gas_Food Prep Other_E9 | F3 | Commercial | Education | New | Food Preparation | Natural Gas | Food Prep Other | E9 | PACT BC Ratio | 0 | 0 | 0 | 0 | 0 | 0 | 0 | 0 | 0 | 0 | 0 | 0 | 0 | 0 | 0 | 0 | 0 | 0 | 0 | 0 | 0 | 0 | 0 | 0 | 0 | 0 | 0 | 0 | 0 | 0
F3_Commercial_Education_New_Food Preparation_Natural Gas_Food Prep Other_E10 | F3 | Commercial | Education | New | Food Preparation | Natural Gas | Food Prep Other | E10 | PACT BC Ratio | 0 | 0 | 0 | 0 | 0 | 0 | 0 | 0 | 0 | 0 | 0 | 0 | 0 | 0 | 0 | 0 | 0 | 0 | 0 | 0 | 0 | 0 | 0 | 0 | 0 | 0 | 0 | 0 | 0 | 0
F4_Commercial_Education_New_Food Preparation_Natural Gas_Food Prep Other_E1 | F4 | Commercial | Education | New | Food Preparation | Natural Gas | Food Prep Other | E1 | PCT BC Ratio | 0.9 | 0.9 | 0.9 | 0.9 | 0.9 | 0.9 | 0.9 | 0.9 | 0.9 | 0.9 | 0.9 | 0.9 | 0.9 | 0.9 | 0.9 | 0.9 | 0.9 | 0.9 | 0.9 | 0.9 | 0.9 | 0.9 | 0 | 0 | 0 | 0 | 0 | 0 | 0 | 0
F4_Commercial_Education_New_Food Preparation_Natural Gas_Food Prep Other_E2 | F4 | Commercial | Education | New | Food Preparation | Natural Gas | Food Prep Other | E2 | PCT BC Ratio | 0.1043 | 0.10481 | 0.10547 | 0.10674 | 0.10851 | 0.11064 | 0.11258 | 0.11424 | 0.11581 | 0.11741 | 0.11913 | 0.12081 | 0.1224 | 0.124 | 0.12541 | 0.12675 | 0.12819 | 0.12964 | 0.1311 | 0.13256 | 0.134 | 0.13539 | 0 | 0 | 0 | 0 | 0 | 0 | 0 | 0
F4_Commercial_Education_New_Food Preparation_Natural Gas_Food Prep Other_E3 | F4 | Commercial | Education | New | Food Preparation | Natural Gas | Food Prep Other | E3 | PCT BC Ratio | 0 | 0 | 0 | 0 | 0 | 0 | 0 | 0 | 0 | 0 | 0 | 0 | 0 | 0 | 0 | 0 | 0 | 0 | 0 | 0 | 0 | 0 | 0 | 0 | 0 | 0 | 0 | 0 | 0 | 0
F4_Commercial_Education_New_Food Preparation_Natural Gas_Food Prep Other_E4 | F4 | Commercial | Education | New | Food Preparation | Natural Gas | Food Prep Other | E4 | PCT BC Ratio | 0 | 0 | 0 | 0 | 0 | 0 | 0 | 0 | 0 | 0 | 0 | 0 | 0 | 0 | 0 | 0 | 0 | 0 | 0 | 0 | 0 | 0 | 0 | 0 | 0 | 0 | 0 | 0 | 0 | 0
F4_Commercial_Education_New_Food Preparation_Natural Gas_Food Prep Other_E5 | F4 | Commercial | Education | New | Food Preparation | Natural Gas | Food Prep Other | E5 | PCT BC Ratio | 0 | 0 | 0 | 0 | 0 | 0 | 0 | 0 | 0 | 0 | 0 | 0 | 0 | 0 | 0 | 0 | 0 | 0 | 0 | 0 | 0 | 0 | 0 | 0 | 0 | 0 | 0 | 0 | 0 | 0
F4_Commercial_Education_New_Food Preparation_Natural Gas_Food Prep Other_E6 | F4 | Commercial | Education | New | Food Preparation | Natural Gas | Food Prep Other | E6 | PCT BC Ratio | 0 | 0 | 0 | 0 | 0 | 0 | 0 | 0 | 0 | 0 | 0 | 0 | 0 | 0 | 0 | 0 | 0 | 0 | 0 | 0 | 0 | 0 | 0 | 0 | 0 | 0 | 0 | 0 | 0 | 0
F4_Commercial_Education_New_Food Preparation_Natural Gas_Food Prep Other_E7 | F4 | Commercial | Education | New | Food Preparation | Natural Gas | Food Prep Other | E7 | PCT BC Ratio | 0 | 0 | 0 | 0 | 0 | 0 | 0 | 0 | 0 | 0 | 0 | 0 | 0 | 0 | 0 | 0 | 0 | 0 | 0 | 0 | 0 | 0 | 0 | 0 | 0 | 0 | 0 | 0 | 0 | 0
F4_Commercial_Education_New_Food Preparation_Natural Gas_Food Prep Other_E8 | F4 | Commercial | Education | New | Food Preparation | Natural Gas | Food Prep Other | E8 | PCT BC Ratio | 0 | 0 | 0 | 0 | 0 | 0 | 0 | 0 | 0 | 0 | 0 | 0 | 0 | 0 | 0 | 0 | 0 | 0 | 0 | 0 | 0 | 0 | 0 | 0 | 0 | 0 | 0 | 0 | 0 | 0
F4_Commercial_Education_New_Food Preparation_Natural Gas_Food Prep Other_E9 | F4 | Commercial | Education | New | Food Preparation | Natural Gas | Food Prep Other | E9 | PCT BC Ratio | 0 | 0 | 0 | 0 | 0 | 0 | 0 | 0 | 0 | 0 | 0 | 0 | 0 | 0 | 0 | 0 | 0 | 0 | 0 | 0 | 0 | 0 | 0 | 0 | 0 | 0 | 0 | 0 | 0 | 0
F4_Commercial_Education_New_Food Preparation_Natural Gas_Food Prep Other_E10 | F4 | Commercial | Education | New | Food Preparation | Natural Gas | Food Prep Other | E10 | PCT BC Ratio | 0 | 0 | 0 | 0 | 0 | 0 | 0 | 0 | 0 | 0 | 0 | 0 | 0 | 0 | 0 | 0 | 0 | 0 | 0 | 0 | 0 | 0 | 0 | 0 | 0 | 0 | 0 | 0 | 0 | 0
F5_Commercial_Education_New_Food Preparation_Natural Gas_Food Prep Other_E1 | F5 | Commercial | Education | New | Food Preparation | Natural Gas | Food Prep Other | E1 | RIM BC Ratio | 0.9 | 0.9 | 0.9 | 0.9 | 0.9 | 0.9 | 0.9 | 0.9 | 0.9 | 0.9 | 0.9 | 0.9 | 0.9 | 0.9 | 0.9 | 0.9 | 0.9 | 0.9 | 0.9 | 0.9 | 0.9 | 0.9 | 0 | 0 | 0 | 0 | 0 | 0 | 0 | 0
F5_Commercial_Education_New_Food Preparation_Natural Gas_Food Prep Other_E2 | F5 | Commercial | Education | New | Food Preparation | Natural Gas | Food Prep Other | E2 | RIM BC Ratio | 0.4734 | 0.47476 | 0.47651 | 0.47983 | 0.48435 | 0.48963 | 0.4943 | 0.49819 | 0.50181 | 0.50542 | 0.5092 | 0.51281 | 0.51615 | 0.51944 | 0.5223 | 0.52495 | 0.52777 | 0.53055 | 0.5333 | 0.53599 | 0.53859 | 0.54109 | 0 | 0 | 0 | 0 | 0 | 0 | 0 | 0
F5_Commercial_Education_New_Food Preparation_Natural Gas_Food Prep Other_E3 | F5 | Commercial | Education | New | Food Preparation | Natural Gas | Food Prep Other | E3 | RIM BC Ratio | 0 | 0 | 0 | 0 | 0 | 0 | 0 | 0 | 0 | 0 | 0 | 0 | 0 | 0 | 0 | 0 | 0 | 0 | 0 | 0 | 0 | 0 | 0 | 0 | 0 | 0 | 0 | 0 | 0 | 0
F5_Commercial_Education_New_Food Preparation_Natural Gas_Food Prep Other_E4 | F5 | Commercial | Education | New | Food Preparation | Natural Gas | Food Prep Other | E4 | RIM BC Ratio | 0 | 0 | 0 | 0 | 0 | 0 | 0 | 0 | 0 | 0 | 0 | 0 | 0 | 0 | 0 | 0 | 0 | 0 | 0 | 0 | 0 | 0 | 0 | 0 | 0 | 0 | 0 | 0 | 0 | 0
F5_Commercial_Education_New_Food Preparation_Natural Gas_Food Prep Other_E5 | F5 | Commercial | Education | New | Food Preparation | Natural Gas | Food Prep Other | E5 | RIM BC Ratio | 0 | 0 | 0 | 0 | 0 | 0 | 0 | 0 | 0 | 0 | 0 | 0 | 0 | 0 | 0 | 0 | 0 | 0 | 0 | 0 | 0 | 0 | 0 | 0 | 0 | 0 | 0 | 0 | 0 | 0
F5_Commercial_Education_New_Food Preparation_Natural Gas_Food Prep Other_E6 | F5 | Commercial | Education | New | Food Preparation | Natural Gas | Food Prep Other | E6 | RIM BC Ratio | 0 | 0 | 0 | 0 | 0 | 0 | 0 | 0 | 0 | 0 | 0 | 0 | 0 | 0 | 0 | 0 | 0 | 0 | 0 | 0 | 0 | 0 | 0 | 0 | 0 | 0 | 0 | 0 | 0 | 0
F5_Commercial_Education_New_Food Preparation_Natural Gas_Food Prep Other_E7 | F5 | Commercial | Education | New | Food Preparation | Natural Gas | Food Prep Other | E7 | RIM BC Ratio | 0 | 0 | 0 | 0 | 0 | 0 | 0 | 0 | 0 | 0 | 0 | 0 | 0 | 0 | 0 | 0 | 0 | 0 | 0 | 0 | 0 | 0 | 0 | 0 | 0 | 0 | 0 | 0 | 0 | 0
F5_Commercial_Education_New_Food Preparation_Natural Gas_Food Prep Other_E8 | F5 | Commercial | Education | New | Food Preparation | Natural Gas | Food Prep Other | E8 | RIM BC Ratio | 0 | 0 | 0 | 0 | 0 | 0 | 0 | 0 | 0 | 0 | 0 | 0 | 0 | 0 | 0 | 0 | 0 | 0 | 0 | 0 | 0 | 0 | 0 | 0 | 0 | 0 | 0 | 0 | 0 | 0
F5_Commercial_Education_New_Food Preparation_Natural Gas_Food Prep Other_E9 | F5 | Commercial | Education | New | Food Preparation | Natural Gas | Food Prep Other | E9 | RIM BC Ratio | 0 | 0 | 0 | 0 | 0 | 0 | 0 | 0 | 0 | 0 | 0 | 0 | 0 | 0 | 0 | 0 | 0 | 0 | 0 | 0 | 0 | 0 | 0 | 0 | 0 | 0 | 0 | 0 | 0 | 0
F5_Commercial_Education_New_Food Preparation_Natural Gas_Food Prep Other_E10 | F5 | Commercial | Education | New | Food Preparation | Natural Gas | Food Prep Other | E10 | RIM BC Ratio | 0 | 0 | 0 | 0 | 0 | 0 | 0 | 0 | 0 | 0 | 0 | 0 | 0 | 0 | 0 | 0 | 0 | 0 | 0 | 0 | 0 | 0 | 0 | 0 | 0 | 0 | 0 | 0 | 0 | 0
F0_Commercial_Education_New_Miscellaneous_Natural Gas_Pool Heater_E0 | F0 | Commercial | Education | New | Miscellaneous | Natural Gas | Pool Heater | E0 | Economic Unit | Standard (EF .78) | Standard (EF .78) | Standard (EF .78) | Standard (EF .78) | Standard (EF .78) | Standard (EF .78) | Standard (EF .78) | Standard (EF .78) | Standard (EF .78) | Standard (EF .78) | Standard (EF .78) | Standard (EF .78) | Condensing (EF .90) | Condensing (EF .90) | Condensing (EF .90) | Condensing (EF .90) | Condensing (EF .90) | Condensing (EF .90) | Condensing (EF .90) | Condensing (EF .90) | Condensing (EF .90) | Condensing (EF .90) | 0 | 0 | 0 | 0 | 0 | 0 | 0 | 0
F1_Commercial_Education_New_Miscellaneous_Natural Gas_Pool Heater_E1 | F1 | Commercial | Education | New | Miscellaneous | Natural Gas | Pool Heater | E1 | CCE | 0 | 0 | 0 | 0 | 0 | 0 | 0 | 0 | 0 | 0 | 0 | 0 | 0 | 0 | 0 | 0 | 0 | 0 | 0 | 0 | 0 | 0 | 0 | 0 | 0 | 0 | 0 | 0 | 0 | 0
F1_Commercial_Education_New_Miscellaneous_Natural Gas_Pool Heater_E2 | F1 | Commercial | Education | New | Miscellaneous | Natural Gas | Pool Heater | E2 | CCE | 0.016289 | 0.016289 | 0.017113 | 0.016853 | 0.0166 | 0.016284 | 0.016239 | 0.016135 | 0.016038 | 0.015891 | 0.015869 | 0.015796 | 0.015731 | 0.015606 | 0.015623 | 0.015575 | 0.015528 | 0.015425 | 0.015456 | 0.015426 | 0.015403 | 0.015317 | 0 | 0 | 0 | 0 | 0 | 0 | 0 | 0
F1_Commercial_Education_New_Miscellaneous_Natural Gas_Pool Heater_E3 | F1 | Commercial | Education | New | Miscellaneous | Natural Gas | Pool Heater | E3 | CCE | 0 | 0 | 0 | 0 | 0 | 0 | 0 | 0 | 0 | 0 | 0 | 0 | 0 | 0 | 0 | 0 | 0 | 0 | 0 | 0 | 0 | 0 | 0 | 0 | 0 | 0 | 0 | 0 | 0 | 0
F1_Commercial_Education_New_Miscellaneous_Natural Gas_Pool Heater_E4 | F1 | Commercial | Education | New | Miscellaneous | Natural Gas | Pool Heater | E4 | CCE | 0 | 0 | 0 | 0 | 0 | 0 | 0 | 0 | 0 | 0 | 0 | 0 | 0 | 0 | 0 | 0 | 0 | 0 | 0 | 0 | 0 | 0 | 0 | 0 | 0 | 0 | 0 | 0 | 0 | 0
F1_Commercial_Education_New_Miscellaneous_Natural Gas_Pool Heater_E5 | F1 | Commercial | Education | New | Miscellaneous | Natural Gas | Pool Heater | E5 | CCE | 0 | 0 | 0 | 0 | 0 | 0 | 0 | 0 | 0 | 0 | 0 | 0 | 0 | 0 | 0 | 0 | 0 | 0 | 0 | 0 | 0 | 0 | 0 | 0 | 0 | 0 | 0 | 0 | 0 | 0
F1_Commercial_Education_New_Miscellaneous_Natural Gas_Pool Heater_E6 | F1 | Commercial | Education | New | Miscellaneous | Natural Gas | Pool Heater | E6 | CCE | 0 | 0 | 0 | 0 | 0 | 0 | 0 | 0 | 0 | 0 | 0 | 0 | 0 | 0 | 0 | 0 | 0 | 0 | 0 | 0 | 0 | 0 | 0 | 0 | 0 | 0 | 0 | 0 | 0 | 0
F1_Commercial_Education_New_Miscellaneous_Natural Gas_Pool Heater_E7 | F1 | Commercial | Education | New | Miscellaneous | Natural Gas | Pool Heater | E7 | CCE | 0 | 0 | 0 | 0 | 0 | 0 | 0 | 0 | 0 | 0 | 0 | 0 | 0 | 0 | 0 | 0 | 0 | 0 | 0 | 0 | 0 | 0 | 0 | 0 | 0 | 0 | 0 | 0 | 0 | 0
F1_Commercial_Education_New_Miscellaneous_Natural Gas_Pool Heater_E8 | F1 | Commercial | Education | New | Miscellaneous | Natural Gas | Pool Heater | E8 | CCE | 0 | 0 | 0 | 0 | 0 | 0 | 0 | 0 | 0 | 0 | 0 | 0 | 0 | 0 | 0 | 0 | 0 | 0 | 0 | 0 | 0 | 0 | 0 | 0 | 0 | 0 | 0 | 0 | 0 | 0
F1_Commercial_Education_New_Miscellaneous_Natural Gas_Pool Heater_E9 | F1 | Commercial | Education | New | Miscellaneous | Natural Gas | Pool Heater | E9 | CCE | 0 | 0 | 0 | 0 | 0 | 0 | 0 | 0 | 0 | 0 | 0 | 0 | 0 | 0 | 0 | 0 | 0 | 0 | 0 | 0 | 0 | 0 | 0 | 0 | 0 | 0 | 0 | 0 | 0 | 0
F1_Commercial_Education_New_Miscellaneous_Natural Gas_Pool Heater_E10 | F1 | Commercial | Education | New | Miscellaneous | Natural Gas | Pool Heater | E10 | CCE | 0 | 0 | 0 | 0 | 0 | 0 | 0 | 0 | 0 | 0 | 0 | 0 | 0 | 0 | 0 | 0 | 0 | 0 | 0 | 0 | 0 | 0 | 0 | 0 | 0 | 0 | 0 | 0 | 0 | 0
F2_Commercial_Education_New_Miscellaneous_Natural Gas_Pool Heater_E1 | F2 | Commercial | Education | New | Miscellaneous | Natural Gas | Pool Heater | E1 | TRC BC Ratio | 0.9 | 0.9 | 0.9 | 0.9 | 0.9 | 0.9 | 0.9 | 0.9 | 0.9 | 0.9 | 0.9 | 0.9 | 0.9 | 0.9 | 0.9 | 0.9 | 0.9 | 0.9 | 0.9 | 0.9 | 0.9 | 0.9 | 0 | 0 | 0 | 0 | 0 | 0 | 0 | 0
F2_Commercial_Education_New_Miscellaneous_Natural Gas_Pool Heater_E2 | F2 | Commercial | Education | New | Miscellaneous | Natural Gas | Pool Heater | E2 | TRC BC Ratio | 0.5239 | 0.52164 | 0.52208 | 0.52981 | 0.54312 | 0.56021 | 0.57494 | 0.58666 | 0.59726 | 0.60773 | 0.61914 | 0.63073 | 0.64215 | 0.65494 | 0.66711 | 0.67867 | 0.69034 | 0.7008 | 0.70989 | 0.71743 | 0.72449 | 0.73101 | 0 | 0 | 0 | 0 | 0 | 0 | 0 | 0
F2_Commercial_Education_New_Miscellaneous_Natural Gas_Pool Heater_E3 | F2 | Commercial | Education | New | Miscellaneous | Natural Gas | Pool Heater | E3 | TRC BC Ratio | 0 | 0 | 0 | 0 | 0 | 0 | 0 | 0 | 0 | 0 | 0 | 0 | 0 | 0 | 0 | 0 | 0 | 0 | 0 | 0 | 0 | 0 | 0 | 0 | 0 | 0 | 0 | 0 | 0 | 0
F2_Commercial_Education_New_Miscellaneous_Natural Gas_Pool Heater_E4 | F2 | Commercial | Education | New | Miscellaneous | Natural Gas | Pool Heater | E4 | TRC BC Ratio | 0 | 0 | 0 | 0 | 0 | 0 | 0 | 0 | 0 | 0 | 0 | 0 | 0 | 0 | 0 | 0 | 0 | 0 | 0 | 0 | 0 | 0 | 0 | 0 | 0 | 0 | 0 | 0 | 0 | 0
F2_Commercial_Education_New_Miscellaneous_Natural Gas_Pool Heater_E5 | F2 | Commercial | Education | New | Miscellaneous | Natural Gas | Pool Heater | E5 | TRC BC Ratio | 0 | 0 | 0 | 0 | 0 | 0 | 0 | 0 | 0 | 0 | 0 | 0 | 0 | 0 | 0 | 0 | 0 | 0 | 0 | 0 | 0 | 0 | 0 | 0 | 0 | 0 | 0 | 0 | 0 | 0
F2_Commercial_Education_New_Miscellaneous_Natural Gas_Pool Heater_E6 | F2 | Commercial | Education | New | Miscellaneous | Natural Gas | Pool Heater | E6 | TRC BC Ratio | 0 | 0 | 0 | 0 | 0 | 0 | 0 | 0 | 0 | 0 | 0 | 0 | 0 | 0 | 0 | 0 | 0 | 0 | 0 | 0 | 0 | 0 | 0 | 0 | 0 | 0 | 0 | 0 | 0 | 0
F2_Commercial_Education_New_Miscellaneous_Natural Gas_Pool Heater_E7 | F2 | Commercial | Education | New | Miscellaneous | Natural Gas | Pool Heater | E7 | TRC BC Ratio | 0 | 0 | 0 | 0 | 0 | 0 | 0 | 0 | 0 | 0 | 0 | 0 | 0 | 0 | 0 | 0 | 0 | 0 | 0 | 0 | 0 | 0 | 0 | 0 | 0 | 0 | 0 | 0 | 0 | 0
F2_Commercial_Education_New_Miscellaneous_Natural Gas_Pool Heater_E8 | F2 | Commercial | Education | New | Miscellaneous | Natural Gas | Pool Heater | E8 | TRC BC Ratio | 0 | 0 | 0 | 0 | 0 | 0 | 0 | 0 | 0 | 0 | 0 | 0 | 0 | 0 | 0 | 0 | 0 | 0 | 0 | 0 | 0 | 0 | 0 | 0 | 0 | 0 | 0 | 0 | 0 | 0
F2_Commercial_Education_New_Miscellaneous_Natural Gas_Pool Heater_E9 | F2 | Commercial | Education | New | Miscellaneous | Natural Gas | Pool Heater | E9 | TRC BC Ratio | 0 | 0 | 0 | 0 | 0 | 0 | 0 | 0 | 0 | 0 | 0 | 0 | 0 | 0 | 0 | 0 | 0 | 0 | 0 | 0 | 0 | 0 | 0 | 0 | 0 | 0 | 0 | 0 | 0 | 0
F2_Commercial_Education_New_Miscellaneous_Natural Gas_Pool Heater_E10 | F2 | Commercial | Education | New | Miscellaneous | Natural Gas | Pool Heater | E10 | TRC BC Ratio | 0 | 0 | 0 | 0 | 0 | 0 | 0 | 0 | 0 | 0 | 0 | 0 | 0 | 0 | 0 | 0 | 0 | 0 | 0 | 0 | 0 | 0 | 0 | 0 | 0 | 0 | 0 | 0 | 0 | 0
F3_Commercial_Education_New_Miscellaneous_Natural Gas_Pool Heater_E1 | F3 | Commercial | Education | New | Miscellaneous | Natural Gas | Pool Heater | E1 | PACT BC Ratio | 0.9 | 0.9 | 0.9 | 0.9 | 0.9 | 0.9 | 0.9 | 0.9 | 0.9 | 0.9 | 0.9 | 0.9 | 0.9 | 0.9 | 0.9 | 0.9 | 0.9 | 0.9 | 0.9 | 0.9 | 0.9 | 0.9 | 0 | 0 | 0 | 0 | 0 | 0 | 0 | 0
F3_Commercial_Education_New_Miscellaneous_Natural Gas_Pool Heater_E2 | F3 | Commercial | Education | New | Miscellaneous | Natural Gas | Pool Heater | E2 | PACT BC Ratio | 0.73673 | 0.73355 | 0.73416 | 0.74503 | 0.76375 | 0.78778 | 0.8085 | 0.82498 | 0.83988 | 0.8546 | 0.87065 | 0.88694 | 0.903 | 0.921 | 0.93811 | 0.95437 | 0.97078 | 0.98549 | 0.99827 | 1.0089 | 1.0188 | 1.028 | 0 | 0 | 0 | 0 | 0 | 0 | 0 | 0
F3_Commercial_Education_New_Miscellaneous_Natural Gas_Pool Heater_E3 | F3 | Commercial | Education | New | Miscellaneous | Natural Gas | Pool Heater | E3 | PACT BC Ratio | 0 | 0 | 0 | 0 | 0 | 0 | 0 | 0 | 0 | 0 | 0 | 0 | 0 | 0 | 0 | 0 | 0 | 0 | 0 | 0 | 0 | 0 | 0 | 0 | 0 | 0 | 0 | 0 | 0 | 0
F3_Commercial_Education_New_Miscellaneous_Natural Gas_Pool Heater_E4 | F3 | Commercial | Education | New | Miscellaneous | Natural Gas | Pool Heater | E4 | PACT BC Ratio | 0 | 0 | 0 | 0 | 0 | 0 | 0 | 0 | 0 | 0 | 0 | 0 | 0 | 0 | 0 | 0 | 0 | 0 | 0 | 0 | 0 | 0 | 0 | 0 | 0 | 0 | 0 | 0 | 0 | 0
F3_Commercial_Education_New_Miscellaneous_Natural Gas_Pool Heater_E5 | F3 | Commercial | Education | New | Miscellaneous | Natural Gas | Pool Heater | E5 | PACT BC Ratio | 0 | 0 | 0 | 0 | 0 | 0 | 0 | 0 | 0 | 0 | 0 | 0 | 0 | 0 | 0 | 0 | 0 | 0 | 0 | 0 | 0 | 0 | 0 | 0 | 0 | 0 | 0 | 0 | 0 | 0
F3_Commercial_Education_New_Miscellaneous_Natural Gas_Pool Heater_E6 | F3 | Commercial | Education | New | Miscellaneous | Natural Gas | Pool Heater | E6 | PACT BC Ratio | 0 | 0 | 0 | 0 | 0 | 0 | 0 | 0 | 0 | 0 | 0 | 0 | 0 | 0 | 0 | 0 | 0 | 0 | 0 | 0 | 0 | 0 | 0 | 0 | 0 | 0 | 0 | 0 | 0 | 0
F3_Commercial_Education_New_Miscellaneous_Natural Gas_Pool Heater_E7 | F3 | Commercial | Education | New | Miscellaneous | Natural Gas | Pool Heater | E7 | PACT BC Ratio | 0 | 0 | 0 | 0 | 0 | 0 | 0 | 0 | 0 | 0 | 0 | 0 | 0 | 0 | 0 | 0 | 0 | 0 | 0 | 0 | 0 | 0 | 0 | 0 | 0 | 0 | 0 | 0 | 0 | 0
F3_Commercial_Education_New_Miscellaneous_Natural Gas_Pool Heater_E8 | F3 | Commercial | Education | New | Miscellaneous | Natural Gas | Pool Heater | E8 | PACT BC Ratio | 0 | 0 | 0 | 0 | 0 | 0 | 0 | 0 | 0 | 0 | 0 | 0 | 0 | 0 | 0 | 0 | 0 | 0 | 0 | 0 | 0 | 0 | 0 | 0 | 0 | 0 | 0 | 0 | 0 | 0
F3_Commercial_Education_New_Miscellaneous_Natural Gas_Pool Heater_E9 | F3 | Commercial | Education | New | Miscellaneous | Natural Gas | Pool Heater | E9 | PACT BC Ratio | 0 | 0 | 0 | 0 | 0 | 0 | 0 | 0 | 0 | 0 | 0 | 0 | 0 | 0 | 0 | 0 | 0 | 0 | 0 | 0 | 0 | 0 | 0 | 0 | 0 | 0 | 0 | 0 | 0 | 0
F3_Commercial_Education_New_Miscellaneous_Natural Gas_Pool Heater_E10 | F3 | Commercial | Education | New | Miscellaneous | Natural Gas | Pool Heater | E10 | PACT BC Ratio | 0 | 0 | 0 | 0 | 0 | 0 | 0 | 0 | 0 | 0 | 0 | 0 | 0 | 0 | 0 | 0 | 0 | 0 | 0 | 0 | 0 | 0 | 0 | 0 | 0 | 0 | 0 | 0 | 0 | 0
F4_Commercial_Education_New_Miscellaneous_Natural Gas_Pool Heater_E1 | F4 | Commercial | Education | New | Miscellaneous | Natural Gas | Pool Heater | E1 | PCT BC Ratio | 0.9 | 0.9 | 0.9 | 0.9 | 0.9 | 0.9 | 0.9 | 0.9 | 0.9 | 0.9 | 0.9 | 0.9 | 0.9 | 0.9 | 0.9 | 0.9 | 0.9 | 0.9 | 0.9 | 0.9 | 0.9 | 0.9 | 0 | 0 | 0 | 0 | 0 | 0 | 0 | 0
F4_Commercial_Education_New_Miscellaneous_Natural Gas_Pool Heater_E2 | F4 | Commercial | Education | New | Miscellaneous | Natural Gas | Pool Heater | E2 | PCT BC Ratio | 1.5399 | 1.5356 | 1.5364 | 1.5512 | 1.5766 | 1.6092 | 1.6373 | 1.6597 | 1.6799 | 1.6999 | 1.7217 | 1.7439 | 1.7657 | 1.7901 | 1.8133 | 1.8354 | 1.8577 | 1.8776 | 1.895 | 1.9094 | 1.9229 | 1.9353 | 0 | 0 | 0 | 0 | 0 | 0 | 0 | 0
F4_Commercial_Education_New_Miscellaneous_Natural Gas_Pool Heater_E3 | F4 | Commercial | Education | New | Miscellaneous | Natural Gas | Pool Heater | E3 | PCT BC Ratio | 0 | 0 | 0 | 0 | 0 | 0 | 0 | 0 | 0 | 0 | 0 | 0 | 0 | 0 | 0 | 0 | 0 | 0 | 0 | 0 | 0 | 0 | 0 | 0 | 0 | 0 | 0 | 0 | 0 | 0
F4_Commercial_Education_New_Miscellaneous_Natural Gas_Pool Heater_E4 | F4 | Commercial | Education | New | Miscellaneous | Natural Gas | Pool Heater | E4 | PCT BC Ratio | 0 | 0 | 0 | 0 | 0 | 0 | 0 | 0 | 0 | 0 | 0 | 0 | 0 | 0 | 0 | 0 | 0 | 0 | 0 | 0 | 0 | 0 | 0 | 0 | 0 | 0 | 0 | 0 | 0 | 0
F4_Commercial_Education_New_Miscellaneous_Natural Gas_Pool Heater_E5 | F4 | Commercial | Education | New | Miscellaneous | Natural Gas | Pool Heater | E5 | PCT BC Ratio | 0 | 0 | 0 | 0 | 0 | 0 | 0 | 0 | 0 | 0 | 0 | 0 | 0 | 0 | 0 | 0 | 0 | 0 | 0 | 0 | 0 | 0 | 0 | 0 | 0 | 0 | 0 | 0 | 0 | 0
F4_Commercial_Education_New_Miscellaneous_Natural Gas_Pool Heater_E6 | F4 | Commercial | Education | New | Miscellaneous | Natural Gas | Pool Heater | E6 | PCT BC Ratio | 0 | 0 | 0 | 0 | 0 | 0 | 0 | 0 | 0 | 0 | 0 | 0 | 0 | 0 | 0 | 0 | 0 | 0 | 0 | 0 | 0 | 0 | 0 | 0 | 0 | 0 | 0 | 0 | 0 | 0
F4_Commercial_Education_New_Miscellaneous_Natural Gas_Pool Heater_E7 | F4 | Commercial | Education | New | Miscellaneous | Natural Gas | Pool Heater | E7 | PCT BC Ratio | 0 | 0 | 0 | 0 | 0 | 0 | 0 | 0 | 0 | 0 | 0 | 0 | 0 | 0 | 0 | 0 | 0 | 0 | 0 | 0 | 0 | 0 | 0 | 0 | 0 | 0 | 0 | 0 | 0 | 0
F4_Commercial_Education_New_Miscellaneous_Natural Gas_Pool Heater_E8 | F4 | Commercial | Education | New | Miscellaneous | Natural Gas | Pool Heater | E8 | PCT BC Ratio | 0 | 0 | 0 | 0 | 0 | 0 | 0 | 0 | 0 | 0 | 0 | 0 | 0 | 0 | 0 | 0 | 0 | 0 | 0 | 0 | 0 | 0 | 0 | 0 | 0 | 0 | 0 | 0 | 0 | 0
F4_Commercial_Education_New_Miscellaneous_Natural Gas_Pool Heater_E9 | F4 | Commercial | Education | New | Miscellaneous | Natural Gas | Pool Heater | E9 | PCT BC Ratio | 0 | 0 | 0 | 0 | 0 | 0 | 0 | 0 | 0 | 0 | 0 | 0 | 0 | 0 | 0 | 0 | 0 | 0 | 0 | 0 | 0 | 0 | 0 | 0 | 0 | 0 | 0 | 0 | 0 | 0
F4_Commercial_Education_New_Miscellaneous_Natural Gas_Pool Heater_E10 | F4 | Commercial | Education | New | Miscellaneous | Natural Gas | Pool Heater | E10 | PCT BC Ratio | 0 | 0 | 0 | 0 | 0 | 0 | 0 | 0 | 0 | 0 | 0 | 0 | 0 | 0 | 0 | 0 | 0 | 0 | 0 | 0 | 0 | 0 | 0 | 0 | 0 | 0 | 0 | 0 | 0 | 0
F5_Commercial_Education_New_Miscellaneous_Natural Gas_Pool Heater_E1 | F5 | Commercial | Education | New | Miscellaneous | Natural Gas | Pool Heater | E1 | RIM BC Ratio | 0.9 | 0.9 | 0.9 | 0.9 | 0.9 | 0.9 | 0.9 | 0.9 | 0.9 | 0.9 | 0.9 | 0.9 | 0.9 | 0.9 | 0.9 | 0.9 | 0.9 | 0.9 | 0.9 | 0.9 | 0.9 | 0.9 | 0 | 0 | 0 | 0 | 0 | 0 | 0 | 0
F5_Commercial_Education_New_Miscellaneous_Natural Gas_Pool Heater_E2 | F5 | Commercial | Education | New | Miscellaneous | Natural Gas | Pool Heater | E2 | RIM BC Ratio | 0.39133 | 0.39043 | 0.3906 | 0.39366 | 0.39882 | 0.40528 | 0.41069 | 0.4149 | 0.41863 | 0.42226 | 0.42614 | 0.43001 | 0.43375 | 0.43786 | 0.44169 | 0.44526 | 0.4488 | 0.45192 | 0.45459 | 0.45677 | 0.4588 | 0.46065 | 0 | 0 | 0 | 0 | 0 | 0 | 0 | 0
F5_Commercial_Education_New_Miscellaneous_Natural Gas_Pool Heater_E3 | F5 | Commercial | Education | New | Miscellaneous | Natural Gas | Pool Heater | E3 | RIM BC Ratio | 0 | 0 | 0 | 0 | 0 | 0 | 0 | 0 | 0 | 0 | 0 | 0 | 0 | 0 | 0 | 0 | 0 | 0 | 0 | 0 | 0 | 0 | 0 | 0 | 0 | 0 | 0 | 0 | 0 | 0
F5_Commercial_Education_New_Miscellaneous_Natural Gas_Pool Heater_E4 | F5 | Commercial | Education | New | Miscellaneous | Natural Gas | Pool Heater | E4 | RIM BC Ratio | 0 | 0 | 0 | 0 | 0 | 0 | 0 | 0 | 0 | 0 | 0 | 0 | 0 | 0 | 0 | 0 | 0 | 0 | 0 | 0 | 0 | 0 | 0 | 0 | 0 | 0 | 0 | 0 | 0 | 0
F5_Commercial_Education_New_Miscellaneous_Natural Gas_Pool Heater_E5 | F5 | Commercial | Education | New | Miscellaneous | Natural Gas | Pool Heater | E5 | RIM BC Ratio | 0 | 0 | 0 | 0 | 0 | 0 | 0 | 0 | 0 | 0 | 0 | 0 | 0 | 0 | 0 | 0 | 0 | 0 | 0 | 0 | 0 | 0 | 0 | 0 | 0 | 0 | 0 | 0 | 0 | 0
F5_Commercial_Education_New_Miscellaneous_Natural Gas_Pool Heater_E6 | F5 | Commercial | Education | New | Miscellaneous | Natural Gas | Pool Heater | E6 | RIM BC Ratio | 0 | 0 | 0 | 0 | 0 | 0 | 0 | 0 | 0 | 0 | 0 | 0 | 0 | 0 | 0 | 0 | 0 | 0 | 0 | 0 | 0 | 0 | 0 | 0 | 0 | 0 | 0 | 0 | 0 | 0
F5_Commercial_Education_New_Miscellaneous_Natural Gas_Pool Heater_E7 | F5 | Commercial | Education | New | Miscellaneous | Natural Gas | Pool Heater | E7 | RIM BC Ratio | 0 | 0 | 0 | 0 | 0 | 0 | 0 | 0 | 0 | 0 | 0 | 0 | 0 | 0 | 0 | 0 | 0 | 0 | 0 | 0 | 0 | 0 | 0 | 0 | 0 | 0 | 0 | 0 | 0 | 0
F5_Commercial_Education_New_Miscellaneous_Natural Gas_Pool Heater_E8 | F5 | Commercial | Education | New | Miscellaneous | Natural Gas | Pool Heater | E8 | RIM BC Ratio | 0 | 0 | 0 | 0 | 0 | 0 | 0 | 0 | 0 | 0 | 0 | 0 | 0 | 0 | 0 | 0 | 0 | 0 | 0 | 0 | 0 | 0 | 0 | 0 | 0 | 0 | 0 | 0 | 0 | 0
F5_Commercial_Education_New_Miscellaneous_Natural Gas_Pool Heater_E9 | F5 | Commercial | Education | New | Miscellaneous | Natural Gas | Pool Heater | E9 | RIM BC Ratio | 0 | 0 | 0 | 0 | 0 | 0 | 0 | 0 | 0 | 0 | 0 | 0 | 0 | 0 | 0 | 0 | 0 | 0 | 0 | 0 | 0 | 0 | 0 | 0 | 0 | 0 | 0 | 0 | 0 | 0
F5_Commercial_Education_New_Miscellaneous_Natural Gas_Pool Heater_E10 | F5 | Commercial | Education | New | Miscellaneous | Natural Gas | Pool Heater | E10 | RIM BC Ratio | 0 | 0 | 0 | 0 | 0 | 0 | 0 | 0 | 0 | 0 | 0 | 0 | 0 | 0 | 0 | 0 | 0 | 0 | 0 | 0 | 0 | 0 | 0 | 0 | 0 | 0 | 0 | 0 | 0 | 0
F0_Commercial_Education_New_Miscellaneous_Natural Gas_Miscellaneous_E0 | F0 | Commercial | Education | New | Miscellaneous | Natural Gas | Miscellaneous | E0 | Economic Unit | Miscellaneous | Miscellaneous | Miscellaneous | Miscellaneous | Miscellaneous | Miscellaneous | Miscellaneous | Miscellaneous | Miscellaneous | Miscellaneous | Miscellaneous | Miscellaneous | Miscellaneous | Miscellaneous | Miscellaneous | Miscellaneous | Miscellaneous | Miscellaneous | Miscellaneous | Miscellaneous | Miscellaneous | Miscellaneous | 0 | 0 | 0 | 0 | 0 | 0 | 0 | 0
F1_Commercial_Education_New_Miscellaneous_Natural Gas_Miscellaneous_E1 | F1 | Commercial | Education | New | Miscellaneous | Natural Gas | Miscellaneous | E1 | CCE | 0 | 0 | 0 | 0 | 0 | 0 | 0 | 0 | 0 | 0 | 0 | 0 | 0 | 0 | 0 | 0 | 0 | 0 | 0 | 0 | 0 | 0 | 0 | 0 | 0 | 0 | 0 | 0 | 0 | 0
F1_Commercial_Education_New_Miscellaneous_Natural Gas_Miscellaneous_E2 | F1 | Commercial | Education | New | Miscellaneous | Natural Gas | Miscellaneous | E2 | CCE | 0 | 0 | 0 | 0 | 0 | 0 | 0 | 0 | 0 | 0 | 0 | 0 | 0 | 0 | 0 | 0 | 0 | 0 | 0 | 0 | 0 | 0 | 0 | 0 | 0 | 0 | 0 | 0 | 0 | 0
F1_Commercial_Education_New_Miscellaneous_Natural Gas_Miscellaneous_E3 | F1 | Commercial | Education | New | Miscellaneous | Natural Gas | Miscellaneous | E3 | CCE | 0 | 0 | 0 | 0 | 0 | 0 | 0 | 0 | 0 | 0 | 0 | 0 | 0 | 0 | 0 | 0 | 0 | 0 | 0 | 0 | 0 | 0 | 0 | 0 | 0 | 0 | 0 | 0 | 0 | 0
F1_Commercial_Education_New_Miscellaneous_Natural Gas_Miscellaneous_E4 | F1 | Commercial | Education | New | Miscellaneous | Natural Gas | Miscellaneous | E4 | CCE | 0 | 0 | 0 | 0 | 0 | 0 | 0 | 0 | 0 | 0 | 0 | 0 | 0 | 0 | 0 | 0 | 0 | 0 | 0 | 0 | 0 | 0 | 0 | 0 | 0 | 0 | 0 | 0 | 0 | 0
F1_Commercial_Education_New_Miscellaneous_Natural Gas_Miscellaneous_E5 | F1 | Commercial | Education | New | Miscellaneous | Natural Gas | Miscellaneous | E5 | CCE | 0 | 0 | 0 | 0 | 0 | 0 | 0 | 0 | 0 | 0 | 0 | 0 | 0 | 0 | 0 | 0 | 0 | 0 | 0 | 0 | 0 | 0 | 0 | 0 | 0 | 0 | 0 | 0 | 0 | 0
F1_Commercial_Education_New_Miscellaneous_Natural Gas_Miscellaneous_E6 | F1 | Commercial | Education | New | Miscellaneous | Natural Gas | Miscellaneous | E6 | CCE | 0 | 0 | 0 | 0 | 0 | 0 | 0 | 0 | 0 | 0 | 0 | 0 | 0 | 0 | 0 | 0 | 0 | 0 | 0 | 0 | 0 | 0 | 0 | 0 | 0 | 0 | 0 | 0 | 0 | 0
F1_Commercial_Education_New_Miscellaneous_Natural Gas_Miscellaneous_E7 | F1 | Commercial | Education | New | Miscellaneous | Natural Gas | Miscellaneous | E7 | CCE | 0 | 0 | 0 | 0 | 0 | 0 | 0 | 0 | 0 | 0 | 0 | 0 | 0 | 0 | 0 | 0 | 0 | 0 | 0 | 0 | 0 | 0 | 0 | 0 | 0 | 0 | 0 | 0 | 0 | 0
F1_Commercial_Education_New_Miscellaneous_Natural Gas_Miscellaneous_E8 | F1 | Commercial | Education | New | Miscellaneous | Natural Gas | Miscellaneous | E8 | CCE | 0 | 0 | 0 | 0 | 0 | 0 | 0 | 0 | 0 | 0 | 0 | 0 | 0 | 0 | 0 | 0 | 0 | 0 | 0 | 0 | 0 | 0 | 0 | 0 | 0 | 0 | 0 | 0 | 0 | 0
F1_Commercial_Education_New_Miscellaneous_Natural Gas_Miscellaneous_E9 | F1 | Commercial | Education | New | Miscellaneous | Natural Gas | Miscellaneous | E9 | CCE | 0 | 0 | 0 | 0 | 0 | 0 | 0 | 0 | 0 | 0 | 0 | 0 | 0 | 0 | 0 | 0 | 0 | 0 | 0 | 0 | 0 | 0 | 0 | 0 | 0 | 0 | 0 | 0 | 0 | 0
F1_Commercial_Education_New_Miscellaneous_Natural Gas_Miscellaneous_E10 | F1 | Commercial | Education | New | Miscellaneous | Natural Gas | Miscellaneous | E10 | CCE | 0 | 0 | 0 | 0 | 0 | 0 | 0 | 0 | 0 | 0 | 0 | 0 | 0 | 0 | 0 | 0 | 0 | 0 | 0 | 0 | 0 | 0 | 0 | 0 | 0 | 0 | 0 | 0 | 0 | 0
F2_Commercial_Education_New_Miscellaneous_Natural Gas_Miscellaneous_E1 | F2 | Commercial | Education | New | Miscellaneous | Natural Gas | Miscellaneous | E1 | TRC BC Ratio | 0.9 | 0.9 | 0.9 | 0.9 | 0.9 | 0.9 | 0.9 | 0.9 | 0.9 | 0.9 | 0.9 | 0.9 | 0.9 | 0.9 | 0.9 | 0.9 | 0.9 | 0.9 | 0.9 | 0.9 | 0.9 | 0.9 | 0 | 0 | 0 | 0 | 0 | 0 | 0 | 0
F2_Commercial_Education_New_Miscellaneous_Natural Gas_Miscellaneous_E2 | F2 | Commercial | Education | New | Miscellaneous | Natural Gas | Miscellaneous | E2 | TRC BC Ratio | 0 | 0 | 0 | 0 | 0 | 0 | 0 | 0 | 0 | 0 | 0 | 0 | 0 | 0 | 0 | 0 | 0 | 0 | 0 | 0 | 0 | 0 | 0 | 0 | 0 | 0 | 0 | 0 | 0 | 0
F2_Commercial_Education_New_Miscellaneous_Natural Gas_Miscellaneous_E3 | F2 | Commercial | Education | New | Miscellaneous | Natural Gas | Miscellaneous | E3 | TRC BC Ratio | 0 | 0 | 0 | 0 | 0 | 0 | 0 | 0 | 0 | 0 | 0 | 0 | 0 | 0 | 0 | 0 | 0 | 0 | 0 | 0 | 0 | 0 | 0 | 0 | 0 | 0 | 0 | 0 | 0 | 0
F2_Commercial_Education_New_Miscellaneous_Natural Gas_Miscellaneous_E4 | F2 | Commercial | Education | New | Miscellaneous | Natural Gas | Miscellaneous | E4 | TRC BC Ratio | 0 | 0 | 0 | 0 | 0 | 0 | 0 | 0 | 0 | 0 | 0 | 0 | 0 | 0 | 0 | 0 | 0 | 0 | 0 | 0 | 0 | 0 | 0 | 0 | 0 | 0 | 0 | 0 | 0 | 0
F2_Commercial_Education_New_Miscellaneous_Natural Gas_Miscellaneous_E5 | F2 | Commercial | Education | New | Miscellaneous | Natural Gas | Miscellaneous | E5 | TRC BC Ratio | 0 | 0 | 0 | 0 | 0 | 0 | 0 | 0 | 0 | 0 | 0 | 0 | 0 | 0 | 0 | 0 | 0 | 0 | 0 | 0 | 0 | 0 | 0 | 0 | 0 | 0 | 0 | 0 | 0 | 0
F2_Commercial_Education_New_Miscellaneous_Natural Gas_Miscellaneous_E6 | F2 | Commercial | Education | New | Miscellaneous | Natural Gas | Miscellaneous | E6 | TRC BC Ratio | 0 | 0 | 0 | 0 | 0 | 0 | 0 | 0 | 0 | 0 | 0 | 0 | 0 | 0 | 0 | 0 | 0 | 0 | 0 | 0 | 0 | 0 | 0 | 0 | 0 | 0 | 0 | 0 | 0 | 0
F2_Commercial_Education_New_Miscellaneous_Natural Gas_Miscellaneous_E7 | F2 | Commercial | Education | New | Miscellaneous | Natural Gas | Miscellaneous | E7 | TRC BC Ratio | 0 | 0 | 0 | 0 | 0 | 0 | 0 | 0 | 0 | 0 | 0 | 0 | 0 | 0 | 0 | 0 | 0 | 0 | 0 | 0 | 0 | 0 | 0 | 0 | 0 | 0 | 0 | 0 | 0 | 0
F2_Commercial_Education_New_Miscellaneous_Natural Gas_Miscellaneous_E8 | F2 | Commercial | Education | New | Miscellaneous | Natural Gas | Miscellaneous | E8 | TRC BC Ratio | 0 | 0 | 0 | 0 | 0 | 0 | 0 | 0 | 0 | 0 | 0 | 0 | 0 | 0 | 0 | 0 | 0 | 0 | 0 | 0 | 0 | 0 | 0 | 0 | 0 | 0 | 0 | 0 | 0 | 0
F2_Commercial_Education_New_Miscellaneous_Natural Gas_Miscellaneous_E9 | F2 | Commercial | Education | New | Miscellaneous | Natural Gas | Miscellaneous | E9 | TRC BC Ratio | 0 | 0 | 0 | 0 | 0 | 0 | 0 | 0 | 0 | 0 | 0 | 0 | 0 | 0 | 0 | 0 | 0 | 0 | 0 | 0 | 0 | 0 | 0 | 0 | 0 | 0 | 0 | 0 | 0 | 0
F2_Commercial_Education_New_Miscellaneous_Natural Gas_Miscellaneous_E10 | F2 | Commercial | Education | New | Miscellaneous | Natural Gas | Miscellaneous | E10 | TRC BC Ratio | 0 | 0 | 0 | 0 | 0 | 0 | 0 | 0 | 0 | 0 | 0 | 0 | 0 | 0 | 0 | 0 | 0 | 0 | 0 | 0 | 0 | 0 | 0 | 0 | 0 | 0 | 0 | 0 | 0 | 0
F3_Commercial_Education_New_Miscellaneous_Natural Gas_Miscellaneous_E1 | F3 | Commercial | Education | New | Miscellaneous | Natural Gas | Miscellaneous | E1 | PACT BC Ratio | 0.9 | 0.9 | 0.9 | 0.9 | 0.9 | 0.9 | 0.9 | 0.9 | 0.9 | 0.9 | 0.9 | 0.9 | 0.9 | 0.9 | 0.9 | 0.9 | 0.9 | 0.9 | 0.9 | 0.9 | 0.9 | 0.9 | 0 | 0 | 0 | 0 | 0 | 0 | 0 | 0
F3_Commercial_Education_New_Miscellaneous_Natural Gas_Miscellaneous_E2 | F3 | Commercial | Education | New | Miscellaneous | Natural Gas | Miscellaneous | E2 | PACT BC Ratio | 0 | 0 | 0 | 0 | 0 | 0 | 0 | 0 | 0 | 0 | 0 | 0 | 0 | 0 | 0 | 0 | 0 | 0 | 0 | 0 | 0 | 0 | 0 | 0 | 0 | 0 | 0 | 0 | 0 | 0
F3_Commercial_Education_New_Miscellaneous_Natural Gas_Miscellaneous_E3 | F3 | Commercial | Education | New | Miscellaneous | Natural Gas | Miscellaneous | E3 | PACT BC Ratio | 0 | 0 | 0 | 0 | 0 | 0 | 0 | 0 | 0 | 0 | 0 | 0 | 0 | 0 | 0 | 0 | 0 | 0 | 0 | 0 | 0 | 0 | 0 | 0 | 0 | 0 | 0 | 0 | 0 | 0
F3_Commercial_Education_New_Miscellaneous_Natural Gas_Miscellaneous_E4 | F3 | Commercial | Education | New | Miscellaneous | Natural Gas | Miscellaneous | E4 | PACT BC Ratio | 0 | 0 | 0 | 0 | 0 | 0 | 0 | 0 | 0 | 0 | 0 | 0 | 0 | 0 | 0 | 0 | 0 | 0 | 0 | 0 | 0 | 0 | 0 | 0 | 0 | 0 | 0 | 0 | 0 | 0
F3_Commercial_Education_New_Miscellaneous_Natural Gas_Miscellaneous_E5 | F3 | Commercial | Education | New | Miscellaneous | Natural Gas | Miscellaneous | E5 | PACT BC Ratio | 0 | 0 | 0 | 0 | 0 | 0 | 0 | 0 | 0 | 0 | 0 | 0 | 0 | 0 | 0 | 0 | 0 | 0 | 0 | 0 | 0 | 0 | 0 | 0 | 0 | 0 | 0 | 0 | 0 | 0
F3_Commercial_Education_New_Miscellaneous_Natural Gas_Miscellaneous_E6 | F3 | Commercial | Education | New | Miscellaneous | Natural Gas | Miscellaneous | E6 | PACT BC Ratio | 0 | 0 | 0 | 0 | 0 | 0 | 0 | 0 | 0 | 0 | 0 | 0 | 0 | 0 | 0 | 0 | 0 | 0 | 0 | 0 | 0 | 0 | 0 | 0 | 0 | 0 | 0 | 0 | 0 | 0
F3_Commercial_Education_New_Miscellaneous_Natural Gas_Miscellaneous_E7 | F3 | Commercial | Education | New | Miscellaneous | Natural Gas | Miscellaneous | E7 | PACT BC Ratio | 0 | 0 | 0 | 0 | 0 | 0 | 0 | 0 | 0 | 0 | 0 | 0 | 0 | 0 | 0 | 0 | 0 | 0 | 0 | 0 | 0 | 0 | 0 | 0 | 0 | 0 | 0 | 0 | 0 | 0
F3_Commercial_Education_New_Miscellaneous_Natural Gas_Miscellaneous_E8 | F3 | Commercial | Education | New | Miscellaneous | Natural Gas | Miscellaneous | E8 | PACT BC Ratio | 0 | 0 | 0 | 0 | 0 | 0 | 0 | 0 | 0 | 0 | 0 | 0 | 0 | 0 | 0 | 0 | 0 | 0 | 0 | 0 | 0 | 0 | 0 | 0 | 0 | 0 | 0 | 0 | 0 | 0
F3_Commercial_Education_New_Miscellaneous_Natural Gas_Miscellaneous_E9 | F3 | Commercial | Education | New | Miscellaneous | Natural Gas | Miscellaneous | E9 | PACT BC Ratio | 0 | 0 | 0 | 0 | 0 | 0 | 0 | 0 | 0 | 0 | 0 | 0 | 0 | 0 | 0 | 0 | 0 | 0 | 0 | 0 | 0 | 0 | 0 | 0 | 0 | 0 | 0 | 0 | 0 | 0
F3_Commercial_Education_New_Miscellaneous_Natural Gas_Miscellaneous_E10 | F3 | Commercial | Education | New | Miscellaneous | Natural Gas | Miscellaneous | E10 | PACT BC Ratio | 0 | 0 | 0 | 0 | 0 | 0 | 0 | 0 | 0 | 0 | 0 | 0 | 0 | 0 | 0 | 0 | 0 | 0 | 0 | 0 | 0 | 0 | 0 | 0 | 0 | 0 | 0 | 0 | 0 | 0
F4_Commercial_Education_New_Miscellaneous_Natural Gas_Miscellaneous_E1 | F4 | Commercial | Education | New | Miscellaneous | Natural Gas | Miscellaneous | E1 | PCT BC Ratio | 0.9 | 0.9 | 0.9 | 0.9 | 0.9 | 0.9 | 0.9 | 0.9 | 0.9 | 0.9 | 0.9 | 0.9 | 0.9 | 0.9 | 0.9 | 0.9 | 0.9 | 0.9 | 0.9 | 0.9 | 0.9 | 0.9 | 0 | 0 | 0 | 0 | 0 | 0 | 0 | 0
F4_Commercial_Education_New_Miscellaneous_Natural Gas_Miscellaneous_E2 | F4 | Commercial | Education | New | Miscellaneous | Natural Gas | Miscellaneous | E2 | PCT BC Ratio | 0 | 0 | 0 | 0 | 0 | 0 | 0 | 0 | 0 | 0 | 0 | 0 | 0 | 0 | 0 | 0 | 0 | 0 | 0 | 0 | 0 | 0 | 0 | 0 | 0 | 0 | 0 | 0 | 0 | 0
F4_Commercial_Education_New_Miscellaneous_Natural Gas_Miscellaneous_E3 | F4 | Commercial | Education | New | Miscellaneous | Natural Gas | Miscellaneous | E3 | PCT BC Ratio | 0 | 0 | 0 | 0 | 0 | 0 | 0 | 0 | 0 | 0 | 0 | 0 | 0 | 0 | 0 | 0 | 0 | 0 | 0 | 0 | 0 | 0 | 0 | 0 | 0 | 0 | 0 | 0 | 0 | 0
F4_Commercial_Education_New_Miscellaneous_Natural Gas_Miscellaneous_E4 | F4 | Commercial | Education | New | Miscellaneous | Natural Gas | Miscellaneous | E4 | PCT BC Ratio | 0 | 0 | 0 | 0 | 0 | 0 | 0 | 0 | 0 | 0 | 0 | 0 | 0 | 0 | 0 | 0 | 0 | 0 | 0 | 0 | 0 | 0 | 0 | 0 | 0 | 0 | 0 | 0 | 0 | 0
F4_Commercial_Education_New_Miscellaneous_Natural Gas_Miscellaneous_E5 | F4 | Commercial | Education | New | Miscellaneous | Natural Gas | Miscellaneous | E5 | PCT BC Ratio | 0 | 0 | 0 | 0 | 0 | 0 | 0 | 0 | 0 | 0 | 0 | 0 | 0 | 0 | 0 | 0 | 0 | 0 | 0 | 0 | 0 | 0 | 0 | 0 | 0 | 0 | 0 | 0 | 0 | 0
F4_Commercial_Education_New_Miscellaneous_Natural Gas_Miscellaneous_E6 | F4 | Commercial | Education | New | Miscellaneous | Natural Gas | Miscellaneous | E6 | PCT BC Ratio | 0 | 0 | 0 | 0 | 0 | 0 | 0 | 0 | 0 | 0 | 0 | 0 | 0 | 0 | 0 | 0 | 0 | 0 | 0 | 0 | 0 | 0 | 0 | 0 | 0 | 0 | 0 | 0 | 0 | 0
F4_Commercial_Education_New_Miscellaneous_Natural Gas_Miscellaneous_E7 | F4 | Commercial | Education | New | Miscellaneous | Natural Gas | Miscellaneous | E7 | PCT BC Ratio | 0 | 0 | 0 | 0 | 0 | 0 | 0 | 0 | 0 | 0 | 0 | 0 | 0 | 0 | 0 | 0 | 0 | 0 | 0 | 0 | 0 | 0 | 0 | 0 | 0 | 0 | 0 | 0 | 0 | 0
F4_Commercial_Education_New_Miscellaneous_Natural Gas_Miscellaneous_E8 | F4 | Commercial | Education | New | Miscellaneous | Natural Gas | Miscellaneous | E8 | PCT BC Ratio | 0 | 0 | 0 | 0 | 0 | 0 | 0 | 0 | 0 | 0 | 0 | 0 | 0 | 0 | 0 | 0 | 0 | 0 | 0 | 0 | 0 | 0 | 0 | 0 | 0 | 0 | 0 | 0 | 0 | 0
F4_Commercial_Education_New_Miscellaneous_Natural Gas_Miscellaneous_E9 | F4 | Commercial | Education | New | Miscellaneous | Natural Gas | Miscellaneous | E9 | PCT BC Ratio | 0 | 0 | 0 | 0 | 0 | 0 | 0 | 0 | 0 | 0 | 0 | 0 | 0 | 0 | 0 | 0 | 0 | 0 | 0 | 0 | 0 | 0 | 0 | 0 | 0 | 0 | 0 | 0 | 0 | 0
F4_Commercial_Education_New_Miscellaneous_Natural Gas_Miscellaneous_E10 | F4 | Commercial | Education | New | Miscellaneous | Natural Gas | Miscellaneous | E10 | PCT BC Ratio | 0 | 0 | 0 | 0 | 0 | 0 | 0 | 0 | 0 | 0 | 0 | 0 | 0 | 0 | 0 | 0 | 0 | 0 | 0 | 0 | 0 | 0 | 0 | 0 | 0 | 0 | 0 | 0 | 0 | 0
F5_Commercial_Education_New_Miscellaneous_Natural Gas_Miscellaneous_E1 | F5 | Commercial | Education | New | Miscellaneous | Natural Gas | Miscellaneous | E1 | RIM BC Ratio | 0.9 | 0.9 | 0.9 | 0.9 | 0.9 | 0.9 | 0.9 | 0.9 | 0.9 | 0.9 | 0.9 | 0.9 | 0.9 | 0.9 | 0.9 | 0.9 | 0.9 | 0.9 | 0.9 | 0.9 | 0.9 | 0.9 | 0 | 0 | 0 | 0 | 0 | 0 | 0 | 0
F5_Commercial_Education_New_Miscellaneous_Natural Gas_Miscellaneous_E2 | F5 | Commercial | Education | New | Miscellaneous | Natural Gas | Miscellaneous | E2 | RIM BC Ratio | 0 | 0 | 0 | 0 | 0 | 0 | 0 | 0 | 0 | 0 | 0 | 0 | 0 | 0 | 0 | 0 | 0 | 0 | 0 | 0 | 0 | 0 | 0 | 0 | 0 | 0 | 0 | 0 | 0 | 0
F5_Commercial_Education_New_Miscellaneous_Natural Gas_Miscellaneous_E3 | F5 | Commercial | Education | New | Miscellaneous | Natural Gas | Miscellaneous | E3 | RIM BC Ratio | 0 | 0 | 0 | 0 | 0 | 0 | 0 | 0 | 0 | 0 | 0 | 0 | 0 | 0 | 0 | 0 | 0 | 0 | 0 | 0 | 0 | 0 | 0 | 0 | 0 | 0 | 0 | 0 | 0 | 0
F5_Commercial_Education_New_Miscellaneous_Natural Gas_Miscellaneous_E4 | F5 | Commercial | Education | New | Miscellaneous | Natural Gas | Miscellaneous | E4 | RIM BC Ratio | 0 | 0 | 0 | 0 | 0 | 0 | 0 | 0 | 0 | 0 | 0 | 0 | 0 | 0 | 0 | 0 | 0 | 0 | 0 | 0 | 0 | 0 | 0 | 0 | 0 | 0 | 0 | 0 | 0 | 0
F5_Commercial_Education_New_Miscellaneous_Natural Gas_Miscellaneous_E5 | F5 | Commercial | Education | New | Miscellaneous | Natural Gas | Miscellaneous | E5 | RIM BC Ratio | 0 | 0 | 0 | 0 | 0 | 0 | 0 | 0 | 0 | 0 | 0 | 0 | 0 | 0 | 0 | 0 | 0 | 0 | 0 | 0 | 0 | 0 | 0 | 0 | 0 | 0 | 0 | 0 | 0 | 0
F5_Commercial_Education_New_Miscellaneous_Natural Gas_Miscellaneous_E6 | F5 | Commercial | Education | New | Miscellaneous | Natural Gas | Miscellaneous | E6 | RIM BC Ratio | 0 | 0 | 0 | 0 | 0 | 0 | 0 | 0 | 0 | 0 | 0 | 0 | 0 | 0 | 0 | 0 | 0 | 0 | 0 | 0 | 0 | 0 | 0 | 0 | 0 | 0 | 0 | 0 | 0 | 0
F5_Commercial_Education_New_Miscellaneous_Natural Gas_Miscellaneous_E7 | F5 | Commercial | Education | New | Miscellaneous | Natural Gas | Miscellaneous | E7 | RIM BC Ratio | 0 | 0 | 0 | 0 | 0 | 0 | 0 | 0 | 0 | 0 | 0 | 0 | 0 | 0 | 0 | 0 | 0 | 0 | 0 | 0 | 0 | 0 | 0 | 0 | 0 | 0 | 0 | 0 | 0 | 0
F5_Commercial_Education_New_Miscellaneous_Natural Gas_Miscellaneous_E8 | F5 | Commercial | Education | New | Miscellaneous | Natural Gas | Miscellaneous | E8 | RIM BC Ratio | 0 | 0 | 0 | 0 | 0 | 0 | 0 | 0 | 0 | 0 | 0 | 0 | 0 | 0 | 0 | 0 | 0 | 0 | 0 | 0 | 0 | 0 | 0 | 0 | 0 | 0 | 0 | 0 | 0 | 0
F5_Commercial_Education_New_Miscellaneous_Natural Gas_Miscellaneous_E9 | F5 | Commercial | Education | New | Miscellaneous | Natural Gas | Miscellaneous | E9 | RIM BC Ratio | 0 | 0 | 0 | 0 | 0 | 0 | 0 | 0 | 0 | 0 | 0 | 0 | 0 | 0 | 0 | 0 | 0 | 0 | 0 | 0 | 0 | 0 | 0 | 0 | 0 | 0 | 0 | 0 | 0 | 0
F5_Commercial_Education_New_Miscellaneous_Natural Gas_Miscellaneous_E10 | F5 | Commercial | Education | New | Miscellaneous | Natural Gas | Miscellaneous | E10 | RIM BC Ratio | 0 | 0 | 0 | 0 | 0 | 0 | 0 | 0 | 0 | 0 | 0 | 0 | 0 | 0 | 0 | 0 | 0 | 0 | 0 | 0 | 0 | 0 | 0 | 0 | 0 | 0 | 0 | 0 | 0 | 0
F0_Commercial_Healthcare_Existing_Space Heating_Natural Gas_Furnace_E0 | F0 | Commercial | Healthcare | Existing | Space Heating | Natural Gas | Furnace | E0 | Economic Unit | AFUE 96% | AFUE 96% | AFUE 96% | AFUE 96% | AFUE 96% | AFUE 96% | AFUE 96% | AFUE 96% | AFUE 96% | AFUE 96% | AFUE 96% | AFUE 96% | AFUE 96% | AFUE 96% | AFUE 96% | AFUE 96% | AFUE 96% | AFUE 96% | AFUE 96% | AFUE 96% | AFUE 96% | AFUE 96% | 0 | 0 | 0 | 0 | 0 | 0 | 0 | 0
F1_Commercial_Healthcare_Existing_Space Heating_Natural Gas_Furnace_E1 | F1 | Commercial | Healthcare | Existing | Space Heating | Natural Gas | Furnace | E1 | CCE | 0 | 0 | 0 | 0 | 0 | 0 | 0 | 0 | 0 | 0 | 0 | 0 | 0 | 0 | 0 | 0 | 0 | 0 | 0 | 0 | 0 | 0 | 0 | 0 | 0 | 0 | 0 | 0 | 0 | 0
F1_Commercial_Healthcare_Existing_Space Heating_Natural Gas_Furnace_E2 | F1 | Commercial | Healthcare | Existing | Space Heating | Natural Gas | Furnace | E2 | CCE | 0.0011942 | 0.0011942 | 0.0012545 | 0.0012355 | 0.0012169 | 0.0011938 | 0.0011905 | 0.0011829 | 0.0011758 | 0.001165 | 0.0011633 | 0.001158 | 0.0011532 | 0.0011441 | 0.0011453 | 0.0011418 | 0.0011384 | 0.0011309 | 0.0011331 | 0.0011309 | 0.0011292 | 0.0011229 | 0 | 0 | 0 | 0 | 0 | 0 | 0 | 0
F1_Commercial_Healthcare_Existing_Space Heating_Natural Gas_Furnace_E3 | F1 | Commercial | Healthcare | Existing | Space Heating | Natural Gas | Furnace | E3 | CCE | 0.0016804 | 0.0016804 | 0.0017654 | 0.0017385 | 0.0017125 | 0.0016799 | 0.0016753 | 0.0016645 | 0.0016545 | 0.0016394 | 0.0016371 | 0.0016295 | 0.0016228 | 0.00161 | 0.0016117 | 0.0016067 | 0.0016019 | 0.0015913 | 0.0015944 | 0.0015913 | 0.001589 | 0.0015801 | 0 | 0 | 0 | 0 | 0 | 0 | 0 | 0
F1_Commercial_Healthcare_Existing_Space Heating_Natural Gas_Furnace_E4 | F1 | Commercial | Healthcare | Existing | Space Heating | Natural Gas | Furnace | E4 | CCE | 0 | 0 | 0 | 0 | 0 | 0 | 0 | 0 | 0 | 0 | 0 | 0 | 0 | 0 | 0 | 0 | 0 | 0 | 0 | 0 | 0 | 0 | 0 | 0 | 0 | 0 | 0 | 0 | 0 | 0
F1_Commercial_Healthcare_Existing_Space Heating_Natural Gas_Furnace_E5 | F1 | Commercial | Healthcare | Existing | Space Heating | Natural Gas | Furnace | E5 | CCE | 0 | 0 | 0 | 0 | 0 | 0 | 0 | 0 | 0 | 0 | 0 | 0 | 0 | 0 | 0 | 0 | 0 | 0 | 0 | 0 | 0 | 0 | 0 | 0 | 0 | 0 | 0 | 0 | 0 | 0
F1_Commercial_Healthcare_Existing_Space Heating_Natural Gas_Furnace_E6 | F1 | Commercial | Healthcare | Existing | Space Heating | Natural Gas | Furnace | E6 | CCE | 0 | 0 | 0 | 0 | 0 | 0 | 0 | 0 | 0 | 0 | 0 | 0 | 0 | 0 | 0 | 0 | 0 | 0 | 0 | 0 | 0 | 0 | 0 | 0 | 0 | 0 | 0 | 0 | 0 | 0
F1_Commercial_Healthcare_Existing_Space Heating_Natural Gas_Furnace_E7 | F1 | Commercial | Healthcare | Existing | Space Heating | Natural Gas | Furnace | E7 | CCE | 0 | 0 | 0 | 0 | 0 | 0 | 0 | 0 | 0 | 0 | 0 | 0 | 0 | 0 | 0 | 0 | 0 | 0 | 0 | 0 | 0 | 0 | 0 | 0 | 0 | 0 | 0 | 0 | 0 | 0
F1_Commercial_Healthcare_Existing_Space Heating_Natural Gas_Furnace_E8 | F1 | Commercial | Healthcare | Existing | Space Heating | Natural Gas | Furnace | E8 | CCE | 0 | 0 | 0 | 0 | 0 | 0 | 0 | 0 | 0 | 0 | 0 | 0 | 0 | 0 | 0 | 0 | 0 | 0 | 0 | 0 | 0 | 0 | 0 | 0 | 0 | 0 | 0 | 0 | 0 | 0
F1_Commercial_Healthcare_Existing_Space Heating_Natural Gas_Furnace_E9 | F1 | Commercial | Healthcare | Existing | Space Heating | Natural Gas | Furnace | E9 | CCE | 0 | 0 | 0 | 0 | 0 | 0 | 0 | 0 | 0 | 0 | 0 | 0 | 0 | 0 | 0 | 0 | 0 | 0 | 0 | 0 | 0 | 0 | 0 | 0 | 0 | 0 | 0 | 0 | 0 | 0
F1_Commercial_Healthcare_Existing_Space Heating_Natural Gas_Furnace_E10 | F1 | Commercial | Healthcare | Existing | Space Heating | Natural Gas | Furnace | E10 | CCE | 0 | 0 | 0 | 0 | 0 | 0 | 0 | 0 | 0 | 0 | 0 | 0 | 0 | 0 | 0 | 0 | 0 | 0 | 0 | 0 | 0 | 0 | 0 | 0 | 0 | 0 | 0 | 0 | 0 | 0
F2_Commercial_Healthcare_Existing_Space Heating_Natural Gas_Furnace_E1 | F2 | Commercial | Healthcare | Existing | Space Heating | Natural Gas | Furnace | E1 | TRC BC Ratio | 0.9 | 0.9 | 0.9 | 0.9 | 0.9 | 0.9 | 0.9 | 0.9 | 0.9 | 0.9 | 0.9 | 0.9 | 0.9 | 0.9 | 0.9 | 0.9 | 0.9 | 0.9 | 0.9 | 0.9 | 0.9 | 0.9 | 0 | 0 | 0 | 0 | 0 | 0 | 0 | 0
F2_Commercial_Healthcare_Existing_Space Heating_Natural Gas_Furnace_E2 | F2 | Commercial | Healthcare | Existing | Space Heating | Natural Gas | Furnace | E2 | TRC BC Ratio | 8.0611 | 8.157 | 8.2608 | 8.3954 | 8.5553 | 8.7336 | 8.9012 | 9.0562 | 9.2082 | 9.3619 | 9.5215 | 9.6842 | 9.848 | 10.0189 | 10.1875 | 10.36 | 10.5402 | 10.7228 | 10.9079 | 11.0953 | 11.283 | 11.47 | 0 | 0 | 0 | 0 | 0 | 0 | 0 | 0
F2_Commercial_Healthcare_Existing_Space Heating_Natural Gas_Furnace_E3 | F2 | Commercial | Healthcare | Existing | Space Heating | Natural Gas | Furnace | E3 | TRC BC Ratio | 5.7285 | 5.7967 | 5.8704 | 5.9661 | 6.0797 | 6.2064 | 6.3255 | 6.4357 | 6.5437 | 6.6529 | 6.7663 | 6.8819 | 6.9984 | 7.1198 | 7.2396 | 7.3622 | 7.4903 | 7.62 | 7.7516 | 7.8847 | 8.0181 | 8.151 | 0 | 0 | 0 | 0 | 0 | 0 | 0 | 0
F2_Commercial_Healthcare_Existing_Space Heating_Natural Gas_Furnace_E4 | F2 | Commercial | Healthcare | Existing | Space Heating | Natural Gas | Furnace | E4 | TRC BC Ratio | 0 | 0 | 0 | 0 | 0 | 0 | 0 | 0 | 0 | 0 | 0 | 0 | 0 | 0 | 0 | 0 | 0 | 0 | 0 | 0 | 0 | 0 | 0 | 0 | 0 | 0 | 0 | 0 | 0 | 0
F2_Commercial_Healthcare_Existing_Space Heating_Natural Gas_Furnace_E5 | F2 | Commercial | Healthcare | Existing | Space Heating | Natural Gas | Furnace | E5 | TRC BC Ratio | 0 | 0 | 0 | 0 | 0 | 0 | 0 | 0 | 0 | 0 | 0 | 0 | 0 | 0 | 0 | 0 | 0 | 0 | 0 | 0 | 0 | 0 | 0 | 0 | 0 | 0 | 0 | 0 | 0 | 0
F2_Commercial_Healthcare_Existing_Space Heating_Natural Gas_Furnace_E6 | F2 | Commercial | Healthcare | Existing | Space Heating | Natural Gas | Furnace | E6 | TRC BC Ratio | 0 | 0 | 0 | 0 | 0 | 0 | 0 | 0 | 0 | 0 | 0 | 0 | 0 | 0 | 0 | 0 | 0 | 0 | 0 | 0 | 0 | 0 | 0 | 0 | 0 | 0 | 0 | 0 | 0 | 0
F2_Commercial_Healthcare_Existing_Space Heating_Natural Gas_Furnace_E7 | F2 | Commercial | Healthcare | Existing | Space Heating | Natural Gas | Furnace | E7 | TRC BC Ratio | 0 | 0 | 0 | 0 | 0 | 0 | 0 | 0 | 0 | 0 | 0 | 0 | 0 | 0 | 0 | 0 | 0 | 0 | 0 | 0 | 0 | 0 | 0 | 0 | 0 | 0 | 0 | 0 | 0 | 0
F2_Commercial_Healthcare_Existing_Space Heating_Natural Gas_Furnace_E8 | F2 | Commercial | Healthcare | Existing | Space Heating | Natural Gas | Furnace | E8 | TRC BC Ratio | 0 | 0 | 0 | 0 | 0 | 0 | 0 | 0 | 0 | 0 | 0 | 0 | 0 | 0 | 0 | 0 | 0 | 0 | 0 | 0 | 0 | 0 | 0 | 0 | 0 | 0 | 0 | 0 | 0 | 0
F2_Commercial_Healthcare_Existing_Space Heating_Natural Gas_Furnace_E9 | F2 | Commercial | Healthcare | Existing | Space Heating | Natural Gas | Furnace | E9 | TRC BC Ratio | 0 | 0 | 0 | 0 | 0 | 0 | 0 | 0 | 0 | 0 | 0 | 0 | 0 | 0 | 0 | 0 | 0 | 0 | 0 | 0 | 0 | 0 | 0 | 0 | 0 | 0 | 0 | 0 | 0 | 0
F2_Commercial_Healthcare_Existing_Space Heating_Natural Gas_Furnace_E10 | F2 | Commercial | Healthcare | Existing | Space Heating | Natural Gas | Furnace | E10 | TRC BC Ratio | 0 | 0 | 0 | 0 | 0 | 0 | 0 | 0 | 0 | 0 | 0 | 0 | 0 | 0 | 0 | 0 | 0 | 0 | 0 | 0 | 0 | 0 | 0 | 0 | 0 | 0 | 0 | 0 | 0 | 0
F3_Commercial_Healthcare_Existing_Space Heating_Natural Gas_Furnace_E1 | F3 | Commercial | Healthcare | Existing | Space Heating | Natural Gas | Furnace | E1 | PACT BC Ratio | 0.9 | 0.9 | 0.9 | 0.9 | 0.9 | 0.9 | 0.9 | 0.9 | 0.9 | 0.9 | 0.9 | 0.9 | 0.9 | 0.9 | 0.9 | 0.9 | 0.9 | 0.9 | 0.9 | 0.9 | 0.9 | 0.9 | 0 | 0 | 0 | 0 | 0 | 0 | 0 | 0
F3_Commercial_Healthcare_Existing_Space Heating_Natural Gas_Furnace_E2 | F3 | Commercial | Healthcare | Existing | Space Heating | Natural Gas | Furnace | E2 | PACT BC Ratio | 23.2621 | 23.5388 | 23.8382 | 24.2268 | 24.6882 | 25.2026 | 25.6862 | 26.1337 | 26.5722 | 27.0157 | 27.4763 | 27.9459 | 28.4186 | 28.9116 | 29.3983 | 29.8961 | 30.4161 | 30.9429 | 31.4772 | 32.0178 | 32.5594 | 33.0991 | 0 | 0 | 0 | 0 | 0 | 0 | 0 | 0
F3_Commercial_Healthcare_Existing_Space Heating_Natural Gas_Furnace_E3 | F3 | Commercial | Healthcare | Existing | Space Heating | Natural Gas | Furnace | E3 | PACT BC Ratio | 16.5309 | 16.7275 | 16.9403 | 17.2165 | 17.5443 | 17.9099 | 18.2536 | 18.5716 | 18.8831 | 19.1983 | 19.5256 | 19.8593 | 20.1953 | 20.5457 | 20.8915 | 21.2453 | 21.6148 | 21.9892 | 22.3688 | 22.753 | 23.1379 | 23.5214 | 0 | 0 | 0 | 0 | 0 | 0 | 0 | 0
F3_Commercial_Healthcare_Existing_Space Heating_Natural Gas_Furnace_E4 | F3 | Commercial | Healthcare | Existing | Space Heating | Natural Gas | Furnace | E4 | PACT BC Ratio | 0 | 0 | 0 | 0 | 0 | 0 | 0 | 0 | 0 | 0 | 0 | 0 | 0 | 0 | 0 | 0 | 0 | 0 | 0 | 0 | 0 | 0 | 0 | 0 | 0 | 0 | 0 | 0 | 0 | 0
F3_Commercial_Healthcare_Existing_Space Heating_Natural Gas_Furnace_E5 | F3 | Commercial | Healthcare | Existing | Space Heating | Natural Gas | Furnace | E5 | PACT BC Ratio | 0 | 0 | 0 | 0 | 0 | 0 | 0 | 0 | 0 | 0 | 0 | 0 | 0 | 0 | 0 | 0 | 0 | 0 | 0 | 0 | 0 | 0 | 0 | 0 | 0 | 0 | 0 | 0 | 0 | 0
F3_Commercial_Healthcare_Existing_Space Heating_Natural Gas_Furnace_E6 | F3 | Commercial | Healthcare | Existing | Space Heating | Natural Gas | Furnace | E6 | PACT BC Ratio | 0 | 0 | 0 | 0 | 0 | 0 | 0 | 0 | 0 | 0 | 0 | 0 | 0 | 0 | 0 | 0 | 0 | 0 | 0 | 0 | 0 | 0 | 0 | 0 | 0 | 0 | 0 | 0 | 0 | 0
F3_Commercial_Healthcare_Existing_Space Heating_Natural Gas_Furnace_E7 | F3 | Commercial | Healthcare | Existing | Space Heating | Natural Gas | Furnace | E7 | PACT BC Ratio | 0 | 0 | 0 | 0 | 0 | 0 | 0 | 0 | 0 | 0 | 0 | 0 | 0 | 0 | 0 | 0 | 0 | 0 | 0 | 0 | 0 | 0 | 0 | 0 | 0 | 0 | 0 | 0 | 0 | 0
F3_Commercial_Healthcare_Existing_Space Heating_Natural Gas_Furnace_E8 | F3 | Commercial | Healthcare | Existing | Space Heating | Natural Gas | Furnace | E8 | PACT BC Ratio | 0 | 0 | 0 | 0 | 0 | 0 | 0 | 0 | 0 | 0 | 0 | 0 | 0 | 0 | 0 | 0 | 0 | 0 | 0 | 0 | 0 | 0 | 0 | 0 | 0 | 0 | 0 | 0 | 0 | 0
F3_Commercial_Healthcare_Existing_Space Heating_Natural Gas_Furnace_E9 | F3 | Commercial | Healthcare | Existing | Space Heating | Natural Gas | Furnace | E9 | PACT BC Ratio | 0 | 0 | 0 | 0 | 0 | 0 | 0 | 0 | 0 | 0 | 0 | 0 | 0 | 0 | 0 | 0 | 0 | 0 | 0 | 0 | 0 | 0 | 0 | 0 | 0 | 0 | 0 | 0 | 0 | 0
F3_Commercial_Healthcare_Existing_Space Heating_Natural Gas_Furnace_E10 | F3 | Commercial | Healthcare | Existing | Space Heating | Natural Gas | Furnace | E10 | PACT BC Ratio | 0 | 0 | 0 | 0 | 0 | 0 | 0 | 0 | 0 | 0 | 0 | 0 | 0 | 0 | 0 | 0 | 0 | 0 | 0 | 0 | 0 | 0 | 0 | 0 | 0 | 0 | 0 | 0 | 0 | 0
F4_Commercial_Healthcare_Existing_Space Heating_Natural Gas_Furnace_E1 | F4 | Commercial | Healthcare | Existing | Space Heating | Natural Gas | Furnace | E1 | PCT BC Ratio | 0.9 | 0.9 | 0.9 | 0.9 | 0.9 | 0.9 | 0.9 | 0.9 | 0.9 | 0.9 | 0.9 | 0.9 | 0.9 | 0.9 | 0.9 | 0.9 | 0.9 | 0.9 | 0.9 | 0.9 | 0.9 | 0.9 | 0 | 0 | 0 | 0 | 0 | 0 | 0 | 0
F4_Commercial_Healthcare_Existing_Space Heating_Natural Gas_Furnace_E2 | F4 | Commercial | Healthcare | Existing | Space Heating | Natural Gas | Furnace | E2 | PCT BC Ratio | 12.0012 | 12.1416 | 12.2934 | 12.4906 | 12.7246 | 12.9855 | 13.2308 | 13.4578 | 13.6802 | 13.9052 | 14.1388 | 14.377 | 14.6168 | 14.8669 | 15.1138 | 15.3663 | 15.63 | 15.8973 | 16.1683 | 16.4425 | 16.7172 | 16.991 | 0 | 0 | 0 | 0 | 0 | 0 | 0 | 0
F4_Commercial_Healthcare_Existing_Space Heating_Natural Gas_Furnace_E3 | F4 | Commercial | Healthcare | Existing | Space Heating | Natural Gas | Furnace | E3 | PCT BC Ratio | 8.5868 | 8.6866 | 8.7945 | 8.9346 | 9.1009 | 9.2863 | 9.4606 | 9.6219 | 9.78 | 9.9399 | 10.1059 | 10.2752 | 10.4456 | 10.6233 | 10.7987 | 10.9782 | 11.1656 | 11.3555 | 11.5481 | 11.743 | 11.9382 | 12.1327 | 0 | 0 | 0 | 0 | 0 | 0 | 0 | 0
F4_Commercial_Healthcare_Existing_Space Heating_Natural Gas_Furnace_E4 | F4 | Commercial | Healthcare | Existing | Space Heating | Natural Gas | Furnace | E4 | PCT BC Ratio | 0 | 0 | 0 | 0 | 0 | 0 | 0 | 0 | 0 | 0 | 0 | 0 | 0 | 0 | 0 | 0 | 0 | 0 | 0 | 0 | 0 | 0 | 0 | 0 | 0 | 0 | 0 | 0 | 0 | 0
F4_Commercial_Healthcare_Existing_Space Heating_Natural Gas_Furnace_E5 | F4 | Commercial | Healthcare | Existing | Space Heating | Natural Gas | Furnace | E5 | PCT BC Ratio | 0 | 0 | 0 | 0 | 0 | 0 | 0 | 0 | 0 | 0 | 0 | 0 | 0 | 0 | 0 | 0 | 0 | 0 | 0 | 0 | 0 | 0 | 0 | 0 | 0 | 0 | 0 | 0 | 0 | 0
F4_Commercial_Healthcare_Existing_Space Heating_Natural Gas_Furnace_E6 | F4 | Commercial | Healthcare | Existing | Space Heating | Natural Gas | Furnace | E6 | PCT BC Ratio | 0 | 0 | 0 | 0 | 0 | 0 | 0 | 0 | 0 | 0 | 0 | 0 | 0 | 0 | 0 | 0 | 0 | 0 | 0 | 0 | 0 | 0 | 0 | 0 | 0 | 0 | 0 | 0 | 0 | 0
F4_Commercial_Healthcare_Existing_Space Heating_Natural Gas_Furnace_E7 | F4 | Commercial | Healthcare | Existing | Space Heating | Natural Gas | Furnace | E7 | PCT BC Ratio | 0 | 0 | 0 | 0 | 0 | 0 | 0 | 0 | 0 | 0 | 0 | 0 | 0 | 0 | 0 | 0 | 0 | 0 | 0 | 0 | 0 | 0 | 0 | 0 | 0 | 0 | 0 | 0 | 0 | 0
F4_Commercial_Healthcare_Existing_Space Heating_Natural Gas_Furnace_E8 | F4 | Commercial | Healthcare | Existing | Space Heating | Natural Gas | Furnace | E8 | PCT BC Ratio | 0 | 0 | 0 | 0 | 0 | 0 | 0 | 0 | 0 | 0 | 0 | 0 | 0 | 0 | 0 | 0 | 0 | 0 | 0 | 0 | 0 | 0 | 0 | 0 | 0 | 0 | 0 | 0 | 0 | 0
F4_Commercial_Healthcare_Existing_Space Heating_Natural Gas_Furnace_E9 | F4 | Commercial | Healthcare | Existing | Space Heating | Natural Gas | Furnace | E9 | PCT BC Ratio | 0 | 0 | 0 | 0 | 0 | 0 | 0 | 0 | 0 | 0 | 0 | 0 | 0 | 0 | 0 | 0 | 0 | 0 | 0 | 0 | 0 | 0 | 0 | 0 | 0 | 0 | 0 | 0 | 0 | 0
F4_Commercial_Healthcare_Existing_Space Heating_Natural Gas_Furnace_E10 | F4 | Commercial | Healthcare | Existing | Space Heating | Natural Gas | Furnace | E10 | PCT BC Ratio | 0 | 0 | 0 | 0 | 0 | 0 | 0 | 0 | 0 | 0 | 0 | 0 | 0 | 0 | 0 | 0 | 0 | 0 | 0 | 0 | 0 | 0 | 0 | 0 | 0 | 0 | 0 | 0 | 0 | 0
F5_Commercial_Healthcare_Existing_Space Heating_Natural Gas_Furnace_E1 | F5 | Commercial | Healthcare | Existing | Space Heating | Natural Gas | Furnace | E1 | RIM BC Ratio | 0.9 | 0.9 | 0.9 | 0.9 | 0.9 | 0.9 | 0.9 | 0.9 | 0.9 | 0.9 | 0.9 | 0.9 | 0.9 | 0.9 | 0.9 | 0.9 | 0.9 | 0.9 | 0.9 | 0.9 | 0.9 | 0.9 | 0 | 0 | 0 | 0 | 0 | 0 | 0 | 0
F5_Commercial_Healthcare_Existing_Space Heating_Natural Gas_Furnace_E2 | F5 | Commercial | Healthcare | Existing | Space Heating | Natural Gas | Furnace | E2 | RIM BC Ratio | 0.80577 | 0.8061 | 0.80644 | 0.80688 | 0.80738 | 0.80792 | 0.80841 | 0.80885 | 0.80926 | 0.80966 | 0.81007 | 0.81047 | 0.81086 | 0.81126 | 0.81164 | 0.81201 | 0.81239 | 0.81276 | 0.81312 | 0.81347 | 0.81382 | 0.81415 | 0 | 0 | 0 | 0 | 0 | 0 | 0 | 0
F5_Commercial_Healthcare_Existing_Space Heating_Natural Gas_Furnace_E3 | F5 | Commercial | Healthcare | Existing | Space Heating | Natural Gas | Furnace | E3 | RIM BC Ratio | 0.79456 | 0.79501 | 0.79548 | 0.79608 | 0.79677 | 0.79751 | 0.79818 | 0.79878 | 0.79935 | 0.7999 | 0.80046 | 0.80101 | 0.80155 | 0.80209 | 0.80261 | 0.80313 | 0.80365 | 0.80415 | 0.80465 | 0.80514 | 0.80562 | 0.80607 | 0 | 0 | 0 | 0 | 0 | 0 | 0 | 0
F5_Commercial_Healthcare_Existing_Space Heating_Natural Gas_Furnace_E4 | F5 | Commercial | Healthcare | Existing | Space Heating | Natural Gas | Furnace | E4 | RIM BC Ratio | 0 | 0 | 0 | 0 | 0 | 0 | 0 | 0 | 0 | 0 | 0 | 0 | 0 | 0 | 0 | 0 | 0 | 0 | 0 | 0 | 0 | 0 | 0 | 0 | 0 | 0 | 0 | 0 | 0 | 0
F5_Commercial_Healthcare_Existing_Space Heating_Natural Gas_Furnace_E5 | F5 | Commercial | Healthcare | Existing | Space Heating | Natural Gas | Furnace | E5 | RIM BC Ratio | 0 | 0 | 0 | 0 | 0 | 0 | 0 | 0 | 0 | 0 | 0 | 0 | 0 | 0 | 0 | 0 | 0 | 0 | 0 | 0 | 0 | 0 | 0 | 0 | 0 | 0 | 0 | 0 | 0 | 0
F5_Commercial_Healthcare_Existing_Space Heating_Natural Gas_Furnace_E6 | F5 | Commercial | Healthcare | Existing | Space Heating | Natural Gas | Furnace | E6 | RIM BC Ratio | 0 | 0 | 0 | 0 | 0 | 0 | 0 | 0 | 0 | 0 | 0 | 0 | 0 | 0 | 0 | 0 | 0 | 0 | 0 | 0 | 0 | 0 | 0 | 0 | 0 | 0 | 0 | 0 | 0 | 0
F5_Commercial_Healthcare_Existing_Space Heating_Natural Gas_Furnace_E7 | F5 | Commercial | Healthcare | Existing | Space Heating | Natural Gas | Furnace | E7 | RIM BC Ratio | 0 | 0 | 0 | 0 | 0 | 0 | 0 | 0 | 0 | 0 | 0 | 0 | 0 | 0 | 0 | 0 | 0 | 0 | 0 | 0 | 0 | 0 | 0 | 0 | 0 | 0 | 0 | 0 | 0 | 0
F5_Commercial_Healthcare_Existing_Space Heating_Natural Gas_Furnace_E8 | F5 | Commercial | Healthcare | Existing | Space Heating | Natural Gas | Furnace | E8 | RIM BC Ratio | 0 | 0 | 0 | 0 | 0 | 0 | 0 | 0 | 0 | 0 | 0 | 0 | 0 | 0 | 0 | 0 | 0 | 0 | 0 | 0 | 0 | 0 | 0 | 0 | 0 | 0 | 0 | 0 | 0 | 0
F5_Commercial_Healthcare_Existing_Space Heating_Natural Gas_Furnace_E9 | F5 | Commercial | Healthcare | Existing | Space Heating | Natural Gas | Furnace | E9 | RIM BC Ratio | 0 | 0 | 0 | 0 | 0 | 0 | 0 | 0 | 0 | 0 | 0 | 0 | 0 | 0 | 0 | 0 | 0 | 0 | 0 | 0 | 0 | 0 | 0 | 0 | 0 | 0 | 0 | 0 | 0 | 0
F5_Commercial_Healthcare_Existing_Space Heating_Natural Gas_Furnace_E10 | F5 | Commercial | Healthcare | Existing | Space Heating | Natural Gas | Furnace | E10 | RIM BC Ratio | 0 | 0 | 0 | 0 | 0 | 0 | 0 | 0 | 0 | 0 | 0 | 0 | 0 | 0 | 0 | 0 | 0 | 0 | 0 | 0 | 0 | 0 | 0 | 0 | 0 | 0 | 0 | 0 | 0 | 0
F0_Commercial_Healthcare_Existing_Space Heating_Natural Gas_Boiler_E0 | F0 | Commercial | Healthcare | Existing | Space Heating | Natural Gas | Boiler | E0 | Economic Unit | AFUE 97% | AFUE 97% | AFUE 97% | AFUE 97% | AFUE 97% | AFUE 97% | AFUE 97% | AFUE 97% | AFUE 97% | AFUE 97% | AFUE 97% | AFUE 97% | AFUE 97% | AFUE 97% | AFUE 97% | AFUE 97% | AFUE 97% | AFUE 97% | AFUE 97% | AFUE 97% | AFUE 97% | AFUE 97% | 0 | 0 | 0 | 0 | 0 | 0 | 0 | 0
F1_Commercial_Healthcare_Existing_Space Heating_Natural Gas_Boiler_E1 | F1 | Commercial | Healthcare | Existing | Space Heating | Natural Gas | Boiler | E1 | CCE | 0 | 0 | 0 | 0 | 0 | 0 | 0 | 0 | 0 | 0 | 0 | 0 | 0 | 0 | 0 | 0 | 0 | 0 | 0 | 0 | 0 | 0 | 0 | 0 | 0 | 0 | 0 | 0 | 0 | 0
F1_Commercial_Healthcare_Existing_Space Heating_Natural Gas_Boiler_E2 | F1 | Commercial | Healthcare | Existing | Space Heating | Natural Gas | Boiler | E2 | CCE | 0.004577 | 0.004577 | 0.0048084 | 0.0047353 | 0.0046643 | 0.0045755 | 0.0045631 | 0.0045337 | 0.0045064 | 0.0044653 | 0.0044589 | 0.0044384 | 0.0044201 | 0.0043851 | 0.0043897 | 0.0043763 | 0.0043632 | 0.0043343 | 0.0043428 | 0.0043344 | 0.004328 | 0.0043038 | 0 | 0 | 0 | 0 | 0 | 0 | 0 | 0
F1_Commercial_Healthcare_Existing_Space Heating_Natural Gas_Boiler_E3 | F1 | Commercial | Healthcare | Existing | Space Heating | Natural Gas | Boiler | E3 | CCE | 0.0046215 | 0.0046215 | 0.0048552 | 0.0047814 | 0.0047096 | 0.00462 | 0.0046074 | 0.0045778 | 0.0045502 | 0.0045087 | 0.0045022 | 0.0044815 | 0.0044631 | 0.0044278 | 0.0044324 | 0.0044189 | 0.0044056 | 0.0043765 | 0.0043851 | 0.0043765 | 0.0043701 | 0.0043457 | 0 | 0 | 0 | 0 | 0 | 0 | 0 | 0
F1_Commercial_Healthcare_Existing_Space Heating_Natural Gas_Boiler_E4 | F1 | Commercial | Healthcare | Existing | Space Heating | Natural Gas | Boiler | E4 | CCE | 0.031627 | 0.031627 | 0.033227 | 0.032722 | 0.032231 | 0.031618 | 0.031531 | 0.031329 | 0.03114 | 0.030856 | 0.030812 | 0.03067 | 0.030543 | 0.030302 | 0.030334 | 0.030241 | 0.03015 | 0.029951 | 0.03001 | 0.029951 | 0.029907 | 0.02974 | 0 | 0 | 0 | 0 | 0 | 0 | 0 | 0
F1_Commercial_Healthcare_Existing_Space Heating_Natural Gas_Boiler_E5 | F1 | Commercial | Healthcare | Existing | Space Heating | Natural Gas | Boiler | E5 | CCE | 0 | 0 | 0 | 0 | 0 | 0 | 0 | 0 | 0 | 0 | 0 | 0 | 0 | 0 | 0 | 0 | 0 | 0 | 0 | 0 | 0 | 0 | 0 | 0 | 0 | 0 | 0 | 0 | 0 | 0
F1_Commercial_Healthcare_Existing_Space Heating_Natural Gas_Boiler_E6 | F1 | Commercial | Healthcare | Existing | Space Heating | Natural Gas | Boiler | E6 | CCE | 0 | 0 | 0 | 0 | 0 | 0 | 0 | 0 | 0 | 0 | 0 | 0 | 0 | 0 | 0 | 0 | 0 | 0 | 0 | 0 | 0 | 0 | 0 | 0 | 0 | 0 | 0 | 0 | 0 | 0
F1_Commercial_Healthcare_Existing_Space Heating_Natural Gas_Boiler_E7 | F1 | Commercial | Healthcare | Existing | Space Heating | Natural Gas | Boiler | E7 | CCE | 0 | 0 | 0 | 0 | 0 | 0 | 0 | 0 | 0 | 0 | 0 | 0 | 0 | 0 | 0 | 0 | 0 | 0 | 0 | 0 | 0 | 0 | 0 | 0 | 0 | 0 | 0 | 0 | 0 | 0
F1_Commercial_Healthcare_Existing_Space Heating_Natural Gas_Boiler_E8 | F1 | Commercial | Healthcare | Existing | Space Heating | Natural Gas | Boiler | E8 | CCE | 0 | 0 | 0 | 0 | 0 | 0 | 0 | 0 | 0 | 0 | 0 | 0 | 0 | 0 | 0 | 0 | 0 | 0 | 0 | 0 | 0 | 0 | 0 | 0 | 0 | 0 | 0 | 0 | 0 | 0
F1_Commercial_Healthcare_Existing_Space Heating_Natural Gas_Boiler_E9 | F1 | Commercial | Healthcare | Existing | Space Heating | Natural Gas | Boiler | E9 | CCE | 0 | 0 | 0 | 0 | 0 | 0 | 0 | 0 | 0 | 0 | 0 | 0 | 0 | 0 | 0 | 0 | 0 | 0 | 0 | 0 | 0 | 0 | 0 | 0 | 0 | 0 | 0 | 0 | 0 | 0
F1_Commercial_Healthcare_Existing_Space Heating_Natural Gas_Boiler_E10 | F1 | Commercial | Healthcare | Existing | Space Heating | Natural Gas | Boiler | E10 | CCE | 0 | 0 | 0 | 0 | 0 | 0 | 0 | 0 | 0 | 0 | 0 | 0 | 0 | 0 | 0 | 0 | 0 | 0 | 0 | 0 | 0 | 0 | 0 | 0 | 0 | 0 | 0 | 0 | 0 | 0
F2_Commercial_Healthcare_Existing_Space Heating_Natural Gas_Boiler_E1 | F2 | Commercial | Healthcare | Existing | Space Heating | Natural Gas | Boiler | E1 | TRC BC Ratio | 0.9 | 0.9 | 0.9 | 0.9 | 0.9 | 0.9 | 0.9 | 0.9 | 0.9 | 0.9 | 0.9 | 0.9 | 0.9 | 0.9 | 0.9 | 0.9 | 0.9 | 0.9 | 0.9 | 0.9 | 0.9 | 0.9 | 0 | 0 | 0 | 0 | 0 | 0 | 0 | 0
F2_Commercial_Healthcare_Existing_Space Heating_Natural Gas_Boiler_E2 | F2 | Commercial | Healthcare | Existing | Space Heating | Natural Gas | Boiler | E2 | TRC BC Ratio | 2.1345 | 2.1602 | 2.1877 | 2.2228 | 2.2645 | 2.3112 | 2.3556 | 2.3971 | 2.4378 | 2.479 | 2.5218 | 2.5654 | 2.6093 | 2.655 | 2.7003 | 2.7466 | 2.7948 | 2.8438 | 2.8934 | 2.9435 | 2.9935 | 3.0433 | 0 | 0 | 0 | 0 | 0 | 0 | 0 | 0
F2_Commercial_Healthcare_Existing_Space Heating_Natural Gas_Boiler_E3 | F2 | Commercial | Healthcare | Existing | Space Heating | Natural Gas | Boiler | E3 | TRC BC Ratio | 2.1139 | 2.1394 | 2.1667 | 2.2014 | 2.2427 | 2.2889 | 2.3329 | 2.374 | 2.4143 | 2.4552 | 2.4975 | 2.5407 | 2.5842 | 2.6295 | 2.6743 | 2.7201 | 2.7679 | 2.8164 | 2.8655 | 2.9151 | 2.9647 | 3.014 | 0 | 0 | 0 | 0 | 0 | 0 | 0 | 0
F2_Commercial_Healthcare_Existing_Space Heating_Natural Gas_Boiler_E4 | F2 | Commercial | Healthcare | Existing | Space Heating | Natural Gas | Boiler | E4 | TRC BC Ratio | 0.33801 | 0.34272 | 0.34746 | 0.35269 | 0.35846 | 0.36471 | 0.371 | 0.37728 | 0.38369 | 0.39032 | 0.39725 | 0.40446 | 0.41193 | 0.41978 | 0.4277 | 0.43579 | 0.4441 | 0.45256 | 0.46117 | 0.46988 | 0.47861 | 0.48728 | 0 | 0 | 0 | 0 | 0 | 0 | 0 | 0
F2_Commercial_Healthcare_Existing_Space Heating_Natural Gas_Boiler_E5 | F2 | Commercial | Healthcare | Existing | Space Heating | Natural Gas | Boiler | E5 | TRC BC Ratio | 0 | 0 | 0 | 0 | 0 | 0 | 0 | 0 | 0 | 0 | 0 | 0 | 0 | 0 | 0 | 0 | 0 | 0 | 0 | 0 | 0 | 0 | 0 | 0 | 0 | 0 | 0 | 0 | 0 | 0
F2_Commercial_Healthcare_Existing_Space Heating_Natural Gas_Boiler_E6 | F2 | Commercial | Healthcare | Existing | Space Heating | Natural Gas | Boiler | E6 | TRC BC Ratio | 0 | 0 | 0 | 0 | 0 | 0 | 0 | 0 | 0 | 0 | 0 | 0 | 0 | 0 | 0 | 0 | 0 | 0 | 0 | 0 | 0 | 0 | 0 | 0 | 0 | 0 | 0 | 0 | 0 | 0
F2_Commercial_Healthcare_Existing_Space Heating_Natural Gas_Boiler_E7 | F2 | Commercial | Healthcare | Existing | Space Heating | Natural Gas | Boiler | E7 | TRC BC Ratio | 0 | 0 | 0 | 0 | 0 | 0 | 0 | 0 | 0 | 0 | 0 | 0 | 0 | 0 | 0 | 0 | 0 | 0 | 0 | 0 | 0 | 0 | 0 | 0 | 0 | 0 | 0 | 0 | 0 | 0
F2_Commercial_Healthcare_Existing_Space Heating_Natural Gas_Boiler_E8 | F2 | Commercial | Healthcare | Existing | Space Heating | Natural Gas | Boiler | E8 | TRC BC Ratio | 0 | 0 | 0 | 0 | 0 | 0 | 0 | 0 | 0 | 0 | 0 | 0 | 0 | 0 | 0 | 0 | 0 | 0 | 0 | 0 | 0 | 0 | 0 | 0 | 0 | 0 | 0 | 0 | 0 | 0
F2_Commercial_Healthcare_Existing_Space Heating_Natural Gas_Boiler_E9 | F2 | Commercial | Healthcare | Existing | Space Heating | Natural Gas | Boiler | E9 | TRC BC Ratio | 0 | 0 | 0 | 0 | 0 | 0 | 0 | 0 | 0 | 0 | 0 | 0 | 0 | 0 | 0 | 0 | 0 | 0 | 0 | 0 | 0 | 0 | 0 | 0 | 0 | 0 | 0 | 0 | 0 | 0
F2_Commercial_Healthcare_Existing_Space Heating_Natural Gas_Boiler_E10 | F2 | Commercial | Healthcare | Existing | Space Heating | Natural Gas | Boiler | E10 | TRC BC Ratio | 0 | 0 | 0 | 0 | 0 | 0 | 0 | 0 | 0 | 0 | 0 | 0 | 0 | 0 | 0 | 0 | 0 | 0 | 0 | 0 | 0 | 0 | 0 | 0 | 0 | 0 | 0 | 0 | 0 | 0
F3_Commercial_Healthcare_Existing_Space Heating_Natural Gas_Boiler_E1 | F3 | Commercial | Healthcare | Existing | Space Heating | Natural Gas | Boiler | E1 | PACT BC Ratio | 0.9 | 0.9 | 0.9 | 0.9 | 0.9 | 0.9 | 0.9 | 0.9 | 0.9 | 0.9 | 0.9 | 0.9 | 0.9 | 0.9 | 0.9 | 0.9 | 0.9 | 0.9 | 0.9 | 0.9 | 0.9 | 0.9 | 0 | 0 | 0 | 0 | 0 | 0 | 0 | 0
F3_Commercial_Healthcare_Existing_Space Heating_Natural Gas_Boiler_E2 | F3 | Commercial | Healthcare | Existing | Space Heating | Natural Gas | Boiler | E2 | PACT BC Ratio | 2.198 | 2.2245 | 2.2528 | 2.289 | 2.3319 | 2.3799 | 2.4257 | 2.4684 | 2.5104 | 2.5528 | 2.5968 | 2.6417 | 2.687 | 2.7341 | 2.7807 | 2.8283 | 2.878 | 2.9284 | 2.9795 | 3.0311 | 3.0826 | 3.1338 | 0 | 0 | 0 | 0 | 0 | 0 | 0 | 0
F3_Commercial_Healthcare_Existing_Space Heating_Natural Gas_Boiler_E3 | F3 | Commercial | Healthcare | Existing | Space Heating | Natural Gas | Boiler | E3 | PACT BC Ratio | 2.1768 | 2.2031 | 2.2311 | 2.2669 | 2.3094 | 2.357 | 2.4024 | 2.4446 | 2.4862 | 2.5282 | 2.5718 | 2.6163 | 2.6611 | 2.7077 | 2.7539 | 2.8011 | 2.8503 | 2.9002 | 2.9508 | 3.0019 | 3.0529 | 3.1037 | 0 | 0 | 0 | 0 | 0 | 0 | 0 | 0
F3_Commercial_Healthcare_Existing_Space Heating_Natural Gas_Boiler_E4 | F3 | Commercial | Healthcare | Existing | Space Heating | Natural Gas | Boiler | E4 | PACT BC Ratio | 0.34807 | 0.35292 | 0.3578 | 0.36319 | 0.36913 | 0.37557 | 0.38205 | 0.38851 | 0.39511 | 0.40194 | 0.40907 | 0.41649 | 0.42419 | 0.43228 | 0.44043 | 0.44876 | 0.45732 | 0.46603 | 0.4749 | 0.48387 | 0.49285 | 0.50178 | 0 | 0 | 0 | 0 | 0 | 0 | 0 | 0
F3_Commercial_Healthcare_Existing_Space Heating_Natural Gas_Boiler_E5 | F3 | Commercial | Healthcare | Existing | Space Heating | Natural Gas | Boiler | E5 | PACT BC Ratio | 0 | 0 | 0 | 0 | 0 | 0 | 0 | 0 | 0 | 0 | 0 | 0 | 0 | 0 | 0 | 0 | 0 | 0 | 0 | 0 | 0 | 0 | 0 | 0 | 0 | 0 | 0 | 0 | 0 | 0
F3_Commercial_Healthcare_Existing_Space Heating_Natural Gas_Boiler_E6 | F3 | Commercial | Healthcare | Existing | Space Heating | Natural Gas | Boiler | E6 | PACT BC Ratio | 0 | 0 | 0 | 0 | 0 | 0 | 0 | 0 | 0 | 0 | 0 | 0 | 0 | 0 | 0 | 0 | 0 | 0 | 0 | 0 | 0 | 0 | 0 | 0 | 0 | 0 | 0 | 0 | 0 | 0
F3_Commercial_Healthcare_Existing_Space Heating_Natural Gas_Boiler_E7 | F3 | Commercial | Healthcare | Existing | Space Heating | Natural Gas | Boiler | E7 | PACT BC Ratio | 0 | 0 | 0 | 0 | 0 | 0 | 0 | 0 | 0 | 0 | 0 | 0 | 0 | 0 | 0 | 0 | 0 | 0 | 0 | 0 | 0 | 0 | 0 | 0 | 0 | 0 | 0 | 0 | 0 | 0
F3_Commercial_Healthcare_Existing_Space Heating_Natural Gas_Boiler_E8 | F3 | Commercial | Healthcare | Existing | Space Heating | Natural Gas | Boiler | E8 | PACT BC Ratio | 0 | 0 | 0 | 0 | 0 | 0 | 0 | 0 | 0 | 0 | 0 | 0 | 0 | 0 | 0 | 0 | 0 | 0 | 0 | 0 | 0 | 0 | 0 | 0 | 0 | 0 | 0 | 0 | 0 | 0
F3_Commercial_Healthcare_Existing_Space Heating_Natural Gas_Boiler_E9 | F3 | Commercial | Healthcare | Existing | Space Heating | Natural Gas | Boiler | E9 | PACT BC Ratio | 0 | 0 | 0 | 0 | 0 | 0 | 0 | 0 | 0 | 0 | 0 | 0 | 0 | 0 | 0 | 0 | 0 | 0 | 0 | 0 | 0 | 0 | 0 | 0 | 0 | 0 | 0 | 0 | 0 | 0
F3_Commercial_Healthcare_Existing_Space Heating_Natural Gas_Boiler_E10 | F3 | Commercial | Healthcare | Existing | Space Heating | Natural Gas | Boiler | E10 | PACT BC Ratio | 0 | 0 | 0 | 0 | 0 | 0 | 0 | 0 | 0 | 0 | 0 | 0 | 0 | 0 | 0 | 0 | 0 | 0 | 0 | 0 | 0 | 0 | 0 | 0 | 0 | 0 | 0 | 0 | 0 | 0
F4_Commercial_Healthcare_Existing_Space Heating_Natural Gas_Boiler_E1 | F4 | Commercial | Healthcare | Existing | Space Heating | Natural Gas | Boiler | E1 | PCT BC Ratio | 0.9 | 0.9 | 0.9 | 0.9 | 0.9 | 0.9 | 0.9 | 0.9 | 0.9 | 0.9 | 0.9 | 0.9 | 0.9 | 0.9 | 0.9 | 0.9 | 0.9 | 0.9 | 0.9 | 0.9 | 0.9 | 0.9 | 0 | 0 | 0 | 0 | 0 | 0 | 0 | 0
F4_Commercial_Healthcare_Existing_Space Heating_Natural Gas_Boiler_E2 | F4 | Commercial | Healthcare | Existing | Space Heating | Natural Gas | Boiler | E2 | PCT BC Ratio | 6.1459 | 6.2086 | 6.2758 | 6.3613 | 6.463 | 6.5767 | 6.6852 | 6.7862 | 6.8855 | 6.9861 | 7.0903 | 7.1966 | 7.3037 | 7.4153 | 7.5256 | 7.6385 | 7.7562 | 7.8754 | 7.9965 | 8.1186 | 8.2406 | 8.3619 | 0 | 0 | 0 | 0 | 0 | 0 | 0 | 0
F4_Commercial_Healthcare_Existing_Space Heating_Natural Gas_Boiler_E3 | F4 | Commercial | Healthcare | Existing | Space Heating | Natural Gas | Boiler | E3 | PCT BC Ratio | 6.0958 | 6.1579 | 6.2244 | 6.3091 | 6.4098 | 6.5225 | 6.6299 | 6.7299 | 6.8283 | 6.9279 | 7.0311 | 7.1364 | 7.2425 | 7.3529 | 7.4622 | 7.574 | 7.6905 | 7.8087 | 7.9285 | 8.0495 | 8.1703 | 8.2904 | 0 | 0 | 0 | 0 | 0 | 0 | 0 | 0
F4_Commercial_Healthcare_Existing_Space Heating_Natural Gas_Boiler_E4 | F4 | Commercial | Healthcare | Existing | Space Heating | Natural Gas | Boiler | E4 | PCT BC Ratio | 1.7654 | 1.7769 | 1.7884 | 1.8012 | 1.8153 | 1.8305 | 1.8458 | 1.8611 | 1.8768 | 1.8929 | 1.9098 | 1.9274 | 1.9456 | 1.9648 | 1.9841 | 2.0038 | 2.0241 | 2.0447 | 2.0657 | 2.0869 | 2.1082 | 2.1294 | 0 | 0 | 0 | 0 | 0 | 0 | 0 | 0
F4_Commercial_Healthcare_Existing_Space Heating_Natural Gas_Boiler_E5 | F4 | Commercial | Healthcare | Existing | Space Heating | Natural Gas | Boiler | E5 | PCT BC Ratio | 0 | 0 | 0 | 0 | 0 | 0 | 0 | 0 | 0 | 0 | 0 | 0 | 0 | 0 | 0 | 0 | 0 | 0 | 0 | 0 | 0 | 0 | 0 | 0 | 0 | 0 | 0 | 0 | 0 | 0
F4_Commercial_Healthcare_Existing_Space Heating_Natural Gas_Boiler_E6 | F4 | Commercial | Healthcare | Existing | Space Heating | Natural Gas | Boiler | E6 | PCT BC Ratio | 0 | 0 | 0 | 0 | 0 | 0 | 0 | 0 | 0 | 0 | 0 | 0 | 0 | 0 | 0 | 0 | 0 | 0 | 0 | 0 | 0 | 0 | 0 | 0 | 0 | 0 | 0 | 0 | 0 | 0
F4_Commercial_Healthcare_Existing_Space Heating_Natural Gas_Boiler_E7 | F4 | Commercial | Healthcare | Existing | Space Heating | Natural Gas | Boiler | E7 | PCT BC Ratio | 0 | 0 | 0 | 0 | 0 | 0 | 0 | 0 | 0 | 0 | 0 | 0 | 0 | 0 | 0 | 0 | 0 | 0 | 0 | 0 | 0 | 0 | 0 | 0 | 0 | 0 | 0 | 0 | 0 | 0
F4_Commercial_Healthcare_Existing_Space Heating_Natural Gas_Boiler_E8 | F4 | Commercial | Healthcare | Existing | Space Heating | Natural Gas | Boiler | E8 | PCT BC Ratio | 0 | 0 | 0 | 0 | 0 | 0 | 0 | 0 | 0 | 0 | 0 | 0 | 0 | 0 | 0 | 0 | 0 | 0 | 0 | 0 | 0 | 0 | 0 | 0 | 0 | 0 | 0 | 0 | 0 | 0
F4_Commercial_Healthcare_Existing_Space Heating_Natural Gas_Boiler_E9 | F4 | Commercial | Healthcare | Existing | Space Heating | Natural Gas | Boiler | E9 | PCT BC Ratio | 0 | 0 | 0 | 0 | 0 | 0 | 0 | 0 | 0 | 0 | 0 | 0 | 0 | 0 | 0 | 0 | 0 | 0 | 0 | 0 | 0 | 0 | 0 | 0 | 0 | 0 | 0 | 0 | 0 | 0
F4_Commercial_Healthcare_Existing_Space Heating_Natural Gas_Boiler_E10 | F4 | Commercial | Healthcare | Existing | Space Heating | Natural Gas | Boiler | E10 | PCT BC Ratio | 0 | 0 | 0 | 0 | 0 | 0 | 0 | 0 | 0 | 0 | 0 | 0 | 0 | 0 | 0 | 0 | 0 | 0 | 0 | 0 | 0 | 0 | 0 | 0 | 0 | 0 | 0 | 0 | 0 | 0
F5_Commercial_Healthcare_Existing_Space Heating_Natural Gas_Boiler_E1 | F5 | Commercial | Healthcare | Existing | Space Heating | Natural Gas | Boiler | E1 | RIM BC Ratio | 0.9 | 0.9 | 0.9 | 0.9 | 0.9 | 0.9 | 0.9 | 0.9 | 0.9 | 0.9 | 0.9 | 0.9 | 0.9 | 0.9 | 0.9 | 0.9 | 0.9 | 0.9 | 0.9 | 0.9 | 0.9 | 0.9 | 0 | 0 | 0 | 0 | 0 | 0 | 0 | 0
F5_Commercial_Healthcare_Existing_Space Heating_Natural Gas_Boiler_E2 | F5 | Commercial | Healthcare | Existing | Space Heating | Natural Gas | Boiler | E2 | RIM BC Ratio | 0.60495 | 0.60694 | 0.60903 | 0.61164 | 0.61467 | 0.61795 | 0.621 | 0.62376 | 0.6264 | 0.62901 | 0.63165 | 0.63427 | 0.63685 | 0.63946 | 0.64198 | 0.64448 | 0.64703 | 0.64954 | 0.65202 | 0.65446 | 0.65683 | 0.65912 | 0 | 0 | 0 | 0 | 0 | 0 | 0 | 0
F5_Commercial_Healthcare_Existing_Space Heating_Natural Gas_Boiler_E3 | F5 | Commercial | Healthcare | Existing | Space Heating | Natural Gas | Boiler | E3 | RIM BC Ratio | 0.60334 | 0.60533 | 0.60744 | 0.61006 | 0.61309 | 0.6164 | 0.61946 | 0.62223 | 0.62489 | 0.62751 | 0.63016 | 0.6328 | 0.63538 | 0.63801 | 0.64054 | 0.64306 | 0.64562 | 0.64814 | 0.65064 | 0.65309 | 0.65547 | 0.65778 | 0 | 0 | 0 | 0 | 0 | 0 | 0 | 0
F5_Commercial_Healthcare_Existing_Space Heating_Natural Gas_Boiler_E4 | F5 | Commercial | Healthcare | Existing | Space Heating | Natural Gas | Boiler | E4 | RIM BC Ratio | 0.24564 | 0.24804 | 0.25044 | 0.25307 | 0.25594 | 0.25902 | 0.26209 | 0.26511 | 0.26817 | 0.2713 | 0.27453 | 0.27785 | 0.28126 | 0.28479 | 0.2883 | 0.29185 | 0.29545 | 0.29906 | 0.30268 | 0.3063 | 0.30988 | 0.31338 | 0 | 0 | 0 | 0 | 0 | 0 | 0 | 0
F5_Commercial_Healthcare_Existing_Space Heating_Natural Gas_Boiler_E5 | F5 | Commercial | Healthcare | Existing | Space Heating | Natural Gas | Boiler | E5 | RIM BC Ratio | 0 | 0 | 0 | 0 | 0 | 0 | 0 | 0 | 0 | 0 | 0 | 0 | 0 | 0 | 0 | 0 | 0 | 0 | 0 | 0 | 0 | 0 | 0 | 0 | 0 | 0 | 0 | 0 | 0 | 0
F5_Commercial_Healthcare_Existing_Space Heating_Natural Gas_Boiler_E6 | F5 | Commercial | Healthcare | Existing | Space Heating | Natural Gas | Boiler | E6 | RIM BC Ratio | 0 | 0 | 0 | 0 | 0 | 0 | 0 | 0 | 0 | 0 | 0 | 0 | 0 | 0 | 0 | 0 | 0 | 0 | 0 | 0 | 0 | 0 | 0 | 0 | 0 | 0 | 0 | 0 | 0 | 0
F5_Commercial_Healthcare_Existing_Space Heating_Natural Gas_Boiler_E7 | F5 | Commercial | Healthcare | Existing | Space Heating | Natural Gas | Boiler | E7 | RIM BC Ratio | 0 | 0 | 0 | 0 | 0 | 0 | 0 | 0 | 0 | 0 | 0 | 0 | 0 | 0 | 0 | 0 | 0 | 0 | 0 | 0 | 0 | 0 | 0 | 0 | 0 | 0 | 0 | 0 | 0 | 0
F5_Commercial_Healthcare_Existing_Space Heating_Natural Gas_Boiler_E8 | F5 | Commercial | Healthcare | Existing | Space Heating | Natural Gas | Boiler | E8 | RIM BC Ratio | 0 | 0 | 0 | 0 | 0 | 0 | 0 | 0 | 0 | 0 | 0 | 0 | 0 | 0 | 0 | 0 | 0 | 0 | 0 | 0 | 0 | 0 | 0 | 0 | 0 | 0 | 0 | 0 | 0 | 0
F5_Commercial_Healthcare_Existing_Space Heating_Natural Gas_Boiler_E9 | F5 | Commercial | Healthcare | Existing | Space Heating | Natural Gas | Boiler | E9 | RIM BC Ratio | 0 | 0 | 0 | 0 | 0 | 0 | 0 | 0 | 0 | 0 | 0 | 0 | 0 | 0 | 0 | 0 | 0 | 0 | 0 | 0 | 0 | 0 | 0 | 0 | 0 | 0 | 0 | 0 | 0 | 0
F5_Commercial_Healthcare_Existing_Space Heating_Natural Gas_Boiler_E10 | F5 | Commercial | Healthcare | Existing | Space Heating | Natural Gas | Boiler | E10 | RIM BC Ratio | 0 | 0 | 0 | 0 | 0 | 0 | 0 | 0 | 0 | 0 | 0 | 0 | 0 | 0 | 0 | 0 | 0 | 0 | 0 | 0 | 0 | 0 | 0 | 0 | 0 | 0 | 0 | 0 | 0 | 0
F0_Commercial_Healthcare_Existing_Space Heating_Natural Gas_Unit Heater_E0 | F0 | Commercial | Healthcare | Existing | Space Heating | Natural Gas | Unit Heater | E0 | Economic Unit | Infrared Radiant | Infrared Radiant | Infrared Radiant | Infrared Radiant | Infrared Radiant | Infrared Radiant | Infrared Radiant | Infrared Radiant | Infrared Radiant | Infrared Radiant | Infrared Radiant | Infrared Radiant | Infrared Radiant | Infrared Radiant | Infrared Radiant | Infrared Radiant | Infrared Radiant | Infrared Radiant | Infrared Radiant | Infrared Radiant | Infrared Radiant | Infrared Radiant | 0 | 0 | 0 | 0 | 0 | 0 | 0 | 0
F1_Commercial_Healthcare_Existing_Space Heating_Natural Gas_Unit Heater_E1 | F1 | Commercial | Healthcare | Existing | Space Heating | Natural Gas | Unit Heater | E1 | CCE | 0 | 0 | 0 | 0 | 0 | 0 | 0 | 0 | 0 | 0 | 0 | 0 | 0 | 0 | 0 | 0 | 0 | 0 | 0 | 0 | 0 | 0 | 0 | 0 | 0 | 0 | 0 | 0 | 0 | 0
F1_Commercial_Healthcare_Existing_Space Heating_Natural Gas_Unit Heater_E2 | F1 | Commercial | Healthcare | Existing | Space Heating | Natural Gas | Unit Heater | E2 | CCE | 0.025298 | 0.025298 | 0.026577 | 0.026173 | 0.025781 | 0.02529 | 0.025221 | 0.025059 | 0.024908 | 0.024681 | 0.024645 | 0.024532 | 0.024431 | 0.024238 | 0.024263 | 0.024189 | 0.024116 | 0.023957 | 0.024004 | 0.023957 | 0.023922 | 0.023788 | 0 | 0 | 0 | 0 | 0 | 0 | 0 | 0
F1_Commercial_Healthcare_Existing_Space Heating_Natural Gas_Unit Heater_E3 | F1 | Commercial | Healthcare | Existing | Space Heating | Natural Gas | Unit Heater | E3 | CCE | 0.0011378 | 0.0011378 | 0.0011954 | 0.0011772 | 0.0011596 | 0.0011375 | 0.0011344 | 0.0011271 | 0.0011203 | 0.0011101 | 0.0011085 | 0.0011034 | 0.0010988 | 0.0010902 | 0.0010913 | 0.001088 | 0.0010847 | 0.0010775 | 0.0010796 | 0.0010775 | 0.001076 | 0.0010699 | 0 | 0 | 0 | 0 | 0 | 0 | 0 | 0
F1_Commercial_Healthcare_Existing_Space Heating_Natural Gas_Unit Heater_E4 | F1 | Commercial | Healthcare | Existing | Space Heating | Natural Gas | Unit Heater | E4 | CCE | 0 | 0 | 0 | 0 | 0 | 0 | 0 | 0 | 0 | 0 | 0 | 0 | 0 | 0 | 0 | 0 | 0 | 0 | 0 | 0 | 0 | 0 | 0 | 0 | 0 | 0 | 0 | 0 | 0 | 0
F1_Commercial_Healthcare_Existing_Space Heating_Natural Gas_Unit Heater_E5 | F1 | Commercial | Healthcare | Existing | Space Heating | Natural Gas | Unit Heater | E5 | CCE | 0 | 0 | 0 | 0 | 0 | 0 | 0 | 0 | 0 | 0 | 0 | 0 | 0 | 0 | 0 | 0 | 0 | 0 | 0 | 0 | 0 | 0 | 0 | 0 | 0 | 0 | 0 | 0 | 0 | 0
F1_Commercial_Healthcare_Existing_Space Heating_Natural Gas_Unit Heater_E6 | F1 | Commercial | Healthcare | Existing | Space Heating | Natural Gas | Unit Heater | E6 | CCE | 0 | 0 | 0 | 0 | 0 | 0 | 0 | 0 | 0 | 0 | 0 | 0 | 0 | 0 | 0 | 0 | 0 | 0 | 0 | 0 | 0 | 0 | 0 | 0 | 0 | 0 | 0 | 0 | 0 | 0
F1_Commercial_Healthcare_Existing_Space Heating_Natural Gas_Unit Heater_E7 | F1 | Commercial | Healthcare | Existing | Space Heating | Natural Gas | Unit Heater | E7 | CCE | 0 | 0 | 0 | 0 | 0 | 0 | 0 | 0 | 0 | 0 | 0 | 0 | 0 | 0 | 0 | 0 | 0 | 0 | 0 | 0 | 0 | 0 | 0 | 0 | 0 | 0 | 0 | 0 | 0 | 0
F1_Commercial_Healthcare_Existing_Space Heating_Natural Gas_Unit Heater_E8 | F1 | Commercial | Healthcare | Existing | Space Heating | Natural Gas | Unit Heater | E8 | CCE | 0 | 0 | 0 | 0 | 0 | 0 | 0 | 0 | 0 | 0 | 0 | 0 | 0 | 0 | 0 | 0 | 0 | 0 | 0 | 0 | 0 | 0 | 0 | 0 | 0 | 0 | 0 | 0 | 0 | 0
F1_Commercial_Healthcare_Existing_Space Heating_Natural Gas_Unit Heater_E9 | F1 | Commercial | Healthcare | Existing | Space Heating | Natural Gas | Unit Heater | E9 | CCE | 0 | 0 | 0 | 0 | 0 | 0 | 0 | 0 | 0 | 0 | 0 | 0 | 0 | 0 | 0 | 0 | 0 | 0 | 0 | 0 | 0 | 0 | 0 | 0 | 0 | 0 | 0 | 0 | 0 | 0
F1_Commercial_Healthcare_Existing_Space Heating_Natural Gas_Unit Heater_E10 | F1 | Commercial | Healthcare | Existing | Space Heating | Natural Gas | Unit Heater | E10 | CCE | 0 | 0 | 0 | 0 | 0 | 0 | 0 | 0 | 0 | 0 | 0 | 0 | 0 | 0 | 0 | 0 | 0 | 0 | 0 | 0 | 0 | 0 | 0 | 0 | 0 | 0 | 0 | 0 | 0 | 0
F2_Commercial_Healthcare_Existing_Space Heating_Natural Gas_Unit Heater_E1 | F2 | Commercial | Healthcare | Existing | Space Heating | Natural Gas | Unit Heater | E1 | TRC BC Ratio | 0.9 | 0.9 | 0.9 | 0.9 | 0.9 | 0.9 | 0.9 | 0.9 | 0.9 | 0.9 | 0.9 | 0.9 | 0.9 | 0.9 | 0.9 | 0.9 | 0.9 | 0.9 | 0.9 | 0.9 | 0.9 | 0.9 | 0 | 0 | 0 | 0 | 0 | 0 | 0 | 0
F2_Commercial_Healthcare_Existing_Space Heating_Natural Gas_Unit Heater_E2 | F2 | Commercial | Healthcare | Existing | Space Heating | Natural Gas | Unit Heater | E2 | TRC BC Ratio | 0.35171 | 0.35472 | 0.35832 | 0.36428 | 0.37222 | 0.3816 | 0.39021 | 0.39788 | 0.40532 | 0.41254 | 0.41981 | 0.42689 | 0.43355 | 0.44022 | 0.44659 | 0.45313 | 0.46012 | 0.46716 | 0.47426 | 0.48138 | 0.48843 | 0.49538 | 0 | 0 | 0 | 0 | 0 | 0 | 0 | 0
F2_Commercial_Healthcare_Existing_Space Heating_Natural Gas_Unit Heater_E3 | F2 | Commercial | Healthcare | Existing | Space Heating | Natural Gas | Unit Heater | E3 | TRC BC Ratio | 6.8506 | 6.8286 | 6.8252 | 6.9114 | 7.0978 | 7.356 | 7.5942 | 7.8144 | 8.0481 | 8.2587 | 8.4576 | 8.6317 | 8.7675 | 8.8576 | 8.9311 | 9.0076 | 9.0994 | 9.1891 | 9.2771 | 9.362 | 9.4392 | 9.5076 | 0 | 0 | 0 | 0 | 0 | 0 | 0 | 0
F2_Commercial_Healthcare_Existing_Space Heating_Natural Gas_Unit Heater_E4 | F2 | Commercial | Healthcare | Existing | Space Heating | Natural Gas | Unit Heater | E4 | TRC BC Ratio | 0 | 0 | 0 | 0 | 0 | 0 | 0 | 0 | 0 | 0 | 0 | 0 | 0 | 0 | 0 | 0 | 0 | 0 | 0 | 0 | 0 | 0 | 0 | 0 | 0 | 0 | 0 | 0 | 0 | 0
F2_Commercial_Healthcare_Existing_Space Heating_Natural Gas_Unit Heater_E5 | F2 | Commercial | Healthcare | Existing | Space Heating | Natural Gas | Unit Heater | E5 | TRC BC Ratio | 0 | 0 | 0 | 0 | 0 | 0 | 0 | 0 | 0 | 0 | 0 | 0 | 0 | 0 | 0 | 0 | 0 | 0 | 0 | 0 | 0 | 0 | 0 | 0 | 0 | 0 | 0 | 0 | 0 | 0
F2_Commercial_Healthcare_Existing_Space Heating_Natural Gas_Unit Heater_E6 | F2 | Commercial | Healthcare | Existing | Space Heating | Natural Gas | Unit Heater | E6 | TRC BC Ratio | 0 | 0 | 0 | 0 | 0 | 0 | 0 | 0 | 0 | 0 | 0 | 0 | 0 | 0 | 0 | 0 | 0 | 0 | 0 | 0 | 0 | 0 | 0 | 0 | 0 | 0 | 0 | 0 | 0 | 0
F2_Commercial_Healthcare_Existing_Space Heating_Natural Gas_Unit Heater_E7 | F2 | Commercial | Healthcare | Existing | Space Heating | Natural Gas | Unit Heater | E7 | TRC BC Ratio | 0 | 0 | 0 | 0 | 0 | 0 | 0 | 0 | 0 | 0 | 0 | 0 | 0 | 0 | 0 | 0 | 0 | 0 | 0 | 0 | 0 | 0 | 0 | 0 | 0 | 0 | 0 | 0 | 0 | 0
F2_Commercial_Healthcare_Existing_Space Heating_Natural Gas_Unit Heater_E8 | F2 | Commercial | Healthcare | Existing | Space Heating | Natural Gas | Unit Heater | E8 | TRC BC Ratio | 0 | 0 | 0 | 0 | 0 | 0 | 0 | 0 | 0 | 0 | 0 | 0 | 0 | 0 | 0 | 0 | 0 | 0 | 0 | 0 | 0 | 0 | 0 | 0 | 0 | 0 | 0 | 0 | 0 | 0
F2_Commercial_Healthcare_Existing_Space Heating_Natural Gas_Unit Heater_E9 | F2 | Commercial | Healthcare | Existing | Space Heating | Natural Gas | Unit Heater | E9 | TRC BC Ratio | 0 | 0 | 0 | 0 | 0 | 0 | 0 | 0 | 0 | 0 | 0 | 0 | 0 | 0 | 0 | 0 | 0 | 0 | 0 | 0 | 0 | 0 | 0 | 0 | 0 | 0 | 0 | 0 | 0 | 0
F2_Commercial_Healthcare_Existing_Space Heating_Natural Gas_Unit Heater_E10 | F2 | Commercial | Healthcare | Existing | Space Heating | Natural Gas | Unit Heater | E10 | TRC BC Ratio | 0 | 0 | 0 | 0 | 0 | 0 | 0 | 0 | 0 | 0 | 0 | 0 | 0 | 0 | 0 | 0 | 0 | 0 | 0 | 0 | 0 | 0 | 0 | 0 | 0 | 0 | 0 | 0 | 0 | 0
F3_Commercial_Healthcare_Existing_Space Heating_Natural Gas_Unit Heater_E1 | F3 | Commercial | Healthcare | Existing | Space Heating | Natural Gas | Unit Heater | E1 | PACT BC Ratio | 0.9 | 0.9 | 0.9 | 0.9 | 0.9 | 0.9 | 0.9 | 0.9 | 0.9 | 0.9 | 0.9 | 0.9 | 0.9 | 0.9 | 0.9 | 0.9 | 0.9 | 0.9 | 0.9 | 0.9 | 0.9 | 0.9 | 0 | 0 | 0 | 0 | 0 | 0 | 0 | 0
F3_Commercial_Healthcare_Existing_Space Heating_Natural Gas_Unit Heater_E2 | F3 | Commercial | Healthcare | Existing | Space Heating | Natural Gas | Unit Heater | E2 | PACT BC Ratio | 0.74493 | 0.75131 | 0.75894 | 0.77156 | 0.78839 | 0.80825 | 0.82649 | 0.84273 | 0.85849 | 0.87378 | 0.88919 | 0.90417 | 0.91828 | 0.93241 | 0.94591 | 0.95975 | 0.97456 | 0.98947 | 1.0045 | 1.0196 | 1.0345 | 1.0492 | 0 | 0 | 0 | 0 | 0 | 0 | 0 | 0
F3_Commercial_Healthcare_Existing_Space Heating_Natural Gas_Unit Heater_E3 | F3 | Commercial | Healthcare | Existing | Space Heating | Natural Gas | Unit Heater | E3 | PACT BC Ratio | 14.5099 | 14.4632 | 14.4561 | 14.6387 | 15.0334 | 15.5804 | 16.085 | 16.5514 | 17.0463 | 17.4923 | 17.9137 | 18.2824 | 18.5701 | 18.7607 | 18.9164 | 19.0784 | 19.273 | 19.463 | 19.6493 | 19.8292 | 19.9928 | 20.1376 | 0 | 0 | 0 | 0 | 0 | 0 | 0 | 0
F3_Commercial_Healthcare_Existing_Space Heating_Natural Gas_Unit Heater_E4 | F3 | Commercial | Healthcare | Existing | Space Heating | Natural Gas | Unit Heater | E4 | PACT BC Ratio | 0 | 0 | 0 | 0 | 0 | 0 | 0 | 0 | 0 | 0 | 0 | 0 | 0 | 0 | 0 | 0 | 0 | 0 | 0 | 0 | 0 | 0 | 0 | 0 | 0 | 0 | 0 | 0 | 0 | 0
F3_Commercial_Healthcare_Existing_Space Heating_Natural Gas_Unit Heater_E5 | F3 | Commercial | Healthcare | Existing | Space Heating | Natural Gas | Unit Heater | E5 | PACT BC Ratio | 0 | 0 | 0 | 0 | 0 | 0 | 0 | 0 | 0 | 0 | 0 | 0 | 0 | 0 | 0 | 0 | 0 | 0 | 0 | 0 | 0 | 0 | 0 | 0 | 0 | 0 | 0 | 0 | 0 | 0
F3_Commercial_Healthcare_Existing_Space Heating_Natural Gas_Unit Heater_E6 | F3 | Commercial | Healthcare | Existing | Space Heating | Natural Gas | Unit Heater | E6 | PACT BC Ratio | 0 | 0 | 0 | 0 | 0 | 0 | 0 | 0 | 0 | 0 | 0 | 0 | 0 | 0 | 0 | 0 | 0 | 0 | 0 | 0 | 0 | 0 | 0 | 0 | 0 | 0 | 0 | 0 | 0 | 0
F3_Commercial_Healthcare_Existing_Space Heating_Natural Gas_Unit Heater_E7 | F3 | Commercial | Healthcare | Existing | Space Heating | Natural Gas | Unit Heater | E7 | PACT BC Ratio | 0 | 0 | 0 | 0 | 0 | 0 | 0 | 0 | 0 | 0 | 0 | 0 | 0 | 0 | 0 | 0 | 0 | 0 | 0 | 0 | 0 | 0 | 0 | 0 | 0 | 0 | 0 | 0 | 0 | 0
F3_Commercial_Healthcare_Existing_Space Heating_Natural Gas_Unit Heater_E8 | F3 | Commercial | Healthcare | Existing | Space Heating | Natural Gas | Unit Heater | E8 | PACT BC Ratio | 0 | 0 | 0 | 0 | 0 | 0 | 0 | 0 | 0 | 0 | 0 | 0 | 0 | 0 | 0 | 0 | 0 | 0 | 0 | 0 | 0 | 0 | 0 | 0 | 0 | 0 | 0 | 0 | 0 | 0
F3_Commercial_Healthcare_Existing_Space Heating_Natural Gas_Unit Heater_E9 | F3 | Commercial | Healthcare | Existing | Space Heating | Natural Gas | Unit Heater | E9 | PACT BC Ratio | 0 | 0 | 0 | 0 | 0 | 0 | 0 | 0 | 0 | 0 | 0 | 0 | 0 | 0 | 0 | 0 | 0 | 0 | 0 | 0 | 0 | 0 | 0 | 0 | 0 | 0 | 0 | 0 | 0 | 0
F3_Commercial_Healthcare_Existing_Space Heating_Natural Gas_Unit Heater_E10 | F3 | Commercial | Healthcare | Existing | Space Heating | Natural Gas | Unit Heater | E10 | PACT BC Ratio | 0 | 0 | 0 | 0 | 0 | 0 | 0 | 0 | 0 | 0 | 0 | 0 | 0 | 0 | 0 | 0 | 0 | 0 | 0 | 0 | 0 | 0 | 0 | 0 | 0 | 0 | 0 | 0 | 0 | 0
F4_Commercial_Healthcare_Existing_Space Heating_Natural Gas_Unit Heater_E1 | F4 | Commercial | Healthcare | Existing | Space Heating | Natural Gas | Unit Heater | E1 | PCT BC Ratio | 0.9 | 0.9 | 0.9 | 0.9 | 0.9 | 0.9 | 0.9 | 0.9 | 0.9 | 0.9 | 0.9 | 0.9 | 0.9 | 0.9 | 0.9 | 0.9 | 0.9 | 0.9 | 0.9 | 0.9 | 0.9 | 0.9 | 0 | 0 | 0 | 0 | 0 | 0 | 0 | 0
F4_Commercial_Healthcare_Existing_Space Heating_Natural Gas_Unit Heater_E2 | F4 | Commercial | Healthcare | Existing | Space Heating | Natural Gas | Unit Heater | E2 | PCT BC Ratio | 0.85851 | 0.8633 | 0.86903 | 0.87852 | 0.89117 | 0.90609 | 0.9198 | 0.93201 | 0.94385 | 0.95533 | 0.96692 | 0.97818 | 0.98878 | 0.99939 | 1.0095 | 1.0199 | 1.0311 | 1.0423 | 1.0536 | 1.0649 | 1.0761 | 1.0872 | 0 | 0 | 0 | 0 | 0 | 0 | 0 | 0
F4_Commercial_Healthcare_Existing_Space Heating_Natural Gas_Unit Heater_E3 | F4 | Commercial | Healthcare | Existing | Space Heating | Natural Gas | Unit Heater | E3 | PCT BC Ratio | 11.2028 | 11.1678 | 11.1624 | 11.2996 | 11.5963 | 12.0073 | 12.3865 | 12.737 | 13.1089 | 13.4441 | 13.7607 | 14.0378 | 14.254 | 14.3973 | 14.5143 | 14.6361 | 14.7822 | 14.925 | 15.0651 | 15.2002 | 15.3232 | 15.432 | 0 | 0 | 0 | 0 | 0 | 0 | 0 | 0
F4_Commercial_Healthcare_Existing_Space Heating_Natural Gas_Unit Heater_E4 | F4 | Commercial | Healthcare | Existing | Space Heating | Natural Gas | Unit Heater | E4 | PCT BC Ratio | 0 | 0 | 0 | 0 | 0 | 0 | 0 | 0 | 0 | 0 | 0 | 0 | 0 | 0 | 0 | 0 | 0 | 0 | 0 | 0 | 0 | 0 | 0 | 0 | 0 | 0 | 0 | 0 | 0 | 0
F4_Commercial_Healthcare_Existing_Space Heating_Natural Gas_Unit Heater_E5 | F4 | Commercial | Healthcare | Existing | Space Heating | Natural Gas | Unit Heater | E5 | PCT BC Ratio | 0 | 0 | 0 | 0 | 0 | 0 | 0 | 0 | 0 | 0 | 0 | 0 | 0 | 0 | 0 | 0 | 0 | 0 | 0 | 0 | 0 | 0 | 0 | 0 | 0 | 0 | 0 | 0 | 0 | 0
F4_Commercial_Healthcare_Existing_Space Heating_Natural Gas_Unit Heater_E6 | F4 | Commercial | Healthcare | Existing | Space Heating | Natural Gas | Unit Heater | E6 | PCT BC Ratio | 0 | 0 | 0 | 0 | 0 | 0 | 0 | 0 | 0 | 0 | 0 | 0 | 0 | 0 | 0 | 0 | 0 | 0 | 0 | 0 | 0 | 0 | 0 | 0 | 0 | 0 | 0 | 0 | 0 | 0
F4_Commercial_Healthcare_Existing_Space Heating_Natural Gas_Unit Heater_E7 | F4 | Commercial | Healthcare | Existing | Space Heating | Natural Gas | Unit Heater | E7 | PCT BC Ratio | 0 | 0 | 0 | 0 | 0 | 0 | 0 | 0 | 0 | 0 | 0 | 0 | 0 | 0 | 0 | 0 | 0 | 0 | 0 | 0 | 0 | 0 | 0 | 0 | 0 | 0 | 0 | 0 | 0 | 0
F4_Commercial_Healthcare_Existing_Space Heating_Natural Gas_Unit Heater_E8 | F4 | Commercial | Healthcare | Existing | Space Heating | Natural Gas | Unit Heater | E8 | PCT BC Ratio | 0 | 0 | 0 | 0 | 0 | 0 | 0 | 0 | 0 | 0 | 0 | 0 | 0 | 0 | 0 | 0 | 0 | 0 | 0 | 0 | 0 | 0 | 0 | 0 | 0 | 0 | 0 | 0 | 0 | 0
F4_Commercial_Healthcare_Existing_Space Heating_Natural Gas_Unit Heater_E9 | F4 | Commercial | Healthcare | Existing | Space Heating | Natural Gas | Unit Heater | E9 | PCT BC Ratio | 0 | 0 | 0 | 0 | 0 | 0 | 0 | 0 | 0 | 0 | 0 | 0 | 0 | 0 | 0 | 0 | 0 | 0 | 0 | 0 | 0 | 0 | 0 | 0 | 0 | 0 | 0 | 0 | 0 | 0
F4_Commercial_Healthcare_Existing_Space Heating_Natural Gas_Unit Heater_E10 | F4 | Commercial | Healthcare | Existing | Space Heating | Natural Gas | Unit Heater | E10 | PCT BC Ratio | 0 | 0 | 0 | 0 | 0 | 0 | 0 | 0 | 0 | 0 | 0 | 0 | 0 | 0 | 0 | 0 | 0 | 0 | 0 | 0 | 0 | 0 | 0 | 0 | 0 | 0 | 0 | 0 | 0 | 0
F5_Commercial_Healthcare_Existing_Space Heating_Natural Gas_Unit Heater_E1 | F5 | Commercial | Healthcare | Existing | Space Heating | Natural Gas | Unit Heater | E1 | RIM BC Ratio | 0.9 | 0.9 | 0.9 | 0.9 | 0.9 | 0.9 | 0.9 | 0.9 | 0.9 | 0.9 | 0.9 | 0.9 | 0.9 | 0.9 | 0.9 | 0.9 | 0.9 | 0.9 | 0.9 | 0.9 | 0.9 | 0.9 | 0 | 0 | 0 | 0 | 0 | 0 | 0 | 0
F5_Commercial_Healthcare_Existing_Space Heating_Natural Gas_Unit Heater_E2 | F5 | Commercial | Healthcare | Existing | Space Heating | Natural Gas | Unit Heater | E2 | RIM BC Ratio | 0.39363 | 0.3954 | 0.3975 | 0.40094 | 0.40544 | 0.41062 | 0.41528 | 0.41934 | 0.42321 | 0.42689 | 0.43054 | 0.43402 | 0.43724 | 0.44042 | 0.44341 | 0.44643 | 0.44961 | 0.45275 | 0.45587 | 0.45896 | 0.46196 | 0.46487 | 0 | 0 | 0 | 0 | 0 | 0 | 0 | 0
F5_Commercial_Healthcare_Existing_Space Heating_Natural Gas_Unit Heater_E3 | F5 | Commercial | Healthcare | Existing | Space Heating | Natural Gas | Unit Heater | E3 | RIM BC Ratio | 0.78928 | 0.78914 | 0.78912 | 0.78965 | 0.79077 | 0.79224 | 0.7935 | 0.79461 | 0.79572 | 0.79666 | 0.79752 | 0.79824 | 0.79878 | 0.79913 | 0.79941 | 0.79969 | 0.80003 | 0.80036 | 0.80067 | 0.80096 | 0.80123 | 0.80146 | 0 | 0 | 0 | 0 | 0 | 0 | 0 | 0
F5_Commercial_Healthcare_Existing_Space Heating_Natural Gas_Unit Heater_E4 | F5 | Commercial | Healthcare | Existing | Space Heating | Natural Gas | Unit Heater | E4 | RIM BC Ratio | 0 | 0 | 0 | 0 | 0 | 0 | 0 | 0 | 0 | 0 | 0 | 0 | 0 | 0 | 0 | 0 | 0 | 0 | 0 | 0 | 0 | 0 | 0 | 0 | 0 | 0 | 0 | 0 | 0 | 0
F5_Commercial_Healthcare_Existing_Space Heating_Natural Gas_Unit Heater_E5 | F5 | Commercial | Healthcare | Existing | Space Heating | Natural Gas | Unit Heater | E5 | RIM BC Ratio | 0 | 0 | 0 | 0 | 0 | 0 | 0 | 0 | 0 | 0 | 0 | 0 | 0 | 0 | 0 | 0 | 0 | 0 | 0 | 0 | 0 | 0 | 0 | 0 | 0 | 0 | 0 | 0 | 0 | 0
F5_Commercial_Healthcare_Existing_Space Heating_Natural Gas_Unit Heater_E6 | F5 | Commercial | Healthcare | Existing | Space Heating | Natural Gas | Unit Heater | E6 | RIM BC Ratio | 0 | 0 | 0 | 0 | 0 | 0 | 0 | 0 | 0 | 0 | 0 | 0 | 0 | 0 | 0 | 0 | 0 | 0 | 0 | 0 | 0 | 0 | 0 | 0 | 0 | 0 | 0 | 0 | 0 | 0
F5_Commercial_Healthcare_Existing_Space Heating_Natural Gas_Unit Heater_E7 | F5 | Commercial | Healthcare | Existing | Space Heating | Natural Gas | Unit Heater | E7 | RIM BC Ratio | 0 | 0 | 0 | 0 | 0 | 0 | 0 | 0 | 0 | 0 | 0 | 0 | 0 | 0 | 0 | 0 | 0 | 0 | 0 | 0 | 0 | 0 | 0 | 0 | 0 | 0 | 0 | 0 | 0 | 0
F5_Commercial_Healthcare_Existing_Space Heating_Natural Gas_Unit Heater_E8 | F5 | Commercial | Healthcare | Existing | Space Heating | Natural Gas | Unit Heater | E8 | RIM BC Ratio | 0 | 0 | 0 | 0 | 0 | 0 | 0 | 0 | 0 | 0 | 0 | 0 | 0 | 0 | 0 | 0 | 0 | 0 | 0 | 0 | 0 | 0 | 0 | 0 | 0 | 0 | 0 | 0 | 0 | 0
F5_Commercial_Healthcare_Existing_Space Heating_Natural Gas_Unit Heater_E9 | F5 | Commercial | Healthcare | Existing | Space Heating | Natural Gas | Unit Heater | E9 | RIM BC Ratio | 0 | 0 | 0 | 0 | 0 | 0 | 0 | 0 | 0 | 0 | 0 | 0 | 0 | 0 | 0 | 0 | 0 | 0 | 0 | 0 | 0 | 0 | 0 | 0 | 0 | 0 | 0 | 0 | 0 | 0
F5_Commercial_Healthcare_Existing_Space Heating_Natural Gas_Unit Heater_E10 | F5 | Commercial | Healthcare | Existing | Space Heating | Natural Gas | Unit Heater | E10 | RIM BC Ratio | 0 | 0 | 0 | 0 | 0 | 0 | 0 | 0 | 0 | 0 | 0 | 0 | 0 | 0 | 0 | 0 | 0 | 0 | 0 | 0 | 0 | 0 | 0 | 0 | 0 | 0 | 0 | 0 | 0 | 0
F0_Commercial_Healthcare_Existing_Water Heating_Natural Gas_Water Heater_E0 | F0 | Commercial | Healthcare | Existing | Water Heating | Natural Gas | Water Heater | E0 | Economic Unit | Gas-Fired Absorption HPWH | Gas-Fired Absorption HPWH | Gas-Fired Absorption HPWH | Gas-Fired Absorption HPWH | Gas-Fired Absorption HPWH | Gas-Fired Absorption HPWH | Gas-Fired Absorption HPWH | Gas-Fired Absorption HPWH | Gas-Fired Absorption HPWH | Gas-Fired Absorption HPWH | Gas-Fired Absorption HPWH | Gas-Fired Absorption HPWH | Gas-Fired Absorption HPWH | Gas-Fired Absorption HPWH | Gas-Fired Absorption HPWH | Gas-Fired Absorption HPWH | Gas-Fired Absorption HPWH | Gas-Fired Absorption HPWH | Gas-Fired Absorption HPWH | Gas-Fired Absorption HPWH | Gas-Fired Absorption HPWH | Gas-Fired Absorption HPWH | 0 | 0 | 0 | 0 | 0 | 0 | 0 | 0
F1_Commercial_Healthcare_Existing_Water Heating_Natural Gas_Water Heater_E1 | F1 | Commercial | Healthcare | Existing | Water Heating | Natural Gas | Water Heater | E1 | CCE | 0 | 0 | 0 | 0 | 0 | 0 | 0 | 0 | 0 | 0 | 0 | 0 | 0 | 0 | 0 | 0 | 0 | 0 | 0 | 0 | 0 | 0 | 0 | 0 | 0 | 0 | 0 | 0 | 0 | 0
F1_Commercial_Healthcare_Existing_Water Heating_Natural Gas_Water Heater_E2 | F1 | Commercial | Healthcare | Existing | Water Heating | Natural Gas | Water Heater | E2 | CCE | -0.00013602 | -0.00013602 | -0.0001429 | -0.00014073 | -0.00013861 | -0.00013598 | -0.00013561 | -0.00013473 | -0.00013392 | -0.0001327 | -0.00013251 | -0.0001319 | -0.00013136 | -0.00013032 | -0.00013046 | -0.00013006 | -0.00012967 | -0.00012881 | -0.00012906 | -0.00012881 | -0.00012862 | -0.0001279 | 0 | 0 | 0 | 0 | 0 | 0 | 0 | 0
F1_Commercial_Healthcare_Existing_Water Heating_Natural Gas_Water Heater_E3 | F1 | Commercial | Healthcare | Existing | Water Heating | Natural Gas | Water Heater | E3 | CCE | 0.00012667 | 0.00012667 | 0.00013307 | 0.00013105 | 0.00012909 | 0.00012663 | 0.00012628 | 0.00012547 | 0.00012472 | 0.00012358 | 0.0001234 | 0.00012283 | 0.00012233 | 0.00012136 | 0.00012149 | 0.00012112 | 0.00012075 | 0.00011995 | 0.00012019 | 0.00011996 | 0.00011978 | 0.00011911 | 0 | 0 | 0 | 0 | 0 | 0 | 0 | 0
F1_Commercial_Healthcare_Existing_Water Heating_Natural Gas_Water Heater_E4 | F1 | Commercial | Healthcare | Existing | Water Heating | Natural Gas | Water Heater | E4 | CCE | -0.00054874 | -0.00054874 | -0.00057649 | -0.00056773 | -0.00055921 | -0.00054857 | -0.00054708 | -0.00054356 | -0.00054029 | -0.00053535 | -0.00053459 | -0.00053213 | -0.00052993 | -0.00052574 | -0.0005263 | -0.00052469 | -0.00052311 | -0.00051965 | -0.00052067 | -0.00051966 | -0.0005189 | -0.000516 | 0 | 0 | 0 | 0 | 0 | 0 | 0 | 0
F1_Commercial_Healthcare_Existing_Water Heating_Natural Gas_Water Heater_E5 | F1 | Commercial | Healthcare | Existing | Water Heating | Natural Gas | Water Heater | E5 | CCE | 0 | 0 | 0 | 0 | 0 | 0 | 0 | 0 | 0 | 0 | 0 | 0 | 0 | 0 | 0 | 0 | 0 | 0 | 0 | 0 | 0 | 0 | 0 | 0 | 0 | 0 | 0 | 0 | 0 | 0
F1_Commercial_Healthcare_Existing_Water Heating_Natural Gas_Water Heater_E6 | F1 | Commercial | Healthcare | Existing | Water Heating | Natural Gas | Water Heater | E6 | CCE | 0 | 0 | 0 | 0 | 0 | 0 | 0 | 0 | 0 | 0 | 0 | 0 | 0 | 0 | 0 | 0 | 0 | 0 | 0 | 0 | 0 | 0 | 0 | 0 | 0 | 0 | 0 | 0 | 0 | 0
F1_Commercial_Healthcare_Existing_Water Heating_Natural Gas_Water Heater_E7 | F1 | Commercial | Healthcare | Existing | Water Heating | Natural Gas | Water Heater | E7 | CCE | 0 | 0 | 0 | 0 | 0 | 0 | 0 | 0 | 0 | 0 | 0 | 0 | 0 | 0 | 0 | 0 | 0 | 0 | 0 | 0 | 0 | 0 | 0 | 0 | 0 | 0 | 0 | 0 | 0 | 0
F1_Commercial_Healthcare_Existing_Water Heating_Natural Gas_Water Heater_E8 | F1 | Commercial | Healthcare | Existing | Water Heating | Natural Gas | Water Heater | E8 | CCE | 0 | 0 | 0 | 0 | 0 | 0 | 0 | 0 | 0 | 0 | 0 | 0 | 0 | 0 | 0 | 0 | 0 | 0 | 0 | 0 | 0 | 0 | 0 | 0 | 0 | 0 | 0 | 0 | 0 | 0
F1_Commercial_Healthcare_Existing_Water Heating_Natural Gas_Water Heater_E9 | F1 | Commercial | Healthcare | Existing | Water Heating | Natural Gas | Water Heater | E9 | CCE | 0 | 0 | 0 | 0 | 0 | 0 | 0 | 0 | 0 | 0 | 0 | 0 | 0 | 0 | 0 | 0 | 0 | 0 | 0 | 0 | 0 | 0 | 0 | 0 | 0 | 0 | 0 | 0 | 0 | 0
F1_Commercial_Healthcare_Existing_Water Heating_Natural Gas_Water Heater_E10 | F1 | Commercial | Healthcare | Existing | Water Heating | Natural Gas | Water Heater | E10 | CCE | 0 | 0 | 0 | 0 | 0 | 0 | 0 | 0 | 0 | 0 | 0 | 0 | 0 | 0 | 0 | 0 | 0 | 0 | 0 | 0 | 0 | 0 | 0 | 0 | 0 | 0 | 0 | 0 | 0 | 0
F2_Commercial_Healthcare_Existing_Water Heating_Natural Gas_Water Heater_E1 | F2 | Commercial | Healthcare | Existing | Water Heating | Natural Gas | Water Heater | E1 | TRC BC Ratio | 0.9 | 0.9 | 0.9 | 0.9 | 0.9 | 0.9 | 0.9 | 0.9 | 0.9 | 0.9 | 0.9 | 0.9 | 0.9 | 0.9 | 0.9 | 0.9 | 0.9 | 0.9 | 0.9 | 0.9 | 0.9 | 0.9 | 0 | 0 | 0 | 0 | 0 | 0 | 0 | 0
F2_Commercial_Healthcare_Existing_Water Heating_Natural Gas_Water Heater_E2 | F2 | Commercial | Healthcare | Existing | Water Heating | Natural Gas | Water Heater | E2 | TRC BC Ratio | 0.9 | 0.9 | 0.9 | 0.9 | 0.9 | 0.9 | 0.9 | 0.9 | 0.9 | 0.9 | 0.9 | 0.9 | 0.9 | 0.9 | 0.9 | 0.9 | 0.9 | 0.9 | 0.9 | 0.9 | 0.9 | 0.9 | 0 | 0 | 0 | 0 | 0 | 0 | 0 | 0
F2_Commercial_Healthcare_Existing_Water Heating_Natural Gas_Water Heater_E3 | F2 | Commercial | Healthcare | Existing | Water Heating | Natural Gas | Water Heater | E3 | TRC BC Ratio | 69.1355 | 69.5962 | 70.1931 | 71.3458 | 72.9458 | 74.8713 | 76.6195 | 78.1173 | 79.539 | 80.991 | 82.5456 | 84.0621 | 85.496 | 86.94 | 88.2161 | 89.4242 | 90.7317 | 92.0438 | 93.3629 | 94.6821 | 95.9767 | 97.2404 | 0 | 0 | 0 | 0 | 0 | 0 | 0 | 0
F2_Commercial_Healthcare_Existing_Water Heating_Natural Gas_Water Heater_E4 | F2 | Commercial | Healthcare | Existing | Water Heating | Natural Gas | Water Heater | E4 | TRC BC Ratio | 0.9 | 0.9 | 0.9 | 0.9 | 0.9 | 0.9 | 0.9 | 0.9 | 0.9 | 0.9 | 0.9 | 0.9 | 0.9 | 0.9 | 0.9 | 0.9 | 0.9 | 0.9 | 0.9 | 0.9 | 0.9 | 0.9 | 0 | 0 | 0 | 0 | 0 | 0 | 0 | 0
F2_Commercial_Healthcare_Existing_Water Heating_Natural Gas_Water Heater_E5 | F2 | Commercial | Healthcare | Existing | Water Heating | Natural Gas | Water Heater | E5 | TRC BC Ratio | 0 | 0 | 0 | 0 | 0 | 0 | 0 | 0 | 0 | 0 | 0 | 0 | 0 | 0 | 0 | 0 | 0 | 0 | 0 | 0 | 0 | 0 | 0 | 0 | 0 | 0 | 0 | 0 | 0 | 0
F2_Commercial_Healthcare_Existing_Water Heating_Natural Gas_Water Heater_E6 | F2 | Commercial | Healthcare | Existing | Water Heating | Natural Gas | Water Heater | E6 | TRC BC Ratio | 0 | 0 | 0 | 0 | 0 | 0 | 0 | 0 | 0 | 0 | 0 | 0 | 0 | 0 | 0 | 0 | 0 | 0 | 0 | 0 | 0 | 0 | 0 | 0 | 0 | 0 | 0 | 0 | 0 | 0
F2_Commercial_Healthcare_Existing_Water Heating_Natural Gas_Water Heater_E7 | F2 | Commercial | Healthcare | Existing | Water Heating | Natural Gas | Water Heater | E7 | TRC BC Ratio | 0 | 0 | 0 | 0 | 0 | 0 | 0 | 0 | 0 | 0 | 0 | 0 | 0 | 0 | 0 | 0 | 0 | 0 | 0 | 0 | 0 | 0 | 0 | 0 | 0 | 0 | 0 | 0 | 0 | 0
F2_Commercial_Healthcare_Existing_Water Heating_Natural Gas_Water Heater_E8 | F2 | Commercial | Healthcare | Existing | Water Heating | Natural Gas | Water Heater | E8 | TRC BC Ratio | 0 | 0 | 0 | 0 | 0 | 0 | 0 | 0 | 0 | 0 | 0 | 0 | 0 | 0 | 0 | 0 | 0 | 0 | 0 | 0 | 0 | 0 | 0 | 0 | 0 | 0 | 0 | 0 | 0 | 0
F2_Commercial_Healthcare_Existing_Water Heating_Natural Gas_Water Heater_E9 | F2 | Commercial | Healthcare | Existing | Water Heating | Natural Gas | Water Heater | E9 | TRC BC Ratio | 0 | 0 | 0 | 0 | 0 | 0 | 0 | 0 | 0 | 0 | 0 | 0 | 0 | 0 | 0 | 0 | 0 | 0 | 0 | 0 | 0 | 0 | 0 | 0 | 0 | 0 | 0 | 0 | 0 | 0
F2_Commercial_Healthcare_Existing_Water Heating_Natural Gas_Water Heater_E10 | F2 | Commercial | Healthcare | Existing | Water Heating | Natural Gas | Water Heater | E10 | TRC BC Ratio | 0 | 0 | 0 | 0 | 0 | 0 | 0 | 0 | 0 | 0 | 0 | 0 | 0 | 0 | 0 | 0 | 0 | 0 | 0 | 0 | 0 | 0 | 0 | 0 | 0 | 0 | 0 | 0 | 0 | 0
F3_Commercial_Healthcare_Existing_Water Heating_Natural Gas_Water Heater_E1 | F3 | Commercial | Healthcare | Existing | Water Heating | Natural Gas | Water Heater | E1 | PACT BC Ratio | 0.9 | 0.9 | 0.9 | 0.9 | 0.9 | 0.9 | 0.9 | 0.9 | 0.9 | 0.9 | 0.9 | 0.9 | 0.9 | 0.9 | 0.9 | 0.9 | 0.9 | 0.9 | 0.9 | 0.9 | 0.9 | 0.9 | 0 | 0 | 0 | 0 | 0 | 0 | 0 | 0
F3_Commercial_Healthcare_Existing_Water Heating_Natural Gas_Water Heater_E2 | F3 | Commercial | Healthcare | Existing | Water Heating | Natural Gas | Water Heater | E2 | PACT BC Ratio | 0.9 | 0.9 | 0.9 | 0.9 | 0.9 | 0.9 | 0.9 | 0.9 | 0.9 | 0.9 | 0.9 | 0.9 | 0.9 | 0.9 | 0.9 | 0.9 | 0.9 | 0.9 | 0.9 | 0.9 | 0.9 | 0.9 | 0 | 0 | 0 | 0 | 0 | 0 | 0 | 0
F3_Commercial_Healthcare_Existing_Water Heating_Natural Gas_Water Heater_E3 | F3 | Commercial | Healthcare | Existing | Water Heating | Natural Gas | Water Heater | E3 | PACT BC Ratio | 113.0542 | 113.8076 | 114.7837 | 116.6687 | 119.2851 | 122.4338 | 125.2925 | 127.7418 | 130.0666 | 132.4411 | 134.9832 | 137.4631 | 139.8078 | 142.1692 | 144.256 | 146.2315 | 148.3697 | 150.5153 | 152.6723 | 154.8296 | 156.9466 | 159.013 | 0 | 0 | 0 | 0 | 0 | 0 | 0 | 0
F3_Commercial_Healthcare_Existing_Water Heating_Natural Gas_Water Heater_E4 | F3 | Commercial | Healthcare | Existing | Water Heating | Natural Gas | Water Heater | E4 | PACT BC Ratio | 0.9 | 0.9 | 0.9 | 0.9 | 0.9 | 0.9 | 0.9 | 0.9 | 0.9 | 0.9 | 0.9 | 0.9 | 0.9 | 0.9 | 0.9 | 0.9 | 0.9 | 0.9 | 0.9 | 0.9 | 0.9 | 0.9 | 0 | 0 | 0 | 0 | 0 | 0 | 0 | 0
F3_Commercial_Healthcare_Existing_Water Heating_Natural Gas_Water Heater_E5 | F3 | Commercial | Healthcare | Existing | Water Heating | Natural Gas | Water Heater | E5 | PACT BC Ratio | 0 | 0 | 0 | 0 | 0 | 0 | 0 | 0 | 0 | 0 | 0 | 0 | 0 | 0 | 0 | 0 | 0 | 0 | 0 | 0 | 0 | 0 | 0 | 0 | 0 | 0 | 0 | 0 | 0 | 0
F3_Commercial_Healthcare_Existing_Water Heating_Natural Gas_Water Heater_E6 | F3 | Commercial | Healthcare | Existing | Water Heating | Natural Gas | Water Heater | E6 | PACT BC Ratio | 0 | 0 | 0 | 0 | 0 | 0 | 0 | 0 | 0 | 0 | 0 | 0 | 0 | 0 | 0 | 0 | 0 | 0 | 0 | 0 | 0 | 0 | 0 | 0 | 0 | 0 | 0 | 0 | 0 | 0
F3_Commercial_Healthcare_Existing_Water Heating_Natural Gas_Water Heater_E7 | F3 | Commercial | Healthcare | Existing | Water Heating | Natural Gas | Water Heater | E7 | PACT BC Ratio | 0 | 0 | 0 | 0 | 0 | 0 | 0 | 0 | 0 | 0 | 0 | 0 | 0 | 0 | 0 | 0 | 0 | 0 | 0 | 0 | 0 | 0 | 0 | 0 | 0 | 0 | 0 | 0 | 0 | 0
F3_Commercial_Healthcare_Existing_Water Heating_Natural Gas_Water Heater_E8 | F3 | Commercial | Healthcare | Existing | Water Heating | Natural Gas | Water Heater | E8 | PACT BC Ratio | 0 | 0 | 0 | 0 | 0 | 0 | 0 | 0 | 0 | 0 | 0 | 0 | 0 | 0 | 0 | 0 | 0 | 0 | 0 | 0 | 0 | 0 | 0 | 0 | 0 | 0 | 0 | 0 | 0 | 0
F3_Commercial_Healthcare_Existing_Water Heating_Natural Gas_Water Heater_E9 | F3 | Commercial | Healthcare | Existing | Water Heating | Natural Gas | Water Heater | E9 | PACT BC Ratio | 0 | 0 | 0 | 0 | 0 | 0 | 0 | 0 | 0 | 0 | 0 | 0 | 0 | 0 | 0 | 0 | 0 | 0 | 0 | 0 | 0 | 0 | 0 | 0 | 0 | 0 | 0 | 0 | 0 | 0
F3_Commercial_Healthcare_Existing_Water Heating_Natural Gas_Water Heater_E10 | F3 | Commercial | Healthcare | Existing | Water Heating | Natural Gas | Water Heater | E10 | PACT BC Ratio | 0 | 0 | 0 | 0 | 0 | 0 | 0 | 0 | 0 | 0 | 0 | 0 | 0 | 0 | 0 | 0 | 0 | 0 | 0 | 0 | 0 | 0 | 0 | 0 | 0 | 0 | 0 | 0 | 0 | 0
F4_Commercial_Healthcare_Existing_Water Heating_Natural Gas_Water Heater_E1 | F4 | Commercial | Healthcare | Existing | Water Heating | Natural Gas | Water Heater | E1 | PCT BC Ratio | 0.9 | 0.9 | 0.9 | 0.9 | 0.9 | 0.9 | 0.9 | 0.9 | 0.9 | 0.9 | 0.9 | 0.9 | 0.9 | 0.9 | 0.9 | 0.9 | 0.9 | 0.9 | 0.9 | 0.9 | 0.9 | 0.9 | 0 | 0 | 0 | 0 | 0 | 0 | 0 | 0
F4_Commercial_Healthcare_Existing_Water Heating_Natural Gas_Water Heater_E2 | F4 | Commercial | Healthcare | Existing | Water Heating | Natural Gas | Water Heater | E2 | PCT BC Ratio | 0.9 | 0.9 | 0.9 | 0.9 | 0.9 | 0.9 | 0.9 | 0.9 | 0.9 | 0.9 | 0.9 | 0.9 | 0.9 | 0.9 | 0.9 | 0.9 | 0.9 | 0.9 | 0.9 | 0.9 | 0.9 | 0.9 | 0 | 0 | 0 | 0 | 0 | 0 | 0 | 0
F4_Commercial_Healthcare_Existing_Water Heating_Natural Gas_Water Heater_E3 | F4 | Commercial | Healthcare | Existing | Water Heating | Natural Gas | Water Heater | E3 | PCT BC Ratio | 122.2933 | 123.1054 | 124.1575 | 126.1894 | 129.0097 | 132.4038 | 135.4853 | 138.1255 | 140.6315 | 143.191 | 145.9313 | 148.6043 | 151.1319 | 153.6772 | 155.9267 | 158.0562 | 160.3609 | 162.6737 | 164.9989 | 167.3243 | 169.6062 | 171.8337 | 0 | 0 | 0 | 0 | 0 | 0 | 0 | 0
F4_Commercial_Healthcare_Existing_Water Heating_Natural Gas_Water Heater_E4 | F4 | Commercial | Healthcare | Existing | Water Heating | Natural Gas | Water Heater | E4 | PCT BC Ratio | 0.9 | 0.9 | 0.9 | 0.9 | 0.9 | 0.9 | 0.9 | 0.9 | 0.9 | 0.9 | 0.9 | 0.9 | 0.9 | 0.9 | 0.9 | 0.9 | 0.9 | 0.9 | 0.9 | 0.9 | 0.9 | 0.9 | 0 | 0 | 0 | 0 | 0 | 0 | 0 | 0
F4_Commercial_Healthcare_Existing_Water Heating_Natural Gas_Water Heater_E5 | F4 | Commercial | Healthcare | Existing | Water Heating | Natural Gas | Water Heater | E5 | PCT BC Ratio | 0 | 0 | 0 | 0 | 0 | 0 | 0 | 0 | 0 | 0 | 0 | 0 | 0 | 0 | 0 | 0 | 0 | 0 | 0 | 0 | 0 | 0 | 0 | 0 | 0 | 0 | 0 | 0 | 0 | 0
F4_Commercial_Healthcare_Existing_Water Heating_Natural Gas_Water Heater_E6 | F4 | Commercial | Healthcare | Existing | Water Heating | Natural Gas | Water Heater | E6 | PCT BC Ratio | 0 | 0 | 0 | 0 | 0 | 0 | 0 | 0 | 0 | 0 | 0 | 0 | 0 | 0 | 0 | 0 | 0 | 0 | 0 | 0 | 0 | 0 | 0 | 0 | 0 | 0 | 0 | 0 | 0 | 0
F4_Commercial_Healthcare_Existing_Water Heating_Natural Gas_Water Heater_E7 | F4 | Commercial | Healthcare | Existing | Water Heating | Natural Gas | Water Heater | E7 | PCT BC Ratio | 0 | 0 | 0 | 0 | 0 | 0 | 0 | 0 | 0 | 0 | 0 | 0 | 0 | 0 | 0 | 0 | 0 | 0 | 0 | 0 | 0 | 0 | 0 | 0 | 0 | 0 | 0 | 0 | 0 | 0
F4_Commercial_Healthcare_Existing_Water Heating_Natural Gas_Water Heater_E8 | F4 | Commercial | Healthcare | Existing | Water Heating | Natural Gas | Water Heater | E8 | PCT BC Ratio | 0 | 0 | 0 | 0 | 0 | 0 | 0 | 0 | 0 | 0 | 0 | 0 | 0 | 0 | 0 | 0 | 0 | 0 | 0 | 0 | 0 | 0 | 0 | 0 | 0 | 0 | 0 | 0 | 0 | 0
F4_Commercial_Healthcare_Existing_Water Heating_Natural Gas_Water Heater_E9 | F4 | Commercial | Healthcare | Existing | Water Heating | Natural Gas | Water Heater | E9 | PCT BC Ratio | 0 | 0 | 0 | 0 | 0 | 0 | 0 | 0 | 0 | 0 | 0 | 0 | 0 | 0 | 0 | 0 | 0 | 0 | 0 | 0 | 0 | 0 | 0 | 0 | 0 | 0 | 0 | 0 | 0 | 0
F4_Commercial_Healthcare_Existing_Water Heating_Natural Gas_Water Heater_E10 | F4 | Commercial | Healthcare | Existing | Water Heating | Natural Gas | Water Heater | E10 | PCT BC Ratio | 0 | 0 | 0 | 0 | 0 | 0 | 0 | 0 | 0 | 0 | 0 | 0 | 0 | 0 | 0 | 0 | 0 | 0 | 0 | 0 | 0 | 0 | 0 | 0 | 0 | 0 | 0 | 0 | 0 | 0
F5_Commercial_Healthcare_Existing_Water Heating_Natural Gas_Water Heater_E1 | F5 | Commercial | Healthcare | Existing | Water Heating | Natural Gas | Water Heater | E1 | RIM BC Ratio | 0.9 | 0.9 | 0.9 | 0.9 | 0.9 | 0.9 | 0.9 | 0.9 | 0.9 | 0.9 | 0.9 | 0.9 | 0.9 | 0.9 | 0.9 | 0.9 | 0.9 | 0.9 | 0.9 | 0.9 | 0.9 | 0.9 | 0 | 0 | 0 | 0 | 0 | 0 | 0 | 0
F5_Commercial_Healthcare_Existing_Water Heating_Natural Gas_Water Heater_E2 | F5 | Commercial | Healthcare | Existing | Water Heating | Natural Gas | Water Heater | E2 | RIM BC Ratio | 0.9 | 0.9 | 0.9 | 0.9 | 0.9 | 0.9 | 0.9 | 0.9 | 0.9 | 0.9 | 0.9 | 0.9 | 0.9 | 0.9 | 0.9 | 0.9 | 0.9 | 0.9 | 0.9 | 0.9 | 0.9 | 0.9 | 0 | 0 | 0 | 0 | 0 | 0 | 0 | 0
F5_Commercial_Healthcare_Existing_Water Heating_Natural Gas_Water Heater_E3 | F5 | Commercial | Healthcare | Existing | Water Heating | Natural Gas | Water Heater | E3 | RIM BC Ratio | 0.82856 | 0.8286 | 0.82865 | 0.82875 | 0.82888 | 0.82903 | 0.82916 | 0.82926 | 0.82936 | 0.82945 | 0.82955 | 0.82964 | 0.82973 | 0.82981 | 0.82988 | 0.82994 | 0.83001 | 0.83008 | 0.83014 | 0.8302 | 0.83026 | 0.83032 | 0 | 0 | 0 | 0 | 0 | 0 | 0 | 0
F5_Commercial_Healthcare_Existing_Water Heating_Natural Gas_Water Heater_E4 | F5 | Commercial | Healthcare | Existing | Water Heating | Natural Gas | Water Heater | E4 | RIM BC Ratio | 0.9 | 0.9 | 0.9 | 0.9 | 0.9 | 0.9 | 0.9 | 0.9 | 0.9 | 0.9 | 0.9 | 0.9 | 0.9 | 0.9 | 0.9 | 0.9 | 0.9 | 0.9 | 0.9 | 0.9 | 0.9 | 0.9 | 0 | 0 | 0 | 0 | 0 | 0 | 0 | 0
F5_Commercial_Healthcare_Existing_Water Heating_Natural Gas_Water Heater_E5 | F5 | Commercial | Healthcare | Existing | Water Heating | Natural Gas | Water Heater | E5 | RIM BC Ratio | 0 | 0 | 0 | 0 | 0 | 0 | 0 | 0 | 0 | 0 | 0 | 0 | 0 | 0 | 0 | 0 | 0 | 0 | 0 | 0 | 0 | 0 | 0 | 0 | 0 | 0 | 0 | 0 | 0 | 0
F5_Commercial_Healthcare_Existing_Water Heating_Natural Gas_Water Heater_E6 | F5 | Commercial | Healthcare | Existing | Water Heating | Natural Gas | Water Heater | E6 | RIM BC Ratio | 0 | 0 | 0 | 0 | 0 | 0 | 0 | 0 | 0 | 0 | 0 | 0 | 0 | 0 | 0 | 0 | 0 | 0 | 0 | 0 | 0 | 0 | 0 | 0 | 0 | 0 | 0 | 0 | 0 | 0
F5_Commercial_Healthcare_Existing_Water Heating_Natural Gas_Water Heater_E7 | F5 | Commercial | Healthcare | Existing | Water Heating | Natural Gas | Water Heater | E7 | RIM BC Ratio | 0 | 0 | 0 | 0 | 0 | 0 | 0 | 0 | 0 | 0 | 0 | 0 | 0 | 0 | 0 | 0 | 0 | 0 | 0 | 0 | 0 | 0 | 0 | 0 | 0 | 0 | 0 | 0 | 0 | 0
F5_Commercial_Healthcare_Existing_Water Heating_Natural Gas_Water Heater_E8 | F5 | Commercial | Healthcare | Existing | Water Heating | Natural Gas | Water Heater | E8 | RIM BC Ratio | 0 | 0 | 0 | 0 | 0 | 0 | 0 | 0 | 0 | 0 | 0 | 0 | 0 | 0 | 0 | 0 | 0 | 0 | 0 | 0 | 0 | 0 | 0 | 0 | 0 | 0 | 0 | 0 | 0 | 0
F5_Commercial_Healthcare_Existing_Water Heating_Natural Gas_Water Heater_E9 | F5 | Commercial | Healthcare | Existing | Water Heating | Natural Gas | Water Heater | E9 | RIM BC Ratio | 0 | 0 | 0 | 0 | 0 | 0 | 0 | 0 | 0 | 0 | 0 | 0 | 0 | 0 | 0 | 0 | 0 | 0 | 0 | 0 | 0 | 0 | 0 | 0 | 0 | 0 | 0 | 0 | 0 | 0
F5_Commercial_Healthcare_Existing_Water Heating_Natural Gas_Water Heater_E10 | F5 | Commercial | Healthcare | Existing | Water Heating | Natural Gas | Water Heater | E10 | RIM BC Ratio | 0 | 0 | 0 | 0 | 0 | 0 | 0 | 0 | 0 | 0 | 0 | 0 | 0 | 0 | 0 | 0 | 0 | 0 | 0 | 0 | 0 | 0 | 0 | 0 | 0 | 0 | 0 | 0 | 0 | 0
F0_Commercial_Healthcare_Existing_Food Preparation_Natural Gas_Oven_E0 | F0 | Commercial | Healthcare | Existing | Food Preparation | Natural Gas | Oven | E0 | Economic Unit | ENERGY STAR (>44% Baking Efficiency) | ENERGY STAR (>44% Baking Efficiency) | ENERGY STAR (>44% Baking Efficiency) | ENERGY STAR (>44% Baking Efficiency) | ENERGY STAR (>44% Baking Efficiency) | ENERGY STAR (>44% Baking Efficiency) | ENERGY STAR (>44% Baking Efficiency) | ENERGY STAR (>44% Baking Efficiency) | ENERGY STAR (>44% Baking Efficiency) | ENERGY STAR (>44% Baking Efficiency) | ENERGY STAR (>44% Baking Efficiency) | ENERGY STAR (>44% Baking Efficiency) | ENERGY STAR (>44% Baking Efficiency) | ENERGY STAR (>44% Baking Efficiency) | ENERGY STAR (>44% Baking Efficiency) | ENERGY STAR (>44% Baking Efficiency) | ENERGY STAR (>44% Baking Efficiency) | ENERGY STAR (>44% Baking Efficiency) | ENERGY STAR (>44% Baking Efficiency) | ENERGY STAR (>44% Baking Efficiency) | ENERGY STAR (>44% Baking Efficiency) | ENERGY STAR (>44% Baking Efficiency) | 0 | 0 | 0 | 0 | 0 | 0 | 0 | 0
F1_Commercial_Healthcare_Existing_Food Preparation_Natural Gas_Oven_E1 | F1 | Commercial | Healthcare | Existing | Food Preparation | Natural Gas | Oven | E1 | CCE | 0 | 0 | 0 | 0 | 0 | 0 | 0 | 0 | 0 | 0 | 0 | 0 | 0 | 0 | 0 | 0 | 0 | 0 | 0 | 0 | 0 | 0 | 0 | 0 | 0 | 0 | 0 | 0 | 0 | 0
F1_Commercial_Healthcare_Existing_Food Preparation_Natural Gas_Oven_E2 | F1 | Commercial | Healthcare | Existing | Food Preparation | Natural Gas | Oven | E2 | CCE | 0.00045896 | 0.00045896 | 0.00048217 | 0.00047484 | 0.00046772 | 0.00045882 | 0.00045757 | 0.00045463 | 0.00045189 | 0.00044776 | 0.00044712 | 0.00044507 | 0.00044323 | 0.00043973 | 0.00044019 | 0.00043885 | 0.00043753 | 0.00043464 | 0.00043549 | 0.00043464 | 0.000434 | 0.00043158 | 0 | 0 | 0 | 0 | 0 | 0 | 0 | 0
F1_Commercial_Healthcare_Existing_Food Preparation_Natural Gas_Oven_E3 | F1 | Commercial | Healthcare | Existing | Food Preparation | Natural Gas | Oven | E3 | CCE | 0 | 0 | 0 | 0 | 0 | 0 | 0 | 0 | 0 | 0 | 0 | 0 | 0 | 0 | 0 | 0 | 0 | 0 | 0 | 0 | 0 | 0 | 0 | 0 | 0 | 0 | 0 | 0 | 0 | 0
F1_Commercial_Healthcare_Existing_Food Preparation_Natural Gas_Oven_E4 | F1 | Commercial | Healthcare | Existing | Food Preparation | Natural Gas | Oven | E4 | CCE | 0 | 0 | 0 | 0 | 0 | 0 | 0 | 0 | 0 | 0 | 0 | 0 | 0 | 0 | 0 | 0 | 0 | 0 | 0 | 0 | 0 | 0 | 0 | 0 | 0 | 0 | 0 | 0 | 0 | 0
F1_Commercial_Healthcare_Existing_Food Preparation_Natural Gas_Oven_E5 | F1 | Commercial | Healthcare | Existing | Food Preparation | Natural Gas | Oven | E5 | CCE | 0 | 0 | 0 | 0 | 0 | 0 | 0 | 0 | 0 | 0 | 0 | 0 | 0 | 0 | 0 | 0 | 0 | 0 | 0 | 0 | 0 | 0 | 0 | 0 | 0 | 0 | 0 | 0 | 0 | 0
F1_Commercial_Healthcare_Existing_Food Preparation_Natural Gas_Oven_E6 | F1 | Commercial | Healthcare | Existing | Food Preparation | Natural Gas | Oven | E6 | CCE | 0 | 0 | 0 | 0 | 0 | 0 | 0 | 0 | 0 | 0 | 0 | 0 | 0 | 0 | 0 | 0 | 0 | 0 | 0 | 0 | 0 | 0 | 0 | 0 | 0 | 0 | 0 | 0 | 0 | 0
F1_Commercial_Healthcare_Existing_Food Preparation_Natural Gas_Oven_E7 | F1 | Commercial | Healthcare | Existing | Food Preparation | Natural Gas | Oven | E7 | CCE | 0 | 0 | 0 | 0 | 0 | 0 | 0 | 0 | 0 | 0 | 0 | 0 | 0 | 0 | 0 | 0 | 0 | 0 | 0 | 0 | 0 | 0 | 0 | 0 | 0 | 0 | 0 | 0 | 0 | 0
F1_Commercial_Healthcare_Existing_Food Preparation_Natural Gas_Oven_E8 | F1 | Commercial | Healthcare | Existing | Food Preparation | Natural Gas | Oven | E8 | CCE | 0 | 0 | 0 | 0 | 0 | 0 | 0 | 0 | 0 | 0 | 0 | 0 | 0 | 0 | 0 | 0 | 0 | 0 | 0 | 0 | 0 | 0 | 0 | 0 | 0 | 0 | 0 | 0 | 0 | 0
F1_Commercial_Healthcare_Existing_Food Preparation_Natural Gas_Oven_E9 | F1 | Commercial | Healthcare | Existing | Food Preparation | Natural Gas | Oven | E9 | CCE | 0 | 0 | 0 | 0 | 0 | 0 | 0 | 0 | 0 | 0 | 0 | 0 | 0 | 0 | 0 | 0 | 0 | 0 | 0 | 0 | 0 | 0 | 0 | 0 | 0 | 0 | 0 | 0 | 0 | 0
F1_Commercial_Healthcare_Existing_Food Preparation_Natural Gas_Oven_E10 | F1 | Commercial | Healthcare | Existing | Food Preparation | Natural Gas | Oven | E10 | CCE | 0 | 0 | 0 | 0 | 0 | 0 | 0 | 0 | 0 | 0 | 0 | 0 | 0 | 0 | 0 | 0 | 0 | 0 | 0 | 0 | 0 | 0 | 0 | 0 | 0 | 0 | 0 | 0 | 0 | 0
F2_Commercial_Healthcare_Existing_Food Preparation_Natural Gas_Oven_E1 | F2 | Commercial | Healthcare | Existing | Food Preparation | Natural Gas | Oven | E1 | TRC BC Ratio | 0.9 | 0.9 | 0.9 | 0.9 | 0.9 | 0.9 | 0.9 | 0.9 | 0.9 | 0.9 | 0.9 | 0.9 | 0.9 | 0.9 | 0.9 | 0.9 | 0.9 | 0.9 | 0.9 | 0.9 | 0.9 | 0.9 | 0 | 0 | 0 | 0 | 0 | 0 | 0 | 0
F2_Commercial_Healthcare_Existing_Food Preparation_Natural Gas_Oven_E2 | F2 | Commercial | Healthcare | Existing | Food Preparation | Natural Gas | Oven | E2 | TRC BC Ratio | 19.3861 | 19.5519 | 19.7505 | 20.079 | 20.517 | 21.0337 | 21.5085 | 21.9312 | 22.3413 | 22.739 | 23.1401 | 23.5301 | 23.8972 | 24.2648 | 24.6161 | 24.9765 | 25.3618 | 25.7498 | 26.141 | 26.5337 | 26.9222 | 27.305 | 0 | 0 | 0 | 0 | 0 | 0 | 0 | 0
F2_Commercial_Healthcare_Existing_Food Preparation_Natural Gas_Oven_E3 | F2 | Commercial | Healthcare | Existing | Food Preparation | Natural Gas | Oven | E3 | TRC BC Ratio | 0 | 0 | 0 | 0 | 0 | 0 | 0 | 0 | 0 | 0 | 0 | 0 | 0 | 0 | 0 | 0 | 0 | 0 | 0 | 0 | 0 | 0 | 0 | 0 | 0 | 0 | 0 | 0 | 0 | 0
F2_Commercial_Healthcare_Existing_Food Preparation_Natural Gas_Oven_E4 | F2 | Commercial | Healthcare | Existing | Food Preparation | Natural Gas | Oven | E4 | TRC BC Ratio | 0 | 0 | 0 | 0 | 0 | 0 | 0 | 0 | 0 | 0 | 0 | 0 | 0 | 0 | 0 | 0 | 0 | 0 | 0 | 0 | 0 | 0 | 0 | 0 | 0 | 0 | 0 | 0 | 0 | 0
F2_Commercial_Healthcare_Existing_Food Preparation_Natural Gas_Oven_E5 | F2 | Commercial | Healthcare | Existing | Food Preparation | Natural Gas | Oven | E5 | TRC BC Ratio | 0 | 0 | 0 | 0 | 0 | 0 | 0 | 0 | 0 | 0 | 0 | 0 | 0 | 0 | 0 | 0 | 0 | 0 | 0 | 0 | 0 | 0 | 0 | 0 | 0 | 0 | 0 | 0 | 0 | 0
F2_Commercial_Healthcare_Existing_Food Preparation_Natural Gas_Oven_E6 | F2 | Commercial | Healthcare | Existing | Food Preparation | Natural Gas | Oven | E6 | TRC BC Ratio | 0 | 0 | 0 | 0 | 0 | 0 | 0 | 0 | 0 | 0 | 0 | 0 | 0 | 0 | 0 | 0 | 0 | 0 | 0 | 0 | 0 | 0 | 0 | 0 | 0 | 0 | 0 | 0 | 0 | 0
F2_Commercial_Healthcare_Existing_Food Preparation_Natural Gas_Oven_E7 | F2 | Commercial | Healthcare | Existing | Food Preparation | Natural Gas | Oven | E7 | TRC BC Ratio | 0 | 0 | 0 | 0 | 0 | 0 | 0 | 0 | 0 | 0 | 0 | 0 | 0 | 0 | 0 | 0 | 0 | 0 | 0 | 0 | 0 | 0 | 0 | 0 | 0 | 0 | 0 | 0 | 0 | 0
F2_Commercial_Healthcare_Existing_Food Preparation_Natural Gas_Oven_E8 | F2 | Commercial | Healthcare | Existing | Food Preparation | Natural Gas | Oven | E8 | TRC BC Ratio | 0 | 0 | 0 | 0 | 0 | 0 | 0 | 0 | 0 | 0 | 0 | 0 | 0 | 0 | 0 | 0 | 0 | 0 | 0 | 0 | 0 | 0 | 0 | 0 | 0 | 0 | 0 | 0 | 0 | 0
F2_Commercial_Healthcare_Existing_Food Preparation_Natural Gas_Oven_E9 | F2 | Commercial | Healthcare | Existing | Food Preparation | Natural Gas | Oven | E9 | TRC BC Ratio | 0 | 0 | 0 | 0 | 0 | 0 | 0 | 0 | 0 | 0 | 0 | 0 | 0 | 0 | 0 | 0 | 0 | 0 | 0 | 0 | 0 | 0 | 0 | 0 | 0 | 0 | 0 | 0 | 0 | 0
F2_Commercial_Healthcare_Existing_Food Preparation_Natural Gas_Oven_E10 | F2 | Commercial | Healthcare | Existing | Food Preparation | Natural Gas | Oven | E10 | TRC BC Ratio | 0 | 0 | 0 | 0 | 0 | 0 | 0 | 0 | 0 | 0 | 0 | 0 | 0 | 0 | 0 | 0 | 0 | 0 | 0 | 0 | 0 | 0 | 0 | 0 | 0 | 0 | 0 | 0 | 0 | 0
F3_Commercial_Healthcare_Existing_Food Preparation_Natural Gas_Oven_E1 | F3 | Commercial | Healthcare | Existing | Food Preparation | Natural Gas | Oven | E1 | PACT BC Ratio | 0.9 | 0.9 | 0.9 | 0.9 | 0.9 | 0.9 | 0.9 | 0.9 | 0.9 | 0.9 | 0.9 | 0.9 | 0.9 | 0.9 | 0.9 | 0.9 | 0.9 | 0.9 | 0.9 | 0.9 | 0.9 | 0.9 | 0 | 0 | 0 | 0 | 0 | 0 | 0 | 0
F3_Commercial_Healthcare_Existing_Food Preparation_Natural Gas_Oven_E2 | F3 | Commercial | Healthcare | Existing | Food Preparation | Natural Gas | Oven | E2 | PACT BC Ratio | 19.3861 | 19.5519 | 19.7505 | 20.079 | 20.517 | 21.0337 | 21.5085 | 21.9312 | 22.3413 | 22.739 | 23.1401 | 23.5301 | 23.8972 | 24.2648 | 24.6161 | 24.9765 | 25.3618 | 25.7498 | 26.141 | 26.5337 | 26.9222 | 27.305 | 0 | 0 | 0 | 0 | 0 | 0 | 0 | 0
F3_Commercial_Healthcare_Existing_Food Preparation_Natural Gas_Oven_E3 | F3 | Commercial | Healthcare | Existing | Food Preparation | Natural Gas | Oven | E3 | PACT BC Ratio | 0 | 0 | 0 | 0 | 0 | 0 | 0 | 0 | 0 | 0 | 0 | 0 | 0 | 0 | 0 | 0 | 0 | 0 | 0 | 0 | 0 | 0 | 0 | 0 | 0 | 0 | 0 | 0 | 0 | 0
F3_Commercial_Healthcare_Existing_Food Preparation_Natural Gas_Oven_E4 | F3 | Commercial | Healthcare | Existing | Food Preparation | Natural Gas | Oven | E4 | PACT BC Ratio | 0 | 0 | 0 | 0 | 0 | 0 | 0 | 0 | 0 | 0 | 0 | 0 | 0 | 0 | 0 | 0 | 0 | 0 | 0 | 0 | 0 | 0 | 0 | 0 | 0 | 0 | 0 | 0 | 0 | 0
F3_Commercial_Healthcare_Existing_Food Preparation_Natural Gas_Oven_E5 | F3 | Commercial | Healthcare | Existing | Food Preparation | Natural Gas | Oven | E5 | PACT BC Ratio | 0 | 0 | 0 | 0 | 0 | 0 | 0 | 0 | 0 | 0 | 0 | 0 | 0 | 0 | 0 | 0 | 0 | 0 | 0 | 0 | 0 | 0 | 0 | 0 | 0 | 0 | 0 | 0 | 0 | 0
F3_Commercial_Healthcare_Existing_Food Preparation_Natural Gas_Oven_E6 | F3 | Commercial | Healthcare | Existing | Food Preparation | Natural Gas | Oven | E6 | PACT BC Ratio | 0 | 0 | 0 | 0 | 0 | 0 | 0 | 0 | 0 | 0 | 0 | 0 | 0 | 0 | 0 | 0 | 0 | 0 | 0 | 0 | 0 | 0 | 0 | 0 | 0 | 0 | 0 | 0 | 0 | 0
F3_Commercial_Healthcare_Existing_Food Preparation_Natural Gas_Oven_E7 | F3 | Commercial | Healthcare | Existing | Food Preparation | Natural Gas | Oven | E7 | PACT BC Ratio | 0 | 0 | 0 | 0 | 0 | 0 | 0 | 0 | 0 | 0 | 0 | 0 | 0 | 0 | 0 | 0 | 0 | 0 | 0 | 0 | 0 | 0 | 0 | 0 | 0 | 0 | 0 | 0 | 0 | 0
F3_Commercial_Healthcare_Existing_Food Preparation_Natural Gas_Oven_E8 | F3 | Commercial | Healthcare | Existing | Food Preparation | Natural Gas | Oven | E8 | PACT BC Ratio | 0 | 0 | 0 | 0 | 0 | 0 | 0 | 0 | 0 | 0 | 0 | 0 | 0 | 0 | 0 | 0 | 0 | 0 | 0 | 0 | 0 | 0 | 0 | 0 | 0 | 0 | 0 | 0 | 0 | 0
F3_Commercial_Healthcare_Existing_Food Preparation_Natural Gas_Oven_E9 | F3 | Commercial | Healthcare | Existing | Food Preparation | Natural Gas | Oven | E9 | PACT BC Ratio | 0 | 0 | 0 | 0 | 0 | 0 | 0 | 0 | 0 | 0 | 0 | 0 | 0 | 0 | 0 | 0 | 0 | 0 | 0 | 0 | 0 | 0 | 0 | 0 | 0 | 0 | 0 | 0 | 0 | 0
F3_Commercial_Healthcare_Existing_Food Preparation_Natural Gas_Oven_E10 | F3 | Commercial | Healthcare | Existing | Food Preparation | Natural Gas | Oven | E10 | PACT BC Ratio | 0 | 0 | 0 | 0 | 0 | 0 | 0 | 0 | 0 | 0 | 0 | 0 | 0 | 0 | 0 | 0 | 0 | 0 | 0 | 0 | 0 | 0 | 0 | 0 | 0 | 0 | 0 | 0 | 0 | 0
F4_Commercial_Healthcare_Existing_Food Preparation_Natural Gas_Oven_E1 | F4 | Commercial | Healthcare | Existing | Food Preparation | Natural Gas | Oven | E1 | PCT BC Ratio | 0.9 | 0.9 | 0.9 | 0.9 | 0.9 | 0.9 | 0.9 | 0.9 | 0.9 | 0.9 | 0.9 | 0.9 | 0.9 | 0.9 | 0.9 | 0.9 | 0.9 | 0.9 | 0.9 | 0.9 | 0.9 | 0.9 | 0 | 0 | 0 | 0 | 0 | 0 | 0 | 0
F4_Commercial_Healthcare_Existing_Food Preparation_Natural Gas_Oven_E2 | F4 | Commercial | Healthcare | Existing | Food Preparation | Natural Gas | Oven | E2 | PCT BC Ratio | 49.7741 | 50.1913 | 50.6909 | 51.5175 | 52.6194 | 53.9194 | 55.1139 | 56.1776 | 57.2092 | 58.2099 | 59.2191 | 60.2001 | 61.1237 | 62.0487 | 62.9326 | 63.8392 | 64.8088 | 65.7849 | 66.769 | 67.7572 | 68.7346 | 69.6977 | 0 | 0 | 0 | 0 | 0 | 0 | 0 | 0
F4_Commercial_Healthcare_Existing_Food Preparation_Natural Gas_Oven_E3 | F4 | Commercial | Healthcare | Existing | Food Preparation | Natural Gas | Oven | E3 | PCT BC Ratio | 0 | 0 | 0 | 0 | 0 | 0 | 0 | 0 | 0 | 0 | 0 | 0 | 0 | 0 | 0 | 0 | 0 | 0 | 0 | 0 | 0 | 0 | 0 | 0 | 0 | 0 | 0 | 0 | 0 | 0
F4_Commercial_Healthcare_Existing_Food Preparation_Natural Gas_Oven_E4 | F4 | Commercial | Healthcare | Existing | Food Preparation | Natural Gas | Oven | E4 | PCT BC Ratio | 0 | 0 | 0 | 0 | 0 | 0 | 0 | 0 | 0 | 0 | 0 | 0 | 0 | 0 | 0 | 0 | 0 | 0 | 0 | 0 | 0 | 0 | 0 | 0 | 0 | 0 | 0 | 0 | 0 | 0
F4_Commercial_Healthcare_Existing_Food Preparation_Natural Gas_Oven_E5 | F4 | Commercial | Healthcare | Existing | Food Preparation | Natural Gas | Oven | E5 | PCT BC Ratio | 0 | 0 | 0 | 0 | 0 | 0 | 0 | 0 | 0 | 0 | 0 | 0 | 0 | 0 | 0 | 0 | 0 | 0 | 0 | 0 | 0 | 0 | 0 | 0 | 0 | 0 | 0 | 0 | 0 | 0
F4_Commercial_Healthcare_Existing_Food Preparation_Natural Gas_Oven_E6 | F4 | Commercial | Healthcare | Existing | Food Preparation | Natural Gas | Oven | E6 | PCT BC Ratio | 0 | 0 | 0 | 0 | 0 | 0 | 0 | 0 | 0 | 0 | 0 | 0 | 0 | 0 | 0 | 0 | 0 | 0 | 0 | 0 | 0 | 0 | 0 | 0 | 0 | 0 | 0 | 0 | 0 | 0
F4_Commercial_Healthcare_Existing_Food Preparation_Natural Gas_Oven_E7 | F4 | Commercial | Healthcare | Existing | Food Preparation | Natural Gas | Oven | E7 | PCT BC Ratio | 0 | 0 | 0 | 0 | 0 | 0 | 0 | 0 | 0 | 0 | 0 | 0 | 0 | 0 | 0 | 0 | 0 | 0 | 0 | 0 | 0 | 0 | 0 | 0 | 0 | 0 | 0 | 0 | 0 | 0
F4_Commercial_Healthcare_Existing_Food Preparation_Natural Gas_Oven_E8 | F4 | Commercial | Healthcare | Existing | Food Preparation | Natural Gas | Oven | E8 | PCT BC Ratio | 0 | 0 | 0 | 0 | 0 | 0 | 0 | 0 | 0 | 0 | 0 | 0 | 0 | 0 | 0 | 0 | 0 | 0 | 0 | 0 | 0 | 0 | 0 | 0 | 0 | 0 | 0 | 0 | 0 | 0
F4_Commercial_Healthcare_Existing_Food Preparation_Natural Gas_Oven_E9 | F4 | Commercial | Healthcare | Existing | Food Preparation | Natural Gas | Oven | E9 | PCT BC Ratio | 0 | 0 | 0 | 0 | 0 | 0 | 0 | 0 | 0 | 0 | 0 | 0 | 0 | 0 | 0 | 0 | 0 | 0 | 0 | 0 | 0 | 0 | 0 | 0 | 0 | 0 | 0 | 0 | 0 | 0
F4_Commercial_Healthcare_Existing_Food Preparation_Natural Gas_Oven_E10 | F4 | Commercial | Healthcare | Existing | Food Preparation | Natural Gas | Oven | E10 | PCT BC Ratio | 0 | 0 | 0 | 0 | 0 | 0 | 0 | 0 | 0 | 0 | 0 | 0 | 0 | 0 | 0 | 0 | 0 | 0 | 0 | 0 | 0 | 0 | 0 | 0 | 0 | 0 | 0 | 0 | 0 | 0
F5_Commercial_Healthcare_Existing_Food Preparation_Natural Gas_Oven_E1 | F5 | Commercial | Healthcare | Existing | Food Preparation | Natural Gas | Oven | E1 | RIM BC Ratio | 0.9 | 0.9 | 0.9 | 0.9 | 0.9 | 0.9 | 0.9 | 0.9 | 0.9 | 0.9 | 0.9 | 0.9 | 0.9 | 0.9 | 0.9 | 0.9 | 0.9 | 0.9 | 0.9 | 0.9 | 0.9 | 0.9 | 0 | 0 | 0 | 0 | 0 | 0 | 0 | 0
F5_Commercial_Healthcare_Existing_Food Preparation_Natural Gas_Oven_E2 | F5 | Commercial | Healthcare | Existing | Food Preparation | Natural Gas | Oven | E2 | RIM BC Ratio | 0.80022 | 0.80051 | 0.80083 | 0.80137 | 0.80205 | 0.80282 | 0.8035 | 0.80408 | 0.80462 | 0.80513 | 0.80562 | 0.80608 | 0.80651 | 0.80692 | 0.80731 | 0.80769 | 0.80808 | 0.80847 | 0.80885 | 0.80922 | 0.80958 | 0.80992 | 0 | 0 | 0 | 0 | 0 | 0 | 0 | 0
F5_Commercial_Healthcare_Existing_Food Preparation_Natural Gas_Oven_E3 | F5 | Commercial | Healthcare | Existing | Food Preparation | Natural Gas | Oven | E3 | RIM BC Ratio | 0 | 0 | 0 | 0 | 0 | 0 | 0 | 0 | 0 | 0 | 0 | 0 | 0 | 0 | 0 | 0 | 0 | 0 | 0 | 0 | 0 | 0 | 0 | 0 | 0 | 0 | 0 | 0 | 0 | 0
F5_Commercial_Healthcare_Existing_Food Preparation_Natural Gas_Oven_E4 | F5 | Commercial | Healthcare | Existing | Food Preparation | Natural Gas | Oven | E4 | RIM BC Ratio | 0 | 0 | 0 | 0 | 0 | 0 | 0 | 0 | 0 | 0 | 0 | 0 | 0 | 0 | 0 | 0 | 0 | 0 | 0 | 0 | 0 | 0 | 0 | 0 | 0 | 0 | 0 | 0 | 0 | 0
F5_Commercial_Healthcare_Existing_Food Preparation_Natural Gas_Oven_E5 | F5 | Commercial | Healthcare | Existing | Food Preparation | Natural Gas | Oven | E5 | RIM BC Ratio | 0 | 0 | 0 | 0 | 0 | 0 | 0 | 0 | 0 | 0 | 0 | 0 | 0 | 0 | 0 | 0 | 0 | 0 | 0 | 0 | 0 | 0 | 0 | 0 | 0 | 0 | 0 | 0 | 0 | 0
F5_Commercial_Healthcare_Existing_Food Preparation_Natural Gas_Oven_E6 | F5 | Commercial | Healthcare | Existing | Food Preparation | Natural Gas | Oven | E6 | RIM BC Ratio | 0 | 0 | 0 | 0 | 0 | 0 | 0 | 0 | 0 | 0 | 0 | 0 | 0 | 0 | 0 | 0 | 0 | 0 | 0 | 0 | 0 | 0 | 0 | 0 | 0 | 0 | 0 | 0 | 0 | 0
F5_Commercial_Healthcare_Existing_Food Preparation_Natural Gas_Oven_E7 | F5 | Commercial | Healthcare | Existing | Food Preparation | Natural Gas | Oven | E7 | RIM BC Ratio | 0 | 0 | 0 | 0 | 0 | 0 | 0 | 0 | 0 | 0 | 0 | 0 | 0 | 0 | 0 | 0 | 0 | 0 | 0 | 0 | 0 | 0 | 0 | 0 | 0 | 0 | 0 | 0 | 0 | 0
F5_Commercial_Healthcare_Existing_Food Preparation_Natural Gas_Oven_E8 | F5 | Commercial | Healthcare | Existing | Food Preparation | Natural Gas | Oven | E8 | RIM BC Ratio | 0 | 0 | 0 | 0 | 0 | 0 | 0 | 0 | 0 | 0 | 0 | 0 | 0 | 0 | 0 | 0 | 0 | 0 | 0 | 0 | 0 | 0 | 0 | 0 | 0 | 0 | 0 | 0 | 0 | 0
F5_Commercial_Healthcare_Existing_Food Preparation_Natural Gas_Oven_E9 | F5 | Commercial | Healthcare | Existing | Food Preparation | Natural Gas | Oven | E9 | RIM BC Ratio | 0 | 0 | 0 | 0 | 0 | 0 | 0 | 0 | 0 | 0 | 0 | 0 | 0 | 0 | 0 | 0 | 0 | 0 | 0 | 0 | 0 | 0 | 0 | 0 | 0 | 0 | 0 | 0 | 0 | 0
F5_Commercial_Healthcare_Existing_Food Preparation_Natural Gas_Oven_E10 | F5 | Commercial | Healthcare | Existing | Food Preparation | Natural Gas | Oven | E10 | RIM BC Ratio | 0 | 0 | 0 | 0 | 0 | 0 | 0 | 0 | 0 | 0 | 0 | 0 | 0 | 0 | 0 | 0 | 0 | 0 | 0 | 0 | 0 | 0 | 0 | 0 | 0 | 0 | 0 | 0 | 0 | 0
F0_Commercial_Healthcare_Existing_Food Preparation_Natural Gas_Conveyor Oven_E0 | F0 | Commercial | Healthcare | Existing | Food Preparation | Natural Gas | Conveyor Oven | E0 | Economic Unit | Efficient (>44% Baking Efficiency) | Efficient (>44% Baking Efficiency) | Efficient (>44% Baking Efficiency) | Efficient (>44% Baking Efficiency) | Efficient (>44% Baking Efficiency) | Efficient (>44% Baking Efficiency) | Efficient (>44% Baking Efficiency) | Efficient (>44% Baking Efficiency) | Efficient (>44% Baking Efficiency) | Efficient (>44% Baking Efficiency) | Efficient (>44% Baking Efficiency) | Efficient (>44% Baking Efficiency) | Efficient (>44% Baking Efficiency) | Efficient (>44% Baking Efficiency) | Efficient (>44% Baking Efficiency) | Efficient (>44% Baking Efficiency) | Efficient (>44% Baking Efficiency) | Efficient (>44% Baking Efficiency) | Efficient (>44% Baking Efficiency) | Efficient (>44% Baking Efficiency) | Efficient (>44% Baking Efficiency) | Efficient (>44% Baking Efficiency) | 0 | 0 | 0 | 0 | 0 | 0 | 0 | 0
F1_Commercial_Healthcare_Existing_Food Preparation_Natural Gas_Conveyor Oven_E1 | F1 | Commercial | Healthcare | Existing | Food Preparation | Natural Gas | Conveyor Oven | E1 | CCE | 0 | 0 | 0 | 0 | 0 | 0 | 0 | 0 | 0 | 0 | 0 | 0 | 0 | 0 | 0 | 0 | 0 | 0 | 0 | 0 | 0 | 0 | 0 | 0 | 0 | 0 | 0 | 0 | 0 | 0
F1_Commercial_Healthcare_Existing_Food Preparation_Natural Gas_Conveyor Oven_E2 | F1 | Commercial | Healthcare | Existing | Food Preparation | Natural Gas | Conveyor Oven | E2 | CCE | 0.0034054 | 0.0034054 | 0.0035776 | 0.0035232 | 0.0034703 | 0.0034043 | 0.003395 | 0.0033732 | 0.0033529 | 0.0033223 | 0.0033175 | 0.0033023 | 0.0032887 | 0.0032626 | 0.0032661 | 0.0032561 | 0.0032463 | 0.0032249 | 0.0032312 | 0.0032249 | 0.0032202 | 0.0032022 | 0 | 0 | 0 | 0 | 0 | 0 | 0 | 0
F1_Commercial_Healthcare_Existing_Food Preparation_Natural Gas_Conveyor Oven_E3 | F1 | Commercial | Healthcare | Existing | Food Preparation | Natural Gas | Conveyor Oven | E3 | CCE | 0 | 0 | 0 | 0 | 0 | 0 | 0 | 0 | 0 | 0 | 0 | 0 | 0 | 0 | 0 | 0 | 0 | 0 | 0 | 0 | 0 | 0 | 0 | 0 | 0 | 0 | 0 | 0 | 0 | 0
F1_Commercial_Healthcare_Existing_Food Preparation_Natural Gas_Conveyor Oven_E4 | F1 | Commercial | Healthcare | Existing | Food Preparation | Natural Gas | Conveyor Oven | E4 | CCE | 0 | 0 | 0 | 0 | 0 | 0 | 0 | 0 | 0 | 0 | 0 | 0 | 0 | 0 | 0 | 0 | 0 | 0 | 0 | 0 | 0 | 0 | 0 | 0 | 0 | 0 | 0 | 0 | 0 | 0
F1_Commercial_Healthcare_Existing_Food Preparation_Natural Gas_Conveyor Oven_E5 | F1 | Commercial | Healthcare | Existing | Food Preparation | Natural Gas | Conveyor Oven | E5 | CCE | 0 | 0 | 0 | 0 | 0 | 0 | 0 | 0 | 0 | 0 | 0 | 0 | 0 | 0 | 0 | 0 | 0 | 0 | 0 | 0 | 0 | 0 | 0 | 0 | 0 | 0 | 0 | 0 | 0 | 0
F1_Commercial_Healthcare_Existing_Food Preparation_Natural Gas_Conveyor Oven_E6 | F1 | Commercial | Healthcare | Existing | Food Preparation | Natural Gas | Conveyor Oven | E6 | CCE | 0 | 0 | 0 | 0 | 0 | 0 | 0 | 0 | 0 | 0 | 0 | 0 | 0 | 0 | 0 | 0 | 0 | 0 | 0 | 0 | 0 | 0 | 0 | 0 | 0 | 0 | 0 | 0 | 0 | 0
F1_Commercial_Healthcare_Existing_Food Preparation_Natural Gas_Conveyor Oven_E7 | F1 | Commercial | Healthcare | Existing | Food Preparation | Natural Gas | Conveyor Oven | E7 | CCE | 0 | 0 | 0 | 0 | 0 | 0 | 0 | 0 | 0 | 0 | 0 | 0 | 0 | 0 | 0 | 0 | 0 | 0 | 0 | 0 | 0 | 0 | 0 | 0 | 0 | 0 | 0 | 0 | 0 | 0
F1_Commercial_Healthcare_Existing_Food Preparation_Natural Gas_Conveyor Oven_E8 | F1 | Commercial | Healthcare | Existing | Food Preparation | Natural Gas | Conveyor Oven | E8 | CCE | 0 | 0 | 0 | 0 | 0 | 0 | 0 | 0 | 0 | 0 | 0 | 0 | 0 | 0 | 0 | 0 | 0 | 0 | 0 | 0 | 0 | 0 | 0 | 0 | 0 | 0 | 0 | 0 | 0 | 0
F1_Commercial_Healthcare_Existing_Food Preparation_Natural Gas_Conveyor Oven_E9 | F1 | Commercial | Healthcare | Existing | Food Preparation | Natural Gas | Conveyor Oven | E9 | CCE | 0 | 0 | 0 | 0 | 0 | 0 | 0 | 0 | 0 | 0 | 0 | 0 | 0 | 0 | 0 | 0 | 0 | 0 | 0 | 0 | 0 | 0 | 0 | 0 | 0 | 0 | 0 | 0 | 0 | 0
F1_Commercial_Healthcare_Existing_Food Preparation_Natural Gas_Conveyor Oven_E10 | F1 | Commercial | Healthcare | Existing | Food Preparation | Natural Gas | Conveyor Oven | E10 | CCE | 0 | 0 | 0 | 0 | 0 | 0 | 0 | 0 | 0 | 0 | 0 | 0 | 0 | 0 | 0 | 0 | 0 | 0 | 0 | 0 | 0 | 0 | 0 | 0 | 0 | 0 | 0 | 0 | 0 | 0
F2_Commercial_Healthcare_Existing_Food Preparation_Natural Gas_Conveyor Oven_E1 | F2 | Commercial | Healthcare | Existing | Food Preparation | Natural Gas | Conveyor Oven | E1 | TRC BC Ratio | 0.9 | 0.9 | 0.9 | 0.9 | 0.9 | 0.9 | 0.9 | 0.9 | 0.9 | 0.9 | 0.9 | 0.9 | 0.9 | 0.9 | 0.9 | 0.9 | 0.9 | 0.9 | 0.9 | 0.9 | 0.9 | 0.9 | 0 | 0 | 0 | 0 | 0 | 0 | 0 | 0
F2_Commercial_Healthcare_Existing_Food Preparation_Natural Gas_Conveyor Oven_E2 | F2 | Commercial | Healthcare | Existing | Food Preparation | Natural Gas | Conveyor Oven | E2 | TRC BC Ratio | 2.7176 | 2.748 | 2.7824 | 2.8311 | 2.8898 | 2.9554 | 3.0153 | 3.0676 | 3.1163 | 3.1654 | 3.2167 | 3.269 | 3.3215 | 3.3766 | 3.4303 | 3.4854 | 3.5434 | 3.602 | 3.6613 | 3.7212 | 3.781 | 3.8406 | 0 | 0 | 0 | 0 | 0 | 0 | 0 | 0
F2_Commercial_Healthcare_Existing_Food Preparation_Natural Gas_Conveyor Oven_E3 | F2 | Commercial | Healthcare | Existing | Food Preparation | Natural Gas | Conveyor Oven | E3 | TRC BC Ratio | 0 | 0 | 0 | 0 | 0 | 0 | 0 | 0 | 0 | 0 | 0 | 0 | 0 | 0 | 0 | 0 | 0 | 0 | 0 | 0 | 0 | 0 | 0 | 0 | 0 | 0 | 0 | 0 | 0 | 0
F2_Commercial_Healthcare_Existing_Food Preparation_Natural Gas_Conveyor Oven_E4 | F2 | Commercial | Healthcare | Existing | Food Preparation | Natural Gas | Conveyor Oven | E4 | TRC BC Ratio | 0 | 0 | 0 | 0 | 0 | 0 | 0 | 0 | 0 | 0 | 0 | 0 | 0 | 0 | 0 | 0 | 0 | 0 | 0 | 0 | 0 | 0 | 0 | 0 | 0 | 0 | 0 | 0 | 0 | 0
F2_Commercial_Healthcare_Existing_Food Preparation_Natural Gas_Conveyor Oven_E5 | F2 | Commercial | Healthcare | Existing | Food Preparation | Natural Gas | Conveyor Oven | E5 | TRC BC Ratio | 0 | 0 | 0 | 0 | 0 | 0 | 0 | 0 | 0 | 0 | 0 | 0 | 0 | 0 | 0 | 0 | 0 | 0 | 0 | 0 | 0 | 0 | 0 | 0 | 0 | 0 | 0 | 0 | 0 | 0
F2_Commercial_Healthcare_Existing_Food Preparation_Natural Gas_Conveyor Oven_E6 | F2 | Commercial | Healthcare | Existing | Food Preparation | Natural Gas | Conveyor Oven | E6 | TRC BC Ratio | 0 | 0 | 0 | 0 | 0 | 0 | 0 | 0 | 0 | 0 | 0 | 0 | 0 | 0 | 0 | 0 | 0 | 0 | 0 | 0 | 0 | 0 | 0 | 0 | 0 | 0 | 0 | 0 | 0 | 0
F2_Commercial_Healthcare_Existing_Food Preparation_Natural Gas_Conveyor Oven_E7 | F2 | Commercial | Healthcare | Existing | Food Preparation | Natural Gas | Conveyor Oven | E7 | TRC BC Ratio | 0 | 0 | 0 | 0 | 0 | 0 | 0 | 0 | 0 | 0 | 0 | 0 | 0 | 0 | 0 | 0 | 0 | 0 | 0 | 0 | 0 | 0 | 0 | 0 | 0 | 0 | 0 | 0 | 0 | 0
F2_Commercial_Healthcare_Existing_Food Preparation_Natural Gas_Conveyor Oven_E8 | F2 | Commercial | Healthcare | Existing | Food Preparation | Natural Gas | Conveyor Oven | E8 | TRC BC Ratio | 0 | 0 | 0 | 0 | 0 | 0 | 0 | 0 | 0 | 0 | 0 | 0 | 0 | 0 | 0 | 0 | 0 | 0 | 0 | 0 | 0 | 0 | 0 | 0 | 0 | 0 | 0 | 0 | 0 | 0
F2_Commercial_Healthcare_Existing_Food Preparation_Natural Gas_Conveyor Oven_E9 | F2 | Commercial | Healthcare | Existing | Food Preparation | Natural Gas | Conveyor Oven | E9 | TRC BC Ratio | 0 | 0 | 0 | 0 | 0 | 0 | 0 | 0 | 0 | 0 | 0 | 0 | 0 | 0 | 0 | 0 | 0 | 0 | 0 | 0 | 0 | 0 | 0 | 0 | 0 | 0 | 0 | 0 | 0 | 0
F2_Commercial_Healthcare_Existing_Food Preparation_Natural Gas_Conveyor Oven_E10 | F2 | Commercial | Healthcare | Existing | Food Preparation | Natural Gas | Conveyor Oven | E10 | TRC BC Ratio | 0 | 0 | 0 | 0 | 0 | 0 | 0 | 0 | 0 | 0 | 0 | 0 | 0 | 0 | 0 | 0 | 0 | 0 | 0 | 0 | 0 | 0 | 0 | 0 | 0 | 0 | 0 | 0 | 0 | 0
F3_Commercial_Healthcare_Existing_Food Preparation_Natural Gas_Conveyor Oven_E1 | F3 | Commercial | Healthcare | Existing | Food Preparation | Natural Gas | Conveyor Oven | E1 | PACT BC Ratio | 0.9 | 0.9 | 0.9 | 0.9 | 0.9 | 0.9 | 0.9 | 0.9 | 0.9 | 0.9 | 0.9 | 0.9 | 0.9 | 0.9 | 0.9 | 0.9 | 0.9 | 0.9 | 0.9 | 0.9 | 0.9 | 0.9 | 0 | 0 | 0 | 0 | 0 | 0 | 0 | 0
F3_Commercial_Healthcare_Existing_Food Preparation_Natural Gas_Conveyor Oven_E2 | F3 | Commercial | Healthcare | Existing | Food Preparation | Natural Gas | Conveyor Oven | E2 | PACT BC Ratio | 6.4385 | 6.5104 | 6.5921 | 6.7074 | 6.8464 | 7.002 | 7.1438 | 7.2678 | 7.3831 | 7.4995 | 7.621 | 7.745 | 7.8692 | 7.9997 | 8.1271 | 8.2575 | 8.3949 | 8.5337 | 8.6743 | 8.8161 | 8.9578 | 9.0991 | 0 | 0 | 0 | 0 | 0 | 0 | 0 | 0
F3_Commercial_Healthcare_Existing_Food Preparation_Natural Gas_Conveyor Oven_E3 | F3 | Commercial | Healthcare | Existing | Food Preparation | Natural Gas | Conveyor Oven | E3 | PACT BC Ratio | 0 | 0 | 0 | 0 | 0 | 0 | 0 | 0 | 0 | 0 | 0 | 0 | 0 | 0 | 0 | 0 | 0 | 0 | 0 | 0 | 0 | 0 | 0 | 0 | 0 | 0 | 0 | 0 | 0 | 0
F3_Commercial_Healthcare_Existing_Food Preparation_Natural Gas_Conveyor Oven_E4 | F3 | Commercial | Healthcare | Existing | Food Preparation | Natural Gas | Conveyor Oven | E4 | PACT BC Ratio | 0 | 0 | 0 | 0 | 0 | 0 | 0 | 0 | 0 | 0 | 0 | 0 | 0 | 0 | 0 | 0 | 0 | 0 | 0 | 0 | 0 | 0 | 0 | 0 | 0 | 0 | 0 | 0 | 0 | 0
F3_Commercial_Healthcare_Existing_Food Preparation_Natural Gas_Conveyor Oven_E5 | F3 | Commercial | Healthcare | Existing | Food Preparation | Natural Gas | Conveyor Oven | E5 | PACT BC Ratio | 0 | 0 | 0 | 0 | 0 | 0 | 0 | 0 | 0 | 0 | 0 | 0 | 0 | 0 | 0 | 0 | 0 | 0 | 0 | 0 | 0 | 0 | 0 | 0 | 0 | 0 | 0 | 0 | 0 | 0
F3_Commercial_Healthcare_Existing_Food Preparation_Natural Gas_Conveyor Oven_E6 | F3 | Commercial | Healthcare | Existing | Food Preparation | Natural Gas | Conveyor Oven | E6 | PACT BC Ratio | 0 | 0 | 0 | 0 | 0 | 0 | 0 | 0 | 0 | 0 | 0 | 0 | 0 | 0 | 0 | 0 | 0 | 0 | 0 | 0 | 0 | 0 | 0 | 0 | 0 | 0 | 0 | 0 | 0 | 0
F3_Commercial_Healthcare_Existing_Food Preparation_Natural Gas_Conveyor Oven_E7 | F3 | Commercial | Healthcare | Existing | Food Preparation | Natural Gas | Conveyor Oven | E7 | PACT BC Ratio | 0 | 0 | 0 | 0 | 0 | 0 | 0 | 0 | 0 | 0 | 0 | 0 | 0 | 0 | 0 | 0 | 0 | 0 | 0 | 0 | 0 | 0 | 0 | 0 | 0 | 0 | 0 | 0 | 0 | 0
F3_Commercial_Healthcare_Existing_Food Preparation_Natural Gas_Conveyor Oven_E8 | F3 | Commercial | Healthcare | Existing | Food Preparation | Natural Gas | Conveyor Oven | E8 | PACT BC Ratio | 0 | 0 | 0 | 0 | 0 | 0 | 0 | 0 | 0 | 0 | 0 | 0 | 0 | 0 | 0 | 0 | 0 | 0 | 0 | 0 | 0 | 0 | 0 | 0 | 0 | 0 | 0 | 0 | 0 | 0
F3_Commercial_Healthcare_Existing_Food Preparation_Natural Gas_Conveyor Oven_E9 | F3 | Commercial | Healthcare | Existing | Food Preparation | Natural Gas | Conveyor Oven | E9 | PACT BC Ratio | 0 | 0 | 0 | 0 | 0 | 0 | 0 | 0 | 0 | 0 | 0 | 0 | 0 | 0 | 0 | 0 | 0 | 0 | 0 | 0 | 0 | 0 | 0 | 0 | 0 | 0 | 0 | 0 | 0 | 0
F3_Commercial_Healthcare_Existing_Food Preparation_Natural Gas_Conveyor Oven_E10 | F3 | Commercial | Healthcare | Existing | Food Preparation | Natural Gas | Conveyor Oven | E10 | PACT BC Ratio | 0 | 0 | 0 | 0 | 0 | 0 | 0 | 0 | 0 | 0 | 0 | 0 | 0 | 0 | 0 | 0 | 0 | 0 | 0 | 0 | 0 | 0 | 0 | 0 | 0 | 0 | 0 | 0 | 0 | 0
F4_Commercial_Healthcare_Existing_Food Preparation_Natural Gas_Conveyor Oven_E1 | F4 | Commercial | Healthcare | Existing | Food Preparation | Natural Gas | Conveyor Oven | E1 | PCT BC Ratio | 0.9 | 0.9 | 0.9 | 0.9 | 0.9 | 0.9 | 0.9 | 0.9 | 0.9 | 0.9 | 0.9 | 0.9 | 0.9 | 0.9 | 0.9 | 0.9 | 0.9 | 0.9 | 0.9 | 0.9 | 0.9 | 0.9 | 0 | 0 | 0 | 0 | 0 | 0 | 0 | 0
F4_Commercial_Healthcare_Existing_Food Preparation_Natural Gas_Conveyor Oven_E2 | F4 | Commercial | Healthcare | Existing | Food Preparation | Natural Gas | Conveyor Oven | E2 | PCT BC Ratio | 4.4381 | 4.4848 | 4.5378 | 4.6126 | 4.7029 | 4.8039 | 4.896 | 4.9765 | 5.0514 | 5.1269 | 5.2058 | 5.2863 | 5.3669 | 5.4517 | 5.5344 | 5.619 | 5.7082 | 5.7984 | 5.8896 | 5.9817 | 6.0737 | 6.1654 | 0 | 0 | 0 | 0 | 0 | 0 | 0 | 0
F4_Commercial_Healthcare_Existing_Food Preparation_Natural Gas_Conveyor Oven_E3 | F4 | Commercial | Healthcare | Existing | Food Preparation | Natural Gas | Conveyor Oven | E3 | PCT BC Ratio | 0 | 0 | 0 | 0 | 0 | 0 | 0 | 0 | 0 | 0 | 0 | 0 | 0 | 0 | 0 | 0 | 0 | 0 | 0 | 0 | 0 | 0 | 0 | 0 | 0 | 0 | 0 | 0 | 0 | 0
F4_Commercial_Healthcare_Existing_Food Preparation_Natural Gas_Conveyor Oven_E4 | F4 | Commercial | Healthcare | Existing | Food Preparation | Natural Gas | Conveyor Oven | E4 | PCT BC Ratio | 0 | 0 | 0 | 0 | 0 | 0 | 0 | 0 | 0 | 0 | 0 | 0 | 0 | 0 | 0 | 0 | 0 | 0 | 0 | 0 | 0 | 0 | 0 | 0 | 0 | 0 | 0 | 0 | 0 | 0
F4_Commercial_Healthcare_Existing_Food Preparation_Natural Gas_Conveyor Oven_E5 | F4 | Commercial | Healthcare | Existing | Food Preparation | Natural Gas | Conveyor Oven | E5 | PCT BC Ratio | 0 | 0 | 0 | 0 | 0 | 0 | 0 | 0 | 0 | 0 | 0 | 0 | 0 | 0 | 0 | 0 | 0 | 0 | 0 | 0 | 0 | 0 | 0 | 0 | 0 | 0 | 0 | 0 | 0 | 0
F4_Commercial_Healthcare_Existing_Food Preparation_Natural Gas_Conveyor Oven_E6 | F4 | Commercial | Healthcare | Existing | Food Preparation | Natural Gas | Conveyor Oven | E6 | PCT BC Ratio | 0 | 0 | 0 | 0 | 0 | 0 | 0 | 0 | 0 | 0 | 0 | 0 | 0 | 0 | 0 | 0 | 0 | 0 | 0 | 0 | 0 | 0 | 0 | 0 | 0 | 0 | 0 | 0 | 0 | 0
F4_Commercial_Healthcare_Existing_Food Preparation_Natural Gas_Conveyor Oven_E7 | F4 | Commercial | Healthcare | Existing | Food Preparation | Natural Gas | Conveyor Oven | E7 | PCT BC Ratio | 0 | 0 | 0 | 0 | 0 | 0 | 0 | 0 | 0 | 0 | 0 | 0 | 0 | 0 | 0 | 0 | 0 | 0 | 0 | 0 | 0 | 0 | 0 | 0 | 0 | 0 | 0 | 0 | 0 | 0
F4_Commercial_Healthcare_Existing_Food Preparation_Natural Gas_Conveyor Oven_E8 | F4 | Commercial | Healthcare | Existing | Food Preparation | Natural Gas | Conveyor Oven | E8 | PCT BC Ratio | 0 | 0 | 0 | 0 | 0 | 0 | 0 | 0 | 0 | 0 | 0 | 0 | 0 | 0 | 0 | 0 | 0 | 0 | 0 | 0 | 0 | 0 | 0 | 0 | 0 | 0 | 0 | 0 | 0 | 0
F4_Commercial_Healthcare_Existing_Food Preparation_Natural Gas_Conveyor Oven_E9 | F4 | Commercial | Healthcare | Existing | Food Preparation | Natural Gas | Conveyor Oven | E9 | PCT BC Ratio | 0 | 0 | 0 | 0 | 0 | 0 | 0 | 0 | 0 | 0 | 0 | 0 | 0 | 0 | 0 | 0 | 0 | 0 | 0 | 0 | 0 | 0 | 0 | 0 | 0 | 0 | 0 | 0 | 0 | 0
F4_Commercial_Healthcare_Existing_Food Preparation_Natural Gas_Conveyor Oven_E10 | F4 | Commercial | Healthcare | Existing | Food Preparation | Natural Gas | Conveyor Oven | E10 | PCT BC Ratio | 0 | 0 | 0 | 0 | 0 | 0 | 0 | 0 | 0 | 0 | 0 | 0 | 0 | 0 | 0 | 0 | 0 | 0 | 0 | 0 | 0 | 0 | 0 | 0 | 0 | 0 | 0 | 0 | 0 | 0
F5_Commercial_Healthcare_Existing_Food Preparation_Natural Gas_Conveyor Oven_E1 | F5 | Commercial | Healthcare | Existing | Food Preparation | Natural Gas | Conveyor Oven | E1 | RIM BC Ratio | 0.9 | 0.9 | 0.9 | 0.9 | 0.9 | 0.9 | 0.9 | 0.9 | 0.9 | 0.9 | 0.9 | 0.9 | 0.9 | 0.9 | 0.9 | 0.9 | 0.9 | 0.9 | 0.9 | 0.9 | 0.9 | 0.9 | 0 | 0 | 0 | 0 | 0 | 0 | 0 | 0
F5_Commercial_Healthcare_Existing_Food Preparation_Natural Gas_Conveyor Oven_E2 | F5 | Commercial | Healthcare | Existing | Food Preparation | Natural Gas | Conveyor Oven | E2 | RIM BC Ratio | 0.73889 | 0.73983 | 0.74087 | 0.74231 | 0.74398 | 0.74578 | 0.74736 | 0.74869 | 0.7499 | 0.75108 | 0.75229 | 0.75348 | 0.75464 | 0.75582 | 0.75694 | 0.75805 | 0.75919 | 0.76031 | 0.76141 | 0.76249 | 0.76353 | 0.76455 | 0 | 0 | 0 | 0 | 0 | 0 | 0 | 0
F5_Commercial_Healthcare_Existing_Food Preparation_Natural Gas_Conveyor Oven_E3 | F5 | Commercial | Healthcare | Existing | Food Preparation | Natural Gas | Conveyor Oven | E3 | RIM BC Ratio | 0 | 0 | 0 | 0 | 0 | 0 | 0 | 0 | 0 | 0 | 0 | 0 | 0 | 0 | 0 | 0 | 0 | 0 | 0 | 0 | 0 | 0 | 0 | 0 | 0 | 0 | 0 | 0 | 0 | 0
F5_Commercial_Healthcare_Existing_Food Preparation_Natural Gas_Conveyor Oven_E4 | F5 | Commercial | Healthcare | Existing | Food Preparation | Natural Gas | Conveyor Oven | E4 | RIM BC Ratio | 0 | 0 | 0 | 0 | 0 | 0 | 0 | 0 | 0 | 0 | 0 | 0 | 0 | 0 | 0 | 0 | 0 | 0 | 0 | 0 | 0 | 0 | 0 | 0 | 0 | 0 | 0 | 0 | 0 | 0
F5_Commercial_Healthcare_Existing_Food Preparation_Natural Gas_Conveyor Oven_E5 | F5 | Commercial | Healthcare | Existing | Food Preparation | Natural Gas | Conveyor Oven | E5 | RIM BC Ratio | 0 | 0 | 0 | 0 | 0 | 0 | 0 | 0 | 0 | 0 | 0 | 0 | 0 | 0 | 0 | 0 | 0 | 0 | 0 | 0 | 0 | 0 | 0 | 0 | 0 | 0 | 0 | 0 | 0 | 0
F5_Commercial_Healthcare_Existing_Food Preparation_Natural Gas_Conveyor Oven_E6 | F5 | Commercial | Healthcare | Existing | Food Preparation | Natural Gas | Conveyor Oven | E6 | RIM BC Ratio | 0 | 0 | 0 | 0 | 0 | 0 | 0 | 0 | 0 | 0 | 0 | 0 | 0 | 0 | 0 | 0 | 0 | 0 | 0 | 0 | 0 | 0 | 0 | 0 | 0 | 0 | 0 | 0 | 0 | 0
F5_Commercial_Healthcare_Existing_Food Preparation_Natural Gas_Conveyor Oven_E7 | F5 | Commercial | Healthcare | Existing | Food Preparation | Natural Gas | Conveyor Oven | E7 | RIM BC Ratio | 0 | 0 | 0 | 0 | 0 | 0 | 0 | 0 | 0 | 0 | 0 | 0 | 0 | 0 | 0 | 0 | 0 | 0 | 0 | 0 | 0 | 0 | 0 | 0 | 0 | 0 | 0 | 0 | 0 | 0
F5_Commercial_Healthcare_Existing_Food Preparation_Natural Gas_Conveyor Oven_E8 | F5 | Commercial | Healthcare | Existing | Food Preparation | Natural Gas | Conveyor Oven | E8 | RIM BC Ratio | 0 | 0 | 0 | 0 | 0 | 0 | 0 | 0 | 0 | 0 | 0 | 0 | 0 | 0 | 0 | 0 | 0 | 0 | 0 | 0 | 0 | 0 | 0 | 0 | 0 | 0 | 0 | 0 | 0 | 0
F5_Commercial_Healthcare_Existing_Food Preparation_Natural Gas_Conveyor Oven_E9 | F5 | Commercial | Healthcare | Existing | Food Preparation | Natural Gas | Conveyor Oven | E9 | RIM BC Ratio | 0 | 0 | 0 | 0 | 0 | 0 | 0 | 0 | 0 | 0 | 0 | 0 | 0 | 0 | 0 | 0 | 0 | 0 | 0 | 0 | 0 | 0 | 0 | 0 | 0 | 0 | 0 | 0 | 0 | 0
F5_Commercial_Healthcare_Existing_Food Preparation_Natural Gas_Conveyor Oven_E10 | F5 | Commercial | Healthcare | Existing | Food Preparation | Natural Gas | Conveyor Oven | E10 | RIM BC Ratio | 0 | 0 | 0 | 0 | 0 | 0 | 0 | 0 | 0 | 0 | 0 | 0 | 0 | 0 | 0 | 0 | 0 | 0 | 0 | 0 | 0 | 0 | 0 | 0 | 0 | 0 | 0 | 0 | 0 | 0
F0_Commercial_Healthcare_Existing_Food Preparation_Natural Gas_Double Rack Oven_E0 | F0 | Commercial | Healthcare | Existing | Food Preparation | Natural Gas | Double Rack Oven | E0 | Economic Unit | FTSC Qualified (>50% Cooking Efficiency) | FTSC Qualified (>50% Cooking Efficiency) | FTSC Qualified (>50% Cooking Efficiency) | FTSC Qualified (>50% Cooking Efficiency) | FTSC Qualified (>50% Cooking Efficiency) | FTSC Qualified (>50% Cooking Efficiency) | FTSC Qualified (>50% Cooking Efficiency) | FTSC Qualified (>50% Cooking Efficiency) | FTSC Qualified (>50% Cooking Efficiency) | FTSC Qualified (>50% Cooking Efficiency) | FTSC Qualified (>50% Cooking Efficiency) | FTSC Qualified (>50% Cooking Efficiency) | FTSC Qualified (>50% Cooking Efficiency) | FTSC Qualified (>50% Cooking Efficiency) | FTSC Qualified (>50% Cooking Efficiency) | FTSC Qualified (>50% Cooking Efficiency) | FTSC Qualified (>50% Cooking Efficiency) | FTSC Qualified (>50% Cooking Efficiency) | FTSC Qualified (>50% Cooking Efficiency) | FTSC Qualified (>50% Cooking Efficiency) | FTSC Qualified (>50% Cooking Efficiency) | FTSC Qualified (>50% Cooking Efficiency) | 0 | 0 | 0 | 0 | 0 | 0 | 0 | 0
F1_Commercial_Healthcare_Existing_Food Preparation_Natural Gas_Double Rack Oven_E1 | F1 | Commercial | Healthcare | Existing | Food Preparation | Natural Gas | Double Rack Oven | E1 | CCE | 0 | 0 | 0 | 0 | 0 | 0 | 0 | 0 | 0 | 0 | 0 | 0 | 0 | 0 | 0 | 0 | 0 | 0 | 0 | 0 | 0 | 0 | 0 | 0 | 0 | 0 | 0 | 0 | 0 | 0
F1_Commercial_Healthcare_Existing_Food Preparation_Natural Gas_Double Rack Oven_E2 | F1 | Commercial | Healthcare | Existing | Food Preparation | Natural Gas | Double Rack Oven | E2 | CCE | 0.0030138 | 0.0030138 | 0.0031663 | 0.0031181 | 0.0030713 | 0.0030129 | 0.0030047 | 0.0029854 | 0.0029674 | 0.0029403 | 0.0029361 | 0.0029226 | 0.0029105 | 0.0028875 | 0.0028906 | 0.0028817 | 0.0028731 | 0.0028541 | 0.0028597 | 0.0028541 | 0.0028499 | 0.002834 | 0 | 0 | 0 | 0 | 0 | 0 | 0 | 0
F1_Commercial_Healthcare_Existing_Food Preparation_Natural Gas_Double Rack Oven_E3 | F1 | Commercial | Healthcare | Existing | Food Preparation | Natural Gas | Double Rack Oven | E3 | CCE | 0 | 0 | 0 | 0 | 0 | 0 | 0 | 0 | 0 | 0 | 0 | 0 | 0 | 0 | 0 | 0 | 0 | 0 | 0 | 0 | 0 | 0 | 0 | 0 | 0 | 0 | 0 | 0 | 0 | 0
F1_Commercial_Healthcare_Existing_Food Preparation_Natural Gas_Double Rack Oven_E4 | F1 | Commercial | Healthcare | Existing | Food Preparation | Natural Gas | Double Rack Oven | E4 | CCE | 0 | 0 | 0 | 0 | 0 | 0 | 0 | 0 | 0 | 0 | 0 | 0 | 0 | 0 | 0 | 0 | 0 | 0 | 0 | 0 | 0 | 0 | 0 | 0 | 0 | 0 | 0 | 0 | 0 | 0
F1_Commercial_Healthcare_Existing_Food Preparation_Natural Gas_Double Rack Oven_E5 | F1 | Commercial | Healthcare | Existing | Food Preparation | Natural Gas | Double Rack Oven | E5 | CCE | 0 | 0 | 0 | 0 | 0 | 0 | 0 | 0 | 0 | 0 | 0 | 0 | 0 | 0 | 0 | 0 | 0 | 0 | 0 | 0 | 0 | 0 | 0 | 0 | 0 | 0 | 0 | 0 | 0 | 0
F1_Commercial_Healthcare_Existing_Food Preparation_Natural Gas_Double Rack Oven_E6 | F1 | Commercial | Healthcare | Existing | Food Preparation | Natural Gas | Double Rack Oven | E6 | CCE | 0 | 0 | 0 | 0 | 0 | 0 | 0 | 0 | 0 | 0 | 0 | 0 | 0 | 0 | 0 | 0 | 0 | 0 | 0 | 0 | 0 | 0 | 0 | 0 | 0 | 0 | 0 | 0 | 0 | 0
F1_Commercial_Healthcare_Existing_Food Preparation_Natural Gas_Double Rack Oven_E7 | F1 | Commercial | Healthcare | Existing | Food Preparation | Natural Gas | Double Rack Oven | E7 | CCE | 0 | 0 | 0 | 0 | 0 | 0 | 0 | 0 | 0 | 0 | 0 | 0 | 0 | 0 | 0 | 0 | 0 | 0 | 0 | 0 | 0 | 0 | 0 | 0 | 0 | 0 | 0 | 0 | 0 | 0
F1_Commercial_Healthcare_Existing_Food Preparation_Natural Gas_Double Rack Oven_E8 | F1 | Commercial | Healthcare | Existing | Food Preparation | Natural Gas | Double Rack Oven | E8 | CCE | 0 | 0 | 0 | 0 | 0 | 0 | 0 | 0 | 0 | 0 | 0 | 0 | 0 | 0 | 0 | 0 | 0 | 0 | 0 | 0 | 0 | 0 | 0 | 0 | 0 | 0 | 0 | 0 | 0 | 0
F1_Commercial_Healthcare_Existing_Food Preparation_Natural Gas_Double Rack Oven_E9 | F1 | Commercial | Healthcare | Existing | Food Preparation | Natural Gas | Double Rack Oven | E9 | CCE | 0 | 0 | 0 | 0 | 0 | 0 | 0 | 0 | 0 | 0 | 0 | 0 | 0 | 0 | 0 | 0 | 0 | 0 | 0 | 0 | 0 | 0 | 0 | 0 | 0 | 0 | 0 | 0 | 0 | 0
F1_Commercial_Healthcare_Existing_Food Preparation_Natural Gas_Double Rack Oven_E10 | F1 | Commercial | Healthcare | Existing | Food Preparation | Natural Gas | Double Rack Oven | E10 | CCE | 0 | 0 | 0 | 0 | 0 | 0 | 0 | 0 | 0 | 0 | 0 | 0 | 0 | 0 | 0 | 0 | 0 | 0 | 0 | 0 | 0 | 0 | 0 | 0 | 0 | 0 | 0 | 0 | 0 | 0
F2_Commercial_Healthcare_Existing_Food Preparation_Natural Gas_Double Rack Oven_E1 | F2 | Commercial | Healthcare | Existing | Food Preparation | Natural Gas | Double Rack Oven | E1 | TRC BC Ratio | 0.9 | 0.9 | 0.9 | 0.9 | 0.9 | 0.9 | 0.9 | 0.9 | 0.9 | 0.9 | 0.9 | 0.9 | 0.9 | 0.9 | 0.9 | 0.9 | 0.9 | 0.9 | 0.9 | 0.9 | 0.9 | 0.9 | 0 | 0 | 0 | 0 | 0 | 0 | 0 | 0
F2_Commercial_Healthcare_Existing_Food Preparation_Natural Gas_Double Rack Oven_E2 | F2 | Commercial | Healthcare | Existing | Food Preparation | Natural Gas | Double Rack Oven | E2 | TRC BC Ratio | 2.9522 | 2.9775 | 3.0077 | 3.0577 | 3.1244 | 3.2031 | 3.2754 | 3.3398 | 3.4022 | 3.4628 | 3.5239 | 3.5833 | 3.6392 | 3.6952 | 3.7487 | 3.8035 | 3.8622 | 3.9213 | 3.9809 | 4.0407 | 4.0999 | 4.1582 | 0 | 0 | 0 | 0 | 0 | 0 | 0 | 0
F2_Commercial_Healthcare_Existing_Food Preparation_Natural Gas_Double Rack Oven_E3 | F2 | Commercial | Healthcare | Existing | Food Preparation | Natural Gas | Double Rack Oven | E3 | TRC BC Ratio | 0 | 0 | 0 | 0 | 0 | 0 | 0 | 0 | 0 | 0 | 0 | 0 | 0 | 0 | 0 | 0 | 0 | 0 | 0 | 0 | 0 | 0 | 0 | 0 | 0 | 0 | 0 | 0 | 0 | 0
F2_Commercial_Healthcare_Existing_Food Preparation_Natural Gas_Double Rack Oven_E4 | F2 | Commercial | Healthcare | Existing | Food Preparation | Natural Gas | Double Rack Oven | E4 | TRC BC Ratio | 0 | 0 | 0 | 0 | 0 | 0 | 0 | 0 | 0 | 0 | 0 | 0 | 0 | 0 | 0 | 0 | 0 | 0 | 0 | 0 | 0 | 0 | 0 | 0 | 0 | 0 | 0 | 0 | 0 | 0
F2_Commercial_Healthcare_Existing_Food Preparation_Natural Gas_Double Rack Oven_E5 | F2 | Commercial | Healthcare | Existing | Food Preparation | Natural Gas | Double Rack Oven | E5 | TRC BC Ratio | 0 | 0 | 0 | 0 | 0 | 0 | 0 | 0 | 0 | 0 | 0 | 0 | 0 | 0 | 0 | 0 | 0 | 0 | 0 | 0 | 0 | 0 | 0 | 0 | 0 | 0 | 0 | 0 | 0 | 0
F2_Commercial_Healthcare_Existing_Food Preparation_Natural Gas_Double Rack Oven_E6 | F2 | Commercial | Healthcare | Existing | Food Preparation | Natural Gas | Double Rack Oven | E6 | TRC BC Ratio | 0 | 0 | 0 | 0 | 0 | 0 | 0 | 0 | 0 | 0 | 0 | 0 | 0 | 0 | 0 | 0 | 0 | 0 | 0 | 0 | 0 | 0 | 0 | 0 | 0 | 0 | 0 | 0 | 0 | 0
F2_Commercial_Healthcare_Existing_Food Preparation_Natural Gas_Double Rack Oven_E7 | F2 | Commercial | Healthcare | Existing | Food Preparation | Natural Gas | Double Rack Oven | E7 | TRC BC Ratio | 0 | 0 | 0 | 0 | 0 | 0 | 0 | 0 | 0 | 0 | 0 | 0 | 0 | 0 | 0 | 0 | 0 | 0 | 0 | 0 | 0 | 0 | 0 | 0 | 0 | 0 | 0 | 0 | 0 | 0
F2_Commercial_Healthcare_Existing_Food Preparation_Natural Gas_Double Rack Oven_E8 | F2 | Commercial | Healthcare | Existing | Food Preparation | Natural Gas | Double Rack Oven | E8 | TRC BC Ratio | 0 | 0 | 0 | 0 | 0 | 0 | 0 | 0 | 0 | 0 | 0 | 0 | 0 | 0 | 0 | 0 | 0 | 0 | 0 | 0 | 0 | 0 | 0 | 0 | 0 | 0 | 0 | 0 | 0 | 0
F2_Commercial_Healthcare_Existing_Food Preparation_Natural Gas_Double Rack Oven_E9 | F2 | Commercial | Healthcare | Existing | Food Preparation | Natural Gas | Double Rack Oven | E9 | TRC BC Ratio | 0 | 0 | 0 | 0 | 0 | 0 | 0 | 0 | 0 | 0 | 0 | 0 | 0 | 0 | 0 | 0 | 0 | 0 | 0 | 0 | 0 | 0 | 0 | 0 | 0 | 0 | 0 | 0 | 0 | 0
F2_Commercial_Healthcare_Existing_Food Preparation_Natural Gas_Double Rack Oven_E10 | F2 | Commercial | Healthcare | Existing | Food Preparation | Natural Gas | Double Rack Oven | E10 | TRC BC Ratio | 0 | 0 | 0 | 0 | 0 | 0 | 0 | 0 | 0 | 0 | 0 | 0 | 0 | 0 | 0 | 0 | 0 | 0 | 0 | 0 | 0 | 0 | 0 | 0 | 0 | 0 | 0 | 0 | 0 | 0
F3_Commercial_Healthcare_Existing_Food Preparation_Natural Gas_Double Rack Oven_E1 | F3 | Commercial | Healthcare | Existing | Food Preparation | Natural Gas | Double Rack Oven | E1 | PACT BC Ratio | 0.9 | 0.9 | 0.9 | 0.9 | 0.9 | 0.9 | 0.9 | 0.9 | 0.9 | 0.9 | 0.9 | 0.9 | 0.9 | 0.9 | 0.9 | 0.9 | 0.9 | 0.9 | 0.9 | 0.9 | 0.9 | 0.9 | 0 | 0 | 0 | 0 | 0 | 0 | 0 | 0
F3_Commercial_Healthcare_Existing_Food Preparation_Natural Gas_Double Rack Oven_E2 | F3 | Commercial | Healthcare | Existing | Food Preparation | Natural Gas | Double Rack Oven | E2 | PACT BC Ratio | 6.3603 | 6.4147 | 6.4799 | 6.5877 | 6.7314 | 6.9009 | 7.0567 | 7.1954 | 7.3299 | 7.4604 | 7.592 | 7.7199 | 7.8404 | 7.961 | 8.0763 | 8.1945 | 8.3209 | 8.4482 | 8.5765 | 8.7054 | 8.8329 | 8.9584 | 0 | 0 | 0 | 0 | 0 | 0 | 0 | 0
F3_Commercial_Healthcare_Existing_Food Preparation_Natural Gas_Double Rack Oven_E3 | F3 | Commercial | Healthcare | Existing | Food Preparation | Natural Gas | Double Rack Oven | E3 | PACT BC Ratio | 0 | 0 | 0 | 0 | 0 | 0 | 0 | 0 | 0 | 0 | 0 | 0 | 0 | 0 | 0 | 0 | 0 | 0 | 0 | 0 | 0 | 0 | 0 | 0 | 0 | 0 | 0 | 0 | 0 | 0
F3_Commercial_Healthcare_Existing_Food Preparation_Natural Gas_Double Rack Oven_E4 | F3 | Commercial | Healthcare | Existing | Food Preparation | Natural Gas | Double Rack Oven | E4 | PACT BC Ratio | 0 | 0 | 0 | 0 | 0 | 0 | 0 | 0 | 0 | 0 | 0 | 0 | 0 | 0 | 0 | 0 | 0 | 0 | 0 | 0 | 0 | 0 | 0 | 0 | 0 | 0 | 0 | 0 | 0 | 0
F3_Commercial_Healthcare_Existing_Food Preparation_Natural Gas_Double Rack Oven_E5 | F3 | Commercial | Healthcare | Existing | Food Preparation | Natural Gas | Double Rack Oven | E5 | PACT BC Ratio | 0 | 0 | 0 | 0 | 0 | 0 | 0 | 0 | 0 | 0 | 0 | 0 | 0 | 0 | 0 | 0 | 0 | 0 | 0 | 0 | 0 | 0 | 0 | 0 | 0 | 0 | 0 | 0 | 0 | 0
F3_Commercial_Healthcare_Existing_Food Preparation_Natural Gas_Double Rack Oven_E6 | F3 | Commercial | Healthcare | Existing | Food Preparation | Natural Gas | Double Rack Oven | E6 | PACT BC Ratio | 0 | 0 | 0 | 0 | 0 | 0 | 0 | 0 | 0 | 0 | 0 | 0 | 0 | 0 | 0 | 0 | 0 | 0 | 0 | 0 | 0 | 0 | 0 | 0 | 0 | 0 | 0 | 0 | 0 | 0
F3_Commercial_Healthcare_Existing_Food Preparation_Natural Gas_Double Rack Oven_E7 | F3 | Commercial | Healthcare | Existing | Food Preparation | Natural Gas | Double Rack Oven | E7 | PACT BC Ratio | 0 | 0 | 0 | 0 | 0 | 0 | 0 | 0 | 0 | 0 | 0 | 0 | 0 | 0 | 0 | 0 | 0 | 0 | 0 | 0 | 0 | 0 | 0 | 0 | 0 | 0 | 0 | 0 | 0 | 0
F3_Commercial_Healthcare_Existing_Food Preparation_Natural Gas_Double Rack Oven_E8 | F3 | Commercial | Healthcare | Existing | Food Preparation | Natural Gas | Double Rack Oven | E8 | PACT BC Ratio | 0 | 0 | 0 | 0 | 0 | 0 | 0 | 0 | 0 | 0 | 0 | 0 | 0 | 0 | 0 | 0 | 0 | 0 | 0 | 0 | 0 | 0 | 0 | 0 | 0 | 0 | 0 | 0 | 0 | 0
F3_Commercial_Healthcare_Existing_Food Preparation_Natural Gas_Double Rack Oven_E9 | F3 | Commercial | Healthcare | Existing | Food Preparation | Natural Gas | Double Rack Oven | E9 | PACT BC Ratio | 0 | 0 | 0 | 0 | 0 | 0 | 0 | 0 | 0 | 0 | 0 | 0 | 0 | 0 | 0 | 0 | 0 | 0 | 0 | 0 | 0 | 0 | 0 | 0 | 0 | 0 | 0 | 0 | 0 | 0
F3_Commercial_Healthcare_Existing_Food Preparation_Natural Gas_Double Rack Oven_E10 | F3 | Commercial | Healthcare | Existing | Food Preparation | Natural Gas | Double Rack Oven | E10 | PACT BC Ratio | 0 | 0 | 0 | 0 | 0 | 0 | 0 | 0 | 0 | 0 | 0 | 0 | 0 | 0 | 0 | 0 | 0 | 0 | 0 | 0 | 0 | 0 | 0 | 0 | 0 | 0 | 0 | 0 | 0 | 0
F4_Commercial_Healthcare_Existing_Food Preparation_Natural Gas_Double Rack Oven_E1 | F4 | Commercial | Healthcare | Existing | Food Preparation | Natural Gas | Double Rack Oven | E1 | PCT BC Ratio | 0.9 | 0.9 | 0.9 | 0.9 | 0.9 | 0.9 | 0.9 | 0.9 | 0.9 | 0.9 | 0.9 | 0.9 | 0.9 | 0.9 | 0.9 | 0.9 | 0.9 | 0.9 | 0.9 | 0.9 | 0.9 | 0.9 | 0 | 0 | 0 | 0 | 0 | 0 | 0 | 0
F4_Commercial_Healthcare_Existing_Food Preparation_Natural Gas_Double Rack Oven_E2 | F4 | Commercial | Healthcare | Existing | Food Preparation | Natural Gas | Double Rack Oven | E2 | PCT BC Ratio | 4.9652 | 5.0051 | 5.053 | 5.1322 | 5.2378 | 5.3623 | 5.4768 | 5.5787 | 5.6775 | 5.7734 | 5.8701 | 5.9641 | 6.0526 | 6.1412 | 6.2259 | 6.3128 | 6.4057 | 6.4992 | 6.5935 | 6.6882 | 6.7818 | 6.8741 | 0 | 0 | 0 | 0 | 0 | 0 | 0 | 0
F4_Commercial_Healthcare_Existing_Food Preparation_Natural Gas_Double Rack Oven_E3 | F4 | Commercial | Healthcare | Existing | Food Preparation | Natural Gas | Double Rack Oven | E3 | PCT BC Ratio | 0 | 0 | 0 | 0 | 0 | 0 | 0 | 0 | 0 | 0 | 0 | 0 | 0 | 0 | 0 | 0 | 0 | 0 | 0 | 0 | 0 | 0 | 0 | 0 | 0 | 0 | 0 | 0 | 0 | 0
F4_Commercial_Healthcare_Existing_Food Preparation_Natural Gas_Double Rack Oven_E4 | F4 | Commercial | Healthcare | Existing | Food Preparation | Natural Gas | Double Rack Oven | E4 | PCT BC Ratio | 0 | 0 | 0 | 0 | 0 | 0 | 0 | 0 | 0 | 0 | 0 | 0 | 0 | 0 | 0 | 0 | 0 | 0 | 0 | 0 | 0 | 0 | 0 | 0 | 0 | 0 | 0 | 0 | 0 | 0
F4_Commercial_Healthcare_Existing_Food Preparation_Natural Gas_Double Rack Oven_E5 | F4 | Commercial | Healthcare | Existing | Food Preparation | Natural Gas | Double Rack Oven | E5 | PCT BC Ratio | 0 | 0 | 0 | 0 | 0 | 0 | 0 | 0 | 0 | 0 | 0 | 0 | 0 | 0 | 0 | 0 | 0 | 0 | 0 | 0 | 0 | 0 | 0 | 0 | 0 | 0 | 0 | 0 | 0 | 0
F4_Commercial_Healthcare_Existing_Food Preparation_Natural Gas_Double Rack Oven_E6 | F4 | Commercial | Healthcare | Existing | Food Preparation | Natural Gas | Double Rack Oven | E6 | PCT BC Ratio | 0 | 0 | 0 | 0 | 0 | 0 | 0 | 0 | 0 | 0 | 0 | 0 | 0 | 0 | 0 | 0 | 0 | 0 | 0 | 0 | 0 | 0 | 0 | 0 | 0 | 0 | 0 | 0 | 0 | 0
F4_Commercial_Healthcare_Existing_Food Preparation_Natural Gas_Double Rack Oven_E7 | F4 | Commercial | Healthcare | Existing | Food Preparation | Natural Gas | Double Rack Oven | E7 | PCT BC Ratio | 0 | 0 | 0 | 0 | 0 | 0 | 0 | 0 | 0 | 0 | 0 | 0 | 0 | 0 | 0 | 0 | 0 | 0 | 0 | 0 | 0 | 0 | 0 | 0 | 0 | 0 | 0 | 0 | 0 | 0
F4_Commercial_Healthcare_Existing_Food Preparation_Natural Gas_Double Rack Oven_E8 | F4 | Commercial | Healthcare | Existing | Food Preparation | Natural Gas | Double Rack Oven | E8 | PCT BC Ratio | 0 | 0 | 0 | 0 | 0 | 0 | 0 | 0 | 0 | 0 | 0 | 0 | 0 | 0 | 0 | 0 | 0 | 0 | 0 | 0 | 0 | 0 | 0 | 0 | 0 | 0 | 0 | 0 | 0 | 0
F4_Commercial_Healthcare_Existing_Food Preparation_Natural Gas_Double Rack Oven_E9 | F4 | Commercial | Healthcare | Existing | Food Preparation | Natural Gas | Double Rack Oven | E9 | PCT BC Ratio | 0 | 0 | 0 | 0 | 0 | 0 | 0 | 0 | 0 | 0 | 0 | 0 | 0 | 0 | 0 | 0 | 0 | 0 | 0 | 0 | 0 | 0 | 0 | 0 | 0 | 0 | 0 | 0 | 0 | 0
F4_Commercial_Healthcare_Existing_Food Preparation_Natural Gas_Double Rack Oven_E10 | F4 | Commercial | Healthcare | Existing | Food Preparation | Natural Gas | Double Rack Oven | E10 | PCT BC Ratio | 0 | 0 | 0 | 0 | 0 | 0 | 0 | 0 | 0 | 0 | 0 | 0 | 0 | 0 | 0 | 0 | 0 | 0 | 0 | 0 | 0 | 0 | 0 | 0 | 0 | 0 | 0 | 0 | 0 | 0
F5_Commercial_Healthcare_Existing_Food Preparation_Natural Gas_Double Rack Oven_E1 | F5 | Commercial | Healthcare | Existing | Food Preparation | Natural Gas | Double Rack Oven | E1 | RIM BC Ratio | 0.9 | 0.9 | 0.9 | 0.9 | 0.9 | 0.9 | 0.9 | 0.9 | 0.9 | 0.9 | 0.9 | 0.9 | 0.9 | 0.9 | 0.9 | 0.9 | 0.9 | 0.9 | 0.9 | 0.9 | 0.9 | 0.9 | 0 | 0 | 0 | 0 | 0 | 0 | 0 | 0
F5_Commercial_Healthcare_Existing_Food Preparation_Natural Gas_Double Rack Oven_E2 | F5 | Commercial | Healthcare | Existing | Food Preparation | Natural Gas | Double Rack Oven | E2 | RIM BC Ratio | 0.73785 | 0.73858 | 0.73943 | 0.74082 | 0.7426 | 0.74462 | 0.74639 | 0.74792 | 0.74935 | 0.75069 | 0.752 | 0.75324 | 0.75437 | 0.75547 | 0.7565 | 0.75752 | 0.75858 | 0.75963 | 0.76065 | 0.76165 | 0.76261 | 0.76354 | 0 | 0 | 0 | 0 | 0 | 0 | 0 | 0
F5_Commercial_Healthcare_Existing_Food Preparation_Natural Gas_Double Rack Oven_E3 | F5 | Commercial | Healthcare | Existing | Food Preparation | Natural Gas | Double Rack Oven | E3 | RIM BC Ratio | 0 | 0 | 0 | 0 | 0 | 0 | 0 | 0 | 0 | 0 | 0 | 0 | 0 | 0 | 0 | 0 | 0 | 0 | 0 | 0 | 0 | 0 | 0 | 0 | 0 | 0 | 0 | 0 | 0 | 0
F5_Commercial_Healthcare_Existing_Food Preparation_Natural Gas_Double Rack Oven_E4 | F5 | Commercial | Healthcare | Existing | Food Preparation | Natural Gas | Double Rack Oven | E4 | RIM BC Ratio | 0 | 0 | 0 | 0 | 0 | 0 | 0 | 0 | 0 | 0 | 0 | 0 | 0 | 0 | 0 | 0 | 0 | 0 | 0 | 0 | 0 | 0 | 0 | 0 | 0 | 0 | 0 | 0 | 0 | 0
F5_Commercial_Healthcare_Existing_Food Preparation_Natural Gas_Double Rack Oven_E5 | F5 | Commercial | Healthcare | Existing | Food Preparation | Natural Gas | Double Rack Oven | E5 | RIM BC Ratio | 0 | 0 | 0 | 0 | 0 | 0 | 0 | 0 | 0 | 0 | 0 | 0 | 0 | 0 | 0 | 0 | 0 | 0 | 0 | 0 | 0 | 0 | 0 | 0 | 0 | 0 | 0 | 0 | 0 | 0
F5_Commercial_Healthcare_Existing_Food Preparation_Natural Gas_Double Rack Oven_E6 | F5 | Commercial | Healthcare | Existing | Food Preparation | Natural Gas | Double Rack Oven | E6 | RIM BC Ratio | 0 | 0 | 0 | 0 | 0 | 0 | 0 | 0 | 0 | 0 | 0 | 0 | 0 | 0 | 0 | 0 | 0 | 0 | 0 | 0 | 0 | 0 | 0 | 0 | 0 | 0 | 0 | 0 | 0 | 0
F5_Commercial_Healthcare_Existing_Food Preparation_Natural Gas_Double Rack Oven_E7 | F5 | Commercial | Healthcare | Existing | Food Preparation | Natural Gas | Double Rack Oven | E7 | RIM BC Ratio | 0 | 0 | 0 | 0 | 0 | 0 | 0 | 0 | 0 | 0 | 0 | 0 | 0 | 0 | 0 | 0 | 0 | 0 | 0 | 0 | 0 | 0 | 0 | 0 | 0 | 0 | 0 | 0 | 0 | 0
F5_Commercial_Healthcare_Existing_Food Preparation_Natural Gas_Double Rack Oven_E8 | F5 | Commercial | Healthcare | Existing | Food Preparation | Natural Gas | Double Rack Oven | E8 | RIM BC Ratio | 0 | 0 | 0 | 0 | 0 | 0 | 0 | 0 | 0 | 0 | 0 | 0 | 0 | 0 | 0 | 0 | 0 | 0 | 0 | 0 | 0 | 0 | 0 | 0 | 0 | 0 | 0 | 0 | 0 | 0
F5_Commercial_Healthcare_Existing_Food Preparation_Natural Gas_Double Rack Oven_E9 | F5 | Commercial | Healthcare | Existing | Food Preparation | Natural Gas | Double Rack Oven | E9 | RIM BC Ratio | 0 | 0 | 0 | 0 | 0 | 0 | 0 | 0 | 0 | 0 | 0 | 0 | 0 | 0 | 0 | 0 | 0 | 0 | 0 | 0 | 0 | 0 | 0 | 0 | 0 | 0 | 0 | 0 | 0 | 0
F5_Commercial_Healthcare_Existing_Food Preparation_Natural Gas_Double Rack Oven_E10 | F5 | Commercial | Healthcare | Existing | Food Preparation | Natural Gas | Double Rack Oven | E10 | RIM BC Ratio | 0 | 0 | 0 | 0 | 0 | 0 | 0 | 0 | 0 | 0 | 0 | 0 | 0 | 0 | 0 | 0 | 0 | 0 | 0 | 0 | 0 | 0 | 0 | 0 | 0 | 0 | 0 | 0 | 0 | 0
F0_Commercial_Healthcare_Existing_Food Preparation_Natural Gas_Fryer_E0 | F0 | Commercial | Healthcare | Existing | Food Preparation | Natural Gas | Fryer | E0 | Economic Unit | ENERGY STAR | ENERGY STAR | ENERGY STAR | ENERGY STAR | ENERGY STAR | ENERGY STAR | ENERGY STAR | ENERGY STAR | ENERGY STAR | ENERGY STAR | ENERGY STAR | ENERGY STAR | ENERGY STAR | ENERGY STAR | ENERGY STAR | ENERGY STAR | ENERGY STAR | ENERGY STAR | ENERGY STAR | ENERGY STAR | ENERGY STAR | ENERGY STAR | 0 | 0 | 0 | 0 | 0 | 0 | 0 | 0
F1_Commercial_Healthcare_Existing_Food Preparation_Natural Gas_Fryer_E1 | F1 | Commercial | Healthcare | Existing | Food Preparation | Natural Gas | Fryer | E1 | CCE | 0 | 0 | 0 | 0 | 0 | 0 | 0 | 0 | 0 | 0 | 0 | 0 | 0 | 0 | 0 | 0 | 0 | 0 | 0 | 0 | 0 | 0 | 0 | 0 | 0 | 0 | 0 | 0 | 0 | 0
F1_Commercial_Healthcare_Existing_Food Preparation_Natural Gas_Fryer_E2 | F1 | Commercial | Healthcare | Existing | Food Preparation | Natural Gas | Fryer | E2 | CCE | 0.0070192 | 0.0070192 | 0.0073742 | 0.0072621 | 0.0071531 | 0.0070171 | 0.0069979 | 0.0069529 | 0.006911 | 0.0068479 | 0.0068381 | 0.0068066 | 0.0067786 | 0.006725 | 0.0067321 | 0.0067115 | 0.0066913 | 0.0066471 | 0.0066602 | 0.0066472 | 0.0066374 | 0.0066003 | 0 | 0 | 0 | 0 | 0 | 0 | 0 | 0
F1_Commercial_Healthcare_Existing_Food Preparation_Natural Gas_Fryer_E3 | F1 | Commercial | Healthcare | Existing | Food Preparation | Natural Gas | Fryer | E3 | CCE | 0 | 0 | 0 | 0 | 0 | 0 | 0 | 0 | 0 | 0 | 0 | 0 | 0 | 0 | 0 | 0 | 0 | 0 | 0 | 0 | 0 | 0 | 0 | 0 | 0 | 0 | 0 | 0 | 0 | 0
F1_Commercial_Healthcare_Existing_Food Preparation_Natural Gas_Fryer_E4 | F1 | Commercial | Healthcare | Existing | Food Preparation | Natural Gas | Fryer | E4 | CCE | 0 | 0 | 0 | 0 | 0 | 0 | 0 | 0 | 0 | 0 | 0 | 0 | 0 | 0 | 0 | 0 | 0 | 0 | 0 | 0 | 0 | 0 | 0 | 0 | 0 | 0 | 0 | 0 | 0 | 0
F1_Commercial_Healthcare_Existing_Food Preparation_Natural Gas_Fryer_E5 | F1 | Commercial | Healthcare | Existing | Food Preparation | Natural Gas | Fryer | E5 | CCE | 0 | 0 | 0 | 0 | 0 | 0 | 0 | 0 | 0 | 0 | 0 | 0 | 0 | 0 | 0 | 0 | 0 | 0 | 0 | 0 | 0 | 0 | 0 | 0 | 0 | 0 | 0 | 0 | 0 | 0
F1_Commercial_Healthcare_Existing_Food Preparation_Natural Gas_Fryer_E6 | F1 | Commercial | Healthcare | Existing | Food Preparation | Natural Gas | Fryer | E6 | CCE | 0 | 0 | 0 | 0 | 0 | 0 | 0 | 0 | 0 | 0 | 0 | 0 | 0 | 0 | 0 | 0 | 0 | 0 | 0 | 0 | 0 | 0 | 0 | 0 | 0 | 0 | 0 | 0 | 0 | 0
F1_Commercial_Healthcare_Existing_Food Preparation_Natural Gas_Fryer_E7 | F1 | Commercial | Healthcare | Existing | Food Preparation | Natural Gas | Fryer | E7 | CCE | 0 | 0 | 0 | 0 | 0 | 0 | 0 | 0 | 0 | 0 | 0 | 0 | 0 | 0 | 0 | 0 | 0 | 0 | 0 | 0 | 0 | 0 | 0 | 0 | 0 | 0 | 0 | 0 | 0 | 0
F1_Commercial_Healthcare_Existing_Food Preparation_Natural Gas_Fryer_E8 | F1 | Commercial | Healthcare | Existing | Food Preparation | Natural Gas | Fryer | E8 | CCE | 0 | 0 | 0 | 0 | 0 | 0 | 0 | 0 | 0 | 0 | 0 | 0 | 0 | 0 | 0 | 0 | 0 | 0 | 0 | 0 | 0 | 0 | 0 | 0 | 0 | 0 | 0 | 0 | 0 | 0
F1_Commercial_Healthcare_Existing_Food Preparation_Natural Gas_Fryer_E9 | F1 | Commercial | Healthcare | Existing | Food Preparation | Natural Gas | Fryer | E9 | CCE | 0 | 0 | 0 | 0 | 0 | 0 | 0 | 0 | 0 | 0 | 0 | 0 | 0 | 0 | 0 | 0 | 0 | 0 | 0 | 0 | 0 | 0 | 0 | 0 | 0 | 0 | 0 | 0 | 0 | 0
F1_Commercial_Healthcare_Existing_Food Preparation_Natural Gas_Fryer_E10 | F1 | Commercial | Healthcare | Existing | Food Preparation | Natural Gas | Fryer | E10 | CCE | 0 | 0 | 0 | 0 | 0 | 0 | 0 | 0 | 0 | 0 | 0 | 0 | 0 | 0 | 0 | 0 | 0 | 0 | 0 | 0 | 0 | 0 | 0 | 0 | 0 | 0 | 0 | 0 | 0 | 0
F2_Commercial_Healthcare_Existing_Food Preparation_Natural Gas_Fryer_E1 | F2 | Commercial | Healthcare | Existing | Food Preparation | Natural Gas | Fryer | E1 | TRC BC Ratio | 0.9 | 0.9 | 0.9 | 0.9 | 0.9 | 0.9 | 0.9 | 0.9 | 0.9 | 0.9 | 0.9 | 0.9 | 0.9 | 0.9 | 0.9 | 0.9 | 0.9 | 0.9 | 0.9 | 0.9 | 0.9 | 0.9 | 0 | 0 | 0 | 0 | 0 | 0 | 0 | 0
F2_Commercial_Healthcare_Existing_Food Preparation_Natural Gas_Fryer_E2 | F2 | Commercial | Healthcare | Existing | Food Preparation | Natural Gas | Fryer | E2 | TRC BC Ratio | 1.215 | 1.2059 | 1.2046 | 1.2221 | 1.2535 | 1.2946 | 1.3292 | 1.3564 | 1.3811 | 1.4053 | 1.4318 | 1.4585 | 1.4845 | 1.5137 | 1.5415 | 1.571 | 1.6001 | 1.6254 | 1.6465 | 1.6626 | 1.6776 | 1.6911 | 0 | 0 | 0 | 0 | 0 | 0 | 0 | 0
F2_Commercial_Healthcare_Existing_Food Preparation_Natural Gas_Fryer_E3 | F2 | Commercial | Healthcare | Existing | Food Preparation | Natural Gas | Fryer | E3 | TRC BC Ratio | 0 | 0 | 0 | 0 | 0 | 0 | 0 | 0 | 0 | 0 | 0 | 0 | 0 | 0 | 0 | 0 | 0 | 0 | 0 | 0 | 0 | 0 | 0 | 0 | 0 | 0 | 0 | 0 | 0 | 0
F2_Commercial_Healthcare_Existing_Food Preparation_Natural Gas_Fryer_E4 | F2 | Commercial | Healthcare | Existing | Food Preparation | Natural Gas | Fryer | E4 | TRC BC Ratio | 0 | 0 | 0 | 0 | 0 | 0 | 0 | 0 | 0 | 0 | 0 | 0 | 0 | 0 | 0 | 0 | 0 | 0 | 0 | 0 | 0 | 0 | 0 | 0 | 0 | 0 | 0 | 0 | 0 | 0
F2_Commercial_Healthcare_Existing_Food Preparation_Natural Gas_Fryer_E5 | F2 | Commercial | Healthcare | Existing | Food Preparation | Natural Gas | Fryer | E5 | TRC BC Ratio | 0 | 0 | 0 | 0 | 0 | 0 | 0 | 0 | 0 | 0 | 0 | 0 | 0 | 0 | 0 | 0 | 0 | 0 | 0 | 0 | 0 | 0 | 0 | 0 | 0 | 0 | 0 | 0 | 0 | 0
F2_Commercial_Healthcare_Existing_Food Preparation_Natural Gas_Fryer_E6 | F2 | Commercial | Healthcare | Existing | Food Preparation | Natural Gas | Fryer | E6 | TRC BC Ratio | 0 | 0 | 0 | 0 | 0 | 0 | 0 | 0 | 0 | 0 | 0 | 0 | 0 | 0 | 0 | 0 | 0 | 0 | 0 | 0 | 0 | 0 | 0 | 0 | 0 | 0 | 0 | 0 | 0 | 0
F2_Commercial_Healthcare_Existing_Food Preparation_Natural Gas_Fryer_E7 | F2 | Commercial | Healthcare | Existing | Food Preparation | Natural Gas | Fryer | E7 | TRC BC Ratio | 0 | 0 | 0 | 0 | 0 | 0 | 0 | 0 | 0 | 0 | 0 | 0 | 0 | 0 | 0 | 0 | 0 | 0 | 0 | 0 | 0 | 0 | 0 | 0 | 0 | 0 | 0 | 0 | 0 | 0
F2_Commercial_Healthcare_Existing_Food Preparation_Natural Gas_Fryer_E8 | F2 | Commercial | Healthcare | Existing | Food Preparation | Natural Gas | Fryer | E8 | TRC BC Ratio | 0 | 0 | 0 | 0 | 0 | 0 | 0 | 0 | 0 | 0 | 0 | 0 | 0 | 0 | 0 | 0 | 0 | 0 | 0 | 0 | 0 | 0 | 0 | 0 | 0 | 0 | 0 | 0 | 0 | 0
F2_Commercial_Healthcare_Existing_Food Preparation_Natural Gas_Fryer_E9 | F2 | Commercial | Healthcare | Existing | Food Preparation | Natural Gas | Fryer | E9 | TRC BC Ratio | 0 | 0 | 0 | 0 | 0 | 0 | 0 | 0 | 0 | 0 | 0 | 0 | 0 | 0 | 0 | 0 | 0 | 0 | 0 | 0 | 0 | 0 | 0 | 0 | 0 | 0 | 0 | 0 | 0 | 0
F2_Commercial_Healthcare_Existing_Food Preparation_Natural Gas_Fryer_E10 | F2 | Commercial | Healthcare | Existing | Food Preparation | Natural Gas | Fryer | E10 | TRC BC Ratio | 0 | 0 | 0 | 0 | 0 | 0 | 0 | 0 | 0 | 0 | 0 | 0 | 0 | 0 | 0 | 0 | 0 | 0 | 0 | 0 | 0 | 0 | 0 | 0 | 0 | 0 | 0 | 0 | 0 | 0
F3_Commercial_Healthcare_Existing_Food Preparation_Natural Gas_Fryer_E1 | F3 | Commercial | Healthcare | Existing | Food Preparation | Natural Gas | Fryer | E1 | PACT BC Ratio | 0.9 | 0.9 | 0.9 | 0.9 | 0.9 | 0.9 | 0.9 | 0.9 | 0.9 | 0.9 | 0.9 | 0.9 | 0.9 | 0.9 | 0.9 | 0.9 | 0.9 | 0.9 | 0.9 | 0.9 | 0.9 | 0.9 | 0 | 0 | 0 | 0 | 0 | 0 | 0 | 0
F3_Commercial_Healthcare_Existing_Food Preparation_Natural Gas_Fryer_E2 | F3 | Commercial | Healthcare | Existing | Food Preparation | Natural Gas | Fryer | E2 | PACT BC Ratio | 1.5621 | 1.5504 | 1.5488 | 1.5712 | 1.6116 | 1.6645 | 1.709 | 1.7439 | 1.7757 | 1.8068 | 1.8409 | 1.8752 | 1.9086 | 1.9462 | 1.9819 | 2.0198 | 2.0573 | 2.0898 | 2.1169 | 2.1377 | 2.1569 | 2.1743 | 0 | 0 | 0 | 0 | 0 | 0 | 0 | 0
F3_Commercial_Healthcare_Existing_Food Preparation_Natural Gas_Fryer_E3 | F3 | Commercial | Healthcare | Existing | Food Preparation | Natural Gas | Fryer | E3 | PACT BC Ratio | 0 | 0 | 0 | 0 | 0 | 0 | 0 | 0 | 0 | 0 | 0 | 0 | 0 | 0 | 0 | 0 | 0 | 0 | 0 | 0 | 0 | 0 | 0 | 0 | 0 | 0 | 0 | 0 | 0 | 0
F3_Commercial_Healthcare_Existing_Food Preparation_Natural Gas_Fryer_E4 | F3 | Commercial | Healthcare | Existing | Food Preparation | Natural Gas | Fryer | E4 | PACT BC Ratio | 0 | 0 | 0 | 0 | 0 | 0 | 0 | 0 | 0 | 0 | 0 | 0 | 0 | 0 | 0 | 0 | 0 | 0 | 0 | 0 | 0 | 0 | 0 | 0 | 0 | 0 | 0 | 0 | 0 | 0
F3_Commercial_Healthcare_Existing_Food Preparation_Natural Gas_Fryer_E5 | F3 | Commercial | Healthcare | Existing | Food Preparation | Natural Gas | Fryer | E5 | PACT BC Ratio | 0 | 0 | 0 | 0 | 0 | 0 | 0 | 0 | 0 | 0 | 0 | 0 | 0 | 0 | 0 | 0 | 0 | 0 | 0 | 0 | 0 | 0 | 0 | 0 | 0 | 0 | 0 | 0 | 0 | 0
F3_Commercial_Healthcare_Existing_Food Preparation_Natural Gas_Fryer_E6 | F3 | Commercial | Healthcare | Existing | Food Preparation | Natural Gas | Fryer | E6 | PACT BC Ratio | 0 | 0 | 0 | 0 | 0 | 0 | 0 | 0 | 0 | 0 | 0 | 0 | 0 | 0 | 0 | 0 | 0 | 0 | 0 | 0 | 0 | 0 | 0 | 0 | 0 | 0 | 0 | 0 | 0 | 0
F3_Commercial_Healthcare_Existing_Food Preparation_Natural Gas_Fryer_E7 | F3 | Commercial | Healthcare | Existing | Food Preparation | Natural Gas | Fryer | E7 | PACT BC Ratio | 0 | 0 | 0 | 0 | 0 | 0 | 0 | 0 | 0 | 0 | 0 | 0 | 0 | 0 | 0 | 0 | 0 | 0 | 0 | 0 | 0 | 0 | 0 | 0 | 0 | 0 | 0 | 0 | 0 | 0
F3_Commercial_Healthcare_Existing_Food Preparation_Natural Gas_Fryer_E8 | F3 | Commercial | Healthcare | Existing | Food Preparation | Natural Gas | Fryer | E8 | PACT BC Ratio | 0 | 0 | 0 | 0 | 0 | 0 | 0 | 0 | 0 | 0 | 0 | 0 | 0 | 0 | 0 | 0 | 0 | 0 | 0 | 0 | 0 | 0 | 0 | 0 | 0 | 0 | 0 | 0 | 0 | 0
F3_Commercial_Healthcare_Existing_Food Preparation_Natural Gas_Fryer_E9 | F3 | Commercial | Healthcare | Existing | Food Preparation | Natural Gas | Fryer | E9 | PACT BC Ratio | 0 | 0 | 0 | 0 | 0 | 0 | 0 | 0 | 0 | 0 | 0 | 0 | 0 | 0 | 0 | 0 | 0 | 0 | 0 | 0 | 0 | 0 | 0 | 0 | 0 | 0 | 0 | 0 | 0 | 0
F3_Commercial_Healthcare_Existing_Food Preparation_Natural Gas_Fryer_E10 | F3 | Commercial | Healthcare | Existing | Food Preparation | Natural Gas | Fryer | E10 | PACT BC Ratio | 0 | 0 | 0 | 0 | 0 | 0 | 0 | 0 | 0 | 0 | 0 | 0 | 0 | 0 | 0 | 0 | 0 | 0 | 0 | 0 | 0 | 0 | 0 | 0 | 0 | 0 | 0 | 0 | 0 | 0
F4_Commercial_Healthcare_Existing_Food Preparation_Natural Gas_Fryer_E1 | F4 | Commercial | Healthcare | Existing | Food Preparation | Natural Gas | Fryer | E1 | PCT BC Ratio | 0.9 | 0.9 | 0.9 | 0.9 | 0.9 | 0.9 | 0.9 | 0.9 | 0.9 | 0.9 | 0.9 | 0.9 | 0.9 | 0.9 | 0.9 | 0.9 | 0.9 | 0.9 | 0.9 | 0.9 | 0.9 | 0.9 | 0 | 0 | 0 | 0 | 0 | 0 | 0 | 0
F4_Commercial_Healthcare_Existing_Food Preparation_Natural Gas_Fryer_E2 | F4 | Commercial | Healthcare | Existing | Food Preparation | Natural Gas | Fryer | E2 | PCT BC Ratio | 3.0813 | 3.063 | 3.0604 | 3.0957 | 3.1592 | 3.2424 | 3.3124 | 3.3673 | 3.4172 | 3.4661 | 3.5197 | 3.5737 | 3.6262 | 3.6853 | 3.7415 | 3.8011 | 3.86 | 3.9112 | 3.9537 | 3.9864 | 4.0167 | 4.044 | 0 | 0 | 0 | 0 | 0 | 0 | 0 | 0
F4_Commercial_Healthcare_Existing_Food Preparation_Natural Gas_Fryer_E3 | F4 | Commercial | Healthcare | Existing | Food Preparation | Natural Gas | Fryer | E3 | PCT BC Ratio | 0 | 0 | 0 | 0 | 0 | 0 | 0 | 0 | 0 | 0 | 0 | 0 | 0 | 0 | 0 | 0 | 0 | 0 | 0 | 0 | 0 | 0 | 0 | 0 | 0 | 0 | 0 | 0 | 0 | 0
F4_Commercial_Healthcare_Existing_Food Preparation_Natural Gas_Fryer_E4 | F4 | Commercial | Healthcare | Existing | Food Preparation | Natural Gas | Fryer | E4 | PCT BC Ratio | 0 | 0 | 0 | 0 | 0 | 0 | 0 | 0 | 0 | 0 | 0 | 0 | 0 | 0 | 0 | 0 | 0 | 0 | 0 | 0 | 0 | 0 | 0 | 0 | 0 | 0 | 0 | 0 | 0 | 0
F4_Commercial_Healthcare_Existing_Food Preparation_Natural Gas_Fryer_E5 | F4 | Commercial | Healthcare | Existing | Food Preparation | Natural Gas | Fryer | E5 | PCT BC Ratio | 0 | 0 | 0 | 0 | 0 | 0 | 0 | 0 | 0 | 0 | 0 | 0 | 0 | 0 | 0 | 0 | 0 | 0 | 0 | 0 | 0 | 0 | 0 | 0 | 0 | 0 | 0 | 0 | 0 | 0
F4_Commercial_Healthcare_Existing_Food Preparation_Natural Gas_Fryer_E6 | F4 | Commercial | Healthcare | Existing | Food Preparation | Natural Gas | Fryer | E6 | PCT BC Ratio | 0 | 0 | 0 | 0 | 0 | 0 | 0 | 0 | 0 | 0 | 0 | 0 | 0 | 0 | 0 | 0 | 0 | 0 | 0 | 0 | 0 | 0 | 0 | 0 | 0 | 0 | 0 | 0 | 0 | 0
F4_Commercial_Healthcare_Existing_Food Preparation_Natural Gas_Fryer_E7 | F4 | Commercial | Healthcare | Existing | Food Preparation | Natural Gas | Fryer | E7 | PCT BC Ratio | 0 | 0 | 0 | 0 | 0 | 0 | 0 | 0 | 0 | 0 | 0 | 0 | 0 | 0 | 0 | 0 | 0 | 0 | 0 | 0 | 0 | 0 | 0 | 0 | 0 | 0 | 0 | 0 | 0 | 0
F4_Commercial_Healthcare_Existing_Food Preparation_Natural Gas_Fryer_E8 | F4 | Commercial | Healthcare | Existing | Food Preparation | Natural Gas | Fryer | E8 | PCT BC Ratio | 0 | 0 | 0 | 0 | 0 | 0 | 0 | 0 | 0 | 0 | 0 | 0 | 0 | 0 | 0 | 0 | 0 | 0 | 0 | 0 | 0 | 0 | 0 | 0 | 0 | 0 | 0 | 0 | 0 | 0
F4_Commercial_Healthcare_Existing_Food Preparation_Natural Gas_Fryer_E9 | F4 | Commercial | Healthcare | Existing | Food Preparation | Natural Gas | Fryer | E9 | PCT BC Ratio | 0 | 0 | 0 | 0 | 0 | 0 | 0 | 0 | 0 | 0 | 0 | 0 | 0 | 0 | 0 | 0 | 0 | 0 | 0 | 0 | 0 | 0 | 0 | 0 | 0 | 0 | 0 | 0 | 0 | 0
F4_Commercial_Healthcare_Existing_Food Preparation_Natural Gas_Fryer_E10 | F4 | Commercial | Healthcare | Existing | Food Preparation | Natural Gas | Fryer | E10 | PCT BC Ratio | 0 | 0 | 0 | 0 | 0 | 0 | 0 | 0 | 0 | 0 | 0 | 0 | 0 | 0 | 0 | 0 | 0 | 0 | 0 | 0 | 0 | 0 | 0 | 0 | 0 | 0 | 0 | 0 | 0 | 0
F5_Commercial_Healthcare_Existing_Food Preparation_Natural Gas_Fryer_E1 | F5 | Commercial | Healthcare | Existing | Food Preparation | Natural Gas | Fryer | E1 | RIM BC Ratio | 0.9 | 0.9 | 0.9 | 0.9 | 0.9 | 0.9 | 0.9 | 0.9 | 0.9 | 0.9 | 0.9 | 0.9 | 0.9 | 0.9 | 0.9 | 0.9 | 0.9 | 0.9 | 0.9 | 0.9 | 0.9 | 0.9 | 0 | 0 | 0 | 0 | 0 | 0 | 0 | 0
F5_Commercial_Healthcare_Existing_Food Preparation_Natural Gas_Fryer_E2 | F5 | Commercial | Healthcare | Existing | Food Preparation | Natural Gas | Fryer | E2 | RIM BC Ratio | 0.544 | 0.54258 | 0.54238 | 0.54511 | 0.54988 | 0.55591 | 0.56079 | 0.5645 | 0.56779 | 0.57093 | 0.57429 | 0.57759 | 0.58072 | 0.58415 | 0.58733 | 0.59061 | 0.59377 | 0.59646 | 0.59864 | 0.60029 | 0.6018 | 0.60314 | 0 | 0 | 0 | 0 | 0 | 0 | 0 | 0
F5_Commercial_Healthcare_Existing_Food Preparation_Natural Gas_Fryer_E3 | F5 | Commercial | Healthcare | Existing | Food Preparation | Natural Gas | Fryer | E3 | RIM BC Ratio | 0 | 0 | 0 | 0 | 0 | 0 | 0 | 0 | 0 | 0 | 0 | 0 | 0 | 0 | 0 | 0 | 0 | 0 | 0 | 0 | 0 | 0 | 0 | 0 | 0 | 0 | 0 | 0 | 0 | 0
F5_Commercial_Healthcare_Existing_Food Preparation_Natural Gas_Fryer_E4 | F5 | Commercial | Healthcare | Existing | Food Preparation | Natural Gas | Fryer | E4 | RIM BC Ratio | 0 | 0 | 0 | 0 | 0 | 0 | 0 | 0 | 0 | 0 | 0 | 0 | 0 | 0 | 0 | 0 | 0 | 0 | 0 | 0 | 0 | 0 | 0 | 0 | 0 | 0 | 0 | 0 | 0 | 0
F5_Commercial_Healthcare_Existing_Food Preparation_Natural Gas_Fryer_E5 | F5 | Commercial | Healthcare | Existing | Food Preparation | Natural Gas | Fryer | E5 | RIM BC Ratio | 0 | 0 | 0 | 0 | 0 | 0 | 0 | 0 | 0 | 0 | 0 | 0 | 0 | 0 | 0 | 0 | 0 | 0 | 0 | 0 | 0 | 0 | 0 | 0 | 0 | 0 | 0 | 0 | 0 | 0
F5_Commercial_Healthcare_Existing_Food Preparation_Natural Gas_Fryer_E6 | F5 | Commercial | Healthcare | Existing | Food Preparation | Natural Gas | Fryer | E6 | RIM BC Ratio | 0 | 0 | 0 | 0 | 0 | 0 | 0 | 0 | 0 | 0 | 0 | 0 | 0 | 0 | 0 | 0 | 0 | 0 | 0 | 0 | 0 | 0 | 0 | 0 | 0 | 0 | 0 | 0 | 0 | 0
F5_Commercial_Healthcare_Existing_Food Preparation_Natural Gas_Fryer_E7 | F5 | Commercial | Healthcare | Existing | Food Preparation | Natural Gas | Fryer | E7 | RIM BC Ratio | 0 | 0 | 0 | 0 | 0 | 0 | 0 | 0 | 0 | 0 | 0 | 0 | 0 | 0 | 0 | 0 | 0 | 0 | 0 | 0 | 0 | 0 | 0 | 0 | 0 | 0 | 0 | 0 | 0 | 0
F5_Commercial_Healthcare_Existing_Food Preparation_Natural Gas_Fryer_E8 | F5 | Commercial | Healthcare | Existing | Food Preparation | Natural Gas | Fryer | E8 | RIM BC Ratio | 0 | 0 | 0 | 0 | 0 | 0 | 0 | 0 | 0 | 0 | 0 | 0 | 0 | 0 | 0 | 0 | 0 | 0 | 0 | 0 | 0 | 0 | 0 | 0 | 0 | 0 | 0 | 0 | 0 | 0
F5_Commercial_Healthcare_Existing_Food Preparation_Natural Gas_Fryer_E9 | F5 | Commercial | Healthcare | Existing | Food Preparation | Natural Gas | Fryer | E9 | RIM BC Ratio | 0 | 0 | 0 | 0 | 0 | 0 | 0 | 0 | 0 | 0 | 0 | 0 | 0 | 0 | 0 | 0 | 0 | 0 | 0 | 0 | 0 | 0 | 0 | 0 | 0 | 0 | 0 | 0 | 0 | 0
F5_Commercial_Healthcare_Existing_Food Preparation_Natural Gas_Fryer_E10 | F5 | Commercial | Healthcare | Existing | Food Preparation | Natural Gas | Fryer | E10 | RIM BC Ratio | 0 | 0 | 0 | 0 | 0 | 0 | 0 | 0 | 0 | 0 | 0 | 0 | 0 | 0 | 0 | 0 | 0 | 0 | 0 | 0 | 0 | 0 | 0 | 0 | 0 | 0 | 0 | 0 | 0 | 0
F0_Commercial_Healthcare_Existing_Food Preparation_Natural Gas_Broiler_E0 | F0 | Commercial | Healthcare | Existing | Food Preparation | Natural Gas | Broiler | E0 | Economic Unit | Infrared Burners | Infrared Burners | Infrared Burners | Infrared Burners | Infrared Burners | Infrared Burners | Infrared Burners | Infrared Burners | Infrared Burners | Infrared Burners | Infrared Burners | Infrared Burners | Infrared Burners | Infrared Burners | Infrared Burners | Infrared Burners | Infrared Burners | Infrared Burners | Infrared Burners | Infrared Burners | Infrared Burners | Infrared Burners | 0 | 0 | 0 | 0 | 0 | 0 | 0 | 0
F1_Commercial_Healthcare_Existing_Food Preparation_Natural Gas_Broiler_E1 | F1 | Commercial | Healthcare | Existing | Food Preparation | Natural Gas | Broiler | E1 | CCE | 0 | 0 | 0 | 0 | 0 | 0 | 0 | 0 | 0 | 0 | 0 | 0 | 0 | 0 | 0 | 0 | 0 | 0 | 0 | 0 | 0 | 0 | 0 | 0 | 0 | 0 | 0 | 0 | 0 | 0
F1_Commercial_Healthcare_Existing_Food Preparation_Natural Gas_Broiler_E2 | F1 | Commercial | Healthcare | Existing | Food Preparation | Natural Gas | Broiler | E2 | CCE | 0.0083589 | 0.0083589 | 0.0087817 | 0.0086482 | 0.0085184 | 0.0083564 | 0.0083336 | 0.00828 | 0.0082301 | 0.0081549 | 0.0081433 | 0.0081058 | 0.0080724 | 0.0080086 | 0.008017 | 0.0079925 | 0.0079685 | 0.0079158 | 0.0079314 | 0.0079159 | 0.0079043 | 0.0078601 | 0 | 0 | 0 | 0 | 0 | 0 | 0 | 0
F1_Commercial_Healthcare_Existing_Food Preparation_Natural Gas_Broiler_E3 | F1 | Commercial | Healthcare | Existing | Food Preparation | Natural Gas | Broiler | E3 | CCE | 0 | 0 | 0 | 0 | 0 | 0 | 0 | 0 | 0 | 0 | 0 | 0 | 0 | 0 | 0 | 0 | 0 | 0 | 0 | 0 | 0 | 0 | 0 | 0 | 0 | 0 | 0 | 0 | 0 | 0
F1_Commercial_Healthcare_Existing_Food Preparation_Natural Gas_Broiler_E4 | F1 | Commercial | Healthcare | Existing | Food Preparation | Natural Gas | Broiler | E4 | CCE | 0 | 0 | 0 | 0 | 0 | 0 | 0 | 0 | 0 | 0 | 0 | 0 | 0 | 0 | 0 | 0 | 0 | 0 | 0 | 0 | 0 | 0 | 0 | 0 | 0 | 0 | 0 | 0 | 0 | 0
F1_Commercial_Healthcare_Existing_Food Preparation_Natural Gas_Broiler_E5 | F1 | Commercial | Healthcare | Existing | Food Preparation | Natural Gas | Broiler | E5 | CCE | 0 | 0 | 0 | 0 | 0 | 0 | 0 | 0 | 0 | 0 | 0 | 0 | 0 | 0 | 0 | 0 | 0 | 0 | 0 | 0 | 0 | 0 | 0 | 0 | 0 | 0 | 0 | 0 | 0 | 0
F1_Commercial_Healthcare_Existing_Food Preparation_Natural Gas_Broiler_E6 | F1 | Commercial | Healthcare | Existing | Food Preparation | Natural Gas | Broiler | E6 | CCE | 0 | 0 | 0 | 0 | 0 | 0 | 0 | 0 | 0 | 0 | 0 | 0 | 0 | 0 | 0 | 0 | 0 | 0 | 0 | 0 | 0 | 0 | 0 | 0 | 0 | 0 | 0 | 0 | 0 | 0
F1_Commercial_Healthcare_Existing_Food Preparation_Natural Gas_Broiler_E7 | F1 | Commercial | Healthcare | Existing | Food Preparation | Natural Gas | Broiler | E7 | CCE | 0 | 0 | 0 | 0 | 0 | 0 | 0 | 0 | 0 | 0 | 0 | 0 | 0 | 0 | 0 | 0 | 0 | 0 | 0 | 0 | 0 | 0 | 0 | 0 | 0 | 0 | 0 | 0 | 0 | 0
F1_Commercial_Healthcare_Existing_Food Preparation_Natural Gas_Broiler_E8 | F1 | Commercial | Healthcare | Existing | Food Preparation | Natural Gas | Broiler | E8 | CCE | 0 | 0 | 0 | 0 | 0 | 0 | 0 | 0 | 0 | 0 | 0 | 0 | 0 | 0 | 0 | 0 | 0 | 0 | 0 | 0 | 0 | 0 | 0 | 0 | 0 | 0 | 0 | 0 | 0 | 0
F1_Commercial_Healthcare_Existing_Food Preparation_Natural Gas_Broiler_E9 | F1 | Commercial | Healthcare | Existing | Food Preparation | Natural Gas | Broiler | E9 | CCE | 0 | 0 | 0 | 0 | 0 | 0 | 0 | 0 | 0 | 0 | 0 | 0 | 0 | 0 | 0 | 0 | 0 | 0 | 0 | 0 | 0 | 0 | 0 | 0 | 0 | 0 | 0 | 0 | 0 | 0
F1_Commercial_Healthcare_Existing_Food Preparation_Natural Gas_Broiler_E10 | F1 | Commercial | Healthcare | Existing | Food Preparation | Natural Gas | Broiler | E10 | CCE | 0 | 0 | 0 | 0 | 0 | 0 | 0 | 0 | 0 | 0 | 0 | 0 | 0 | 0 | 0 | 0 | 0 | 0 | 0 | 0 | 0 | 0 | 0 | 0 | 0 | 0 | 0 | 0 | 0 | 0
F2_Commercial_Healthcare_Existing_Food Preparation_Natural Gas_Broiler_E1 | F2 | Commercial | Healthcare | Existing | Food Preparation | Natural Gas | Broiler | E1 | TRC BC Ratio | 0.9 | 0.9 | 0.9 | 0.9 | 0.9 | 0.9 | 0.9 | 0.9 | 0.9 | 0.9 | 0.9 | 0.9 | 0.9 | 0.9 | 0.9 | 0.9 | 0.9 | 0.9 | 0.9 | 0.9 | 0.9 | 0.9 | 0 | 0 | 0 | 0 | 0 | 0 | 0 | 0
F2_Commercial_Healthcare_Existing_Food Preparation_Natural Gas_Broiler_E2 | F2 | Commercial | Healthcare | Existing | Food Preparation | Natural Gas | Broiler | E2 | TRC BC Ratio | 1.0644 | 1.0735 | 1.0844 | 1.1025 | 1.1265 | 1.1549 | 1.181 | 1.2042 | 1.2267 | 1.2485 | 1.2706 | 1.292 | 1.3121 | 1.3323 | 1.3516 | 1.3714 | 1.3925 | 1.4138 | 1.4353 | 1.4569 | 1.4782 | 1.4992 | 0 | 0 | 0 | 0 | 0 | 0 | 0 | 0
F2_Commercial_Healthcare_Existing_Food Preparation_Natural Gas_Broiler_E3 | F2 | Commercial | Healthcare | Existing | Food Preparation | Natural Gas | Broiler | E3 | TRC BC Ratio | 0 | 0 | 0 | 0 | 0 | 0 | 0 | 0 | 0 | 0 | 0 | 0 | 0 | 0 | 0 | 0 | 0 | 0 | 0 | 0 | 0 | 0 | 0 | 0 | 0 | 0 | 0 | 0 | 0 | 0
F2_Commercial_Healthcare_Existing_Food Preparation_Natural Gas_Broiler_E4 | F2 | Commercial | Healthcare | Existing | Food Preparation | Natural Gas | Broiler | E4 | TRC BC Ratio | 0 | 0 | 0 | 0 | 0 | 0 | 0 | 0 | 0 | 0 | 0 | 0 | 0 | 0 | 0 | 0 | 0 | 0 | 0 | 0 | 0 | 0 | 0 | 0 | 0 | 0 | 0 | 0 | 0 | 0
F2_Commercial_Healthcare_Existing_Food Preparation_Natural Gas_Broiler_E5 | F2 | Commercial | Healthcare | Existing | Food Preparation | Natural Gas | Broiler | E5 | TRC BC Ratio | 0 | 0 | 0 | 0 | 0 | 0 | 0 | 0 | 0 | 0 | 0 | 0 | 0 | 0 | 0 | 0 | 0 | 0 | 0 | 0 | 0 | 0 | 0 | 0 | 0 | 0 | 0 | 0 | 0 | 0
F2_Commercial_Healthcare_Existing_Food Preparation_Natural Gas_Broiler_E6 | F2 | Commercial | Healthcare | Existing | Food Preparation | Natural Gas | Broiler | E6 | TRC BC Ratio | 0 | 0 | 0 | 0 | 0 | 0 | 0 | 0 | 0 | 0 | 0 | 0 | 0 | 0 | 0 | 0 | 0 | 0 | 0 | 0 | 0 | 0 | 0 | 0 | 0 | 0 | 0 | 0 | 0 | 0
F2_Commercial_Healthcare_Existing_Food Preparation_Natural Gas_Broiler_E7 | F2 | Commercial | Healthcare | Existing | Food Preparation | Natural Gas | Broiler | E7 | TRC BC Ratio | 0 | 0 | 0 | 0 | 0 | 0 | 0 | 0 | 0 | 0 | 0 | 0 | 0 | 0 | 0 | 0 | 0 | 0 | 0 | 0 | 0 | 0 | 0 | 0 | 0 | 0 | 0 | 0 | 0 | 0
F2_Commercial_Healthcare_Existing_Food Preparation_Natural Gas_Broiler_E8 | F2 | Commercial | Healthcare | Existing | Food Preparation | Natural Gas | Broiler | E8 | TRC BC Ratio | 0 | 0 | 0 | 0 | 0 | 0 | 0 | 0 | 0 | 0 | 0 | 0 | 0 | 0 | 0 | 0 | 0 | 0 | 0 | 0 | 0 | 0 | 0 | 0 | 0 | 0 | 0 | 0 | 0 | 0
F2_Commercial_Healthcare_Existing_Food Preparation_Natural Gas_Broiler_E9 | F2 | Commercial | Healthcare | Existing | Food Preparation | Natural Gas | Broiler | E9 | TRC BC Ratio | 0 | 0 | 0 | 0 | 0 | 0 | 0 | 0 | 0 | 0 | 0 | 0 | 0 | 0 | 0 | 0 | 0 | 0 | 0 | 0 | 0 | 0 | 0 | 0 | 0 | 0 | 0 | 0 | 0 | 0
F2_Commercial_Healthcare_Existing_Food Preparation_Natural Gas_Broiler_E10 | F2 | Commercial | Healthcare | Existing | Food Preparation | Natural Gas | Broiler | E10 | TRC BC Ratio | 0 | 0 | 0 | 0 | 0 | 0 | 0 | 0 | 0 | 0 | 0 | 0 | 0 | 0 | 0 | 0 | 0 | 0 | 0 | 0 | 0 | 0 | 0 | 0 | 0 | 0 | 0 | 0 | 0 | 0
F3_Commercial_Healthcare_Existing_Food Preparation_Natural Gas_Broiler_E1 | F3 | Commercial | Healthcare | Existing | Food Preparation | Natural Gas | Broiler | E1 | PACT BC Ratio | 0.9 | 0.9 | 0.9 | 0.9 | 0.9 | 0.9 | 0.9 | 0.9 | 0.9 | 0.9 | 0.9 | 0.9 | 0.9 | 0.9 | 0.9 | 0.9 | 0.9 | 0.9 | 0.9 | 0.9 | 0.9 | 0.9 | 0 | 0 | 0 | 0 | 0 | 0 | 0 | 0
F3_Commercial_Healthcare_Existing_Food Preparation_Natural Gas_Broiler_E2 | F3 | Commercial | Healthcare | Existing | Food Preparation | Natural Gas | Broiler | E2 | PACT BC Ratio | 1.3204 | 1.3317 | 1.3453 | 1.3676 | 1.3975 | 1.4327 | 1.465 | 1.4938 | 1.5217 | 1.5488 | 1.5761 | 1.6027 | 1.6277 | 1.6527 | 1.6767 | 1.7012 | 1.7275 | 1.7539 | 1.7805 | 1.8073 | 1.8337 | 1.8598 | 0 | 0 | 0 | 0 | 0 | 0 | 0 | 0
F3_Commercial_Healthcare_Existing_Food Preparation_Natural Gas_Broiler_E3 | F3 | Commercial | Healthcare | Existing | Food Preparation | Natural Gas | Broiler | E3 | PACT BC Ratio | 0 | 0 | 0 | 0 | 0 | 0 | 0 | 0 | 0 | 0 | 0 | 0 | 0 | 0 | 0 | 0 | 0 | 0 | 0 | 0 | 0 | 0 | 0 | 0 | 0 | 0 | 0 | 0 | 0 | 0
F3_Commercial_Healthcare_Existing_Food Preparation_Natural Gas_Broiler_E4 | F3 | Commercial | Healthcare | Existing | Food Preparation | Natural Gas | Broiler | E4 | PACT BC Ratio | 0 | 0 | 0 | 0 | 0 | 0 | 0 | 0 | 0 | 0 | 0 | 0 | 0 | 0 | 0 | 0 | 0 | 0 | 0 | 0 | 0 | 0 | 0 | 0 | 0 | 0 | 0 | 0 | 0 | 0
F3_Commercial_Healthcare_Existing_Food Preparation_Natural Gas_Broiler_E5 | F3 | Commercial | Healthcare | Existing | Food Preparation | Natural Gas | Broiler | E5 | PACT BC Ratio | 0 | 0 | 0 | 0 | 0 | 0 | 0 | 0 | 0 | 0 | 0 | 0 | 0 | 0 | 0 | 0 | 0 | 0 | 0 | 0 | 0 | 0 | 0 | 0 | 0 | 0 | 0 | 0 | 0 | 0
F3_Commercial_Healthcare_Existing_Food Preparation_Natural Gas_Broiler_E6 | F3 | Commercial | Healthcare | Existing | Food Preparation | Natural Gas | Broiler | E6 | PACT BC Ratio | 0 | 0 | 0 | 0 | 0 | 0 | 0 | 0 | 0 | 0 | 0 | 0 | 0 | 0 | 0 | 0 | 0 | 0 | 0 | 0 | 0 | 0 | 0 | 0 | 0 | 0 | 0 | 0 | 0 | 0
F3_Commercial_Healthcare_Existing_Food Preparation_Natural Gas_Broiler_E7 | F3 | Commercial | Healthcare | Existing | Food Preparation | Natural Gas | Broiler | E7 | PACT BC Ratio | 0 | 0 | 0 | 0 | 0 | 0 | 0 | 0 | 0 | 0 | 0 | 0 | 0 | 0 | 0 | 0 | 0 | 0 | 0 | 0 | 0 | 0 | 0 | 0 | 0 | 0 | 0 | 0 | 0 | 0
F3_Commercial_Healthcare_Existing_Food Preparation_Natural Gas_Broiler_E8 | F3 | Commercial | Healthcare | Existing | Food Preparation | Natural Gas | Broiler | E8 | PACT BC Ratio | 0 | 0 | 0 | 0 | 0 | 0 | 0 | 0 | 0 | 0 | 0 | 0 | 0 | 0 | 0 | 0 | 0 | 0 | 0 | 0 | 0 | 0 | 0 | 0 | 0 | 0 | 0 | 0 | 0 | 0
F3_Commercial_Healthcare_Existing_Food Preparation_Natural Gas_Broiler_E9 | F3 | Commercial | Healthcare | Existing | Food Preparation | Natural Gas | Broiler | E9 | PACT BC Ratio | 0 | 0 | 0 | 0 | 0 | 0 | 0 | 0 | 0 | 0 | 0 | 0 | 0 | 0 | 0 | 0 | 0 | 0 | 0 | 0 | 0 | 0 | 0 | 0 | 0 | 0 | 0 | 0 | 0 | 0
F3_Commercial_Healthcare_Existing_Food Preparation_Natural Gas_Broiler_E10 | F3 | Commercial | Healthcare | Existing | Food Preparation | Natural Gas | Broiler | E10 | PACT BC Ratio | 0 | 0 | 0 | 0 | 0 | 0 | 0 | 0 | 0 | 0 | 0 | 0 | 0 | 0 | 0 | 0 | 0 | 0 | 0 | 0 | 0 | 0 | 0 | 0 | 0 | 0 | 0 | 0 | 0 | 0
F4_Commercial_Healthcare_Existing_Food Preparation_Natural Gas_Broiler_E1 | F4 | Commercial | Healthcare | Existing | Food Preparation | Natural Gas | Broiler | E1 | PCT BC Ratio | 0.9 | 0.9 | 0.9 | 0.9 | 0.9 | 0.9 | 0.9 | 0.9 | 0.9 | 0.9 | 0.9 | 0.9 | 0.9 | 0.9 | 0.9 | 0.9 | 0.9 | 0.9 | 0.9 | 0.9 | 0.9 | 0.9 | 0 | 0 | 0 | 0 | 0 | 0 | 0 | 0
F4_Commercial_Healthcare_Existing_Food Preparation_Natural Gas_Broiler_E2 | F4 | Commercial | Healthcare | Existing | Food Preparation | Natural Gas | Broiler | E2 | PCT BC Ratio | 2.8717 | 2.8906 | 2.9132 | 2.9506 | 3.0005 | 3.0593 | 3.1134 | 3.1615 | 3.2082 | 3.2535 | 3.2991 | 3.3435 | 3.3853 | 3.4272 | 3.4672 | 3.5082 | 3.5521 | 3.5963 | 3.6408 | 3.6855 | 3.7298 | 3.7734 | 0 | 0 | 0 | 0 | 0 | 0 | 0 | 0
F4_Commercial_Healthcare_Existing_Food Preparation_Natural Gas_Broiler_E3 | F4 | Commercial | Healthcare | Existing | Food Preparation | Natural Gas | Broiler | E3 | PCT BC Ratio | 0 | 0 | 0 | 0 | 0 | 0 | 0 | 0 | 0 | 0 | 0 | 0 | 0 | 0 | 0 | 0 | 0 | 0 | 0 | 0 | 0 | 0 | 0 | 0 | 0 | 0 | 0 | 0 | 0 | 0
F4_Commercial_Healthcare_Existing_Food Preparation_Natural Gas_Broiler_E4 | F4 | Commercial | Healthcare | Existing | Food Preparation | Natural Gas | Broiler | E4 | PCT BC Ratio | 0 | 0 | 0 | 0 | 0 | 0 | 0 | 0 | 0 | 0 | 0 | 0 | 0 | 0 | 0 | 0 | 0 | 0 | 0 | 0 | 0 | 0 | 0 | 0 | 0 | 0 | 0 | 0 | 0 | 0
F4_Commercial_Healthcare_Existing_Food Preparation_Natural Gas_Broiler_E5 | F4 | Commercial | Healthcare | Existing | Food Preparation | Natural Gas | Broiler | E5 | PCT BC Ratio | 0 | 0 | 0 | 0 | 0 | 0 | 0 | 0 | 0 | 0 | 0 | 0 | 0 | 0 | 0 | 0 | 0 | 0 | 0 | 0 | 0 | 0 | 0 | 0 | 0 | 0 | 0 | 0 | 0 | 0
F4_Commercial_Healthcare_Existing_Food Preparation_Natural Gas_Broiler_E6 | F4 | Commercial | Healthcare | Existing | Food Preparation | Natural Gas | Broiler | E6 | PCT BC Ratio | 0 | 0 | 0 | 0 | 0 | 0 | 0 | 0 | 0 | 0 | 0 | 0 | 0 | 0 | 0 | 0 | 0 | 0 | 0 | 0 | 0 | 0 | 0 | 0 | 0 | 0 | 0 | 0 | 0 | 0
F4_Commercial_Healthcare_Existing_Food Preparation_Natural Gas_Broiler_E7 | F4 | Commercial | Healthcare | Existing | Food Preparation | Natural Gas | Broiler | E7 | PCT BC Ratio | 0 | 0 | 0 | 0 | 0 | 0 | 0 | 0 | 0 | 0 | 0 | 0 | 0 | 0 | 0 | 0 | 0 | 0 | 0 | 0 | 0 | 0 | 0 | 0 | 0 | 0 | 0 | 0 | 0 | 0
F4_Commercial_Healthcare_Existing_Food Preparation_Natural Gas_Broiler_E8 | F4 | Commercial | Healthcare | Existing | Food Preparation | Natural Gas | Broiler | E8 | PCT BC Ratio | 0 | 0 | 0 | 0 | 0 | 0 | 0 | 0 | 0 | 0 | 0 | 0 | 0 | 0 | 0 | 0 | 0 | 0 | 0 | 0 | 0 | 0 | 0 | 0 | 0 | 0 | 0 | 0 | 0 | 0
F4_Commercial_Healthcare_Existing_Food Preparation_Natural Gas_Broiler_E9 | F4 | Commercial | Healthcare | Existing | Food Preparation | Natural Gas | Broiler | E9 | PCT BC Ratio | 0 | 0 | 0 | 0 | 0 | 0 | 0 | 0 | 0 | 0 | 0 | 0 | 0 | 0 | 0 | 0 | 0 | 0 | 0 | 0 | 0 | 0 | 0 | 0 | 0 | 0 | 0 | 0 | 0 | 0
F4_Commercial_Healthcare_Existing_Food Preparation_Natural Gas_Broiler_E10 | F4 | Commercial | Healthcare | Existing | Food Preparation | Natural Gas | Broiler | E10 | PCT BC Ratio | 0 | 0 | 0 | 0 | 0 | 0 | 0 | 0 | 0 | 0 | 0 | 0 | 0 | 0 | 0 | 0 | 0 | 0 | 0 | 0 | 0 | 0 | 0 | 0 | 0 | 0 | 0 | 0 | 0 | 0
F5_Commercial_Healthcare_Existing_Food Preparation_Natural Gas_Broiler_E1 | F5 | Commercial | Healthcare | Existing | Food Preparation | Natural Gas | Broiler | E1 | RIM BC Ratio | 0.9 | 0.9 | 0.9 | 0.9 | 0.9 | 0.9 | 0.9 | 0.9 | 0.9 | 0.9 | 0.9 | 0.9 | 0.9 | 0.9 | 0.9 | 0.9 | 0.9 | 0.9 | 0.9 | 0.9 | 0.9 | 0.9 | 0 | 0 | 0 | 0 | 0 | 0 | 0 | 0
F5_Commercial_Healthcare_Existing_Food Preparation_Natural Gas_Broiler_E2 | F5 | Commercial | Healthcare | Existing | Food Preparation | Natural Gas | Broiler | E2 | RIM BC Ratio | 0.51141 | 0.51309 | 0.51509 | 0.51833 | 0.52256 | 0.52741 | 0.53173 | 0.53547 | 0.53902 | 0.54238 | 0.54569 | 0.54884 | 0.55175 | 0.55459 | 0.55726 | 0.55995 | 0.56276 | 0.56554 | 0.56828 | 0.57098 | 0.57359 | 0.57612 | 0 | 0 | 0 | 0 | 0 | 0 | 0 | 0
F5_Commercial_Healthcare_Existing_Food Preparation_Natural Gas_Broiler_E3 | F5 | Commercial | Healthcare | Existing | Food Preparation | Natural Gas | Broiler | E3 | RIM BC Ratio | 0 | 0 | 0 | 0 | 0 | 0 | 0 | 0 | 0 | 0 | 0 | 0 | 0 | 0 | 0 | 0 | 0 | 0 | 0 | 0 | 0 | 0 | 0 | 0 | 0 | 0 | 0 | 0 | 0 | 0
F5_Commercial_Healthcare_Existing_Food Preparation_Natural Gas_Broiler_E4 | F5 | Commercial | Healthcare | Existing | Food Preparation | Natural Gas | Broiler | E4 | RIM BC Ratio | 0 | 0 | 0 | 0 | 0 | 0 | 0 | 0 | 0 | 0 | 0 | 0 | 0 | 0 | 0 | 0 | 0 | 0 | 0 | 0 | 0 | 0 | 0 | 0 | 0 | 0 | 0 | 0 | 0 | 0
F5_Commercial_Healthcare_Existing_Food Preparation_Natural Gas_Broiler_E5 | F5 | Commercial | Healthcare | Existing | Food Preparation | Natural Gas | Broiler | E5 | RIM BC Ratio | 0 | 0 | 0 | 0 | 0 | 0 | 0 | 0 | 0 | 0 | 0 | 0 | 0 | 0 | 0 | 0 | 0 | 0 | 0 | 0 | 0 | 0 | 0 | 0 | 0 | 0 | 0 | 0 | 0 | 0
F5_Commercial_Healthcare_Existing_Food Preparation_Natural Gas_Broiler_E6 | F5 | Commercial | Healthcare | Existing | Food Preparation | Natural Gas | Broiler | E6 | RIM BC Ratio | 0 | 0 | 0 | 0 | 0 | 0 | 0 | 0 | 0 | 0 | 0 | 0 | 0 | 0 | 0 | 0 | 0 | 0 | 0 | 0 | 0 | 0 | 0 | 0 | 0 | 0 | 0 | 0 | 0 | 0
F5_Commercial_Healthcare_Existing_Food Preparation_Natural Gas_Broiler_E7 | F5 | Commercial | Healthcare | Existing | Food Preparation | Natural Gas | Broiler | E7 | RIM BC Ratio | 0 | 0 | 0 | 0 | 0 | 0 | 0 | 0 | 0 | 0 | 0 | 0 | 0 | 0 | 0 | 0 | 0 | 0 | 0 | 0 | 0 | 0 | 0 | 0 | 0 | 0 | 0 | 0 | 0 | 0
F5_Commercial_Healthcare_Existing_Food Preparation_Natural Gas_Broiler_E8 | F5 | Commercial | Healthcare | Existing | Food Preparation | Natural Gas | Broiler | E8 | RIM BC Ratio | 0 | 0 | 0 | 0 | 0 | 0 | 0 | 0 | 0 | 0 | 0 | 0 | 0 | 0 | 0 | 0 | 0 | 0 | 0 | 0 | 0 | 0 | 0 | 0 | 0 | 0 | 0 | 0 | 0 | 0
F5_Commercial_Healthcare_Existing_Food Preparation_Natural Gas_Broiler_E9 | F5 | Commercial | Healthcare | Existing | Food Preparation | Natural Gas | Broiler | E9 | RIM BC Ratio | 0 | 0 | 0 | 0 | 0 | 0 | 0 | 0 | 0 | 0 | 0 | 0 | 0 | 0 | 0 | 0 | 0 | 0 | 0 | 0 | 0 | 0 | 0 | 0 | 0 | 0 | 0 | 0 | 0 | 0
F5_Commercial_Healthcare_Existing_Food Preparation_Natural Gas_Broiler_E10 | F5 | Commercial | Healthcare | Existing | Food Preparation | Natural Gas | Broiler | E10 | RIM BC Ratio | 0 | 0 | 0 | 0 | 0 | 0 | 0 | 0 | 0 | 0 | 0 | 0 | 0 | 0 | 0 | 0 | 0 | 0 | 0 | 0 | 0 | 0 | 0 | 0 | 0 | 0 | 0 | 0 | 0 | 0
F0_Commercial_Healthcare_Existing_Food Preparation_Natural Gas_Griddle_E0 | F0 | Commercial | Healthcare | Existing | Food Preparation | Natural Gas | Griddle | E0 | Economic Unit | ENERGY STAR | ENERGY STAR | ENERGY STAR | ENERGY STAR | ENERGY STAR | ENERGY STAR | ENERGY STAR | ENERGY STAR | ENERGY STAR | ENERGY STAR | ENERGY STAR | ENERGY STAR | ENERGY STAR | ENERGY STAR | ENERGY STAR | ENERGY STAR | ENERGY STAR | ENERGY STAR | ENERGY STAR | ENERGY STAR | ENERGY STAR | ENERGY STAR | 0 | 0 | 0 | 0 | 0 | 0 | 0 | 0
F1_Commercial_Healthcare_Existing_Food Preparation_Natural Gas_Griddle_E1 | F1 | Commercial | Healthcare | Existing | Food Preparation | Natural Gas | Griddle | E1 | CCE | 0 | 0 | 0 | 0 | 0 | 0 | 0 | 0 | 0 | 0 | 0 | 0 | 0 | 0 | 0 | 0 | 0 | 0 | 0 | 0 | 0 | 0 | 0 | 0 | 0 | 0 | 0 | 0 | 0 | 0
F1_Commercial_Healthcare_Existing_Food Preparation_Natural Gas_Griddle_E2 | F1 | Commercial | Healthcare | Existing | Food Preparation | Natural Gas | Griddle | E2 | CCE | 0.0050309 | 0.0050309 | 0.0052853 | 0.0052049 | 0.0051268 | 0.0050293 | 0.0050156 | 0.0049833 | 0.0049533 | 0.0049081 | 0.0049011 | 0.0048785 | 0.0048584 | 0.00482 | 0.0048251 | 0.0048103 | 0.0047959 | 0.0047642 | 0.0047735 | 0.0047642 | 0.0047572 | 0.0047306 | 0 | 0 | 0 | 0 | 0 | 0 | 0 | 0
F1_Commercial_Healthcare_Existing_Food Preparation_Natural Gas_Griddle_E3 | F1 | Commercial | Healthcare | Existing | Food Preparation | Natural Gas | Griddle | E3 | CCE | 0 | 0 | 0 | 0 | 0 | 0 | 0 | 0 | 0 | 0 | 0 | 0 | 0 | 0 | 0 | 0 | 0 | 0 | 0 | 0 | 0 | 0 | 0 | 0 | 0 | 0 | 0 | 0 | 0 | 0
F1_Commercial_Healthcare_Existing_Food Preparation_Natural Gas_Griddle_E4 | F1 | Commercial | Healthcare | Existing | Food Preparation | Natural Gas | Griddle | E4 | CCE | 0 | 0 | 0 | 0 | 0 | 0 | 0 | 0 | 0 | 0 | 0 | 0 | 0 | 0 | 0 | 0 | 0 | 0 | 0 | 0 | 0 | 0 | 0 | 0 | 0 | 0 | 0 | 0 | 0 | 0
F1_Commercial_Healthcare_Existing_Food Preparation_Natural Gas_Griddle_E5 | F1 | Commercial | Healthcare | Existing | Food Preparation | Natural Gas | Griddle | E5 | CCE | 0 | 0 | 0 | 0 | 0 | 0 | 0 | 0 | 0 | 0 | 0 | 0 | 0 | 0 | 0 | 0 | 0 | 0 | 0 | 0 | 0 | 0 | 0 | 0 | 0 | 0 | 0 | 0 | 0 | 0
F1_Commercial_Healthcare_Existing_Food Preparation_Natural Gas_Griddle_E6 | F1 | Commercial | Healthcare | Existing | Food Preparation | Natural Gas | Griddle | E6 | CCE | 0 | 0 | 0 | 0 | 0 | 0 | 0 | 0 | 0 | 0 | 0 | 0 | 0 | 0 | 0 | 0 | 0 | 0 | 0 | 0 | 0 | 0 | 0 | 0 | 0 | 0 | 0 | 0 | 0 | 0
F1_Commercial_Healthcare_Existing_Food Preparation_Natural Gas_Griddle_E7 | F1 | Commercial | Healthcare | Existing | Food Preparation | Natural Gas | Griddle | E7 | CCE | 0 | 0 | 0 | 0 | 0 | 0 | 0 | 0 | 0 | 0 | 0 | 0 | 0 | 0 | 0 | 0 | 0 | 0 | 0 | 0 | 0 | 0 | 0 | 0 | 0 | 0 | 0 | 0 | 0 | 0
F1_Commercial_Healthcare_Existing_Food Preparation_Natural Gas_Griddle_E8 | F1 | Commercial | Healthcare | Existing | Food Preparation | Natural Gas | Griddle | E8 | CCE | 0 | 0 | 0 | 0 | 0 | 0 | 0 | 0 | 0 | 0 | 0 | 0 | 0 | 0 | 0 | 0 | 0 | 0 | 0 | 0 | 0 | 0 | 0 | 0 | 0 | 0 | 0 | 0 | 0 | 0
F1_Commercial_Healthcare_Existing_Food Preparation_Natural Gas_Griddle_E9 | F1 | Commercial | Healthcare | Existing | Food Preparation | Natural Gas | Griddle | E9 | CCE | 0 | 0 | 0 | 0 | 0 | 0 | 0 | 0 | 0 | 0 | 0 | 0 | 0 | 0 | 0 | 0 | 0 | 0 | 0 | 0 | 0 | 0 | 0 | 0 | 0 | 0 | 0 | 0 | 0 | 0
F1_Commercial_Healthcare_Existing_Food Preparation_Natural Gas_Griddle_E10 | F1 | Commercial | Healthcare | Existing | Food Preparation | Natural Gas | Griddle | E10 | CCE | 0 | 0 | 0 | 0 | 0 | 0 | 0 | 0 | 0 | 0 | 0 | 0 | 0 | 0 | 0 | 0 | 0 | 0 | 0 | 0 | 0 | 0 | 0 | 0 | 0 | 0 | 0 | 0 | 0 | 0
F2_Commercial_Healthcare_Existing_Food Preparation_Natural Gas_Griddle_E1 | F2 | Commercial | Healthcare | Existing | Food Preparation | Natural Gas | Griddle | E1 | TRC BC Ratio | 0.9 | 0.9 | 0.9 | 0.9 | 0.9 | 0.9 | 0.9 | 0.9 | 0.9 | 0.9 | 0.9 | 0.9 | 0.9 | 0.9 | 0.9 | 0.9 | 0.9 | 0.9 | 0.9 | 0.9 | 0.9 | 0.9 | 0 | 0 | 0 | 0 | 0 | 0 | 0 | 0
F2_Commercial_Healthcare_Existing_Food Preparation_Natural Gas_Griddle_E2 | F2 | Commercial | Healthcare | Existing | Food Preparation | Natural Gas | Griddle | E2 | TRC BC Ratio | 1.7686 | 1.7837 | 1.8018 | 1.8318 | 1.8718 | 1.9189 | 1.9622 | 2.0008 | 2.0382 | 2.0745 | 2.1111 | 2.1466 | 2.1801 | 2.2137 | 2.2457 | 2.2786 | 2.3138 | 2.3491 | 2.3848 | 2.4207 | 2.4561 | 2.491 | 0 | 0 | 0 | 0 | 0 | 0 | 0 | 0
F2_Commercial_Healthcare_Existing_Food Preparation_Natural Gas_Griddle_E3 | F2 | Commercial | Healthcare | Existing | Food Preparation | Natural Gas | Griddle | E3 | TRC BC Ratio | 0 | 0 | 0 | 0 | 0 | 0 | 0 | 0 | 0 | 0 | 0 | 0 | 0 | 0 | 0 | 0 | 0 | 0 | 0 | 0 | 0 | 0 | 0 | 0 | 0 | 0 | 0 | 0 | 0 | 0
F2_Commercial_Healthcare_Existing_Food Preparation_Natural Gas_Griddle_E4 | F2 | Commercial | Healthcare | Existing | Food Preparation | Natural Gas | Griddle | E4 | TRC BC Ratio | 0 | 0 | 0 | 0 | 0 | 0 | 0 | 0 | 0 | 0 | 0 | 0 | 0 | 0 | 0 | 0 | 0 | 0 | 0 | 0 | 0 | 0 | 0 | 0 | 0 | 0 | 0 | 0 | 0 | 0
F2_Commercial_Healthcare_Existing_Food Preparation_Natural Gas_Griddle_E5 | F2 | Commercial | Healthcare | Existing | Food Preparation | Natural Gas | Griddle | E5 | TRC BC Ratio | 0 | 0 | 0 | 0 | 0 | 0 | 0 | 0 | 0 | 0 | 0 | 0 | 0 | 0 | 0 | 0 | 0 | 0 | 0 | 0 | 0 | 0 | 0 | 0 | 0 | 0 | 0 | 0 | 0 | 0
F2_Commercial_Healthcare_Existing_Food Preparation_Natural Gas_Griddle_E6 | F2 | Commercial | Healthcare | Existing | Food Preparation | Natural Gas | Griddle | E6 | TRC BC Ratio | 0 | 0 | 0 | 0 | 0 | 0 | 0 | 0 | 0 | 0 | 0 | 0 | 0 | 0 | 0 | 0 | 0 | 0 | 0 | 0 | 0 | 0 | 0 | 0 | 0 | 0 | 0 | 0 | 0 | 0
F2_Commercial_Healthcare_Existing_Food Preparation_Natural Gas_Griddle_E7 | F2 | Commercial | Healthcare | Existing | Food Preparation | Natural Gas | Griddle | E7 | TRC BC Ratio | 0 | 0 | 0 | 0 | 0 | 0 | 0 | 0 | 0 | 0 | 0 | 0 | 0 | 0 | 0 | 0 | 0 | 0 | 0 | 0 | 0 | 0 | 0 | 0 | 0 | 0 | 0 | 0 | 0 | 0
F2_Commercial_Healthcare_Existing_Food Preparation_Natural Gas_Griddle_E8 | F2 | Commercial | Healthcare | Existing | Food Preparation | Natural Gas | Griddle | E8 | TRC BC Ratio | 0 | 0 | 0 | 0 | 0 | 0 | 0 | 0 | 0 | 0 | 0 | 0 | 0 | 0 | 0 | 0 | 0 | 0 | 0 | 0 | 0 | 0 | 0 | 0 | 0 | 0 | 0 | 0 | 0 | 0
F2_Commercial_Healthcare_Existing_Food Preparation_Natural Gas_Griddle_E9 | F2 | Commercial | Healthcare | Existing | Food Preparation | Natural Gas | Griddle | E9 | TRC BC Ratio | 0 | 0 | 0 | 0 | 0 | 0 | 0 | 0 | 0 | 0 | 0 | 0 | 0 | 0 | 0 | 0 | 0 | 0 | 0 | 0 | 0 | 0 | 0 | 0 | 0 | 0 | 0 | 0 | 0 | 0
F2_Commercial_Healthcare_Existing_Food Preparation_Natural Gas_Griddle_E10 | F2 | Commercial | Healthcare | Existing | Food Preparation | Natural Gas | Griddle | E10 | TRC BC Ratio | 0 | 0 | 0 | 0 | 0 | 0 | 0 | 0 | 0 | 0 | 0 | 0 | 0 | 0 | 0 | 0 | 0 | 0 | 0 | 0 | 0 | 0 | 0 | 0 | 0 | 0 | 0 | 0 | 0 | 0
F3_Commercial_Healthcare_Existing_Food Preparation_Natural Gas_Griddle_E1 | F3 | Commercial | Healthcare | Existing | Food Preparation | Natural Gas | Griddle | E1 | PACT BC Ratio | 0.9 | 0.9 | 0.9 | 0.9 | 0.9 | 0.9 | 0.9 | 0.9 | 0.9 | 0.9 | 0.9 | 0.9 | 0.9 | 0.9 | 0.9 | 0.9 | 0.9 | 0.9 | 0.9 | 0.9 | 0.9 | 0.9 | 0 | 0 | 0 | 0 | 0 | 0 | 0 | 0
F3_Commercial_Healthcare_Existing_Food Preparation_Natural Gas_Griddle_E2 | F3 | Commercial | Healthcare | Existing | Food Preparation | Natural Gas | Griddle | E2 | PACT BC Ratio | 1.7686 | 1.7837 | 1.8018 | 1.8318 | 1.8718 | 1.9189 | 1.9622 | 2.0008 | 2.0382 | 2.0745 | 2.1111 | 2.1466 | 2.1801 | 2.2137 | 2.2457 | 2.2786 | 2.3138 | 2.3491 | 2.3848 | 2.4207 | 2.4561 | 2.491 | 0 | 0 | 0 | 0 | 0 | 0 | 0 | 0
F3_Commercial_Healthcare_Existing_Food Preparation_Natural Gas_Griddle_E3 | F3 | Commercial | Healthcare | Existing | Food Preparation | Natural Gas | Griddle | E3 | PACT BC Ratio | 0 | 0 | 0 | 0 | 0 | 0 | 0 | 0 | 0 | 0 | 0 | 0 | 0 | 0 | 0 | 0 | 0 | 0 | 0 | 0 | 0 | 0 | 0 | 0 | 0 | 0 | 0 | 0 | 0 | 0
F3_Commercial_Healthcare_Existing_Food Preparation_Natural Gas_Griddle_E4 | F3 | Commercial | Healthcare | Existing | Food Preparation | Natural Gas | Griddle | E4 | PACT BC Ratio | 0 | 0 | 0 | 0 | 0 | 0 | 0 | 0 | 0 | 0 | 0 | 0 | 0 | 0 | 0 | 0 | 0 | 0 | 0 | 0 | 0 | 0 | 0 | 0 | 0 | 0 | 0 | 0 | 0 | 0
F3_Commercial_Healthcare_Existing_Food Preparation_Natural Gas_Griddle_E5 | F3 | Commercial | Healthcare | Existing | Food Preparation | Natural Gas | Griddle | E5 | PACT BC Ratio | 0 | 0 | 0 | 0 | 0 | 0 | 0 | 0 | 0 | 0 | 0 | 0 | 0 | 0 | 0 | 0 | 0 | 0 | 0 | 0 | 0 | 0 | 0 | 0 | 0 | 0 | 0 | 0 | 0 | 0
F3_Commercial_Healthcare_Existing_Food Preparation_Natural Gas_Griddle_E6 | F3 | Commercial | Healthcare | Existing | Food Preparation | Natural Gas | Griddle | E6 | PACT BC Ratio | 0 | 0 | 0 | 0 | 0 | 0 | 0 | 0 | 0 | 0 | 0 | 0 | 0 | 0 | 0 | 0 | 0 | 0 | 0 | 0 | 0 | 0 | 0 | 0 | 0 | 0 | 0 | 0 | 0 | 0
F3_Commercial_Healthcare_Existing_Food Preparation_Natural Gas_Griddle_E7 | F3 | Commercial | Healthcare | Existing | Food Preparation | Natural Gas | Griddle | E7 | PACT BC Ratio | 0 | 0 | 0 | 0 | 0 | 0 | 0 | 0 | 0 | 0 | 0 | 0 | 0 | 0 | 0 | 0 | 0 | 0 | 0 | 0 | 0 | 0 | 0 | 0 | 0 | 0 | 0 | 0 | 0 | 0
F3_Commercial_Healthcare_Existing_Food Preparation_Natural Gas_Griddle_E8 | F3 | Commercial | Healthcare | Existing | Food Preparation | Natural Gas | Griddle | E8 | PACT BC Ratio | 0 | 0 | 0 | 0 | 0 | 0 | 0 | 0 | 0 | 0 | 0 | 0 | 0 | 0 | 0 | 0 | 0 | 0 | 0 | 0 | 0 | 0 | 0 | 0 | 0 | 0 | 0 | 0 | 0 | 0
F3_Commercial_Healthcare_Existing_Food Preparation_Natural Gas_Griddle_E9 | F3 | Commercial | Healthcare | Existing | Food Preparation | Natural Gas | Griddle | E9 | PACT BC Ratio | 0 | 0 | 0 | 0 | 0 | 0 | 0 | 0 | 0 | 0 | 0 | 0 | 0 | 0 | 0 | 0 | 0 | 0 | 0 | 0 | 0 | 0 | 0 | 0 | 0 | 0 | 0 | 0 | 0 | 0
F3_Commercial_Healthcare_Existing_Food Preparation_Natural Gas_Griddle_E10 | F3 | Commercial | Healthcare | Existing | Food Preparation | Natural Gas | Griddle | E10 | PACT BC Ratio | 0 | 0 | 0 | 0 | 0 | 0 | 0 | 0 | 0 | 0 | 0 | 0 | 0 | 0 | 0 | 0 | 0 | 0 | 0 | 0 | 0 | 0 | 0 | 0 | 0 | 0 | 0 | 0 | 0 | 0
F4_Commercial_Healthcare_Existing_Food Preparation_Natural Gas_Griddle_E1 | F4 | Commercial | Healthcare | Existing | Food Preparation | Natural Gas | Griddle | E1 | PCT BC Ratio | 0.9 | 0.9 | 0.9 | 0.9 | 0.9 | 0.9 | 0.9 | 0.9 | 0.9 | 0.9 | 0.9 | 0.9 | 0.9 | 0.9 | 0.9 | 0.9 | 0.9 | 0.9 | 0.9 | 0.9 | 0.9 | 0.9 | 0 | 0 | 0 | 0 | 0 | 0 | 0 | 0
F4_Commercial_Healthcare_Existing_Food Preparation_Natural Gas_Griddle_E2 | F4 | Commercial | Healthcare | Existing | Food Preparation | Natural Gas | Griddle | E2 | PCT BC Ratio | 5.4497 | 5.4877 | 5.5333 | 5.6087 | 5.7092 | 5.8278 | 5.9368 | 6.0338 | 6.128 | 6.2192 | 6.3113 | 6.4008 | 6.4851 | 6.5695 | 6.6501 | 6.7328 | 6.8213 | 6.9103 | 7.0001 | 7.0902 | 7.1794 | 7.2673 | 0 | 0 | 0 | 0 | 0 | 0 | 0 | 0
F4_Commercial_Healthcare_Existing_Food Preparation_Natural Gas_Griddle_E3 | F4 | Commercial | Healthcare | Existing | Food Preparation | Natural Gas | Griddle | E3 | PCT BC Ratio | 0 | 0 | 0 | 0 | 0 | 0 | 0 | 0 | 0 | 0 | 0 | 0 | 0 | 0 | 0 | 0 | 0 | 0 | 0 | 0 | 0 | 0 | 0 | 0 | 0 | 0 | 0 | 0 | 0 | 0
F4_Commercial_Healthcare_Existing_Food Preparation_Natural Gas_Griddle_E4 | F4 | Commercial | Healthcare | Existing | Food Preparation | Natural Gas | Griddle | E4 | PCT BC Ratio | 0 | 0 | 0 | 0 | 0 | 0 | 0 | 0 | 0 | 0 | 0 | 0 | 0 | 0 | 0 | 0 | 0 | 0 | 0 | 0 | 0 | 0 | 0 | 0 | 0 | 0 | 0 | 0 | 0 | 0
F4_Commercial_Healthcare_Existing_Food Preparation_Natural Gas_Griddle_E5 | F4 | Commercial | Healthcare | Existing | Food Preparation | Natural Gas | Griddle | E5 | PCT BC Ratio | 0 | 0 | 0 | 0 | 0 | 0 | 0 | 0 | 0 | 0 | 0 | 0 | 0 | 0 | 0 | 0 | 0 | 0 | 0 | 0 | 0 | 0 | 0 | 0 | 0 | 0 | 0 | 0 | 0 | 0
F4_Commercial_Healthcare_Existing_Food Preparation_Natural Gas_Griddle_E6 | F4 | Commercial | Healthcare | Existing | Food Preparation | Natural Gas | Griddle | E6 | PCT BC Ratio | 0 | 0 | 0 | 0 | 0 | 0 | 0 | 0 | 0 | 0 | 0 | 0 | 0 | 0 | 0 | 0 | 0 | 0 | 0 | 0 | 0 | 0 | 0 | 0 | 0 | 0 | 0 | 0 | 0 | 0
F4_Commercial_Healthcare_Existing_Food Preparation_Natural Gas_Griddle_E7 | F4 | Commercial | Healthcare | Existing | Food Preparation | Natural Gas | Griddle | E7 | PCT BC Ratio | 0 | 0 | 0 | 0 | 0 | 0 | 0 | 0 | 0 | 0 | 0 | 0 | 0 | 0 | 0 | 0 | 0 | 0 | 0 | 0 | 0 | 0 | 0 | 0 | 0 | 0 | 0 | 0 | 0 | 0
F4_Commercial_Healthcare_Existing_Food Preparation_Natural Gas_Griddle_E8 | F4 | Commercial | Healthcare | Existing | Food Preparation | Natural Gas | Griddle | E8 | PCT BC Ratio | 0 | 0 | 0 | 0 | 0 | 0 | 0 | 0 | 0 | 0 | 0 | 0 | 0 | 0 | 0 | 0 | 0 | 0 | 0 | 0 | 0 | 0 | 0 | 0 | 0 | 0 | 0 | 0 | 0 | 0
F4_Commercial_Healthcare_Existing_Food Preparation_Natural Gas_Griddle_E9 | F4 | Commercial | Healthcare | Existing | Food Preparation | Natural Gas | Griddle | E9 | PCT BC Ratio | 0 | 0 | 0 | 0 | 0 | 0 | 0 | 0 | 0 | 0 | 0 | 0 | 0 | 0 | 0 | 0 | 0 | 0 | 0 | 0 | 0 | 0 | 0 | 0 | 0 | 0 | 0 | 0 | 0 | 0
F4_Commercial_Healthcare_Existing_Food Preparation_Natural Gas_Griddle_E10 | F4 | Commercial | Healthcare | Existing | Food Preparation | Natural Gas | Griddle | E10 | PCT BC Ratio | 0 | 0 | 0 | 0 | 0 | 0 | 0 | 0 | 0 | 0 | 0 | 0 | 0 | 0 | 0 | 0 | 0 | 0 | 0 | 0 | 0 | 0 | 0 | 0 | 0 | 0 | 0 | 0 | 0 | 0
F5_Commercial_Healthcare_Existing_Food Preparation_Natural Gas_Griddle_E1 | F5 | Commercial | Healthcare | Existing | Food Preparation | Natural Gas | Griddle | E1 | RIM BC Ratio | 0.9 | 0.9 | 0.9 | 0.9 | 0.9 | 0.9 | 0.9 | 0.9 | 0.9 | 0.9 | 0.9 | 0.9 | 0.9 | 0.9 | 0.9 | 0.9 | 0.9 | 0.9 | 0.9 | 0.9 | 0.9 | 0.9 | 0 | 0 | 0 | 0 | 0 | 0 | 0 | 0
F5_Commercial_Healthcare_Existing_Food Preparation_Natural Gas_Griddle_E2 | F5 | Commercial | Healthcare | Existing | Food Preparation | Natural Gas | Griddle | E2 | RIM BC Ratio | 0.56706 | 0.5686 | 0.57043 | 0.5734 | 0.57726 | 0.58167 | 0.58559 | 0.58897 | 0.59217 | 0.5952 | 0.59817 | 0.60099 | 0.60359 | 0.60613 | 0.60851 | 0.6109 | 0.6134 | 0.61586 | 0.61828 | 0.62067 | 0.62297 | 0.62519 | 0 | 0 | 0 | 0 | 0 | 0 | 0 | 0
F5_Commercial_Healthcare_Existing_Food Preparation_Natural Gas_Griddle_E3 | F5 | Commercial | Healthcare | Existing | Food Preparation | Natural Gas | Griddle | E3 | RIM BC Ratio | 0 | 0 | 0 | 0 | 0 | 0 | 0 | 0 | 0 | 0 | 0 | 0 | 0 | 0 | 0 | 0 | 0 | 0 | 0 | 0 | 0 | 0 | 0 | 0 | 0 | 0 | 0 | 0 | 0 | 0
F5_Commercial_Healthcare_Existing_Food Preparation_Natural Gas_Griddle_E4 | F5 | Commercial | Healthcare | Existing | Food Preparation | Natural Gas | Griddle | E4 | RIM BC Ratio | 0 | 0 | 0 | 0 | 0 | 0 | 0 | 0 | 0 | 0 | 0 | 0 | 0 | 0 | 0 | 0 | 0 | 0 | 0 | 0 | 0 | 0 | 0 | 0 | 0 | 0 | 0 | 0 | 0 | 0
F5_Commercial_Healthcare_Existing_Food Preparation_Natural Gas_Griddle_E5 | F5 | Commercial | Healthcare | Existing | Food Preparation | Natural Gas | Griddle | E5 | RIM BC Ratio | 0 | 0 | 0 | 0 | 0 | 0 | 0 | 0 | 0 | 0 | 0 | 0 | 0 | 0 | 0 | 0 | 0 | 0 | 0 | 0 | 0 | 0 | 0 | 0 | 0 | 0 | 0 | 0 | 0 | 0
F5_Commercial_Healthcare_Existing_Food Preparation_Natural Gas_Griddle_E6 | F5 | Commercial | Healthcare | Existing | Food Preparation | Natural Gas | Griddle | E6 | RIM BC Ratio | 0 | 0 | 0 | 0 | 0 | 0 | 0 | 0 | 0 | 0 | 0 | 0 | 0 | 0 | 0 | 0 | 0 | 0 | 0 | 0 | 0 | 0 | 0 | 0 | 0 | 0 | 0 | 0 | 0 | 0
F5_Commercial_Healthcare_Existing_Food Preparation_Natural Gas_Griddle_E7 | F5 | Commercial | Healthcare | Existing | Food Preparation | Natural Gas | Griddle | E7 | RIM BC Ratio | 0 | 0 | 0 | 0 | 0 | 0 | 0 | 0 | 0 | 0 | 0 | 0 | 0 | 0 | 0 | 0 | 0 | 0 | 0 | 0 | 0 | 0 | 0 | 0 | 0 | 0 | 0 | 0 | 0 | 0
F5_Commercial_Healthcare_Existing_Food Preparation_Natural Gas_Griddle_E8 | F5 | Commercial | Healthcare | Existing | Food Preparation | Natural Gas | Griddle | E8 | RIM BC Ratio | 0 | 0 | 0 | 0 | 0 | 0 | 0 | 0 | 0 | 0 | 0 | 0 | 0 | 0 | 0 | 0 | 0 | 0 | 0 | 0 | 0 | 0 | 0 | 0 | 0 | 0 | 0 | 0 | 0 | 0
F5_Commercial_Healthcare_Existing_Food Preparation_Natural Gas_Griddle_E9 | F5 | Commercial | Healthcare | Existing | Food Preparation | Natural Gas | Griddle | E9 | RIM BC Ratio | 0 | 0 | 0 | 0 | 0 | 0 | 0 | 0 | 0 | 0 | 0 | 0 | 0 | 0 | 0 | 0 | 0 | 0 | 0 | 0 | 0 | 0 | 0 | 0 | 0 | 0 | 0 | 0 | 0 | 0
F5_Commercial_Healthcare_Existing_Food Preparation_Natural Gas_Griddle_E10 | F5 | Commercial | Healthcare | Existing | Food Preparation | Natural Gas | Griddle | E10 | RIM BC Ratio | 0 | 0 | 0 | 0 | 0 | 0 | 0 | 0 | 0 | 0 | 0 | 0 | 0 | 0 | 0 | 0 | 0 | 0 | 0 | 0 | 0 | 0 | 0 | 0 | 0 | 0 | 0 | 0 | 0 | 0
F0_Commercial_Healthcare_Existing_Food Preparation_Natural Gas_Range_E0 | F0 | Commercial | Healthcare | Existing | Food Preparation | Natural Gas | Range | E0 | Economic Unit | High Efficiency | High Efficiency | High Efficiency | High Efficiency | High Efficiency | High Efficiency | High Efficiency | High Efficiency | High Efficiency | High Efficiency | High Efficiency | High Efficiency | High Efficiency | High Efficiency | High Efficiency | High Efficiency | High Efficiency | High Efficiency | High Efficiency | High Efficiency | High Efficiency | High Efficiency | 0 | 0 | 0 | 0 | 0 | 0 | 0 | 0
F1_Commercial_Healthcare_Existing_Food Preparation_Natural Gas_Range_E1 | F1 | Commercial | Healthcare | Existing | Food Preparation | Natural Gas | Range | E1 | CCE | 0 | 0 | 0 | 0 | 0 | 0 | 0 | 0 | 0 | 0 | 0 | 0 | 0 | 0 | 0 | 0 | 0 | 0 | 0 | 0 | 0 | 0 | 0 | 0 | 0 | 0 | 0 | 0 | 0 | 0
F1_Commercial_Healthcare_Existing_Food Preparation_Natural Gas_Range_E2 | F1 | Commercial | Healthcare | Existing | Food Preparation | Natural Gas | Range | E2 | CCE | 8.5926e-06 | 8.5926e-06 | 9.0272e-06 | 8.8899e-06 | 8.7566e-06 | 8.59e-06 | 8.5665e-06 | 8.5115e-06 | 8.4602e-06 | 8.3829e-06 | 8.3709e-06 | 8.3324e-06 | 8.2981e-06 | 8.2325e-06 | 8.2412e-06 | 8.216e-06 | 8.1913e-06 | 8.1372e-06 | 8.1531e-06 | 8.1372e-06 | 8.1253e-06 | 8.0799e-06 | 0 | 0 | 0 | 0 | 0 | 0 | 0 | 0
F1_Commercial_Healthcare_Existing_Food Preparation_Natural Gas_Range_E3 | F1 | Commercial | Healthcare | Existing | Food Preparation | Natural Gas | Range | E3 | CCE | 0 | 0 | 0 | 0 | 0 | 0 | 0 | 0 | 0 | 0 | 0 | 0 | 0 | 0 | 0 | 0 | 0 | 0 | 0 | 0 | 0 | 0 | 0 | 0 | 0 | 0 | 0 | 0 | 0 | 0
F1_Commercial_Healthcare_Existing_Food Preparation_Natural Gas_Range_E4 | F1 | Commercial | Healthcare | Existing | Food Preparation | Natural Gas | Range | E4 | CCE | 0 | 0 | 0 | 0 | 0 | 0 | 0 | 0 | 0 | 0 | 0 | 0 | 0 | 0 | 0 | 0 | 0 | 0 | 0 | 0 | 0 | 0 | 0 | 0 | 0 | 0 | 0 | 0 | 0 | 0
F1_Commercial_Healthcare_Existing_Food Preparation_Natural Gas_Range_E5 | F1 | Commercial | Healthcare | Existing | Food Preparation | Natural Gas | Range | E5 | CCE | 0 | 0 | 0 | 0 | 0 | 0 | 0 | 0 | 0 | 0 | 0 | 0 | 0 | 0 | 0 | 0 | 0 | 0 | 0 | 0 | 0 | 0 | 0 | 0 | 0 | 0 | 0 | 0 | 0 | 0
F1_Commercial_Healthcare_Existing_Food Preparation_Natural Gas_Range_E6 | F1 | Commercial | Healthcare | Existing | Food Preparation | Natural Gas | Range | E6 | CCE | 0 | 0 | 0 | 0 | 0 | 0 | 0 | 0 | 0 | 0 | 0 | 0 | 0 | 0 | 0 | 0 | 0 | 0 | 0 | 0 | 0 | 0 | 0 | 0 | 0 | 0 | 0 | 0 | 0 | 0
F1_Commercial_Healthcare_Existing_Food Preparation_Natural Gas_Range_E7 | F1 | Commercial | Healthcare | Existing | Food Preparation | Natural Gas | Range | E7 | CCE | 0 | 0 | 0 | 0 | 0 | 0 | 0 | 0 | 0 | 0 | 0 | 0 | 0 | 0 | 0 | 0 | 0 | 0 | 0 | 0 | 0 | 0 | 0 | 0 | 0 | 0 | 0 | 0 | 0 | 0
F1_Commercial_Healthcare_Existing_Food Preparation_Natural Gas_Range_E8 | F1 | Commercial | Healthcare | Existing | Food Preparation | Natural Gas | Range | E8 | CCE | 0 | 0 | 0 | 0 | 0 | 0 | 0 | 0 | 0 | 0 | 0 | 0 | 0 | 0 | 0 | 0 | 0 | 0 | 0 | 0 | 0 | 0 | 0 | 0 | 0 | 0 | 0 | 0 | 0 | 0
F1_Commercial_Healthcare_Existing_Food Preparation_Natural Gas_Range_E9 | F1 | Commercial | Healthcare | Existing | Food Preparation | Natural Gas | Range | E9 | CCE | 0 | 0 | 0 | 0 | 0 | 0 | 0 | 0 | 0 | 0 | 0 | 0 | 0 | 0 | 0 | 0 | 0 | 0 | 0 | 0 | 0 | 0 | 0 | 0 | 0 | 0 | 0 | 0 | 0 | 0
F1_Commercial_Healthcare_Existing_Food Preparation_Natural Gas_Range_E10 | F1 | Commercial | Healthcare | Existing | Food Preparation | Natural Gas | Range | E10 | CCE | 0 | 0 | 0 | 0 | 0 | 0 | 0 | 0 | 0 | 0 | 0 | 0 | 0 | 0 | 0 | 0 | 0 | 0 | 0 | 0 | 0 | 0 | 0 | 0 | 0 | 0 | 0 | 0 | 0 | 0
F2_Commercial_Healthcare_Existing_Food Preparation_Natural Gas_Range_E1 | F2 | Commercial | Healthcare | Existing | Food Preparation | Natural Gas | Range | E1 | TRC BC Ratio | 0.9 | 0.9 | 0.9 | 0.9 | 0.9 | 0.9 | 0.9 | 0.9 | 0.9 | 0.9 | 0.9 | 0.9 | 0.9 | 0.9 | 0.9 | 0.9 | 0.9 | 0.9 | 0.9 | 0.9 | 0.9 | 0.9 | 0 | 0 | 0 | 0 | 0 | 0 | 0 | 0
F2_Commercial_Healthcare_Existing_Food Preparation_Natural Gas_Range_E2 | F2 | Commercial | Healthcare | Existing | Food Preparation | Natural Gas | Range | E2 | TRC BC Ratio | 1019.1653 | 1025.957 | 1034.7565 | 1051.749 | 1075.3352 | 1103.7208 | 1129.4917 | 1151.5715 | 1172.5295 | 1193.9346 | 1216.8518 | 1239.2069 | 1260.3448 | 1281.6317 | 1300.4442 | 1318.2534 | 1337.5282 | 1356.8704 | 1376.316 | 1395.7637 | 1414.8475 | 1433.4759 | 0 | 0 | 0 | 0 | 0 | 0 | 0 | 0
F2_Commercial_Healthcare_Existing_Food Preparation_Natural Gas_Range_E3 | F2 | Commercial | Healthcare | Existing | Food Preparation | Natural Gas | Range | E3 | TRC BC Ratio | 0 | 0 | 0 | 0 | 0 | 0 | 0 | 0 | 0 | 0 | 0 | 0 | 0 | 0 | 0 | 0 | 0 | 0 | 0 | 0 | 0 | 0 | 0 | 0 | 0 | 0 | 0 | 0 | 0 | 0
F2_Commercial_Healthcare_Existing_Food Preparation_Natural Gas_Range_E4 | F2 | Commercial | Healthcare | Existing | Food Preparation | Natural Gas | Range | E4 | TRC BC Ratio | 0 | 0 | 0 | 0 | 0 | 0 | 0 | 0 | 0 | 0 | 0 | 0 | 0 | 0 | 0 | 0 | 0 | 0 | 0 | 0 | 0 | 0 | 0 | 0 | 0 | 0 | 0 | 0 | 0 | 0
F2_Commercial_Healthcare_Existing_Food Preparation_Natural Gas_Range_E5 | F2 | Commercial | Healthcare | Existing | Food Preparation | Natural Gas | Range | E5 | TRC BC Ratio | 0 | 0 | 0 | 0 | 0 | 0 | 0 | 0 | 0 | 0 | 0 | 0 | 0 | 0 | 0 | 0 | 0 | 0 | 0 | 0 | 0 | 0 | 0 | 0 | 0 | 0 | 0 | 0 | 0 | 0
F2_Commercial_Healthcare_Existing_Food Preparation_Natural Gas_Range_E6 | F2 | Commercial | Healthcare | Existing | Food Preparation | Natural Gas | Range | E6 | TRC BC Ratio | 0 | 0 | 0 | 0 | 0 | 0 | 0 | 0 | 0 | 0 | 0 | 0 | 0 | 0 | 0 | 0 | 0 | 0 | 0 | 0 | 0 | 0 | 0 | 0 | 0 | 0 | 0 | 0 | 0 | 0
F2_Commercial_Healthcare_Existing_Food Preparation_Natural Gas_Range_E7 | F2 | Commercial | Healthcare | Existing | Food Preparation | Natural Gas | Range | E7 | TRC BC Ratio | 0 | 0 | 0 | 0 | 0 | 0 | 0 | 0 | 0 | 0 | 0 | 0 | 0 | 0 | 0 | 0 | 0 | 0 | 0 | 0 | 0 | 0 | 0 | 0 | 0 | 0 | 0 | 0 | 0 | 0
F2_Commercial_Healthcare_Existing_Food Preparation_Natural Gas_Range_E8 | F2 | Commercial | Healthcare | Existing | Food Preparation | Natural Gas | Range | E8 | TRC BC Ratio | 0 | 0 | 0 | 0 | 0 | 0 | 0 | 0 | 0 | 0 | 0 | 0 | 0 | 0 | 0 | 0 | 0 | 0 | 0 | 0 | 0 | 0 | 0 | 0 | 0 | 0 | 0 | 0 | 0 | 0
F2_Commercial_Healthcare_Existing_Food Preparation_Natural Gas_Range_E9 | F2 | Commercial | Healthcare | Existing | Food Preparation | Natural Gas | Range | E9 | TRC BC Ratio | 0 | 0 | 0 | 0 | 0 | 0 | 0 | 0 | 0 | 0 | 0 | 0 | 0 | 0 | 0 | 0 | 0 | 0 | 0 | 0 | 0 | 0 | 0 | 0 | 0 | 0 | 0 | 0 | 0 | 0
F2_Commercial_Healthcare_Existing_Food Preparation_Natural Gas_Range_E10 | F2 | Commercial | Healthcare | Existing | Food Preparation | Natural Gas | Range | E10 | TRC BC Ratio | 0 | 0 | 0 | 0 | 0 | 0 | 0 | 0 | 0 | 0 | 0 | 0 | 0 | 0 | 0 | 0 | 0 | 0 | 0 | 0 | 0 | 0 | 0 | 0 | 0 | 0 | 0 | 0 | 0 | 0
F3_Commercial_Healthcare_Existing_Food Preparation_Natural Gas_Range_E1 | F3 | Commercial | Healthcare | Existing | Food Preparation | Natural Gas | Range | E1 | PACT BC Ratio | 0.9 | 0.9 | 0.9 | 0.9 | 0.9 | 0.9 | 0.9 | 0.9 | 0.9 | 0.9 | 0.9 | 0.9 | 0.9 | 0.9 | 0.9 | 0.9 | 0.9 | 0.9 | 0.9 | 0.9 | 0.9 | 0.9 | 0 | 0 | 0 | 0 | 0 | 0 | 0 | 0
F3_Commercial_Healthcare_Existing_Food Preparation_Natural Gas_Range_E2 | F3 | Commercial | Healthcare | Existing | Food Preparation | Natural Gas | Range | E2 | PACT BC Ratio | 1019.1653 | 1025.957 | 1034.7565 | 1051.749 | 1075.3352 | 1103.7208 | 1129.4917 | 1151.5715 | 1172.5295 | 1193.9346 | 1216.8518 | 1239.2069 | 1260.3448 | 1281.6317 | 1300.4442 | 1318.2534 | 1337.5282 | 1356.8704 | 1376.316 | 1395.7637 | 1414.8475 | 1433.4759 | 0 | 0 | 0 | 0 | 0 | 0 | 0 | 0
F3_Commercial_Healthcare_Existing_Food Preparation_Natural Gas_Range_E3 | F3 | Commercial | Healthcare | Existing | Food Preparation | Natural Gas | Range | E3 | PACT BC Ratio | 0 | 0 | 0 | 0 | 0 | 0 | 0 | 0 | 0 | 0 | 0 | 0 | 0 | 0 | 0 | 0 | 0 | 0 | 0 | 0 | 0 | 0 | 0 | 0 | 0 | 0 | 0 | 0 | 0 | 0
F3_Commercial_Healthcare_Existing_Food Preparation_Natural Gas_Range_E4 | F3 | Commercial | Healthcare | Existing | Food Preparation | Natural Gas | Range | E4 | PACT BC Ratio | 0 | 0 | 0 | 0 | 0 | 0 | 0 | 0 | 0 | 0 | 0 | 0 | 0 | 0 | 0 | 0 | 0 | 0 | 0 | 0 | 0 | 0 | 0 | 0 | 0 | 0 | 0 | 0 | 0 | 0
F3_Commercial_Healthcare_Existing_Food Preparation_Natural Gas_Range_E5 | F3 | Commercial | Healthcare | Existing | Food Preparation | Natural Gas | Range | E5 | PACT BC Ratio | 0 | 0 | 0 | 0 | 0 | 0 | 0 | 0 | 0 | 0 | 0 | 0 | 0 | 0 | 0 | 0 | 0 | 0 | 0 | 0 | 0 | 0 | 0 | 0 | 0 | 0 | 0 | 0 | 0 | 0
F3_Commercial_Healthcare_Existing_Food Preparation_Natural Gas_Range_E6 | F3 | Commercial | Healthcare | Existing | Food Preparation | Natural Gas | Range | E6 | PACT BC Ratio | 0 | 0 | 0 | 0 | 0 | 0 | 0 | 0 | 0 | 0 | 0 | 0 | 0 | 0 | 0 | 0 | 0 | 0 | 0 | 0 | 0 | 0 | 0 | 0 | 0 | 0 | 0 | 0 | 0 | 0
F3_Commercial_Healthcare_Existing_Food Preparation_Natural Gas_Range_E7 | F3 | Commercial | Healthcare | Existing | Food Preparation | Natural Gas | Range | E7 | PACT BC Ratio | 0 | 0 | 0 | 0 | 0 | 0 | 0 | 0 | 0 | 0 | 0 | 0 | 0 | 0 | 0 | 0 | 0 | 0 | 0 | 0 | 0 | 0 | 0 | 0 | 0 | 0 | 0 | 0 | 0 | 0
F3_Commercial_Healthcare_Existing_Food Preparation_Natural Gas_Range_E8 | F3 | Commercial | Healthcare | Existing | Food Preparation | Natural Gas | Range | E8 | PACT BC Ratio | 0 | 0 | 0 | 0 | 0 | 0 | 0 | 0 | 0 | 0 | 0 | 0 | 0 | 0 | 0 | 0 | 0 | 0 | 0 | 0 | 0 | 0 | 0 | 0 | 0 | 0 | 0 | 0 | 0 | 0
F3_Commercial_Healthcare_Existing_Food Preparation_Natural Gas_Range_E9 | F3 | Commercial | Healthcare | Existing | Food Preparation | Natural Gas | Range | E9 | PACT BC Ratio | 0 | 0 | 0 | 0 | 0 | 0 | 0 | 0 | 0 | 0 | 0 | 0 | 0 | 0 | 0 | 0 | 0 | 0 | 0 | 0 | 0 | 0 | 0 | 0 | 0 | 0 | 0 | 0 | 0 | 0
F3_Commercial_Healthcare_Existing_Food Preparation_Natural Gas_Range_E10 | F3 | Commercial | Healthcare | Existing | Food Preparation | Natural Gas | Range | E10 | PACT BC Ratio | 0 | 0 | 0 | 0 | 0 | 0 | 0 | 0 | 0 | 0 | 0 | 0 | 0 | 0 | 0 | 0 | 0 | 0 | 0 | 0 | 0 | 0 | 0 | 0 | 0 | 0 | 0 | 0 | 0 | 0
F4_Commercial_Healthcare_Existing_Food Preparation_Natural Gas_Range_E1 | F4 | Commercial | Healthcare | Existing | Food Preparation | Natural Gas | Range | E1 | PCT BC Ratio | 0.9 | 0.9 | 0.9 | 0.9 | 0.9 | 0.9 | 0.9 | 0.9 | 0.9 | 0.9 | 0.9 | 0.9 | 0.9 | 0.9 | 0.9 | 0.9 | 0.9 | 0.9 | 0.9 | 0.9 | 0.9 | 0.9 | 0 | 0 | 0 | 0 | 0 | 0 | 0 | 0
F4_Commercial_Healthcare_Existing_Food Preparation_Natural Gas_Range_E2 | F4 | Commercial | Healthcare | Existing | Food Preparation | Natural Gas | Range | E2 | PCT BC Ratio | 2565.1554 | 2582.2429 | 2604.3819 | 2647.1341 | 2706.4754 | 2777.8917 | 2842.7298 | 2898.2811 | 2951.01 | 3004.864 | 3062.5221 | 3118.7661 | 3171.9478 | 3225.5042 | 3272.8355 | 3317.6421 | 3366.1364 | 3414.8 | 3463.724 | 3512.6533 | 3560.6668 | 3607.5346 | 0 | 0 | 0 | 0 | 0 | 0 | 0 | 0
F4_Commercial_Healthcare_Existing_Food Preparation_Natural Gas_Range_E3 | F4 | Commercial | Healthcare | Existing | Food Preparation | Natural Gas | Range | E3 | PCT BC Ratio | 0 | 0 | 0 | 0 | 0 | 0 | 0 | 0 | 0 | 0 | 0 | 0 | 0 | 0 | 0 | 0 | 0 | 0 | 0 | 0 | 0 | 0 | 0 | 0 | 0 | 0 | 0 | 0 | 0 | 0
F4_Commercial_Healthcare_Existing_Food Preparation_Natural Gas_Range_E4 | F4 | Commercial | Healthcare | Existing | Food Preparation | Natural Gas | Range | E4 | PCT BC Ratio | 0 | 0 | 0 | 0 | 0 | 0 | 0 | 0 | 0 | 0 | 0 | 0 | 0 | 0 | 0 | 0 | 0 | 0 | 0 | 0 | 0 | 0 | 0 | 0 | 0 | 0 | 0 | 0 | 0 | 0
F4_Commercial_Healthcare_Existing_Food Preparation_Natural Gas_Range_E5 | F4 | Commercial | Healthcare | Existing | Food Preparation | Natural Gas | Range | E5 | PCT BC Ratio | 0 | 0 | 0 | 0 | 0 | 0 | 0 | 0 | 0 | 0 | 0 | 0 | 0 | 0 | 0 | 0 | 0 | 0 | 0 | 0 | 0 | 0 | 0 | 0 | 0 | 0 | 0 | 0 | 0 | 0
F4_Commercial_Healthcare_Existing_Food Preparation_Natural Gas_Range_E6 | F4 | Commercial | Healthcare | Existing | Food Preparation | Natural Gas | Range | E6 | PCT BC Ratio | 0 | 0 | 0 | 0 | 0 | 0 | 0 | 0 | 0 | 0 | 0 | 0 | 0 | 0 | 0 | 0 | 0 | 0 | 0 | 0 | 0 | 0 | 0 | 0 | 0 | 0 | 0 | 0 | 0 | 0
F4_Commercial_Healthcare_Existing_Food Preparation_Natural Gas_Range_E7 | F4 | Commercial | Healthcare | Existing | Food Preparation | Natural Gas | Range | E7 | PCT BC Ratio | 0 | 0 | 0 | 0 | 0 | 0 | 0 | 0 | 0 | 0 | 0 | 0 | 0 | 0 | 0 | 0 | 0 | 0 | 0 | 0 | 0 | 0 | 0 | 0 | 0 | 0 | 0 | 0 | 0 | 0
F4_Commercial_Healthcare_Existing_Food Preparation_Natural Gas_Range_E8 | F4 | Commercial | Healthcare | Existing | Food Preparation | Natural Gas | Range | E8 | PCT BC Ratio | 0 | 0 | 0 | 0 | 0 | 0 | 0 | 0 | 0 | 0 | 0 | 0 | 0 | 0 | 0 | 0 | 0 | 0 | 0 | 0 | 0 | 0 | 0 | 0 | 0 | 0 | 0 | 0 | 0 | 0
F4_Commercial_Healthcare_Existing_Food Preparation_Natural Gas_Range_E9 | F4 | Commercial | Healthcare | Existing | Food Preparation | Natural Gas | Range | E9 | PCT BC Ratio | 0 | 0 | 0 | 0 | 0 | 0 | 0 | 0 | 0 | 0 | 0 | 0 | 0 | 0 | 0 | 0 | 0 | 0 | 0 | 0 | 0 | 0 | 0 | 0 | 0 | 0 | 0 | 0 | 0 | 0
F4_Commercial_Healthcare_Existing_Food Preparation_Natural Gas_Range_E10 | F4 | Commercial | Healthcare | Existing | Food Preparation | Natural Gas | Range | E10 | PCT BC Ratio | 0 | 0 | 0 | 0 | 0 | 0 | 0 | 0 | 0 | 0 | 0 | 0 | 0 | 0 | 0 | 0 | 0 | 0 | 0 | 0 | 0 | 0 | 0 | 0 | 0 | 0 | 0 | 0 | 0 | 0
F5_Commercial_Healthcare_Existing_Food Preparation_Natural Gas_Range_E1 | F5 | Commercial | Healthcare | Existing | Food Preparation | Natural Gas | Range | E1 | RIM BC Ratio | 0.9 | 0.9 | 0.9 | 0.9 | 0.9 | 0.9 | 0.9 | 0.9 | 0.9 | 0.9 | 0.9 | 0.9 | 0.9 | 0.9 | 0.9 | 0.9 | 0.9 | 0.9 | 0.9 | 0.9 | 0.9 | 0.9 | 0 | 0 | 0 | 0 | 0 | 0 | 0 | 0
F5_Commercial_Healthcare_Existing_Food Preparation_Natural Gas_Range_E2 | F5 | Commercial | Healthcare | Existing | Food Preparation | Natural Gas | Range | E2 | RIM BC Ratio | 0.834 | 0.834 | 0.83401 | 0.83402 | 0.83403 | 0.83405 | 0.83406 | 0.83407 | 0.83409 | 0.8341 | 0.83411 | 0.83412 | 0.83413 | 0.83414 | 0.83414 | 0.83415 | 0.83416 | 0.83417 | 0.83417 | 0.83418 | 0.83419 | 0.83419 | 0 | 0 | 0 | 0 | 0 | 0 | 0 | 0
F5_Commercial_Healthcare_Existing_Food Preparation_Natural Gas_Range_E3 | F5 | Commercial | Healthcare | Existing | Food Preparation | Natural Gas | Range | E3 | RIM BC Ratio | 0 | 0 | 0 | 0 | 0 | 0 | 0 | 0 | 0 | 0 | 0 | 0 | 0 | 0 | 0 | 0 | 0 | 0 | 0 | 0 | 0 | 0 | 0 | 0 | 0 | 0 | 0 | 0 | 0 | 0
F5_Commercial_Healthcare_Existing_Food Preparation_Natural Gas_Range_E4 | F5 | Commercial | Healthcare | Existing | Food Preparation | Natural Gas | Range | E4 | RIM BC Ratio | 0 | 0 | 0 | 0 | 0 | 0 | 0 | 0 | 0 | 0 | 0 | 0 | 0 | 0 | 0 | 0 | 0 | 0 | 0 | 0 | 0 | 0 | 0 | 0 | 0 | 0 | 0 | 0 | 0 | 0
F5_Commercial_Healthcare_Existing_Food Preparation_Natural Gas_Range_E5 | F5 | Commercial | Healthcare | Existing | Food Preparation | Natural Gas | Range | E5 | RIM BC Ratio | 0 | 0 | 0 | 0 | 0 | 0 | 0 | 0 | 0 | 0 | 0 | 0 | 0 | 0 | 0 | 0 | 0 | 0 | 0 | 0 | 0 | 0 | 0 | 0 | 0 | 0 | 0 | 0 | 0 | 0
F5_Commercial_Healthcare_Existing_Food Preparation_Natural Gas_Range_E6 | F5 | Commercial | Healthcare | Existing | Food Preparation | Natural Gas | Range | E6 | RIM BC Ratio | 0 | 0 | 0 | 0 | 0 | 0 | 0 | 0 | 0 | 0 | 0 | 0 | 0 | 0 | 0 | 0 | 0 | 0 | 0 | 0 | 0 | 0 | 0 | 0 | 0 | 0 | 0 | 0 | 0 | 0
F5_Commercial_Healthcare_Existing_Food Preparation_Natural Gas_Range_E7 | F5 | Commercial | Healthcare | Existing | Food Preparation | Natural Gas | Range | E7 | RIM BC Ratio | 0 | 0 | 0 | 0 | 0 | 0 | 0 | 0 | 0 | 0 | 0 | 0 | 0 | 0 | 0 | 0 | 0 | 0 | 0 | 0 | 0 | 0 | 0 | 0 | 0 | 0 | 0 | 0 | 0 | 0
F5_Commercial_Healthcare_Existing_Food Preparation_Natural Gas_Range_E8 | F5 | Commercial | Healthcare | Existing | Food Preparation | Natural Gas | Range | E8 | RIM BC Ratio | 0 | 0 | 0 | 0 | 0 | 0 | 0 | 0 | 0 | 0 | 0 | 0 | 0 | 0 | 0 | 0 | 0 | 0 | 0 | 0 | 0 | 0 | 0 | 0 | 0 | 0 | 0 | 0 | 0 | 0
F5_Commercial_Healthcare_Existing_Food Preparation_Natural Gas_Range_E9 | F5 | Commercial | Healthcare | Existing | Food Preparation | Natural Gas | Range | E9 | RIM BC Ratio | 0 | 0 | 0 | 0 | 0 | 0 | 0 | 0 | 0 | 0 | 0 | 0 | 0 | 0 | 0 | 0 | 0 | 0 | 0 | 0 | 0 | 0 | 0 | 0 | 0 | 0 | 0 | 0 | 0 | 0
F5_Commercial_Healthcare_Existing_Food Preparation_Natural Gas_Range_E10 | F5 | Commercial | Healthcare | Existing | Food Preparation | Natural Gas | Range | E10 | RIM BC Ratio | 0 | 0 | 0 | 0 | 0 | 0 | 0 | 0 | 0 | 0 | 0 | 0 | 0 | 0 | 0 | 0 | 0 | 0 | 0 | 0 | 0 | 0 | 0 | 0 | 0 | 0 | 0 | 0 | 0 | 0
F0_Commercial_Healthcare_Existing_Food Preparation_Natural Gas_Steamer_E0 | F0 | Commercial | Healthcare | Existing | Food Preparation | Natural Gas | Steamer | E0 | Economic Unit | ENERGY STAR | ENERGY STAR | ENERGY STAR | ENERGY STAR | ENERGY STAR | ENERGY STAR | ENERGY STAR | ENERGY STAR | ENERGY STAR | ENERGY STAR | ENERGY STAR | ENERGY STAR | ENERGY STAR | ENERGY STAR | ENERGY STAR | ENERGY STAR | ENERGY STAR | ENERGY STAR | ENERGY STAR | ENERGY STAR | ENERGY STAR | ENERGY STAR | 0 | 0 | 0 | 0 | 0 | 0 | 0 | 0
F1_Commercial_Healthcare_Existing_Food Preparation_Natural Gas_Steamer_E1 | F1 | Commercial | Healthcare | Existing | Food Preparation | Natural Gas | Steamer | E1 | CCE | 0 | 0 | 0 | 0 | 0 | 0 | 0 | 0 | 0 | 0 | 0 | 0 | 0 | 0 | 0 | 0 | 0 | 0 | 0 | 0 | 0 | 0 | 0 | 0 | 0 | 0 | 0 | 0 | 0 | 0
F1_Commercial_Healthcare_Existing_Food Preparation_Natural Gas_Steamer_E2 | F1 | Commercial | Healthcare | Existing | Food Preparation | Natural Gas | Steamer | E2 | CCE | 0.0017749 | 0.0017749 | 0.0018646 | 0.0018363 | 0.0018088 | 0.0017743 | 0.0017695 | 0.0017581 | 0.0017475 | 0.0017316 | 0.0017291 | 0.0017211 | 0.0017141 | 0.0017005 | 0.0017023 | 0.0016971 | 0.001692 | 0.0016808 | 0.0016841 | 0.0016808 | 0.0016784 | 0.001669 | 0 | 0 | 0 | 0 | 0 | 0 | 0 | 0
F1_Commercial_Healthcare_Existing_Food Preparation_Natural Gas_Steamer_E3 | F1 | Commercial | Healthcare | Existing | Food Preparation | Natural Gas | Steamer | E3 | CCE | 0 | 0 | 0 | 0 | 0 | 0 | 0 | 0 | 0 | 0 | 0 | 0 | 0 | 0 | 0 | 0 | 0 | 0 | 0 | 0 | 0 | 0 | 0 | 0 | 0 | 0 | 0 | 0 | 0 | 0
F1_Commercial_Healthcare_Existing_Food Preparation_Natural Gas_Steamer_E4 | F1 | Commercial | Healthcare | Existing | Food Preparation | Natural Gas | Steamer | E4 | CCE | 0 | 0 | 0 | 0 | 0 | 0 | 0 | 0 | 0 | 0 | 0 | 0 | 0 | 0 | 0 | 0 | 0 | 0 | 0 | 0 | 0 | 0 | 0 | 0 | 0 | 0 | 0 | 0 | 0 | 0
F1_Commercial_Healthcare_Existing_Food Preparation_Natural Gas_Steamer_E5 | F1 | Commercial | Healthcare | Existing | Food Preparation | Natural Gas | Steamer | E5 | CCE | 0 | 0 | 0 | 0 | 0 | 0 | 0 | 0 | 0 | 0 | 0 | 0 | 0 | 0 | 0 | 0 | 0 | 0 | 0 | 0 | 0 | 0 | 0 | 0 | 0 | 0 | 0 | 0 | 0 | 0
F1_Commercial_Healthcare_Existing_Food Preparation_Natural Gas_Steamer_E6 | F1 | Commercial | Healthcare | Existing | Food Preparation | Natural Gas | Steamer | E6 | CCE | 0 | 0 | 0 | 0 | 0 | 0 | 0 | 0 | 0 | 0 | 0 | 0 | 0 | 0 | 0 | 0 | 0 | 0 | 0 | 0 | 0 | 0 | 0 | 0 | 0 | 0 | 0 | 0 | 0 | 0
F1_Commercial_Healthcare_Existing_Food Preparation_Natural Gas_Steamer_E7 | F1 | Commercial | Healthcare | Existing | Food Preparation | Natural Gas | Steamer | E7 | CCE | 0 | 0 | 0 | 0 | 0 | 0 | 0 | 0 | 0 | 0 | 0 | 0 | 0 | 0 | 0 | 0 | 0 | 0 | 0 | 0 | 0 | 0 | 0 | 0 | 0 | 0 | 0 | 0 | 0 | 0
F1_Commercial_Healthcare_Existing_Food Preparation_Natural Gas_Steamer_E8 | F1 | Commercial | Healthcare | Existing | Food Preparation | Natural Gas | Steamer | E8 | CCE | 0 | 0 | 0 | 0 | 0 | 0 | 0 | 0 | 0 | 0 | 0 | 0 | 0 | 0 | 0 | 0 | 0 | 0 | 0 | 0 | 0 | 0 | 0 | 0 | 0 | 0 | 0 | 0 | 0 | 0
F1_Commercial_Healthcare_Existing_Food Preparation_Natural Gas_Steamer_E9 | F1 | Commercial | Healthcare | Existing | Food Preparation | Natural Gas | Steamer | E9 | CCE | 0 | 0 | 0 | 0 | 0 | 0 | 0 | 0 | 0 | 0 | 0 | 0 | 0 | 0 | 0 | 0 | 0 | 0 | 0 | 0 | 0 | 0 | 0 | 0 | 0 | 0 | 0 | 0 | 0 | 0
F1_Commercial_Healthcare_Existing_Food Preparation_Natural Gas_Steamer_E10 | F1 | Commercial | Healthcare | Existing | Food Preparation | Natural Gas | Steamer | E10 | CCE | 0 | 0 | 0 | 0 | 0 | 0 | 0 | 0 | 0 | 0 | 0 | 0 | 0 | 0 | 0 | 0 | 0 | 0 | 0 | 0 | 0 | 0 | 0 | 0 | 0 | 0 | 0 | 0 | 0 | 0
F2_Commercial_Healthcare_Existing_Food Preparation_Natural Gas_Steamer_E1 | F2 | Commercial | Healthcare | Existing | Food Preparation | Natural Gas | Steamer | E1 | TRC BC Ratio | 0.9 | 0.9 | 0.9 | 0.9 | 0.9 | 0.9 | 0.9 | 0.9 | 0.9 | 0.9 | 0.9 | 0.9 | 0.9 | 0.9 | 0.9 | 0.9 | 0.9 | 0.9 | 0.9 | 0.9 | 0.9 | 0.9 | 0 | 0 | 0 | 0 | 0 | 0 | 0 | 0
F2_Commercial_Healthcare_Existing_Food Preparation_Natural Gas_Steamer_E2 | F2 | Commercial | Healthcare | Existing | Food Preparation | Natural Gas | Steamer | E2 | TRC BC Ratio | 4.9998 | 5.0422 | 5.093 | 5.1779 | 5.291 | 5.4252 | 5.5491 | 5.656 | 5.7559 | 5.8544 | 5.9559 | 6.057 | 6.1552 | 6.2565 | 6.3505 | 6.4434 | 6.5427 | 6.6427 | 6.7436 | 6.8448 | 6.9449 | 7.0436 | 0 | 0 | 0 | 0 | 0 | 0 | 0 | 0
F2_Commercial_Healthcare_Existing_Food Preparation_Natural Gas_Steamer_E3 | F2 | Commercial | Healthcare | Existing | Food Preparation | Natural Gas | Steamer | E3 | TRC BC Ratio | 0 | 0 | 0 | 0 | 0 | 0 | 0 | 0 | 0 | 0 | 0 | 0 | 0 | 0 | 0 | 0 | 0 | 0 | 0 | 0 | 0 | 0 | 0 | 0 | 0 | 0 | 0 | 0 | 0 | 0
F2_Commercial_Healthcare_Existing_Food Preparation_Natural Gas_Steamer_E4 | F2 | Commercial | Healthcare | Existing | Food Preparation | Natural Gas | Steamer | E4 | TRC BC Ratio | 0 | 0 | 0 | 0 | 0 | 0 | 0 | 0 | 0 | 0 | 0 | 0 | 0 | 0 | 0 | 0 | 0 | 0 | 0 | 0 | 0 | 0 | 0 | 0 | 0 | 0 | 0 | 0 | 0 | 0
F2_Commercial_Healthcare_Existing_Food Preparation_Natural Gas_Steamer_E5 | F2 | Commercial | Healthcare | Existing | Food Preparation | Natural Gas | Steamer | E5 | TRC BC Ratio | 0 | 0 | 0 | 0 | 0 | 0 | 0 | 0 | 0 | 0 | 0 | 0 | 0 | 0 | 0 | 0 | 0 | 0 | 0 | 0 | 0 | 0 | 0 | 0 | 0 | 0 | 0 | 0 | 0 | 0
F2_Commercial_Healthcare_Existing_Food Preparation_Natural Gas_Steamer_E6 | F2 | Commercial | Healthcare | Existing | Food Preparation | Natural Gas | Steamer | E6 | TRC BC Ratio | 0 | 0 | 0 | 0 | 0 | 0 | 0 | 0 | 0 | 0 | 0 | 0 | 0 | 0 | 0 | 0 | 0 | 0 | 0 | 0 | 0 | 0 | 0 | 0 | 0 | 0 | 0 | 0 | 0 | 0
F2_Commercial_Healthcare_Existing_Food Preparation_Natural Gas_Steamer_E7 | F2 | Commercial | Healthcare | Existing | Food Preparation | Natural Gas | Steamer | E7 | TRC BC Ratio | 0 | 0 | 0 | 0 | 0 | 0 | 0 | 0 | 0 | 0 | 0 | 0 | 0 | 0 | 0 | 0 | 0 | 0 | 0 | 0 | 0 | 0 | 0 | 0 | 0 | 0 | 0 | 0 | 0 | 0
F2_Commercial_Healthcare_Existing_Food Preparation_Natural Gas_Steamer_E8 | F2 | Commercial | Healthcare | Existing | Food Preparation | Natural Gas | Steamer | E8 | TRC BC Ratio | 0 | 0 | 0 | 0 | 0 | 0 | 0 | 0 | 0 | 0 | 0 | 0 | 0 | 0 | 0 | 0 | 0 | 0 | 0 | 0 | 0 | 0 | 0 | 0 | 0 | 0 | 0 | 0 | 0 | 0
F2_Commercial_Healthcare_Existing_Food Preparation_Natural Gas_Steamer_E9 | F2 | Commercial | Healthcare | Existing | Food Preparation | Natural Gas | Steamer | E9 | TRC BC Ratio | 0 | 0 | 0 | 0 | 0 | 0 | 0 | 0 | 0 | 0 | 0 | 0 | 0 | 0 | 0 | 0 | 0 | 0 | 0 | 0 | 0 | 0 | 0 | 0 | 0 | 0 | 0 | 0 | 0 | 0
F2_Commercial_Healthcare_Existing_Food Preparation_Natural Gas_Steamer_E10 | F2 | Commercial | Healthcare | Existing | Food Preparation | Natural Gas | Steamer | E10 | TRC BC Ratio | 0 | 0 | 0 | 0 | 0 | 0 | 0 | 0 | 0 | 0 | 0 | 0 | 0 | 0 | 0 | 0 | 0 | 0 | 0 | 0 | 0 | 0 | 0 | 0 | 0 | 0 | 0 | 0 | 0 | 0
F3_Commercial_Healthcare_Existing_Food Preparation_Natural Gas_Steamer_E1 | F3 | Commercial | Healthcare | Existing | Food Preparation | Natural Gas | Steamer | E1 | PACT BC Ratio | 0.9 | 0.9 | 0.9 | 0.9 | 0.9 | 0.9 | 0.9 | 0.9 | 0.9 | 0.9 | 0.9 | 0.9 | 0.9 | 0.9 | 0.9 | 0.9 | 0.9 | 0.9 | 0.9 | 0.9 | 0.9 | 0.9 | 0 | 0 | 0 | 0 | 0 | 0 | 0 | 0
F3_Commercial_Healthcare_Existing_Food Preparation_Natural Gas_Steamer_E2 | F3 | Commercial | Healthcare | Existing | Food Preparation | Natural Gas | Steamer | E2 | PACT BC Ratio | 5.4144 | 5.4603 | 5.5153 | 5.6072 | 5.7297 | 5.875 | 6.0092 | 6.1249 | 6.2331 | 6.3398 | 6.4497 | 6.5592 | 6.6655 | 6.7753 | 6.877 | 6.9776 | 7.0852 | 7.1935 | 7.3027 | 7.4123 | 7.5208 | 7.6276 | 0 | 0 | 0 | 0 | 0 | 0 | 0 | 0
F3_Commercial_Healthcare_Existing_Food Preparation_Natural Gas_Steamer_E3 | F3 | Commercial | Healthcare | Existing | Food Preparation | Natural Gas | Steamer | E3 | PACT BC Ratio | 0 | 0 | 0 | 0 | 0 | 0 | 0 | 0 | 0 | 0 | 0 | 0 | 0 | 0 | 0 | 0 | 0 | 0 | 0 | 0 | 0 | 0 | 0 | 0 | 0 | 0 | 0 | 0 | 0 | 0
F3_Commercial_Healthcare_Existing_Food Preparation_Natural Gas_Steamer_E4 | F3 | Commercial | Healthcare | Existing | Food Preparation | Natural Gas | Steamer | E4 | PACT BC Ratio | 0 | 0 | 0 | 0 | 0 | 0 | 0 | 0 | 0 | 0 | 0 | 0 | 0 | 0 | 0 | 0 | 0 | 0 | 0 | 0 | 0 | 0 | 0 | 0 | 0 | 0 | 0 | 0 | 0 | 0
F3_Commercial_Healthcare_Existing_Food Preparation_Natural Gas_Steamer_E5 | F3 | Commercial | Healthcare | Existing | Food Preparation | Natural Gas | Steamer | E5 | PACT BC Ratio | 0 | 0 | 0 | 0 | 0 | 0 | 0 | 0 | 0 | 0 | 0 | 0 | 0 | 0 | 0 | 0 | 0 | 0 | 0 | 0 | 0 | 0 | 0 | 0 | 0 | 0 | 0 | 0 | 0 | 0
F3_Commercial_Healthcare_Existing_Food Preparation_Natural Gas_Steamer_E6 | F3 | Commercial | Healthcare | Existing | Food Preparation | Natural Gas | Steamer | E6 | PACT BC Ratio | 0 | 0 | 0 | 0 | 0 | 0 | 0 | 0 | 0 | 0 | 0 | 0 | 0 | 0 | 0 | 0 | 0 | 0 | 0 | 0 | 0 | 0 | 0 | 0 | 0 | 0 | 0 | 0 | 0 | 0
F3_Commercial_Healthcare_Existing_Food Preparation_Natural Gas_Steamer_E7 | F3 | Commercial | Healthcare | Existing | Food Preparation | Natural Gas | Steamer | E7 | PACT BC Ratio | 0 | 0 | 0 | 0 | 0 | 0 | 0 | 0 | 0 | 0 | 0 | 0 | 0 | 0 | 0 | 0 | 0 | 0 | 0 | 0 | 0 | 0 | 0 | 0 | 0 | 0 | 0 | 0 | 0 | 0
F3_Commercial_Healthcare_Existing_Food Preparation_Natural Gas_Steamer_E8 | F3 | Commercial | Healthcare | Existing | Food Preparation | Natural Gas | Steamer | E8 | PACT BC Ratio | 0 | 0 | 0 | 0 | 0 | 0 | 0 | 0 | 0 | 0 | 0 | 0 | 0 | 0 | 0 | 0 | 0 | 0 | 0 | 0 | 0 | 0 | 0 | 0 | 0 | 0 | 0 | 0 | 0 | 0
F3_Commercial_Healthcare_Existing_Food Preparation_Natural Gas_Steamer_E9 | F3 | Commercial | Healthcare | Existing | Food Preparation | Natural Gas | Steamer | E9 | PACT BC Ratio | 0 | 0 | 0 | 0 | 0 | 0 | 0 | 0 | 0 | 0 | 0 | 0 | 0 | 0 | 0 | 0 | 0 | 0 | 0 | 0 | 0 | 0 | 0 | 0 | 0 | 0 | 0 | 0 | 0 | 0
F3_Commercial_Healthcare_Existing_Food Preparation_Natural Gas_Steamer_E10 | F3 | Commercial | Healthcare | Existing | Food Preparation | Natural Gas | Steamer | E10 | PACT BC Ratio | 0 | 0 | 0 | 0 | 0 | 0 | 0 | 0 | 0 | 0 | 0 | 0 | 0 | 0 | 0 | 0 | 0 | 0 | 0 | 0 | 0 | 0 | 0 | 0 | 0 | 0 | 0 | 0 | 0 | 0
F4_Commercial_Healthcare_Existing_Food Preparation_Natural Gas_Steamer_E1 | F4 | Commercial | Healthcare | Existing | Food Preparation | Natural Gas | Steamer | E1 | PCT BC Ratio | 0.9 | 0.9 | 0.9 | 0.9 | 0.9 | 0.9 | 0.9 | 0.9 | 0.9 | 0.9 | 0.9 | 0.9 | 0.9 | 0.9 | 0.9 | 0.9 | 0.9 | 0.9 | 0.9 | 0.9 | 0.9 | 0.9 | 0 | 0 | 0 | 0 | 0 | 0 | 0 | 0
F4_Commercial_Healthcare_Existing_Food Preparation_Natural Gas_Steamer_E2 | F4 | Commercial | Healthcare | Existing | Food Preparation | Natural Gas | Steamer | E2 | PCT BC Ratio | 12.4539 | 12.5522 | 12.6701 | 12.8671 | 13.1296 | 13.4409 | 13.7285 | 13.9764 | 14.2082 | 14.4369 | 14.6723 | 14.9069 | 15.1348 | 15.37 | 15.588 | 15.8035 | 16.0341 | 16.2662 | 16.5002 | 16.7351 | 16.9674 | 17.1964 | 0 | 0 | 0 | 0 | 0 | 0 | 0 | 0
F4_Commercial_Healthcare_Existing_Food Preparation_Natural Gas_Steamer_E3 | F4 | Commercial | Healthcare | Existing | Food Preparation | Natural Gas | Steamer | E3 | PCT BC Ratio | 0 | 0 | 0 | 0 | 0 | 0 | 0 | 0 | 0 | 0 | 0 | 0 | 0 | 0 | 0 | 0 | 0 | 0 | 0 | 0 | 0 | 0 | 0 | 0 | 0 | 0 | 0 | 0 | 0 | 0
F4_Commercial_Healthcare_Existing_Food Preparation_Natural Gas_Steamer_E4 | F4 | Commercial | Healthcare | Existing | Food Preparation | Natural Gas | Steamer | E4 | PCT BC Ratio | 0 | 0 | 0 | 0 | 0 | 0 | 0 | 0 | 0 | 0 | 0 | 0 | 0 | 0 | 0 | 0 | 0 | 0 | 0 | 0 | 0 | 0 | 0 | 0 | 0 | 0 | 0 | 0 | 0 | 0
F4_Commercial_Healthcare_Existing_Food Preparation_Natural Gas_Steamer_E5 | F4 | Commercial | Healthcare | Existing | Food Preparation | Natural Gas | Steamer | E5 | PCT BC Ratio | 0 | 0 | 0 | 0 | 0 | 0 | 0 | 0 | 0 | 0 | 0 | 0 | 0 | 0 | 0 | 0 | 0 | 0 | 0 | 0 | 0 | 0 | 0 | 0 | 0 | 0 | 0 | 0 | 0 | 0
F4_Commercial_Healthcare_Existing_Food Preparation_Natural Gas_Steamer_E6 | F4 | Commercial | Healthcare | Existing | Food Preparation | Natural Gas | Steamer | E6 | PCT BC Ratio | 0 | 0 | 0 | 0 | 0 | 0 | 0 | 0 | 0 | 0 | 0 | 0 | 0 | 0 | 0 | 0 | 0 | 0 | 0 | 0 | 0 | 0 | 0 | 0 | 0 | 0 | 0 | 0 | 0 | 0
F4_Commercial_Healthcare_Existing_Food Preparation_Natural Gas_Steamer_E7 | F4 | Commercial | Healthcare | Existing | Food Preparation | Natural Gas | Steamer | E7 | PCT BC Ratio | 0 | 0 | 0 | 0 | 0 | 0 | 0 | 0 | 0 | 0 | 0 | 0 | 0 | 0 | 0 | 0 | 0 | 0 | 0 | 0 | 0 | 0 | 0 | 0 | 0 | 0 | 0 | 0 | 0 | 0
F4_Commercial_Healthcare_Existing_Food Preparation_Natural Gas_Steamer_E8 | F4 | Commercial | Healthcare | Existing | Food Preparation | Natural Gas | Steamer | E8 | PCT BC Ratio | 0 | 0 | 0 | 0 | 0 | 0 | 0 | 0 | 0 | 0 | 0 | 0 | 0 | 0 | 0 | 0 | 0 | 0 | 0 | 0 | 0 | 0 | 0 | 0 | 0 | 0 | 0 | 0 | 0 | 0
F4_Commercial_Healthcare_Existing_Food Preparation_Natural Gas_Steamer_E9 | F4 | Commercial | Healthcare | Existing | Food Preparation | Natural Gas | Steamer | E9 | PCT BC Ratio | 0 | 0 | 0 | 0 | 0 | 0 | 0 | 0 | 0 | 0 | 0 | 0 | 0 | 0 | 0 | 0 | 0 | 0 | 0 | 0 | 0 | 0 | 0 | 0 | 0 | 0 | 0 | 0 | 0 | 0
F4_Commercial_Healthcare_Existing_Food Preparation_Natural Gas_Steamer_E10 | F4 | Commercial | Healthcare | Existing | Food Preparation | Natural Gas | Steamer | E10 | PCT BC Ratio | 0 | 0 | 0 | 0 | 0 | 0 | 0 | 0 | 0 | 0 | 0 | 0 | 0 | 0 | 0 | 0 | 0 | 0 | 0 | 0 | 0 | 0 | 0 | 0 | 0 | 0 | 0 | 0 | 0 | 0
F5_Commercial_Healthcare_Existing_Food Preparation_Natural Gas_Steamer_E1 | F5 | Commercial | Healthcare | Existing | Food Preparation | Natural Gas | Steamer | E1 | RIM BC Ratio | 0.9 | 0.9 | 0.9 | 0.9 | 0.9 | 0.9 | 0.9 | 0.9 | 0.9 | 0.9 | 0.9 | 0.9 | 0.9 | 0.9 | 0.9 | 0.9 | 0.9 | 0.9 | 0.9 | 0.9 | 0.9 | 0.9 | 0 | 0 | 0 | 0 | 0 | 0 | 0 | 0
F5_Commercial_Healthcare_Existing_Food Preparation_Natural Gas_Steamer_E2 | F5 | Commercial | Healthcare | Existing | Food Preparation | Natural Gas | Steamer | E2 | RIM BC Ratio | 0.72319 | 0.72401 | 0.72496 | 0.72653 | 0.72855 | 0.73085 | 0.73288 | 0.73457 | 0.73611 | 0.73757 | 0.73904 | 0.74045 | 0.74179 | 0.74313 | 0.74434 | 0.7455 | 0.74671 | 0.7479 | 0.74906 | 0.7502 | 0.7513 | 0.75235 | 0 | 0 | 0 | 0 | 0 | 0 | 0 | 0
F5_Commercial_Healthcare_Existing_Food Preparation_Natural Gas_Steamer_E3 | F5 | Commercial | Healthcare | Existing | Food Preparation | Natural Gas | Steamer | E3 | RIM BC Ratio | 0 | 0 | 0 | 0 | 0 | 0 | 0 | 0 | 0 | 0 | 0 | 0 | 0 | 0 | 0 | 0 | 0 | 0 | 0 | 0 | 0 | 0 | 0 | 0 | 0 | 0 | 0 | 0 | 0 | 0
F5_Commercial_Healthcare_Existing_Food Preparation_Natural Gas_Steamer_E4 | F5 | Commercial | Healthcare | Existing | Food Preparation | Natural Gas | Steamer | E4 | RIM BC Ratio | 0 | 0 | 0 | 0 | 0 | 0 | 0 | 0 | 0 | 0 | 0 | 0 | 0 | 0 | 0 | 0 | 0 | 0 | 0 | 0 | 0 | 0 | 0 | 0 | 0 | 0 | 0 | 0 | 0 | 0
F5_Commercial_Healthcare_Existing_Food Preparation_Natural Gas_Steamer_E5 | F5 | Commercial | Healthcare | Existing | Food Preparation | Natural Gas | Steamer | E5 | RIM BC Ratio | 0 | 0 | 0 | 0 | 0 | 0 | 0 | 0 | 0 | 0 | 0 | 0 | 0 | 0 | 0 | 0 | 0 | 0 | 0 | 0 | 0 | 0 | 0 | 0 | 0 | 0 | 0 | 0 | 0 | 0
F5_Commercial_Healthcare_Existing_Food Preparation_Natural Gas_Steamer_E6 | F5 | Commercial | Healthcare | Existing | Food Preparation | Natural Gas | Steamer | E6 | RIM BC Ratio | 0 | 0 | 0 | 0 | 0 | 0 | 0 | 0 | 0 | 0 | 0 | 0 | 0 | 0 | 0 | 0 | 0 | 0 | 0 | 0 | 0 | 0 | 0 | 0 | 0 | 0 | 0 | 0 | 0 | 0
F5_Commercial_Healthcare_Existing_Food Preparation_Natural Gas_Steamer_E7 | F5 | Commercial | Healthcare | Existing | Food Preparation | Natural Gas | Steamer | E7 | RIM BC Ratio | 0 | 0 | 0 | 0 | 0 | 0 | 0 | 0 | 0 | 0 | 0 | 0 | 0 | 0 | 0 | 0 | 0 | 0 | 0 | 0 | 0 | 0 | 0 | 0 | 0 | 0 | 0 | 0 | 0 | 0
F5_Commercial_Healthcare_Existing_Food Preparation_Natural Gas_Steamer_E8 | F5 | Commercial | Healthcare | Existing | Food Preparation | Natural Gas | Steamer | E8 | RIM BC Ratio | 0 | 0 | 0 | 0 | 0 | 0 | 0 | 0 | 0 | 0 | 0 | 0 | 0 | 0 | 0 | 0 | 0 | 0 | 0 | 0 | 0 | 0 | 0 | 0 | 0 | 0 | 0 | 0 | 0 | 0
F5_Commercial_Healthcare_Existing_Food Preparation_Natural Gas_Steamer_E9 | F5 | Commercial | Healthcare | Existing | Food Preparation | Natural Gas | Steamer | E9 | RIM BC Ratio | 0 | 0 | 0 | 0 | 0 | 0 | 0 | 0 | 0 | 0 | 0 | 0 | 0 | 0 | 0 | 0 | 0 | 0 | 0 | 0 | 0 | 0 | 0 | 0 | 0 | 0 | 0 | 0 | 0 | 0
F5_Commercial_Healthcare_Existing_Food Preparation_Natural Gas_Steamer_E10 | F5 | Commercial | Healthcare | Existing | Food Preparation | Natural Gas | Steamer | E10 | RIM BC Ratio | 0 | 0 | 0 | 0 | 0 | 0 | 0 | 0 | 0 | 0 | 0 | 0 | 0 | 0 | 0 | 0 | 0 | 0 | 0 | 0 | 0 | 0 | 0 | 0 | 0 | 0 | 0 | 0 | 0 | 0
F0_Commercial_Healthcare_Existing_Food Preparation_Natural Gas_Food Prep Other_E0 | F0 | Commercial | Healthcare | Existing | Food Preparation | Natural Gas | Food Prep Other | E0 | Economic Unit | ENERGY STAR | ENERGY STAR | ENERGY STAR | ENERGY STAR | ENERGY STAR | ENERGY STAR | ENERGY STAR | ENERGY STAR | ENERGY STAR | ENERGY STAR | ENERGY STAR | ENERGY STAR | ENERGY STAR | ENERGY STAR | ENERGY STAR | ENERGY STAR | ENERGY STAR | ENERGY STAR | ENERGY STAR | ENERGY STAR | ENERGY STAR | ENERGY STAR | 0 | 0 | 0 | 0 | 0 | 0 | 0 | 0
F1_Commercial_Healthcare_Existing_Food Preparation_Natural Gas_Food Prep Other_E1 | F1 | Commercial | Healthcare | Existing | Food Preparation | Natural Gas | Food Prep Other | E1 | CCE | 0 | 0 | 0 | 0 | 0 | 0 | 0 | 0 | 0 | 0 | 0 | 0 | 0 | 0 | 0 | 0 | 0 | 0 | 0 | 0 | 0 | 0 | 0 | 0 | 0 | 0 | 0 | 0 | 0 | 0
F1_Commercial_Healthcare_Existing_Food Preparation_Natural Gas_Food Prep Other_E2 | F1 | Commercial | Healthcare | Existing | Food Preparation | Natural Gas | Food Prep Other | E2 | CCE | 0.14135 | 0.14135 | 0.1485 | 0.14624 | 0.14404 | 0.1413 | 0.14092 | 0.14001 | 0.13917 | 0.1379 | 0.1377 | 0.13707 | 0.1365 | 0.13542 | 0.13557 | 0.13515 | 0.13475 | 0.13386 | 0.13412 | 0.13386 | 0.13366 | 0.13291 | 0 | 0 | 0 | 0 | 0 | 0 | 0 | 0
F1_Commercial_Healthcare_Existing_Food Preparation_Natural Gas_Food Prep Other_E3 | F1 | Commercial | Healthcare | Existing | Food Preparation | Natural Gas | Food Prep Other | E3 | CCE | 0 | 0 | 0 | 0 | 0 | 0 | 0 | 0 | 0 | 0 | 0 | 0 | 0 | 0 | 0 | 0 | 0 | 0 | 0 | 0 | 0 | 0 | 0 | 0 | 0 | 0 | 0 | 0 | 0 | 0
F1_Commercial_Healthcare_Existing_Food Preparation_Natural Gas_Food Prep Other_E4 | F1 | Commercial | Healthcare | Existing | Food Preparation | Natural Gas | Food Prep Other | E4 | CCE | 0 | 0 | 0 | 0 | 0 | 0 | 0 | 0 | 0 | 0 | 0 | 0 | 0 | 0 | 0 | 0 | 0 | 0 | 0 | 0 | 0 | 0 | 0 | 0 | 0 | 0 | 0 | 0 | 0 | 0
F1_Commercial_Healthcare_Existing_Food Preparation_Natural Gas_Food Prep Other_E5 | F1 | Commercial | Healthcare | Existing | Food Preparation | Natural Gas | Food Prep Other | E5 | CCE | 0 | 0 | 0 | 0 | 0 | 0 | 0 | 0 | 0 | 0 | 0 | 0 | 0 | 0 | 0 | 0 | 0 | 0 | 0 | 0 | 0 | 0 | 0 | 0 | 0 | 0 | 0 | 0 | 0 | 0
F1_Commercial_Healthcare_Existing_Food Preparation_Natural Gas_Food Prep Other_E6 | F1 | Commercial | Healthcare | Existing | Food Preparation | Natural Gas | Food Prep Other | E6 | CCE | 0 | 0 | 0 | 0 | 0 | 0 | 0 | 0 | 0 | 0 | 0 | 0 | 0 | 0 | 0 | 0 | 0 | 0 | 0 | 0 | 0 | 0 | 0 | 0 | 0 | 0 | 0 | 0 | 0 | 0
F1_Commercial_Healthcare_Existing_Food Preparation_Natural Gas_Food Prep Other_E7 | F1 | Commercial | Healthcare | Existing | Food Preparation | Natural Gas | Food Prep Other | E7 | CCE | 0 | 0 | 0 | 0 | 0 | 0 | 0 | 0 | 0 | 0 | 0 | 0 | 0 | 0 | 0 | 0 | 0 | 0 | 0 | 0 | 0 | 0 | 0 | 0 | 0 | 0 | 0 | 0 | 0 | 0
F1_Commercial_Healthcare_Existing_Food Preparation_Natural Gas_Food Prep Other_E8 | F1 | Commercial | Healthcare | Existing | Food Preparation | Natural Gas | Food Prep Other | E8 | CCE | 0 | 0 | 0 | 0 | 0 | 0 | 0 | 0 | 0 | 0 | 0 | 0 | 0 | 0 | 0 | 0 | 0 | 0 | 0 | 0 | 0 | 0 | 0 | 0 | 0 | 0 | 0 | 0 | 0 | 0
F1_Commercial_Healthcare_Existing_Food Preparation_Natural Gas_Food Prep Other_E9 | F1 | Commercial | Healthcare | Existing | Food Preparation | Natural Gas | Food Prep Other | E9 | CCE | 0 | 0 | 0 | 0 | 0 | 0 | 0 | 0 | 0 | 0 | 0 | 0 | 0 | 0 | 0 | 0 | 0 | 0 | 0 | 0 | 0 | 0 | 0 | 0 | 0 | 0 | 0 | 0 | 0 | 0
F1_Commercial_Healthcare_Existing_Food Preparation_Natural Gas_Food Prep Other_E10 | F1 | Commercial | Healthcare | Existing | Food Preparation | Natural Gas | Food Prep Other | E10 | CCE | 0 | 0 | 0 | 0 | 0 | 0 | 0 | 0 | 0 | 0 | 0 | 0 | 0 | 0 | 0 | 0 | 0 | 0 | 0 | 0 | 0 | 0 | 0 | 0 | 0 | 0 | 0 | 0 | 0 | 0
F2_Commercial_Healthcare_Existing_Food Preparation_Natural Gas_Food Prep Other_E1 | F2 | Commercial | Healthcare | Existing | Food Preparation | Natural Gas | Food Prep Other | E1 | TRC BC Ratio | 0.9 | 0.9 | 0.9 | 0.9 | 0.9 | 0.9 | 0.9 | 0.9 | 0.9 | 0.9 | 0.9 | 0.9 | 0.9 | 0.9 | 0.9 | 0.9 | 0.9 | 0.9 | 0.9 | 0.9 | 0.9 | 0.9 | 0 | 0 | 0 | 0 | 0 | 0 | 0 | 0
F2_Commercial_Healthcare_Existing_Food Preparation_Natural Gas_Food Prep Other_E2 | F2 | Commercial | Healthcare | Existing | Food Preparation | Natural Gas | Food Prep Other | E2 | TRC BC Ratio | 0.061956 | 0.062369 | 0.062904 | 0.063937 | 0.06537 | 0.067096 | 0.068663 | 0.070005 | 0.071279 | 0.07258 | 0.073973 | 0.075332 | 0.076617 | 0.077911 | 0.079055 | 0.080138 | 0.081309 | 0.082485 | 0.083667 | 0.084849 | 0.08601 | 0.087142 | 0 | 0 | 0 | 0 | 0 | 0 | 0 | 0
F2_Commercial_Healthcare_Existing_Food Preparation_Natural Gas_Food Prep Other_E3 | F2 | Commercial | Healthcare | Existing | Food Preparation | Natural Gas | Food Prep Other | E3 | TRC BC Ratio | 0 | 0 | 0 | 0 | 0 | 0 | 0 | 0 | 0 | 0 | 0 | 0 | 0 | 0 | 0 | 0 | 0 | 0 | 0 | 0 | 0 | 0 | 0 | 0 | 0 | 0 | 0 | 0 | 0 | 0
F2_Commercial_Healthcare_Existing_Food Preparation_Natural Gas_Food Prep Other_E4 | F2 | Commercial | Healthcare | Existing | Food Preparation | Natural Gas | Food Prep Other | E4 | TRC BC Ratio | 0 | 0 | 0 | 0 | 0 | 0 | 0 | 0 | 0 | 0 | 0 | 0 | 0 | 0 | 0 | 0 | 0 | 0 | 0 | 0 | 0 | 0 | 0 | 0 | 0 | 0 | 0 | 0 | 0 | 0
F2_Commercial_Healthcare_Existing_Food Preparation_Natural Gas_Food Prep Other_E5 | F2 | Commercial | Healthcare | Existing | Food Preparation | Natural Gas | Food Prep Other | E5 | TRC BC Ratio | 0 | 0 | 0 | 0 | 0 | 0 | 0 | 0 | 0 | 0 | 0 | 0 | 0 | 0 | 0 | 0 | 0 | 0 | 0 | 0 | 0 | 0 | 0 | 0 | 0 | 0 | 0 | 0 | 0 | 0
F2_Commercial_Healthcare_Existing_Food Preparation_Natural Gas_Food Prep Other_E6 | F2 | Commercial | Healthcare | Existing | Food Preparation | Natural Gas | Food Prep Other | E6 | TRC BC Ratio | 0 | 0 | 0 | 0 | 0 | 0 | 0 | 0 | 0 | 0 | 0 | 0 | 0 | 0 | 0 | 0 | 0 | 0 | 0 | 0 | 0 | 0 | 0 | 0 | 0 | 0 | 0 | 0 | 0 | 0
F2_Commercial_Healthcare_Existing_Food Preparation_Natural Gas_Food Prep Other_E7 | F2 | Commercial | Healthcare | Existing | Food Preparation | Natural Gas | Food Prep Other | E7 | TRC BC Ratio | 0 | 0 | 0 | 0 | 0 | 0 | 0 | 0 | 0 | 0 | 0 | 0 | 0 | 0 | 0 | 0 | 0 | 0 | 0 | 0 | 0 | 0 | 0 | 0 | 0 | 0 | 0 | 0 | 0 | 0
F2_Commercial_Healthcare_Existing_Food Preparation_Natural Gas_Food Prep Other_E8 | F2 | Commercial | Healthcare | Existing | Food Preparation | Natural Gas | Food Prep Other | E8 | TRC BC Ratio | 0 | 0 | 0 | 0 | 0 | 0 | 0 | 0 | 0 | 0 | 0 | 0 | 0 | 0 | 0 | 0 | 0 | 0 | 0 | 0 | 0 | 0 | 0 | 0 | 0 | 0 | 0 | 0 | 0 | 0
F2_Commercial_Healthcare_Existing_Food Preparation_Natural Gas_Food Prep Other_E9 | F2 | Commercial | Healthcare | Existing | Food Preparation | Natural Gas | Food Prep Other | E9 | TRC BC Ratio | 0 | 0 | 0 | 0 | 0 | 0 | 0 | 0 | 0 | 0 | 0 | 0 | 0 | 0 | 0 | 0 | 0 | 0 | 0 | 0 | 0 | 0 | 0 | 0 | 0 | 0 | 0 | 0 | 0 | 0
F2_Commercial_Healthcare_Existing_Food Preparation_Natural Gas_Food Prep Other_E10 | F2 | Commercial | Healthcare | Existing | Food Preparation | Natural Gas | Food Prep Other | E10 | TRC BC Ratio | 0 | 0 | 0 | 0 | 0 | 0 | 0 | 0 | 0 | 0 | 0 | 0 | 0 | 0 | 0 | 0 | 0 | 0 | 0 | 0 | 0 | 0 | 0 | 0 | 0 | 0 | 0 | 0 | 0 | 0
F3_Commercial_Healthcare_Existing_Food Preparation_Natural Gas_Food Prep Other_E1 | F3 | Commercial | Healthcare | Existing | Food Preparation | Natural Gas | Food Prep Other | E1 | PACT BC Ratio | 0.9 | 0.9 | 0.9 | 0.9 | 0.9 | 0.9 | 0.9 | 0.9 | 0.9 | 0.9 | 0.9 | 0.9 | 0.9 | 0.9 | 0.9 | 0.9 | 0.9 | 0.9 | 0.9 | 0.9 | 0.9 | 0.9 | 0 | 0 | 0 | 0 | 0 | 0 | 0 | 0
F3_Commercial_Healthcare_Existing_Food Preparation_Natural Gas_Food Prep Other_E2 | F3 | Commercial | Healthcare | Existing | Food Preparation | Natural Gas | Food Prep Other | E2 | PACT BC Ratio | 1.0937 | 1.101 | 1.1104 | 1.1287 | 1.154 | 1.1844 | 1.2121 | 1.2358 | 1.2583 | 1.2813 | 1.3058 | 1.3298 | 1.3525 | 1.3754 | 1.3956 | 1.4147 | 1.4353 | 1.4561 | 1.477 | 1.4978 | 1.5183 | 1.5383 | 0 | 0 | 0 | 0 | 0 | 0 | 0 | 0
F3_Commercial_Healthcare_Existing_Food Preparation_Natural Gas_Food Prep Other_E3 | F3 | Commercial | Healthcare | Existing | Food Preparation | Natural Gas | Food Prep Other | E3 | PACT BC Ratio | 0 | 0 | 0 | 0 | 0 | 0 | 0 | 0 | 0 | 0 | 0 | 0 | 0 | 0 | 0 | 0 | 0 | 0 | 0 | 0 | 0 | 0 | 0 | 0 | 0 | 0 | 0 | 0 | 0 | 0
F3_Commercial_Healthcare_Existing_Food Preparation_Natural Gas_Food Prep Other_E4 | F3 | Commercial | Healthcare | Existing | Food Preparation | Natural Gas | Food Prep Other | E4 | PACT BC Ratio | 0 | 0 | 0 | 0 | 0 | 0 | 0 | 0 | 0 | 0 | 0 | 0 | 0 | 0 | 0 | 0 | 0 | 0 | 0 | 0 | 0 | 0 | 0 | 0 | 0 | 0 | 0 | 0 | 0 | 0
F3_Commercial_Healthcare_Existing_Food Preparation_Natural Gas_Food Prep Other_E5 | F3 | Commercial | Healthcare | Existing | Food Preparation | Natural Gas | Food Prep Other | E5 | PACT BC Ratio | 0 | 0 | 0 | 0 | 0 | 0 | 0 | 0 | 0 | 0 | 0 | 0 | 0 | 0 | 0 | 0 | 0 | 0 | 0 | 0 | 0 | 0 | 0 | 0 | 0 | 0 | 0 | 0 | 0 | 0
F3_Commercial_Healthcare_Existing_Food Preparation_Natural Gas_Food Prep Other_E6 | F3 | Commercial | Healthcare | Existing | Food Preparation | Natural Gas | Food Prep Other | E6 | PACT BC Ratio | 0 | 0 | 0 | 0 | 0 | 0 | 0 | 0 | 0 | 0 | 0 | 0 | 0 | 0 | 0 | 0 | 0 | 0 | 0 | 0 | 0 | 0 | 0 | 0 | 0 | 0 | 0 | 0 | 0 | 0
F3_Commercial_Healthcare_Existing_Food Preparation_Natural Gas_Food Prep Other_E7 | F3 | Commercial | Healthcare | Existing | Food Preparation | Natural Gas | Food Prep Other | E7 | PACT BC Ratio | 0 | 0 | 0 | 0 | 0 | 0 | 0 | 0 | 0 | 0 | 0 | 0 | 0 | 0 | 0 | 0 | 0 | 0 | 0 | 0 | 0 | 0 | 0 | 0 | 0 | 0 | 0 | 0 | 0 | 0
F3_Commercial_Healthcare_Existing_Food Preparation_Natural Gas_Food Prep Other_E8 | F3 | Commercial | Healthcare | Existing | Food Preparation | Natural Gas | Food Prep Other | E8 | PACT BC Ratio | 0 | 0 | 0 | 0 | 0 | 0 | 0 | 0 | 0 | 0 | 0 | 0 | 0 | 0 | 0 | 0 | 0 | 0 | 0 | 0 | 0 | 0 | 0 | 0 | 0 | 0 | 0 | 0 | 0 | 0
F3_Commercial_Healthcare_Existing_Food Preparation_Natural Gas_Food Prep Other_E9 | F3 | Commercial | Healthcare | Existing | Food Preparation | Natural Gas | Food Prep Other | E9 | PACT BC Ratio | 0 | 0 | 0 | 0 | 0 | 0 | 0 | 0 | 0 | 0 | 0 | 0 | 0 | 0 | 0 | 0 | 0 | 0 | 0 | 0 | 0 | 0 | 0 | 0 | 0 | 0 | 0 | 0 | 0 | 0
F3_Commercial_Healthcare_Existing_Food Preparation_Natural Gas_Food Prep Other_E10 | F3 | Commercial | Healthcare | Existing | Food Preparation | Natural Gas | Food Prep Other | E10 | PACT BC Ratio | 0 | 0 | 0 | 0 | 0 | 0 | 0 | 0 | 0 | 0 | 0 | 0 | 0 | 0 | 0 | 0 | 0 | 0 | 0 | 0 | 0 | 0 | 0 | 0 | 0 | 0 | 0 | 0 | 0 | 0
F4_Commercial_Healthcare_Existing_Food Preparation_Natural Gas_Food Prep Other_E1 | F4 | Commercial | Healthcare | Existing | Food Preparation | Natural Gas | Food Prep Other | E1 | PCT BC Ratio | 0.9 | 0.9 | 0.9 | 0.9 | 0.9 | 0.9 | 0.9 | 0.9 | 0.9 | 0.9 | 0.9 | 0.9 | 0.9 | 0.9 | 0.9 | 0.9 | 0.9 | 0.9 | 0.9 | 0.9 | 0.9 | 0.9 | 0 | 0 | 0 | 0 | 0 | 0 | 0 | 0
F4_Commercial_Healthcare_Existing_Food Preparation_Natural Gas_Food Prep Other_E2 | F4 | Commercial | Healthcare | Existing | Food Preparation | Natural Gas | Food Prep Other | E2 | PCT BC Ratio | 0.1043 | 0.10481 | 0.10547 | 0.10674 | 0.10851 | 0.11064 | 0.11258 | 0.11424 | 0.11581 | 0.11741 | 0.11913 | 0.12081 | 0.1224 | 0.124 | 0.12541 | 0.12675 | 0.12819 | 0.12964 | 0.1311 | 0.13256 | 0.134 | 0.13539 | 0 | 0 | 0 | 0 | 0 | 0 | 0 | 0
F4_Commercial_Healthcare_Existing_Food Preparation_Natural Gas_Food Prep Other_E3 | F4 | Commercial | Healthcare | Existing | Food Preparation | Natural Gas | Food Prep Other | E3 | PCT BC Ratio | 0 | 0 | 0 | 0 | 0 | 0 | 0 | 0 | 0 | 0 | 0 | 0 | 0 | 0 | 0 | 0 | 0 | 0 | 0 | 0 | 0 | 0 | 0 | 0 | 0 | 0 | 0 | 0 | 0 | 0
F4_Commercial_Healthcare_Existing_Food Preparation_Natural Gas_Food Prep Other_E4 | F4 | Commercial | Healthcare | Existing | Food Preparation | Natural Gas | Food Prep Other | E4 | PCT BC Ratio | 0 | 0 | 0 | 0 | 0 | 0 | 0 | 0 | 0 | 0 | 0 | 0 | 0 | 0 | 0 | 0 | 0 | 0 | 0 | 0 | 0 | 0 | 0 | 0 | 0 | 0 | 0 | 0 | 0 | 0
F4_Commercial_Healthcare_Existing_Food Preparation_Natural Gas_Food Prep Other_E5 | F4 | Commercial | Healthcare | Existing | Food Preparation | Natural Gas | Food Prep Other | E5 | PCT BC Ratio | 0 | 0 | 0 | 0 | 0 | 0 | 0 | 0 | 0 | 0 | 0 | 0 | 0 | 0 | 0 | 0 | 0 | 0 | 0 | 0 | 0 | 0 | 0 | 0 | 0 | 0 | 0 | 0 | 0 | 0
F4_Commercial_Healthcare_Existing_Food Preparation_Natural Gas_Food Prep Other_E6 | F4 | Commercial | Healthcare | Existing | Food Preparation | Natural Gas | Food Prep Other | E6 | PCT BC Ratio | 0 | 0 | 0 | 0 | 0 | 0 | 0 | 0 | 0 | 0 | 0 | 0 | 0 | 0 | 0 | 0 | 0 | 0 | 0 | 0 | 0 | 0 | 0 | 0 | 0 | 0 | 0 | 0 | 0 | 0
F4_Commercial_Healthcare_Existing_Food Preparation_Natural Gas_Food Prep Other_E7 | F4 | Commercial | Healthcare | Existing | Food Preparation | Natural Gas | Food Prep Other | E7 | PCT BC Ratio | 0 | 0 | 0 | 0 | 0 | 0 | 0 | 0 | 0 | 0 | 0 | 0 | 0 | 0 | 0 | 0 | 0 | 0 | 0 | 0 | 0 | 0 | 0 | 0 | 0 | 0 | 0 | 0 | 0 | 0
F4_Commercial_Healthcare_Existing_Food Preparation_Natural Gas_Food Prep Other_E8 | F4 | Commercial | Healthcare | Existing | Food Preparation | Natural Gas | Food Prep Other | E8 | PCT BC Ratio | 0 | 0 | 0 | 0 | 0 | 0 | 0 | 0 | 0 | 0 | 0 | 0 | 0 | 0 | 0 | 0 | 0 | 0 | 0 | 0 | 0 | 0 | 0 | 0 | 0 | 0 | 0 | 0 | 0 | 0
F4_Commercial_Healthcare_Existing_Food Preparation_Natural Gas_Food Prep Other_E9 | F4 | Commercial | Healthcare | Existing | Food Preparation | Natural Gas | Food Prep Other | E9 | PCT BC Ratio | 0 | 0 | 0 | 0 | 0 | 0 | 0 | 0 | 0 | 0 | 0 | 0 | 0 | 0 | 0 | 0 | 0 | 0 | 0 | 0 | 0 | 0 | 0 | 0 | 0 | 0 | 0 | 0 | 0 | 0
F4_Commercial_Healthcare_Existing_Food Preparation_Natural Gas_Food Prep Other_E10 | F4 | Commercial | Healthcare | Existing | Food Preparation | Natural Gas | Food Prep Other | E10 | PCT BC Ratio | 0 | 0 | 0 | 0 | 0 | 0 | 0 | 0 | 0 | 0 | 0 | 0 | 0 | 0 | 0 | 0 | 0 | 0 | 0 | 0 | 0 | 0 | 0 | 0 | 0 | 0 | 0 | 0 | 0 | 0
F5_Commercial_Healthcare_Existing_Food Preparation_Natural Gas_Food Prep Other_E1 | F5 | Commercial | Healthcare | Existing | Food Preparation | Natural Gas | Food Prep Other | E1 | RIM BC Ratio | 0.9 | 0.9 | 0.9 | 0.9 | 0.9 | 0.9 | 0.9 | 0.9 | 0.9 | 0.9 | 0.9 | 0.9 | 0.9 | 0.9 | 0.9 | 0.9 | 0.9 | 0.9 | 0.9 | 0.9 | 0.9 | 0.9 | 0 | 0 | 0 | 0 | 0 | 0 | 0 | 0
F5_Commercial_Healthcare_Existing_Food Preparation_Natural Gas_Food Prep Other_E2 | F5 | Commercial | Healthcare | Existing | Food Preparation | Natural Gas | Food Prep Other | E2 | RIM BC Ratio | 0.4734 | 0.47476 | 0.47651 | 0.47983 | 0.48435 | 0.48963 | 0.4943 | 0.49819 | 0.50181 | 0.50542 | 0.5092 | 0.51281 | 0.51615 | 0.51944 | 0.5223 | 0.52495 | 0.52777 | 0.53055 | 0.5333 | 0.53599 | 0.53859 | 0.54109 | 0 | 0 | 0 | 0 | 0 | 0 | 0 | 0
F5_Commercial_Healthcare_Existing_Food Preparation_Natural Gas_Food Prep Other_E3 | F5 | Commercial | Healthcare | Existing | Food Preparation | Natural Gas | Food Prep Other | E3 | RIM BC Ratio | 0 | 0 | 0 | 0 | 0 | 0 | 0 | 0 | 0 | 0 | 0 | 0 | 0 | 0 | 0 | 0 | 0 | 0 | 0 | 0 | 0 | 0 | 0 | 0 | 0 | 0 | 0 | 0 | 0 | 0
F5_Commercial_Healthcare_Existing_Food Preparation_Natural Gas_Food Prep Other_E4 | F5 | Commercial | Healthcare | Existing | Food Preparation | Natural Gas | Food Prep Other | E4 | RIM BC Ratio | 0 | 0 | 0 | 0 | 0 | 0 | 0 | 0 | 0 | 0 | 0 | 0 | 0 | 0 | 0 | 0 | 0 | 0 | 0 | 0 | 0 | 0 | 0 | 0 | 0 | 0 | 0 | 0 | 0 | 0
F5_Commercial_Healthcare_Existing_Food Preparation_Natural Gas_Food Prep Other_E5 | F5 | Commercial | Healthcare | Existing | Food Preparation | Natural Gas | Food Prep Other | E5 | RIM BC Ratio | 0 | 0 | 0 | 0 | 0 | 0 | 0 | 0 | 0 | 0 | 0 | 0 | 0 | 0 | 0 | 0 | 0 | 0 | 0 | 0 | 0 | 0 | 0 | 0 | 0 | 0 | 0 | 0 | 0 | 0
F5_Commercial_Healthcare_Existing_Food Preparation_Natural Gas_Food Prep Other_E6 | F5 | Commercial | Healthcare | Existing | Food Preparation | Natural Gas | Food Prep Other | E6 | RIM BC Ratio | 0 | 0 | 0 | 0 | 0 | 0 | 0 | 0 | 0 | 0 | 0 | 0 | 0 | 0 | 0 | 0 | 0 | 0 | 0 | 0 | 0 | 0 | 0 | 0 | 0 | 0 | 0 | 0 | 0 | 0
F5_Commercial_Healthcare_Existing_Food Preparation_Natural Gas_Food Prep Other_E7 | F5 | Commercial | Healthcare | Existing | Food Preparation | Natural Gas | Food Prep Other | E7 | RIM BC Ratio | 0 | 0 | 0 | 0 | 0 | 0 | 0 | 0 | 0 | 0 | 0 | 0 | 0 | 0 | 0 | 0 | 0 | 0 | 0 | 0 | 0 | 0 | 0 | 0 | 0 | 0 | 0 | 0 | 0 | 0
F5_Commercial_Healthcare_Existing_Food Preparation_Natural Gas_Food Prep Other_E8 | F5 | Commercial | Healthcare | Existing | Food Preparation | Natural Gas | Food Prep Other | E8 | RIM BC Ratio | 0 | 0 | 0 | 0 | 0 | 0 | 0 | 0 | 0 | 0 | 0 | 0 | 0 | 0 | 0 | 0 | 0 | 0 | 0 | 0 | 0 | 0 | 0 | 0 | 0 | 0 | 0 | 0 | 0 | 0
F5_Commercial_Healthcare_Existing_Food Preparation_Natural Gas_Food Prep Other_E9 | F5 | Commercial | Healthcare | Existing | Food Preparation | Natural Gas | Food Prep Other | E9 | RIM BC Ratio | 0 | 0 | 0 | 0 | 0 | 0 | 0 | 0 | 0 | 0 | 0 | 0 | 0 | 0 | 0 | 0 | 0 | 0 | 0 | 0 | 0 | 0 | 0 | 0 | 0 | 0 | 0 | 0 | 0 | 0
F5_Commercial_Healthcare_Existing_Food Preparation_Natural Gas_Food Prep Other_E10 | F5 | Commercial | Healthcare | Existing | Food Preparation | Natural Gas | Food Prep Other | E10 | RIM BC Ratio | 0 | 0 | 0 | 0 | 0 | 0 | 0 | 0 | 0 | 0 | 0 | 0 | 0 | 0 | 0 | 0 | 0 | 0 | 0 | 0 | 0 | 0 | 0 | 0 | 0 | 0 | 0 | 0 | 0 | 0
F0_Commercial_Healthcare_Existing_Miscellaneous_Natural Gas_Pool Heater_E0 | F0 | Commercial | Healthcare | Existing | Miscellaneous | Natural Gas | Pool Heater | E0 | Economic Unit | Standard (EF .78) | Standard (EF .78) | Standard (EF .78) | Standard (EF .78) | Standard (EF .78) | Standard (EF .78) | Standard (EF .78) | Standard (EF .78) | Standard (EF .78) | Standard (EF .78) | Standard (EF .78) | Standard (EF .78) | Condensing (EF .90) | Condensing (EF .90) | Condensing (EF .90) | Condensing (EF .90) | Condensing (EF .90) | Condensing (EF .90) | Condensing (EF .90) | Condensing (EF .90) | Condensing (EF .90) | Condensing (EF .90) | 0 | 0 | 0 | 0 | 0 | 0 | 0 | 0
F1_Commercial_Healthcare_Existing_Miscellaneous_Natural Gas_Pool Heater_E1 | F1 | Commercial | Healthcare | Existing | Miscellaneous | Natural Gas | Pool Heater | E1 | CCE | 0 | 0 | 0 | 0 | 0 | 0 | 0 | 0 | 0 | 0 | 0 | 0 | 0 | 0 | 0 | 0 | 0 | 0 | 0 | 0 | 0 | 0 | 0 | 0 | 0 | 0 | 0 | 0 | 0 | 0
F1_Commercial_Healthcare_Existing_Miscellaneous_Natural Gas_Pool Heater_E2 | F1 | Commercial | Healthcare | Existing | Miscellaneous | Natural Gas | Pool Heater | E2 | CCE | 0.016289 | 0.016289 | 0.017113 | 0.016853 | 0.0166 | 0.016284 | 0.016239 | 0.016135 | 0.016038 | 0.015891 | 0.015869 | 0.015796 | 0.015731 | 0.015606 | 0.015623 | 0.015575 | 0.015528 | 0.015425 | 0.015456 | 0.015426 | 0.015403 | 0.015317 | 0 | 0 | 0 | 0 | 0 | 0 | 0 | 0
F1_Commercial_Healthcare_Existing_Miscellaneous_Natural Gas_Pool Heater_E3 | F1 | Commercial | Healthcare | Existing | Miscellaneous | Natural Gas | Pool Heater | E3 | CCE | 0 | 0 | 0 | 0 | 0 | 0 | 0 | 0 | 0 | 0 | 0 | 0 | 0 | 0 | 0 | 0 | 0 | 0 | 0 | 0 | 0 | 0 | 0 | 0 | 0 | 0 | 0 | 0 | 0 | 0
F1_Commercial_Healthcare_Existing_Miscellaneous_Natural Gas_Pool Heater_E4 | F1 | Commercial | Healthcare | Existing | Miscellaneous | Natural Gas | Pool Heater | E4 | CCE | 0 | 0 | 0 | 0 | 0 | 0 | 0 | 0 | 0 | 0 | 0 | 0 | 0 | 0 | 0 | 0 | 0 | 0 | 0 | 0 | 0 | 0 | 0 | 0 | 0 | 0 | 0 | 0 | 0 | 0
F1_Commercial_Healthcare_Existing_Miscellaneous_Natural Gas_Pool Heater_E5 | F1 | Commercial | Healthcare | Existing | Miscellaneous | Natural Gas | Pool Heater | E5 | CCE | 0 | 0 | 0 | 0 | 0 | 0 | 0 | 0 | 0 | 0 | 0 | 0 | 0 | 0 | 0 | 0 | 0 | 0 | 0 | 0 | 0 | 0 | 0 | 0 | 0 | 0 | 0 | 0 | 0 | 0
F1_Commercial_Healthcare_Existing_Miscellaneous_Natural Gas_Pool Heater_E6 | F1 | Commercial | Healthcare | Existing | Miscellaneous | Natural Gas | Pool Heater | E6 | CCE | 0 | 0 | 0 | 0 | 0 | 0 | 0 | 0 | 0 | 0 | 0 | 0 | 0 | 0 | 0 | 0 | 0 | 0 | 0 | 0 | 0 | 0 | 0 | 0 | 0 | 0 | 0 | 0 | 0 | 0
F1_Commercial_Healthcare_Existing_Miscellaneous_Natural Gas_Pool Heater_E7 | F1 | Commercial | Healthcare | Existing | Miscellaneous | Natural Gas | Pool Heater | E7 | CCE | 0 | 0 | 0 | 0 | 0 | 0 | 0 | 0 | 0 | 0 | 0 | 0 | 0 | 0 | 0 | 0 | 0 | 0 | 0 | 0 | 0 | 0 | 0 | 0 | 0 | 0 | 0 | 0 | 0 | 0
F1_Commercial_Healthcare_Existing_Miscellaneous_Natural Gas_Pool Heater_E8 | F1 | Commercial | Healthcare | Existing | Miscellaneous | Natural Gas | Pool Heater | E8 | CCE | 0 | 0 | 0 | 0 | 0 | 0 | 0 | 0 | 0 | 0 | 0 | 0 | 0 | 0 | 0 | 0 | 0 | 0 | 0 | 0 | 0 | 0 | 0 | 0 | 0 | 0 | 0 | 0 | 0 | 0
F1_Commercial_Healthcare_Existing_Miscellaneous_Natural Gas_Pool Heater_E9 | F1 | Commercial | Healthcare | Existing | Miscellaneous | Natural Gas | Pool Heater | E9 | CCE | 0 | 0 | 0 | 0 | 0 | 0 | 0 | 0 | 0 | 0 | 0 | 0 | 0 | 0 | 0 | 0 | 0 | 0 | 0 | 0 | 0 | 0 | 0 | 0 | 0 | 0 | 0 | 0 | 0 | 0
F1_Commercial_Healthcare_Existing_Miscellaneous_Natural Gas_Pool Heater_E10 | F1 | Commercial | Healthcare | Existing | Miscellaneous | Natural Gas | Pool Heater | E10 | CCE | 0 | 0 | 0 | 0 | 0 | 0 | 0 | 0 | 0 | 0 | 0 | 0 | 0 | 0 | 0 | 0 | 0 | 0 | 0 | 0 | 0 | 0 | 0 | 0 | 0 | 0 | 0 | 0 | 0 | 0
F2_Commercial_Healthcare_Existing_Miscellaneous_Natural Gas_Pool Heater_E1 | F2 | Commercial | Healthcare | Existing | Miscellaneous | Natural Gas | Pool Heater | E1 | TRC BC Ratio | 0.9 | 0.9 | 0.9 | 0.9 | 0.9 | 0.9 | 0.9 | 0.9 | 0.9 | 0.9 | 0.9 | 0.9 | 0.9 | 0.9 | 0.9 | 0.9 | 0.9 | 0.9 | 0.9 | 0.9 | 0.9 | 0.9 | 0 | 0 | 0 | 0 | 0 | 0 | 0 | 0
F2_Commercial_Healthcare_Existing_Miscellaneous_Natural Gas_Pool Heater_E2 | F2 | Commercial | Healthcare | Existing | Miscellaneous | Natural Gas | Pool Heater | E2 | TRC BC Ratio | 0.5239 | 0.52164 | 0.52208 | 0.52981 | 0.54312 | 0.56021 | 0.57494 | 0.58666 | 0.59726 | 0.60773 | 0.61914 | 0.63073 | 0.64215 | 0.65494 | 0.66711 | 0.67867 | 0.69034 | 0.7008 | 0.70989 | 0.71743 | 0.72449 | 0.73101 | 0 | 0 | 0 | 0 | 0 | 0 | 0 | 0
F2_Commercial_Healthcare_Existing_Miscellaneous_Natural Gas_Pool Heater_E3 | F2 | Commercial | Healthcare | Existing | Miscellaneous | Natural Gas | Pool Heater | E3 | TRC BC Ratio | 0 | 0 | 0 | 0 | 0 | 0 | 0 | 0 | 0 | 0 | 0 | 0 | 0 | 0 | 0 | 0 | 0 | 0 | 0 | 0 | 0 | 0 | 0 | 0 | 0 | 0 | 0 | 0 | 0 | 0
F2_Commercial_Healthcare_Existing_Miscellaneous_Natural Gas_Pool Heater_E4 | F2 | Commercial | Healthcare | Existing | Miscellaneous | Natural Gas | Pool Heater | E4 | TRC BC Ratio | 0 | 0 | 0 | 0 | 0 | 0 | 0 | 0 | 0 | 0 | 0 | 0 | 0 | 0 | 0 | 0 | 0 | 0 | 0 | 0 | 0 | 0 | 0 | 0 | 0 | 0 | 0 | 0 | 0 | 0
F2_Commercial_Healthcare_Existing_Miscellaneous_Natural Gas_Pool Heater_E5 | F2 | Commercial | Healthcare | Existing | Miscellaneous | Natural Gas | Pool Heater | E5 | TRC BC Ratio | 0 | 0 | 0 | 0 | 0 | 0 | 0 | 0 | 0 | 0 | 0 | 0 | 0 | 0 | 0 | 0 | 0 | 0 | 0 | 0 | 0 | 0 | 0 | 0 | 0 | 0 | 0 | 0 | 0 | 0
F2_Commercial_Healthcare_Existing_Miscellaneous_Natural Gas_Pool Heater_E6 | F2 | Commercial | Healthcare | Existing | Miscellaneous | Natural Gas | Pool Heater | E6 | TRC BC Ratio | 0 | 0 | 0 | 0 | 0 | 0 | 0 | 0 | 0 | 0 | 0 | 0 | 0 | 0 | 0 | 0 | 0 | 0 | 0 | 0 | 0 | 0 | 0 | 0 | 0 | 0 | 0 | 0 | 0 | 0
F2_Commercial_Healthcare_Existing_Miscellaneous_Natural Gas_Pool Heater_E7 | F2 | Commercial | Healthcare | Existing | Miscellaneous | Natural Gas | Pool Heater | E7 | TRC BC Ratio | 0 | 0 | 0 | 0 | 0 | 0 | 0 | 0 | 0 | 0 | 0 | 0 | 0 | 0 | 0 | 0 | 0 | 0 | 0 | 0 | 0 | 0 | 0 | 0 | 0 | 0 | 0 | 0 | 0 | 0
F2_Commercial_Healthcare_Existing_Miscellaneous_Natural Gas_Pool Heater_E8 | F2 | Commercial | Healthcare | Existing | Miscellaneous | Natural Gas | Pool Heater | E8 | TRC BC Ratio | 0 | 0 | 0 | 0 | 0 | 0 | 0 | 0 | 0 | 0 | 0 | 0 | 0 | 0 | 0 | 0 | 0 | 0 | 0 | 0 | 0 | 0 | 0 | 0 | 0 | 0 | 0 | 0 | 0 | 0
F2_Commercial_Healthcare_Existing_Miscellaneous_Natural Gas_Pool Heater_E9 | F2 | Commercial | Healthcare | Existing | Miscellaneous | Natural Gas | Pool Heater | E9 | TRC BC Ratio | 0 | 0 | 0 | 0 | 0 | 0 | 0 | 0 | 0 | 0 | 0 | 0 | 0 | 0 | 0 | 0 | 0 | 0 | 0 | 0 | 0 | 0 | 0 | 0 | 0 | 0 | 0 | 0 | 0 | 0
F2_Commercial_Healthcare_Existing_Miscellaneous_Natural Gas_Pool Heater_E10 | F2 | Commercial | Healthcare | Existing | Miscellaneous | Natural Gas | Pool Heater | E10 | TRC BC Ratio | 0 | 0 | 0 | 0 | 0 | 0 | 0 | 0 | 0 | 0 | 0 | 0 | 0 | 0 | 0 | 0 | 0 | 0 | 0 | 0 | 0 | 0 | 0 | 0 | 0 | 0 | 0 | 0 | 0 | 0
F3_Commercial_Healthcare_Existing_Miscellaneous_Natural Gas_Pool Heater_E1 | F3 | Commercial | Healthcare | Existing | Miscellaneous | Natural Gas | Pool Heater | E1 | PACT BC Ratio | 0.9 | 0.9 | 0.9 | 0.9 | 0.9 | 0.9 | 0.9 | 0.9 | 0.9 | 0.9 | 0.9 | 0.9 | 0.9 | 0.9 | 0.9 | 0.9 | 0.9 | 0.9 | 0.9 | 0.9 | 0.9 | 0.9 | 0 | 0 | 0 | 0 | 0 | 0 | 0 | 0
F3_Commercial_Healthcare_Existing_Miscellaneous_Natural Gas_Pool Heater_E2 | F3 | Commercial | Healthcare | Existing | Miscellaneous | Natural Gas | Pool Heater | E2 | PACT BC Ratio | 0.73673 | 0.73355 | 0.73416 | 0.74503 | 0.76375 | 0.78778 | 0.8085 | 0.82498 | 0.83988 | 0.8546 | 0.87065 | 0.88694 | 0.903 | 0.921 | 0.93811 | 0.95437 | 0.97078 | 0.98549 | 0.99827 | 1.0089 | 1.0188 | 1.028 | 0 | 0 | 0 | 0 | 0 | 0 | 0 | 0
F3_Commercial_Healthcare_Existing_Miscellaneous_Natural Gas_Pool Heater_E3 | F3 | Commercial | Healthcare | Existing | Miscellaneous | Natural Gas | Pool Heater | E3 | PACT BC Ratio | 0 | 0 | 0 | 0 | 0 | 0 | 0 | 0 | 0 | 0 | 0 | 0 | 0 | 0 | 0 | 0 | 0 | 0 | 0 | 0 | 0 | 0 | 0 | 0 | 0 | 0 | 0 | 0 | 0 | 0
F3_Commercial_Healthcare_Existing_Miscellaneous_Natural Gas_Pool Heater_E4 | F3 | Commercial | Healthcare | Existing | Miscellaneous | Natural Gas | Pool Heater | E4 | PACT BC Ratio | 0 | 0 | 0 | 0 | 0 | 0 | 0 | 0 | 0 | 0 | 0 | 0 | 0 | 0 | 0 | 0 | 0 | 0 | 0 | 0 | 0 | 0 | 0 | 0 | 0 | 0 | 0 | 0 | 0 | 0
F3_Commercial_Healthcare_Existing_Miscellaneous_Natural Gas_Pool Heater_E5 | F3 | Commercial | Healthcare | Existing | Miscellaneous | Natural Gas | Pool Heater | E5 | PACT BC Ratio | 0 | 0 | 0 | 0 | 0 | 0 | 0 | 0 | 0 | 0 | 0 | 0 | 0 | 0 | 0 | 0 | 0 | 0 | 0 | 0 | 0 | 0 | 0 | 0 | 0 | 0 | 0 | 0 | 0 | 0
F3_Commercial_Healthcare_Existing_Miscellaneous_Natural Gas_Pool Heater_E6 | F3 | Commercial | Healthcare | Existing | Miscellaneous | Natural Gas | Pool Heater | E6 | PACT BC Ratio | 0 | 0 | 0 | 0 | 0 | 0 | 0 | 0 | 0 | 0 | 0 | 0 | 0 | 0 | 0 | 0 | 0 | 0 | 0 | 0 | 0 | 0 | 0 | 0 | 0 | 0 | 0 | 0 | 0 | 0
F3_Commercial_Healthcare_Existing_Miscellaneous_Natural Gas_Pool Heater_E7 | F3 | Commercial | Healthcare | Existing | Miscellaneous | Natural Gas | Pool Heater | E7 | PACT BC Ratio | 0 | 0 | 0 | 0 | 0 | 0 | 0 | 0 | 0 | 0 | 0 | 0 | 0 | 0 | 0 | 0 | 0 | 0 | 0 | 0 | 0 | 0 | 0 | 0 | 0 | 0 | 0 | 0 | 0 | 0
F3_Commercial_Healthcare_Existing_Miscellaneous_Natural Gas_Pool Heater_E8 | F3 | Commercial | Healthcare | Existing | Miscellaneous | Natural Gas | Pool Heater | E8 | PACT BC Ratio | 0 | 0 | 0 | 0 | 0 | 0 | 0 | 0 | 0 | 0 | 0 | 0 | 0 | 0 | 0 | 0 | 0 | 0 | 0 | 0 | 0 | 0 | 0 | 0 | 0 | 0 | 0 | 0 | 0 | 0
F3_Commercial_Healthcare_Existing_Miscellaneous_Natural Gas_Pool Heater_E9 | F3 | Commercial | Healthcare | Existing | Miscellaneous | Natural Gas | Pool Heater | E9 | PACT BC Ratio | 0 | 0 | 0 | 0 | 0 | 0 | 0 | 0 | 0 | 0 | 0 | 0 | 0 | 0 | 0 | 0 | 0 | 0 | 0 | 0 | 0 | 0 | 0 | 0 | 0 | 0 | 0 | 0 | 0 | 0
F3_Commercial_Healthcare_Existing_Miscellaneous_Natural Gas_Pool Heater_E10 | F3 | Commercial | Healthcare | Existing | Miscellaneous | Natural Gas | Pool Heater | E10 | PACT BC Ratio | 0 | 0 | 0 | 0 | 0 | 0 | 0 | 0 | 0 | 0 | 0 | 0 | 0 | 0 | 0 | 0 | 0 | 0 | 0 | 0 | 0 | 0 | 0 | 0 | 0 | 0 | 0 | 0 | 0 | 0
F4_Commercial_Healthcare_Existing_Miscellaneous_Natural Gas_Pool Heater_E1 | F4 | Commercial | Healthcare | Existing | Miscellaneous | Natural Gas | Pool Heater | E1 | PCT BC Ratio | 0.9 | 0.9 | 0.9 | 0.9 | 0.9 | 0.9 | 0.9 | 0.9 | 0.9 | 0.9 | 0.9 | 0.9 | 0.9 | 0.9 | 0.9 | 0.9 | 0.9 | 0.9 | 0.9 | 0.9 | 0.9 | 0.9 | 0 | 0 | 0 | 0 | 0 | 0 | 0 | 0
F4_Commercial_Healthcare_Existing_Miscellaneous_Natural Gas_Pool Heater_E2 | F4 | Commercial | Healthcare | Existing | Miscellaneous | Natural Gas | Pool Heater | E2 | PCT BC Ratio | 1.5399 | 1.5356 | 1.5364 | 1.5512 | 1.5766 | 1.6092 | 1.6373 | 1.6597 | 1.6799 | 1.6999 | 1.7217 | 1.7439 | 1.7657 | 1.7901 | 1.8133 | 1.8354 | 1.8577 | 1.8776 | 1.895 | 1.9094 | 1.9229 | 1.9353 | 0 | 0 | 0 | 0 | 0 | 0 | 0 | 0
F4_Commercial_Healthcare_Existing_Miscellaneous_Natural Gas_Pool Heater_E3 | F4 | Commercial | Healthcare | Existing | Miscellaneous | Natural Gas | Pool Heater | E3 | PCT BC Ratio | 0 | 0 | 0 | 0 | 0 | 0 | 0 | 0 | 0 | 0 | 0 | 0 | 0 | 0 | 0 | 0 | 0 | 0 | 0 | 0 | 0 | 0 | 0 | 0 | 0 | 0 | 0 | 0 | 0 | 0
F4_Commercial_Healthcare_Existing_Miscellaneous_Natural Gas_Pool Heater_E4 | F4 | Commercial | Healthcare | Existing | Miscellaneous | Natural Gas | Pool Heater | E4 | PCT BC Ratio | 0 | 0 | 0 | 0 | 0 | 0 | 0 | 0 | 0 | 0 | 0 | 0 | 0 | 0 | 0 | 0 | 0 | 0 | 0 | 0 | 0 | 0 | 0 | 0 | 0 | 0 | 0 | 0 | 0 | 0
F4_Commercial_Healthcare_Existing_Miscellaneous_Natural Gas_Pool Heater_E5 | F4 | Commercial | Healthcare | Existing | Miscellaneous | Natural Gas | Pool Heater | E5 | PCT BC Ratio | 0 | 0 | 0 | 0 | 0 | 0 | 0 | 0 | 0 | 0 | 0 | 0 | 0 | 0 | 0 | 0 | 0 | 0 | 0 | 0 | 0 | 0 | 0 | 0 | 0 | 0 | 0 | 0 | 0 | 0
F4_Commercial_Healthcare_Existing_Miscellaneous_Natural Gas_Pool Heater_E6 | F4 | Commercial | Healthcare | Existing | Miscellaneous | Natural Gas | Pool Heater | E6 | PCT BC Ratio | 0 | 0 | 0 | 0 | 0 | 0 | 0 | 0 | 0 | 0 | 0 | 0 | 0 | 0 | 0 | 0 | 0 | 0 | 0 | 0 | 0 | 0 | 0 | 0 | 0 | 0 | 0 | 0 | 0 | 0
F4_Commercial_Healthcare_Existing_Miscellaneous_Natural Gas_Pool Heater_E7 | F4 | Commercial | Healthcare | Existing | Miscellaneous | Natural Gas | Pool Heater | E7 | PCT BC Ratio | 0 | 0 | 0 | 0 | 0 | 0 | 0 | 0 | 0 | 0 | 0 | 0 | 0 | 0 | 0 | 0 | 0 | 0 | 0 | 0 | 0 | 0 | 0 | 0 | 0 | 0 | 0 | 0 | 0 | 0
F4_Commercial_Healthcare_Existing_Miscellaneous_Natural Gas_Pool Heater_E8 | F4 | Commercial | Healthcare | Existing | Miscellaneous | Natural Gas | Pool Heater | E8 | PCT BC Ratio | 0 | 0 | 0 | 0 | 0 | 0 | 0 | 0 | 0 | 0 | 0 | 0 | 0 | 0 | 0 | 0 | 0 | 0 | 0 | 0 | 0 | 0 | 0 | 0 | 0 | 0 | 0 | 0 | 0 | 0
F4_Commercial_Healthcare_Existing_Miscellaneous_Natural Gas_Pool Heater_E9 | F4 | Commercial | Healthcare | Existing | Miscellaneous | Natural Gas | Pool Heater | E9 | PCT BC Ratio | 0 | 0 | 0 | 0 | 0 | 0 | 0 | 0 | 0 | 0 | 0 | 0 | 0 | 0 | 0 | 0 | 0 | 0 | 0 | 0 | 0 | 0 | 0 | 0 | 0 | 0 | 0 | 0 | 0 | 0
F4_Commercial_Healthcare_Existing_Miscellaneous_Natural Gas_Pool Heater_E10 | F4 | Commercial | Healthcare | Existing | Miscellaneous | Natural Gas | Pool Heater | E10 | PCT BC Ratio | 0 | 0 | 0 | 0 | 0 | 0 | 0 | 0 | 0 | 0 | 0 | 0 | 0 | 0 | 0 | 0 | 0 | 0 | 0 | 0 | 0 | 0 | 0 | 0 | 0 | 0 | 0 | 0 | 0 | 0
F5_Commercial_Healthcare_Existing_Miscellaneous_Natural Gas_Pool Heater_E1 | F5 | Commercial | Healthcare | Existing | Miscellaneous | Natural Gas | Pool Heater | E1 | RIM BC Ratio | 0.9 | 0.9 | 0.9 | 0.9 | 0.9 | 0.9 | 0.9 | 0.9 | 0.9 | 0.9 | 0.9 | 0.9 | 0.9 | 0.9 | 0.9 | 0.9 | 0.9 | 0.9 | 0.9 | 0.9 | 0.9 | 0.9 | 0 | 0 | 0 | 0 | 0 | 0 | 0 | 0
F5_Commercial_Healthcare_Existing_Miscellaneous_Natural Gas_Pool Heater_E2 | F5 | Commercial | Healthcare | Existing | Miscellaneous | Natural Gas | Pool Heater | E2 | RIM BC Ratio | 0.39133 | 0.39043 | 0.3906 | 0.39366 | 0.39882 | 0.40528 | 0.41069 | 0.4149 | 0.41863 | 0.42226 | 0.42614 | 0.43001 | 0.43375 | 0.43786 | 0.44169 | 0.44526 | 0.4488 | 0.45192 | 0.45459 | 0.45677 | 0.4588 | 0.46065 | 0 | 0 | 0 | 0 | 0 | 0 | 0 | 0
F5_Commercial_Healthcare_Existing_Miscellaneous_Natural Gas_Pool Heater_E3 | F5 | Commercial | Healthcare | Existing | Miscellaneous | Natural Gas | Pool Heater | E3 | RIM BC Ratio | 0 | 0 | 0 | 0 | 0 | 0 | 0 | 0 | 0 | 0 | 0 | 0 | 0 | 0 | 0 | 0 | 0 | 0 | 0 | 0 | 0 | 0 | 0 | 0 | 0 | 0 | 0 | 0 | 0 | 0
F5_Commercial_Healthcare_Existing_Miscellaneous_Natural Gas_Pool Heater_E4 | F5 | Commercial | Healthcare | Existing | Miscellaneous | Natural Gas | Pool Heater | E4 | RIM BC Ratio | 0 | 0 | 0 | 0 | 0 | 0 | 0 | 0 | 0 | 0 | 0 | 0 | 0 | 0 | 0 | 0 | 0 | 0 | 0 | 0 | 0 | 0 | 0 | 0 | 0 | 0 | 0 | 0 | 0 | 0
F5_Commercial_Healthcare_Existing_Miscellaneous_Natural Gas_Pool Heater_E5 | F5 | Commercial | Healthcare | Existing | Miscellaneous | Natural Gas | Pool Heater | E5 | RIM BC Ratio | 0 | 0 | 0 | 0 | 0 | 0 | 0 | 0 | 0 | 0 | 0 | 0 | 0 | 0 | 0 | 0 | 0 | 0 | 0 | 0 | 0 | 0 | 0 | 0 | 0 | 0 | 0 | 0 | 0 | 0
F5_Commercial_Healthcare_Existing_Miscellaneous_Natural Gas_Pool Heater_E6 | F5 | Commercial | Healthcare | Existing | Miscellaneous | Natural Gas | Pool Heater | E6 | RIM BC Ratio | 0 | 0 | 0 | 0 | 0 | 0 | 0 | 0 | 0 | 0 | 0 | 0 | 0 | 0 | 0 | 0 | 0 | 0 | 0 | 0 | 0 | 0 | 0 | 0 | 0 | 0 | 0 | 0 | 0 | 0
F5_Commercial_Healthcare_Existing_Miscellaneous_Natural Gas_Pool Heater_E7 | F5 | Commercial | Healthcare | Existing | Miscellaneous | Natural Gas | Pool Heater | E7 | RIM BC Ratio | 0 | 0 | 0 | 0 | 0 | 0 | 0 | 0 | 0 | 0 | 0 | 0 | 0 | 0 | 0 | 0 | 0 | 0 | 0 | 0 | 0 | 0 | 0 | 0 | 0 | 0 | 0 | 0 | 0 | 0
F5_Commercial_Healthcare_Existing_Miscellaneous_Natural Gas_Pool Heater_E8 | F5 | Commercial | Healthcare | Existing | Miscellaneous | Natural Gas | Pool Heater | E8 | RIM BC Ratio | 0 | 0 | 0 | 0 | 0 | 0 | 0 | 0 | 0 | 0 | 0 | 0 | 0 | 0 | 0 | 0 | 0 | 0 | 0 | 0 | 0 | 0 | 0 | 0 | 0 | 0 | 0 | 0 | 0 | 0
F5_Commercial_Healthcare_Existing_Miscellaneous_Natural Gas_Pool Heater_E9 | F5 | Commercial | Healthcare | Existing | Miscellaneous | Natural Gas | Pool Heater | E9 | RIM BC Ratio | 0 | 0 | 0 | 0 | 0 | 0 | 0 | 0 | 0 | 0 | 0 | 0 | 0 | 0 | 0 | 0 | 0 | 0 | 0 | 0 | 0 | 0 | 0 | 0 | 0 | 0 | 0 | 0 | 0 | 0
F5_Commercial_Healthcare_Existing_Miscellaneous_Natural Gas_Pool Heater_E10 | F5 | Commercial | Healthcare | Existing | Miscellaneous | Natural Gas | Pool Heater | E10 | RIM BC Ratio | 0 | 0 | 0 | 0 | 0 | 0 | 0 | 0 | 0 | 0 | 0 | 0 | 0 | 0 | 0 | 0 | 0 | 0 | 0 | 0 | 0 | 0 | 0 | 0 | 0 | 0 | 0 | 0 | 0 | 0
F0_Commercial_Healthcare_Existing_Miscellaneous_Natural Gas_Miscellaneous_E0 | F0 | Commercial | Healthcare | Existing | Miscellaneous | Natural Gas | Miscellaneous | E0 | Economic Unit | Miscellaneous | Miscellaneous | Miscellaneous | Miscellaneous | Miscellaneous | Miscellaneous | Miscellaneous | Miscellaneous | Miscellaneous | Miscellaneous | Miscellaneous | Miscellaneous | Miscellaneous | Miscellaneous | Miscellaneous | Miscellaneous | Miscellaneous | Miscellaneous | Miscellaneous | Miscellaneous | Miscellaneous | Miscellaneous | 0 | 0 | 0 | 0 | 0 | 0 | 0 | 0
F1_Commercial_Healthcare_Existing_Miscellaneous_Natural Gas_Miscellaneous_E1 | F1 | Commercial | Healthcare | Existing | Miscellaneous | Natural Gas | Miscellaneous | E1 | CCE | 0 | 0 | 0 | 0 | 0 | 0 | 0 | 0 | 0 | 0 | 0 | 0 | 0 | 0 | 0 | 0 | 0 | 0 | 0 | 0 | 0 | 0 | 0 | 0 | 0 | 0 | 0 | 0 | 0 | 0
F1_Commercial_Healthcare_Existing_Miscellaneous_Natural Gas_Miscellaneous_E2 | F1 | Commercial | Healthcare | Existing | Miscellaneous | Natural Gas | Miscellaneous | E2 | CCE | 0 | 0 | 0 | 0 | 0 | 0 | 0 | 0 | 0 | 0 | 0 | 0 | 0 | 0 | 0 | 0 | 0 | 0 | 0 | 0 | 0 | 0 | 0 | 0 | 0 | 0 | 0 | 0 | 0 | 0
F1_Commercial_Healthcare_Existing_Miscellaneous_Natural Gas_Miscellaneous_E3 | F1 | Commercial | Healthcare | Existing | Miscellaneous | Natural Gas | Miscellaneous | E3 | CCE | 0 | 0 | 0 | 0 | 0 | 0 | 0 | 0 | 0 | 0 | 0 | 0 | 0 | 0 | 0 | 0 | 0 | 0 | 0 | 0 | 0 | 0 | 0 | 0 | 0 | 0 | 0 | 0 | 0 | 0
F1_Commercial_Healthcare_Existing_Miscellaneous_Natural Gas_Miscellaneous_E4 | F1 | Commercial | Healthcare | Existing | Miscellaneous | Natural Gas | Miscellaneous | E4 | CCE | 0 | 0 | 0 | 0 | 0 | 0 | 0 | 0 | 0 | 0 | 0 | 0 | 0 | 0 | 0 | 0 | 0 | 0 | 0 | 0 | 0 | 0 | 0 | 0 | 0 | 0 | 0 | 0 | 0 | 0
F1_Commercial_Healthcare_Existing_Miscellaneous_Natural Gas_Miscellaneous_E5 | F1 | Commercial | Healthcare | Existing | Miscellaneous | Natural Gas | Miscellaneous | E5 | CCE | 0 | 0 | 0 | 0 | 0 | 0 | 0 | 0 | 0 | 0 | 0 | 0 | 0 | 0 | 0 | 0 | 0 | 0 | 0 | 0 | 0 | 0 | 0 | 0 | 0 | 0 | 0 | 0 | 0 | 0
F1_Commercial_Healthcare_Existing_Miscellaneous_Natural Gas_Miscellaneous_E6 | F1 | Commercial | Healthcare | Existing | Miscellaneous | Natural Gas | Miscellaneous | E6 | CCE | 0 | 0 | 0 | 0 | 0 | 0 | 0 | 0 | 0 | 0 | 0 | 0 | 0 | 0 | 0 | 0 | 0 | 0 | 0 | 0 | 0 | 0 | 0 | 0 | 0 | 0 | 0 | 0 | 0 | 0
F1_Commercial_Healthcare_Existing_Miscellaneous_Natural Gas_Miscellaneous_E7 | F1 | Commercial | Healthcare | Existing | Miscellaneous | Natural Gas | Miscellaneous | E7 | CCE | 0 | 0 | 0 | 0 | 0 | 0 | 0 | 0 | 0 | 0 | 0 | 0 | 0 | 0 | 0 | 0 | 0 | 0 | 0 | 0 | 0 | 0 | 0 | 0 | 0 | 0 | 0 | 0 | 0 | 0
F1_Commercial_Healthcare_Existing_Miscellaneous_Natural Gas_Miscellaneous_E8 | F1 | Commercial | Healthcare | Existing | Miscellaneous | Natural Gas | Miscellaneous | E8 | CCE | 0 | 0 | 0 | 0 | 0 | 0 | 0 | 0 | 0 | 0 | 0 | 0 | 0 | 0 | 0 | 0 | 0 | 0 | 0 | 0 | 0 | 0 | 0 | 0 | 0 | 0 | 0 | 0 | 0 | 0
F1_Commercial_Healthcare_Existing_Miscellaneous_Natural Gas_Miscellaneous_E9 | F1 | Commercial | Healthcare | Existing | Miscellaneous | Natural Gas | Miscellaneous | E9 | CCE | 0 | 0 | 0 | 0 | 0 | 0 | 0 | 0 | 0 | 0 | 0 | 0 | 0 | 0 | 0 | 0 | 0 | 0 | 0 | 0 | 0 | 0 | 0 | 0 | 0 | 0 | 0 | 0 | 0 | 0
F1_Commercial_Healthcare_Existing_Miscellaneous_Natural Gas_Miscellaneous_E10 | F1 | Commercial | Healthcare | Existing | Miscellaneous | Natural Gas | Miscellaneous | E10 | CCE | 0 | 0 | 0 | 0 | 0 | 0 | 0 | 0 | 0 | 0 | 0 | 0 | 0 | 0 | 0 | 0 | 0 | 0 | 0 | 0 | 0 | 0 | 0 | 0 | 0 | 0 | 0 | 0 | 0 | 0
F2_Commercial_Healthcare_Existing_Miscellaneous_Natural Gas_Miscellaneous_E1 | F2 | Commercial | Healthcare | Existing | Miscellaneous | Natural Gas | Miscellaneous | E1 | TRC BC Ratio | 0.9 | 0.9 | 0.9 | 0.9 | 0.9 | 0.9 | 0.9 | 0.9 | 0.9 | 0.9 | 0.9 | 0.9 | 0.9 | 0.9 | 0.9 | 0.9 | 0.9 | 0.9 | 0.9 | 0.9 | 0.9 | 0.9 | 0 | 0 | 0 | 0 | 0 | 0 | 0 | 0
F2_Commercial_Healthcare_Existing_Miscellaneous_Natural Gas_Miscellaneous_E2 | F2 | Commercial | Healthcare | Existing | Miscellaneous | Natural Gas | Miscellaneous | E2 | TRC BC Ratio | 0 | 0 | 0 | 0 | 0 | 0 | 0 | 0 | 0 | 0 | 0 | 0 | 0 | 0 | 0 | 0 | 0 | 0 | 0 | 0 | 0 | 0 | 0 | 0 | 0 | 0 | 0 | 0 | 0 | 0
F2_Commercial_Healthcare_Existing_Miscellaneous_Natural Gas_Miscellaneous_E3 | F2 | Commercial | Healthcare | Existing | Miscellaneous | Natural Gas | Miscellaneous | E3 | TRC BC Ratio | 0 | 0 | 0 | 0 | 0 | 0 | 0 | 0 | 0 | 0 | 0 | 0 | 0 | 0 | 0 | 0 | 0 | 0 | 0 | 0 | 0 | 0 | 0 | 0 | 0 | 0 | 0 | 0 | 0 | 0
F2_Commercial_Healthcare_Existing_Miscellaneous_Natural Gas_Miscellaneous_E4 | F2 | Commercial | Healthcare | Existing | Miscellaneous | Natural Gas | Miscellaneous | E4 | TRC BC Ratio | 0 | 0 | 0 | 0 | 0 | 0 | 0 | 0 | 0 | 0 | 0 | 0 | 0 | 0 | 0 | 0 | 0 | 0 | 0 | 0 | 0 | 0 | 0 | 0 | 0 | 0 | 0 | 0 | 0 | 0
F2_Commercial_Healthcare_Existing_Miscellaneous_Natural Gas_Miscellaneous_E5 | F2 | Commercial | Healthcare | Existing | Miscellaneous | Natural Gas | Miscellaneous | E5 | TRC BC Ratio | 0 | 0 | 0 | 0 | 0 | 0 | 0 | 0 | 0 | 0 | 0 | 0 | 0 | 0 | 0 | 0 | 0 | 0 | 0 | 0 | 0 | 0 | 0 | 0 | 0 | 0 | 0 | 0 | 0 | 0
F2_Commercial_Healthcare_Existing_Miscellaneous_Natural Gas_Miscellaneous_E6 | F2 | Commercial | Healthcare | Existing | Miscellaneous | Natural Gas | Miscellaneous | E6 | TRC BC Ratio | 0 | 0 | 0 | 0 | 0 | 0 | 0 | 0 | 0 | 0 | 0 | 0 | 0 | 0 | 0 | 0 | 0 | 0 | 0 | 0 | 0 | 0 | 0 | 0 | 0 | 0 | 0 | 0 | 0 | 0
F2_Commercial_Healthcare_Existing_Miscellaneous_Natural Gas_Miscellaneous_E7 | F2 | Commercial | Healthcare | Existing | Miscellaneous | Natural Gas | Miscellaneous | E7 | TRC BC Ratio | 0 | 0 | 0 | 0 | 0 | 0 | 0 | 0 | 0 | 0 | 0 | 0 | 0 | 0 | 0 | 0 | 0 | 0 | 0 | 0 | 0 | 0 | 0 | 0 | 0 | 0 | 0 | 0 | 0 | 0
F2_Commercial_Healthcare_Existing_Miscellaneous_Natural Gas_Miscellaneous_E8 | F2 | Commercial | Healthcare | Existing | Miscellaneous | Natural Gas | Miscellaneous | E8 | TRC BC Ratio | 0 | 0 | 0 | 0 | 0 | 0 | 0 | 0 | 0 | 0 | 0 | 0 | 0 | 0 | 0 | 0 | 0 | 0 | 0 | 0 | 0 | 0 | 0 | 0 | 0 | 0 | 0 | 0 | 0 | 0
F2_Commercial_Healthcare_Existing_Miscellaneous_Natural Gas_Miscellaneous_E9 | F2 | Commercial | Healthcare | Existing | Miscellaneous | Natural Gas | Miscellaneous | E9 | TRC BC Ratio | 0 | 0 | 0 | 0 | 0 | 0 | 0 | 0 | 0 | 0 | 0 | 0 | 0 | 0 | 0 | 0 | 0 | 0 | 0 | 0 | 0 | 0 | 0 | 0 | 0 | 0 | 0 | 0 | 0 | 0
F2_Commercial_Healthcare_Existing_Miscellaneous_Natural Gas_Miscellaneous_E10 | F2 | Commercial | Healthcare | Existing | Miscellaneous | Natural Gas | Miscellaneous | E10 | TRC BC Ratio | 0 | 0 | 0 | 0 | 0 | 0 | 0 | 0 | 0 | 0 | 0 | 0 | 0 | 0 | 0 | 0 | 0 | 0 | 0 | 0 | 0 | 0 | 0 | 0 | 0 | 0 | 0 | 0 | 0 | 0
F3_Commercial_Healthcare_Existing_Miscellaneous_Natural Gas_Miscellaneous_E1 | F3 | Commercial | Healthcare | Existing | Miscellaneous | Natural Gas | Miscellaneous | E1 | PACT BC Ratio | 0.9 | 0.9 | 0.9 | 0.9 | 0.9 | 0.9 | 0.9 | 0.9 | 0.9 | 0.9 | 0.9 | 0.9 | 0.9 | 0.9 | 0.9 | 0.9 | 0.9 | 0.9 | 0.9 | 0.9 | 0.9 | 0.9 | 0 | 0 | 0 | 0 | 0 | 0 | 0 | 0
F3_Commercial_Healthcare_Existing_Miscellaneous_Natural Gas_Miscellaneous_E2 | F3 | Commercial | Healthcare | Existing | Miscellaneous | Natural Gas | Miscellaneous | E2 | PACT BC Ratio | 0 | 0 | 0 | 0 | 0 | 0 | 0 | 0 | 0 | 0 | 0 | 0 | 0 | 0 | 0 | 0 | 0 | 0 | 0 | 0 | 0 | 0 | 0 | 0 | 0 | 0 | 0 | 0 | 0 | 0
F3_Commercial_Healthcare_Existing_Miscellaneous_Natural Gas_Miscellaneous_E3 | F3 | Commercial | Healthcare | Existing | Miscellaneous | Natural Gas | Miscellaneous | E3 | PACT BC Ratio | 0 | 0 | 0 | 0 | 0 | 0 | 0 | 0 | 0 | 0 | 0 | 0 | 0 | 0 | 0 | 0 | 0 | 0 | 0 | 0 | 0 | 0 | 0 | 0 | 0 | 0 | 0 | 0 | 0 | 0
F3_Commercial_Healthcare_Existing_Miscellaneous_Natural Gas_Miscellaneous_E4 | F3 | Commercial | Healthcare | Existing | Miscellaneous | Natural Gas | Miscellaneous | E4 | PACT BC Ratio | 0 | 0 | 0 | 0 | 0 | 0 | 0 | 0 | 0 | 0 | 0 | 0 | 0 | 0 | 0 | 0 | 0 | 0 | 0 | 0 | 0 | 0 | 0 | 0 | 0 | 0 | 0 | 0 | 0 | 0
F3_Commercial_Healthcare_Existing_Miscellaneous_Natural Gas_Miscellaneous_E5 | F3 | Commercial | Healthcare | Existing | Miscellaneous | Natural Gas | Miscellaneous | E5 | PACT BC Ratio | 0 | 0 | 0 | 0 | 0 | 0 | 0 | 0 | 0 | 0 | 0 | 0 | 0 | 0 | 0 | 0 | 0 | 0 | 0 | 0 | 0 | 0 | 0 | 0 | 0 | 0 | 0 | 0 | 0 | 0
F3_Commercial_Healthcare_Existing_Miscellaneous_Natural Gas_Miscellaneous_E6 | F3 | Commercial | Healthcare | Existing | Miscellaneous | Natural Gas | Miscellaneous | E6 | PACT BC Ratio | 0 | 0 | 0 | 0 | 0 | 0 | 0 | 0 | 0 | 0 | 0 | 0 | 0 | 0 | 0 | 0 | 0 | 0 | 0 | 0 | 0 | 0 | 0 | 0 | 0 | 0 | 0 | 0 | 0 | 0
F3_Commercial_Healthcare_Existing_Miscellaneous_Natural Gas_Miscellaneous_E7 | F3 | Commercial | Healthcare | Existing | Miscellaneous | Natural Gas | Miscellaneous | E7 | PACT BC Ratio | 0 | 0 | 0 | 0 | 0 | 0 | 0 | 0 | 0 | 0 | 0 | 0 | 0 | 0 | 0 | 0 | 0 | 0 | 0 | 0 | 0 | 0 | 0 | 0 | 0 | 0 | 0 | 0 | 0 | 0
F3_Commercial_Healthcare_Existing_Miscellaneous_Natural Gas_Miscellaneous_E8 | F3 | Commercial | Healthcare | Existing | Miscellaneous | Natural Gas | Miscellaneous | E8 | PACT BC Ratio | 0 | 0 | 0 | 0 | 0 | 0 | 0 | 0 | 0 | 0 | 0 | 0 | 0 | 0 | 0 | 0 | 0 | 0 | 0 | 0 | 0 | 0 | 0 | 0 | 0 | 0 | 0 | 0 | 0 | 0
F3_Commercial_Healthcare_Existing_Miscellaneous_Natural Gas_Miscellaneous_E9 | F3 | Commercial | Healthcare | Existing | Miscellaneous | Natural Gas | Miscellaneous | E9 | PACT BC Ratio | 0 | 0 | 0 | 0 | 0 | 0 | 0 | 0 | 0 | 0 | 0 | 0 | 0 | 0 | 0 | 0 | 0 | 0 | 0 | 0 | 0 | 0 | 0 | 0 | 0 | 0 | 0 | 0 | 0 | 0
F3_Commercial_Healthcare_Existing_Miscellaneous_Natural Gas_Miscellaneous_E10 | F3 | Commercial | Healthcare | Existing | Miscellaneous | Natural Gas | Miscellaneous | E10 | PACT BC Ratio | 0 | 0 | 0 | 0 | 0 | 0 | 0 | 0 | 0 | 0 | 0 | 0 | 0 | 0 | 0 | 0 | 0 | 0 | 0 | 0 | 0 | 0 | 0 | 0 | 0 | 0 | 0 | 0 | 0 | 0
F4_Commercial_Healthcare_Existing_Miscellaneous_Natural Gas_Miscellaneous_E1 | F4 | Commercial | Healthcare | Existing | Miscellaneous | Natural Gas | Miscellaneous | E1 | PCT BC Ratio | 0.9 | 0.9 | 0.9 | 0.9 | 0.9 | 0.9 | 0.9 | 0.9 | 0.9 | 0.9 | 0.9 | 0.9 | 0.9 | 0.9 | 0.9 | 0.9 | 0.9 | 0.9 | 0.9 | 0.9 | 0.9 | 0.9 | 0 | 0 | 0 | 0 | 0 | 0 | 0 | 0
F4_Commercial_Healthcare_Existing_Miscellaneous_Natural Gas_Miscellaneous_E2 | F4 | Commercial | Healthcare | Existing | Miscellaneous | Natural Gas | Miscellaneous | E2 | PCT BC Ratio | 0 | 0 | 0 | 0 | 0 | 0 | 0 | 0 | 0 | 0 | 0 | 0 | 0 | 0 | 0 | 0 | 0 | 0 | 0 | 0 | 0 | 0 | 0 | 0 | 0 | 0 | 0 | 0 | 0 | 0
F4_Commercial_Healthcare_Existing_Miscellaneous_Natural Gas_Miscellaneous_E3 | F4 | Commercial | Healthcare | Existing | Miscellaneous | Natural Gas | Miscellaneous | E3 | PCT BC Ratio | 0 | 0 | 0 | 0 | 0 | 0 | 0 | 0 | 0 | 0 | 0 | 0 | 0 | 0 | 0 | 0 | 0 | 0 | 0 | 0 | 0 | 0 | 0 | 0 | 0 | 0 | 0 | 0 | 0 | 0
F4_Commercial_Healthcare_Existing_Miscellaneous_Natural Gas_Miscellaneous_E4 | F4 | Commercial | Healthcare | Existing | Miscellaneous | Natural Gas | Miscellaneous | E4 | PCT BC Ratio | 0 | 0 | 0 | 0 | 0 | 0 | 0 | 0 | 0 | 0 | 0 | 0 | 0 | 0 | 0 | 0 | 0 | 0 | 0 | 0 | 0 | 0 | 0 | 0 | 0 | 0 | 0 | 0 | 0 | 0
F4_Commercial_Healthcare_Existing_Miscellaneous_Natural Gas_Miscellaneous_E5 | F4 | Commercial | Healthcare | Existing | Miscellaneous | Natural Gas | Miscellaneous | E5 | PCT BC Ratio | 0 | 0 | 0 | 0 | 0 | 0 | 0 | 0 | 0 | 0 | 0 | 0 | 0 | 0 | 0 | 0 | 0 | 0 | 0 | 0 | 0 | 0 | 0 | 0 | 0 | 0 | 0 | 0 | 0 | 0
F4_Commercial_Healthcare_Existing_Miscellaneous_Natural Gas_Miscellaneous_E6 | F4 | Commercial | Healthcare | Existing | Miscellaneous | Natural Gas | Miscellaneous | E6 | PCT BC Ratio | 0 | 0 | 0 | 0 | 0 | 0 | 0 | 0 | 0 | 0 | 0 | 0 | 0 | 0 | 0 | 0 | 0 | 0 | 0 | 0 | 0 | 0 | 0 | 0 | 0 | 0 | 0 | 0 | 0 | 0
F4_Commercial_Healthcare_Existing_Miscellaneous_Natural Gas_Miscellaneous_E7 | F4 | Commercial | Healthcare | Existing | Miscellaneous | Natural Gas | Miscellaneous | E7 | PCT BC Ratio | 0 | 0 | 0 | 0 | 0 | 0 | 0 | 0 | 0 | 0 | 0 | 0 | 0 | 0 | 0 | 0 | 0 | 0 | 0 | 0 | 0 | 0 | 0 | 0 | 0 | 0 | 0 | 0 | 0 | 0
F4_Commercial_Healthcare_Existing_Miscellaneous_Natural Gas_Miscellaneous_E8 | F4 | Commercial | Healthcare | Existing | Miscellaneous | Natural Gas | Miscellaneous | E8 | PCT BC Ratio | 0 | 0 | 0 | 0 | 0 | 0 | 0 | 0 | 0 | 0 | 0 | 0 | 0 | 0 | 0 | 0 | 0 | 0 | 0 | 0 | 0 | 0 | 0 | 0 | 0 | 0 | 0 | 0 | 0 | 0
F4_Commercial_Healthcare_Existing_Miscellaneous_Natural Gas_Miscellaneous_E9 | F4 | Commercial | Healthcare | Existing | Miscellaneous | Natural Gas | Miscellaneous | E9 | PCT BC Ratio | 0 | 0 | 0 | 0 | 0 | 0 | 0 | 0 | 0 | 0 | 0 | 0 | 0 | 0 | 0 | 0 | 0 | 0 | 0 | 0 | 0 | 0 | 0 | 0 | 0 | 0 | 0 | 0 | 0 | 0
F4_Commercial_Healthcare_Existing_Miscellaneous_Natural Gas_Miscellaneous_E10 | F4 | Commercial | Healthcare | Existing | Miscellaneous | Natural Gas | Miscellaneous | E10 | PCT BC Ratio | 0 | 0 | 0 | 0 | 0 | 0 | 0 | 0 | 0 | 0 | 0 | 0 | 0 | 0 | 0 | 0 | 0 | 0 | 0 | 0 | 0 | 0 | 0 | 0 | 0 | 0 | 0 | 0 | 0 | 0
F5_Commercial_Healthcare_Existing_Miscellaneous_Natural Gas_Miscellaneous_E1 | F5 | Commercial | Healthcare | Existing | Miscellaneous | Natural Gas | Miscellaneous | E1 | RIM BC Ratio | 0.9 | 0.9 | 0.9 | 0.9 | 0.9 | 0.9 | 0.9 | 0.9 | 0.9 | 0.9 | 0.9 | 0.9 | 0.9 | 0.9 | 0.9 | 0.9 | 0.9 | 0.9 | 0.9 | 0.9 | 0.9 | 0.9 | 0 | 0 | 0 | 0 | 0 | 0 | 0 | 0
F5_Commercial_Healthcare_Existing_Miscellaneous_Natural Gas_Miscellaneous_E2 | F5 | Commercial | Healthcare | Existing | Miscellaneous | Natural Gas | Miscellaneous | E2 | RIM BC Ratio | 0 | 0 | 0 | 0 | 0 | 0 | 0 | 0 | 0 | 0 | 0 | 0 | 0 | 0 | 0 | 0 | 0 | 0 | 0 | 0 | 0 | 0 | 0 | 0 | 0 | 0 | 0 | 0 | 0 | 0
F5_Commercial_Healthcare_Existing_Miscellaneous_Natural Gas_Miscellaneous_E3 | F5 | Commercial | Healthcare | Existing | Miscellaneous | Natural Gas | Miscellaneous | E3 | RIM BC Ratio | 0 | 0 | 0 | 0 | 0 | 0 | 0 | 0 | 0 | 0 | 0 | 0 | 0 | 0 | 0 | 0 | 0 | 0 | 0 | 0 | 0 | 0 | 0 | 0 | 0 | 0 | 0 | 0 | 0 | 0
F5_Commercial_Healthcare_Existing_Miscellaneous_Natural Gas_Miscellaneous_E4 | F5 | Commercial | Healthcare | Existing | Miscellaneous | Natural Gas | Miscellaneous | E4 | RIM BC Ratio | 0 | 0 | 0 | 0 | 0 | 0 | 0 | 0 | 0 | 0 | 0 | 0 | 0 | 0 | 0 | 0 | 0 | 0 | 0 | 0 | 0 | 0 | 0 | 0 | 0 | 0 | 0 | 0 | 0 | 0
F5_Commercial_Healthcare_Existing_Miscellaneous_Natural Gas_Miscellaneous_E5 | F5 | Commercial | Healthcare | Existing | Miscellaneous | Natural Gas | Miscellaneous | E5 | RIM BC Ratio | 0 | 0 | 0 | 0 | 0 | 0 | 0 | 0 | 0 | 0 | 0 | 0 | 0 | 0 | 0 | 0 | 0 | 0 | 0 | 0 | 0 | 0 | 0 | 0 | 0 | 0 | 0 | 0 | 0 | 0
F5_Commercial_Healthcare_Existing_Miscellaneous_Natural Gas_Miscellaneous_E6 | F5 | Commercial | Healthcare | Existing | Miscellaneous | Natural Gas | Miscellaneous | E6 | RIM BC Ratio | 0 | 0 | 0 | 0 | 0 | 0 | 0 | 0 | 0 | 0 | 0 | 0 | 0 | 0 | 0 | 0 | 0 | 0 | 0 | 0 | 0 | 0 | 0 | 0 | 0 | 0 | 0 | 0 | 0 | 0
F5_Commercial_Healthcare_Existing_Miscellaneous_Natural Gas_Miscellaneous_E7 | F5 | Commercial | Healthcare | Existing | Miscellaneous | Natural Gas | Miscellaneous | E7 | RIM BC Ratio | 0 | 0 | 0 | 0 | 0 | 0 | 0 | 0 | 0 | 0 | 0 | 0 | 0 | 0 | 0 | 0 | 0 | 0 | 0 | 0 | 0 | 0 | 0 | 0 | 0 | 0 | 0 | 0 | 0 | 0
F5_Commercial_Healthcare_Existing_Miscellaneous_Natural Gas_Miscellaneous_E8 | F5 | Commercial | Healthcare | Existing | Miscellaneous | Natural Gas | Miscellaneous | E8 | RIM BC Ratio | 0 | 0 | 0 | 0 | 0 | 0 | 0 | 0 | 0 | 0 | 0 | 0 | 0 | 0 | 0 | 0 | 0 | 0 | 0 | 0 | 0 | 0 | 0 | 0 | 0 | 0 | 0 | 0 | 0 | 0
F5_Commercial_Healthcare_Existing_Miscellaneous_Natural Gas_Miscellaneous_E9 | F5 | Commercial | Healthcare | Existing | Miscellaneous | Natural Gas | Miscellaneous | E9 | RIM BC Ratio | 0 | 0 | 0 | 0 | 0 | 0 | 0 | 0 | 0 | 0 | 0 | 0 | 0 | 0 | 0 | 0 | 0 | 0 | 0 | 0 | 0 | 0 | 0 | 0 | 0 | 0 | 0 | 0 | 0 | 0
F5_Commercial_Healthcare_Existing_Miscellaneous_Natural Gas_Miscellaneous_E10 | F5 | Commercial | Healthcare | Existing | Miscellaneous | Natural Gas | Miscellaneous | E10 | RIM BC Ratio | 0 | 0 | 0 | 0 | 0 | 0 | 0 | 0 | 0 | 0 | 0 | 0 | 0 | 0 | 0 | 0 | 0 | 0 | 0 | 0 | 0 | 0 | 0 | 0 | 0 | 0 | 0 | 0 | 0 | 0
F0_Commercial_Healthcare_New_Space Heating_Natural Gas_Furnace_E0 | F0 | Commercial | Healthcare | New | Space Heating | Natural Gas | Furnace | E0 | Economic Unit | AFUE 96% | AFUE 96% | AFUE 96% | AFUE 96% | AFUE 96% | AFUE 96% | AFUE 96% | AFUE 96% | AFUE 96% | AFUE 96% | AFUE 96% | AFUE 96% | AFUE 96% | AFUE 96% | AFUE 96% | AFUE 96% | AFUE 96% | AFUE 96% | AFUE 96% | AFUE 96% | AFUE 96% | AFUE 96% | 0 | 0 | 0 | 0 | 0 | 0 | 0 | 0
F1_Commercial_Healthcare_New_Space Heating_Natural Gas_Furnace_E1 | F1 | Commercial | Healthcare | New | Space Heating | Natural Gas | Furnace | E1 | CCE | 0 | 0 | 0 | 0 | 0 | 0 | 0 | 0 | 0 | 0 | 0 | 0 | 0 | 0 | 0 | 0 | 0 | 0 | 0 | 0 | 0 | 0 | 0 | 0 | 0 | 0 | 0 | 0 | 0 | 0
F1_Commercial_Healthcare_New_Space Heating_Natural Gas_Furnace_E2 | F1 | Commercial | Healthcare | New | Space Heating | Natural Gas | Furnace | E2 | CCE | 0.0011943 | 0.0011943 | 0.0012547 | 0.0012356 | 0.0012171 | 0.0011939 | 0.0011906 | 0.001183 | 0.0011759 | 0.0011651 | 0.0011635 | 0.0011581 | 0.0011533 | 0.0011442 | 0.0011454 | 0.0011419 | 0.0011385 | 0.001131 | 0.0011332 | 0.001131 | 0.0011293 | 0.001123 | 0 | 0 | 0 | 0 | 0 | 0 | 0 | 0
F1_Commercial_Healthcare_New_Space Heating_Natural Gas_Furnace_E3 | F1 | Commercial | Healthcare | New | Space Heating | Natural Gas | Furnace | E3 | CCE | 0.0016803 | 0.0016803 | 0.0017653 | 0.0017384 | 0.0017124 | 0.0016798 | 0.0016752 | 0.0016644 | 0.0016544 | 0.0016393 | 0.001637 | 0.0016294 | 0.0016227 | 0.0016099 | 0.0016116 | 0.0016067 | 0.0016018 | 0.0015912 | 0.0015944 | 0.0015912 | 0.0015889 | 0.00158 | 0 | 0 | 0 | 0 | 0 | 0 | 0 | 0
F1_Commercial_Healthcare_New_Space Heating_Natural Gas_Furnace_E4 | F1 | Commercial | Healthcare | New | Space Heating | Natural Gas | Furnace | E4 | CCE | 0 | 0 | 0 | 0 | 0 | 0 | 0 | 0 | 0 | 0 | 0 | 0 | 0 | 0 | 0 | 0 | 0 | 0 | 0 | 0 | 0 | 0 | 0 | 0 | 0 | 0 | 0 | 0 | 0 | 0
F1_Commercial_Healthcare_New_Space Heating_Natural Gas_Furnace_E5 | F1 | Commercial | Healthcare | New | Space Heating | Natural Gas | Furnace | E5 | CCE | 0 | 0 | 0 | 0 | 0 | 0 | 0 | 0 | 0 | 0 | 0 | 0 | 0 | 0 | 0 | 0 | 0 | 0 | 0 | 0 | 0 | 0 | 0 | 0 | 0 | 0 | 0 | 0 | 0 | 0
F1_Commercial_Healthcare_New_Space Heating_Natural Gas_Furnace_E6 | F1 | Commercial | Healthcare | New | Space Heating | Natural Gas | Furnace | E6 | CCE | 0 | 0 | 0 | 0 | 0 | 0 | 0 | 0 | 0 | 0 | 0 | 0 | 0 | 0 | 0 | 0 | 0 | 0 | 0 | 0 | 0 | 0 | 0 | 0 | 0 | 0 | 0 | 0 | 0 | 0
F1_Commercial_Healthcare_New_Space Heating_Natural Gas_Furnace_E7 | F1 | Commercial | Healthcare | New | Space Heating | Natural Gas | Furnace | E7 | CCE | 0 | 0 | 0 | 0 | 0 | 0 | 0 | 0 | 0 | 0 | 0 | 0 | 0 | 0 | 0 | 0 | 0 | 0 | 0 | 0 | 0 | 0 | 0 | 0 | 0 | 0 | 0 | 0 | 0 | 0
F1_Commercial_Healthcare_New_Space Heating_Natural Gas_Furnace_E8 | F1 | Commercial | Healthcare | New | Space Heating | Natural Gas | Furnace | E8 | CCE | 0 | 0 | 0 | 0 | 0 | 0 | 0 | 0 | 0 | 0 | 0 | 0 | 0 | 0 | 0 | 0 | 0 | 0 | 0 | 0 | 0 | 0 | 0 | 0 | 0 | 0 | 0 | 0 | 0 | 0
F1_Commercial_Healthcare_New_Space Heating_Natural Gas_Furnace_E9 | F1 | Commercial | Healthcare | New | Space Heating | Natural Gas | Furnace | E9 | CCE | 0 | 0 | 0 | 0 | 0 | 0 | 0 | 0 | 0 | 0 | 0 | 0 | 0 | 0 | 0 | 0 | 0 | 0 | 0 | 0 | 0 | 0 | 0 | 0 | 0 | 0 | 0 | 0 | 0 | 0
F1_Commercial_Healthcare_New_Space Heating_Natural Gas_Furnace_E10 | F1 | Commercial | Healthcare | New | Space Heating | Natural Gas | Furnace | E10 | CCE | 0 | 0 | 0 | 0 | 0 | 0 | 0 | 0 | 0 | 0 | 0 | 0 | 0 | 0 | 0 | 0 | 0 | 0 | 0 | 0 | 0 | 0 | 0 | 0 | 0 | 0 | 0 | 0 | 0 | 0
F2_Commercial_Healthcare_New_Space Heating_Natural Gas_Furnace_E1 | F2 | Commercial | Healthcare | New | Space Heating | Natural Gas | Furnace | E1 | TRC BC Ratio | 0.9 | 0.9 | 0.9 | 0.9 | 0.9 | 0.9 | 0.9 | 0.9 | 0.9 | 0.9 | 0.9 | 0.9 | 0.9 | 0.9 | 0.9 | 0.9 | 0.9 | 0.9 | 0.9 | 0.9 | 0.9 | 0.9 | 0 | 0 | 0 | 0 | 0 | 0 | 0 | 0
F2_Commercial_Healthcare_New_Space Heating_Natural Gas_Furnace_E2 | F2 | Commercial | Healthcare | New | Space Heating | Natural Gas | Furnace | E2 | TRC BC Ratio | 8.0604 | 8.1563 | 8.26 | 8.3947 | 8.5545 | 8.7328 | 8.9003 | 9.0554 | 9.2073 | 9.361 | 9.5206 | 9.6833 | 9.8471 | 10.018 | 10.1866 | 10.3591 | 10.5392 | 10.7218 | 10.9069 | 11.0943 | 11.2819 | 11.4689 | 0 | 0 | 0 | 0 | 0 | 0 | 0 | 0
F2_Commercial_Healthcare_New_Space Heating_Natural Gas_Furnace_E3 | F2 | Commercial | Healthcare | New | Space Heating | Natural Gas | Furnace | E3 | TRC BC Ratio | 5.7289 | 5.797 | 5.8707 | 5.9664 | 6.0801 | 6.2068 | 6.3259 | 6.4361 | 6.544 | 6.6533 | 6.7667 | 6.8823 | 6.9988 | 7.1202 | 7.2401 | 7.3626 | 7.4907 | 7.6204 | 7.752 | 7.8852 | 8.0185 | 8.1515 | 0 | 0 | 0 | 0 | 0 | 0 | 0 | 0
F2_Commercial_Healthcare_New_Space Heating_Natural Gas_Furnace_E4 | F2 | Commercial | Healthcare | New | Space Heating | Natural Gas | Furnace | E4 | TRC BC Ratio | 0 | 0 | 0 | 0 | 0 | 0 | 0 | 0 | 0 | 0 | 0 | 0 | 0 | 0 | 0 | 0 | 0 | 0 | 0 | 0 | 0 | 0 | 0 | 0 | 0 | 0 | 0 | 0 | 0 | 0
F2_Commercial_Healthcare_New_Space Heating_Natural Gas_Furnace_E5 | F2 | Commercial | Healthcare | New | Space Heating | Natural Gas | Furnace | E5 | TRC BC Ratio | 0 | 0 | 0 | 0 | 0 | 0 | 0 | 0 | 0 | 0 | 0 | 0 | 0 | 0 | 0 | 0 | 0 | 0 | 0 | 0 | 0 | 0 | 0 | 0 | 0 | 0 | 0 | 0 | 0 | 0
F2_Commercial_Healthcare_New_Space Heating_Natural Gas_Furnace_E6 | F2 | Commercial | Healthcare | New | Space Heating | Natural Gas | Furnace | E6 | TRC BC Ratio | 0 | 0 | 0 | 0 | 0 | 0 | 0 | 0 | 0 | 0 | 0 | 0 | 0 | 0 | 0 | 0 | 0 | 0 | 0 | 0 | 0 | 0 | 0 | 0 | 0 | 0 | 0 | 0 | 0 | 0
F2_Commercial_Healthcare_New_Space Heating_Natural Gas_Furnace_E7 | F2 | Commercial | Healthcare | New | Space Heating | Natural Gas | Furnace | E7 | TRC BC Ratio | 0 | 0 | 0 | 0 | 0 | 0 | 0 | 0 | 0 | 0 | 0 | 0 | 0 | 0 | 0 | 0 | 0 | 0 | 0 | 0 | 0 | 0 | 0 | 0 | 0 | 0 | 0 | 0 | 0 | 0
F2_Commercial_Healthcare_New_Space Heating_Natural Gas_Furnace_E8 | F2 | Commercial | Healthcare | New | Space Heating | Natural Gas | Furnace | E8 | TRC BC Ratio | 0 | 0 | 0 | 0 | 0 | 0 | 0 | 0 | 0 | 0 | 0 | 0 | 0 | 0 | 0 | 0 | 0 | 0 | 0 | 0 | 0 | 0 | 0 | 0 | 0 | 0 | 0 | 0 | 0 | 0
F2_Commercial_Healthcare_New_Space Heating_Natural Gas_Furnace_E9 | F2 | Commercial | Healthcare | New | Space Heating | Natural Gas | Furnace | E9 | TRC BC Ratio | 0 | 0 | 0 | 0 | 0 | 0 | 0 | 0 | 0 | 0 | 0 | 0 | 0 | 0 | 0 | 0 | 0 | 0 | 0 | 0 | 0 | 0 | 0 | 0 | 0 | 0 | 0 | 0 | 0 | 0
F2_Commercial_Healthcare_New_Space Heating_Natural Gas_Furnace_E10 | F2 | Commercial | Healthcare | New | Space Heating | Natural Gas | Furnace | E10 | TRC BC Ratio | 0 | 0 | 0 | 0 | 0 | 0 | 0 | 0 | 0 | 0 | 0 | 0 | 0 | 0 | 0 | 0 | 0 | 0 | 0 | 0 | 0 | 0 | 0 | 0 | 0 | 0 | 0 | 0 | 0 | 0
F3_Commercial_Healthcare_New_Space Heating_Natural Gas_Furnace_E1 | F3 | Commercial | Healthcare | New | Space Heating | Natural Gas | Furnace | E1 | PACT BC Ratio | 0.9 | 0.9 | 0.9 | 0.9 | 0.9 | 0.9 | 0.9 | 0.9 | 0.9 | 0.9 | 0.9 | 0.9 | 0.9 | 0.9 | 0.9 | 0.9 | 0.9 | 0.9 | 0.9 | 0.9 | 0.9 | 0.9 | 0 | 0 | 0 | 0 | 0 | 0 | 0 | 0
F3_Commercial_Healthcare_New_Space Heating_Natural Gas_Furnace_E2 | F3 | Commercial | Healthcare | New | Space Heating | Natural Gas | Furnace | E2 | PACT BC Ratio | 23.2599 | 23.5366 | 23.836 | 24.2246 | 24.6859 | 25.2003 | 25.6838 | 26.1313 | 26.5697 | 27.0132 | 27.4737 | 27.9433 | 28.416 | 28.9089 | 29.3956 | 29.8934 | 30.4132 | 30.94 | 31.4742 | 32.0149 | 32.5564 | 33.096 | 0 | 0 | 0 | 0 | 0 | 0 | 0 | 0
F3_Commercial_Healthcare_New_Space Heating_Natural Gas_Furnace_E3 | F3 | Commercial | Healthcare | New | Space Heating | Natural Gas | Furnace | E3 | PACT BC Ratio | 16.5318 | 16.7285 | 16.9413 | 17.2174 | 17.5454 | 17.9109 | 18.2546 | 18.5726 | 18.8842 | 19.1994 | 19.5268 | 19.8605 | 20.1965 | 20.5468 | 20.8927 | 21.2465 | 21.616 | 21.9904 | 22.3701 | 22.7544 | 23.1392 | 23.5228 | 0 | 0 | 0 | 0 | 0 | 0 | 0 | 0
F3_Commercial_Healthcare_New_Space Heating_Natural Gas_Furnace_E4 | F3 | Commercial | Healthcare | New | Space Heating | Natural Gas | Furnace | E4 | PACT BC Ratio | 0 | 0 | 0 | 0 | 0 | 0 | 0 | 0 | 0 | 0 | 0 | 0 | 0 | 0 | 0 | 0 | 0 | 0 | 0 | 0 | 0 | 0 | 0 | 0 | 0 | 0 | 0 | 0 | 0 | 0
F3_Commercial_Healthcare_New_Space Heating_Natural Gas_Furnace_E5 | F3 | Commercial | Healthcare | New | Space Heating | Natural Gas | Furnace | E5 | PACT BC Ratio | 0 | 0 | 0 | 0 | 0 | 0 | 0 | 0 | 0 | 0 | 0 | 0 | 0 | 0 | 0 | 0 | 0 | 0 | 0 | 0 | 0 | 0 | 0 | 0 | 0 | 0 | 0 | 0 | 0 | 0
F3_Commercial_Healthcare_New_Space Heating_Natural Gas_Furnace_E6 | F3 | Commercial | Healthcare | New | Space Heating | Natural Gas | Furnace | E6 | PACT BC Ratio | 0 | 0 | 0 | 0 | 0 | 0 | 0 | 0 | 0 | 0 | 0 | 0 | 0 | 0 | 0 | 0 | 0 | 0 | 0 | 0 | 0 | 0 | 0 | 0 | 0 | 0 | 0 | 0 | 0 | 0
F3_Commercial_Healthcare_New_Space Heating_Natural Gas_Furnace_E7 | F3 | Commercial | Healthcare | New | Space Heating | Natural Gas | Furnace | E7 | PACT BC Ratio | 0 | 0 | 0 | 0 | 0 | 0 | 0 | 0 | 0 | 0 | 0 | 0 | 0 | 0 | 0 | 0 | 0 | 0 | 0 | 0 | 0 | 0 | 0 | 0 | 0 | 0 | 0 | 0 | 0 | 0
F3_Commercial_Healthcare_New_Space Heating_Natural Gas_Furnace_E8 | F3 | Commercial | Healthcare | New | Space Heating | Natural Gas | Furnace | E8 | PACT BC Ratio | 0 | 0 | 0 | 0 | 0 | 0 | 0 | 0 | 0 | 0 | 0 | 0 | 0 | 0 | 0 | 0 | 0 | 0 | 0 | 0 | 0 | 0 | 0 | 0 | 0 | 0 | 0 | 0 | 0 | 0
F3_Commercial_Healthcare_New_Space Heating_Natural Gas_Furnace_E9 | F3 | Commercial | Healthcare | New | Space Heating | Natural Gas | Furnace | E9 | PACT BC Ratio | 0 | 0 | 0 | 0 | 0 | 0 | 0 | 0 | 0 | 0 | 0 | 0 | 0 | 0 | 0 | 0 | 0 | 0 | 0 | 0 | 0 | 0 | 0 | 0 | 0 | 0 | 0 | 0 | 0 | 0
F3_Commercial_Healthcare_New_Space Heating_Natural Gas_Furnace_E10 | F3 | Commercial | Healthcare | New | Space Heating | Natural Gas | Furnace | E10 | PACT BC Ratio | 0 | 0 | 0 | 0 | 0 | 0 | 0 | 0 | 0 | 0 | 0 | 0 | 0 | 0 | 0 | 0 | 0 | 0 | 0 | 0 | 0 | 0 | 0 | 0 | 0 | 0 | 0 | 0 | 0 | 0
F4_Commercial_Healthcare_New_Space Heating_Natural Gas_Furnace_E1 | F4 | Commercial | Healthcare | New | Space Heating | Natural Gas | Furnace | E1 | PCT BC Ratio | 0.9 | 0.9 | 0.9 | 0.9 | 0.9 | 0.9 | 0.9 | 0.9 | 0.9 | 0.9 | 0.9 | 0.9 | 0.9 | 0.9 | 0.9 | 0.9 | 0.9 | 0.9 | 0.9 | 0.9 | 0.9 | 0.9 | 0 | 0 | 0 | 0 | 0 | 0 | 0 | 0
F4_Commercial_Healthcare_New_Space Heating_Natural Gas_Furnace_E2 | F4 | Commercial | Healthcare | New | Space Heating | Natural Gas | Furnace | E2 | PCT BC Ratio | 12.0001 | 12.1405 | 12.2923 | 12.4894 | 12.7234 | 12.9843 | 13.2296 | 13.4566 | 13.679 | 13.9039 | 14.1375 | 14.3757 | 14.6155 | 14.8655 | 15.1124 | 15.3649 | 15.6286 | 15.8958 | 16.1668 | 16.441 | 16.7157 | 16.9894 | 0 | 0 | 0 | 0 | 0 | 0 | 0 | 0
F4_Commercial_Healthcare_New_Space Heating_Natural Gas_Furnace_E3 | F4 | Commercial | Healthcare | New | Space Heating | Natural Gas | Furnace | E3 | PCT BC Ratio | 8.5873 | 8.6871 | 8.795 | 8.9351 | 9.1014 | 9.2869 | 9.4612 | 9.6225 | 9.7805 | 9.9404 | 10.1065 | 10.2757 | 10.4462 | 10.6239 | 10.7994 | 10.9788 | 11.1662 | 11.3561 | 11.5487 | 11.7437 | 11.9389 | 12.1334 | 0 | 0 | 0 | 0 | 0 | 0 | 0 | 0
F4_Commercial_Healthcare_New_Space Heating_Natural Gas_Furnace_E4 | F4 | Commercial | Healthcare | New | Space Heating | Natural Gas | Furnace | E4 | PCT BC Ratio | 0 | 0 | 0 | 0 | 0 | 0 | 0 | 0 | 0 | 0 | 0 | 0 | 0 | 0 | 0 | 0 | 0 | 0 | 0 | 0 | 0 | 0 | 0 | 0 | 0 | 0 | 0 | 0 | 0 | 0
F4_Commercial_Healthcare_New_Space Heating_Natural Gas_Furnace_E5 | F4 | Commercial | Healthcare | New | Space Heating | Natural Gas | Furnace | E5 | PCT BC Ratio | 0 | 0 | 0 | 0 | 0 | 0 | 0 | 0 | 0 | 0 | 0 | 0 | 0 | 0 | 0 | 0 | 0 | 0 | 0 | 0 | 0 | 0 | 0 | 0 | 0 | 0 | 0 | 0 | 0 | 0
F4_Commercial_Healthcare_New_Space Heating_Natural Gas_Furnace_E6 | F4 | Commercial | Healthcare | New | Space Heating | Natural Gas | Furnace | E6 | PCT BC Ratio | 0 | 0 | 0 | 0 | 0 | 0 | 0 | 0 | 0 | 0 | 0 | 0 | 0 | 0 | 0 | 0 | 0 | 0 | 0 | 0 | 0 | 0 | 0 | 0 | 0 | 0 | 0 | 0 | 0 | 0
F4_Commercial_Healthcare_New_Space Heating_Natural Gas_Furnace_E7 | F4 | Commercial | Healthcare | New | Space Heating | Natural Gas | Furnace | E7 | PCT BC Ratio | 0 | 0 | 0 | 0 | 0 | 0 | 0 | 0 | 0 | 0 | 0 | 0 | 0 | 0 | 0 | 0 | 0 | 0 | 0 | 0 | 0 | 0 | 0 | 0 | 0 | 0 | 0 | 0 | 0 | 0
F4_Commercial_Healthcare_New_Space Heating_Natural Gas_Furnace_E8 | F4 | Commercial | Healthcare | New | Space Heating | Natural Gas | Furnace | E8 | PCT BC Ratio | 0 | 0 | 0 | 0 | 0 | 0 | 0 | 0 | 0 | 0 | 0 | 0 | 0 | 0 | 0 | 0 | 0 | 0 | 0 | 0 | 0 | 0 | 0 | 0 | 0 | 0 | 0 | 0 | 0 | 0
F4_Commercial_Healthcare_New_Space Heating_Natural Gas_Furnace_E9 | F4 | Commercial | Healthcare | New | Space Heating | Natural Gas | Furnace | E9 | PCT BC Ratio | 0 | 0 | 0 | 0 | 0 | 0 | 0 | 0 | 0 | 0 | 0 | 0 | 0 | 0 | 0 | 0 | 0 | 0 | 0 | 0 | 0 | 0 | 0 | 0 | 0 | 0 | 0 | 0 | 0 | 0
F4_Commercial_Healthcare_New_Space Heating_Natural Gas_Furnace_E10 | F4 | Commercial | Healthcare | New | Space Heating | Natural Gas | Furnace | E10 | PCT BC Ratio | 0 | 0 | 0 | 0 | 0 | 0 | 0 | 0 | 0 | 0 | 0 | 0 | 0 | 0 | 0 | 0 | 0 | 0 | 0 | 0 | 0 | 0 | 0 | 0 | 0 | 0 | 0 | 0 | 0 | 0
F5_Commercial_Healthcare_New_Space Heating_Natural Gas_Furnace_E1 | F5 | Commercial | Healthcare | New | Space Heating | Natural Gas | Furnace | E1 | RIM BC Ratio | 0.9 | 0.9 | 0.9 | 0.9 | 0.9 | 0.9 | 0.9 | 0.9 | 0.9 | 0.9 | 0.9 | 0.9 | 0.9 | 0.9 | 0.9 | 0.9 | 0.9 | 0.9 | 0.9 | 0.9 | 0.9 | 0.9 | 0 | 0 | 0 | 0 | 0 | 0 | 0 | 0
F5_Commercial_Healthcare_New_Space Heating_Natural Gas_Furnace_E2 | F5 | Commercial | Healthcare | New | Space Heating | Natural Gas | Furnace | E2 | RIM BC Ratio | 0.80576 | 0.80609 | 0.80644 | 0.80688 | 0.80738 | 0.80792 | 0.80841 | 0.80884 | 0.80926 | 0.80966 | 0.81007 | 0.81047 | 0.81086 | 0.81126 | 0.81163 | 0.81201 | 0.81238 | 0.81275 | 0.81312 | 0.81347 | 0.81381 | 0.81415 | 0 | 0 | 0 | 0 | 0 | 0 | 0 | 0
F5_Commercial_Healthcare_New_Space Heating_Natural Gas_Furnace_E3 | F5 | Commercial | Healthcare | New | Space Heating | Natural Gas | Furnace | E3 | RIM BC Ratio | 0.79456 | 0.79501 | 0.79549 | 0.79609 | 0.79677 | 0.79751 | 0.79818 | 0.79878 | 0.79935 | 0.7999 | 0.80046 | 0.80101 | 0.80155 | 0.8021 | 0.80261 | 0.80313 | 0.80365 | 0.80416 | 0.80466 | 0.80514 | 0.80562 | 0.80608 | 0 | 0 | 0 | 0 | 0 | 0 | 0 | 0
F5_Commercial_Healthcare_New_Space Heating_Natural Gas_Furnace_E4 | F5 | Commercial | Healthcare | New | Space Heating | Natural Gas | Furnace | E4 | RIM BC Ratio | 0 | 0 | 0 | 0 | 0 | 0 | 0 | 0 | 0 | 0 | 0 | 0 | 0 | 0 | 0 | 0 | 0 | 0 | 0 | 0 | 0 | 0 | 0 | 0 | 0 | 0 | 0 | 0 | 0 | 0
F5_Commercial_Healthcare_New_Space Heating_Natural Gas_Furnace_E5 | F5 | Commercial | Healthcare | New | Space Heating | Natural Gas | Furnace | E5 | RIM BC Ratio | 0 | 0 | 0 | 0 | 0 | 0 | 0 | 0 | 0 | 0 | 0 | 0 | 0 | 0 | 0 | 0 | 0 | 0 | 0 | 0 | 0 | 0 | 0 | 0 | 0 | 0 | 0 | 0 | 0 | 0
F5_Commercial_Healthcare_New_Space Heating_Natural Gas_Furnace_E6 | F5 | Commercial | Healthcare | New | Space Heating | Natural Gas | Furnace | E6 | RIM BC Ratio | 0 | 0 | 0 | 0 | 0 | 0 | 0 | 0 | 0 | 0 | 0 | 0 | 0 | 0 | 0 | 0 | 0 | 0 | 0 | 0 | 0 | 0 | 0 | 0 | 0 | 0 | 0 | 0 | 0 | 0
F5_Commercial_Healthcare_New_Space Heating_Natural Gas_Furnace_E7 | F5 | Commercial | Healthcare | New | Space Heating | Natural Gas | Furnace | E7 | RIM BC Ratio | 0 | 0 | 0 | 0 | 0 | 0 | 0 | 0 | 0 | 0 | 0 | 0 | 0 | 0 | 0 | 0 | 0 | 0 | 0 | 0 | 0 | 0 | 0 | 0 | 0 | 0 | 0 | 0 | 0 | 0
F5_Commercial_Healthcare_New_Space Heating_Natural Gas_Furnace_E8 | F5 | Commercial | Healthcare | New | Space Heating | Natural Gas | Furnace | E8 | RIM BC Ratio | 0 | 0 | 0 | 0 | 0 | 0 | 0 | 0 | 0 | 0 | 0 | 0 | 0 | 0 | 0 | 0 | 0 | 0 | 0 | 0 | 0 | 0 | 0 | 0 | 0 | 0 | 0 | 0 | 0 | 0
F5_Commercial_Healthcare_New_Space Heating_Natural Gas_Furnace_E9 | F5 | Commercial | Healthcare | New | Space Heating | Natural Gas | Furnace | E9 | RIM BC Ratio | 0 | 0 | 0 | 0 | 0 | 0 | 0 | 0 | 0 | 0 | 0 | 0 | 0 | 0 | 0 | 0 | 0 | 0 | 0 | 0 | 0 | 0 | 0 | 0 | 0 | 0 | 0 | 0 | 0 | 0
F5_Commercial_Healthcare_New_Space Heating_Natural Gas_Furnace_E10 | F5 | Commercial | Healthcare | New | Space Heating | Natural Gas | Furnace | E10 | RIM BC Ratio | 0 | 0 | 0 | 0 | 0 | 0 | 0 | 0 | 0 | 0 | 0 | 0 | 0 | 0 | 0 | 0 | 0 | 0 | 0 | 0 | 0 | 0 | 0 | 0 | 0 | 0 | 0 | 0 | 0 | 0
F0_Commercial_Healthcare_New_Space Heating_Natural Gas_Boiler_E0 | F0 | Commercial | Healthcare | New | Space Heating | Natural Gas | Boiler | E0 | Economic Unit | AFUE 97% | AFUE 97% | AFUE 97% | AFUE 97% | AFUE 97% | AFUE 97% | AFUE 97% | AFUE 97% | AFUE 97% | AFUE 97% | AFUE 97% | AFUE 97% | AFUE 97% | AFUE 97% | AFUE 97% | AFUE 97% | AFUE 97% | AFUE 97% | AFUE 97% | AFUE 97% | AFUE 97% | AFUE 97% | 0 | 0 | 0 | 0 | 0 | 0 | 0 | 0
F1_Commercial_Healthcare_New_Space Heating_Natural Gas_Boiler_E1 | F1 | Commercial | Healthcare | New | Space Heating | Natural Gas | Boiler | E1 | CCE | 0 | 0 | 0 | 0 | 0 | 0 | 0 | 0 | 0 | 0 | 0 | 0 | 0 | 0 | 0 | 0 | 0 | 0 | 0 | 0 | 0 | 0 | 0 | 0 | 0 | 0 | 0 | 0 | 0 | 0
F1_Commercial_Healthcare_New_Space Heating_Natural Gas_Boiler_E2 | F1 | Commercial | Healthcare | New | Space Heating | Natural Gas | Boiler | E2 | CCE | 0.0045743 | 0.0045743 | 0.0048057 | 0.0047326 | 0.0046616 | 0.0045729 | 0.0045604 | 0.0045311 | 0.0045038 | 0.0044627 | 0.0044563 | 0.0044358 | 0.0044175 | 0.0043826 | 0.0043872 | 0.0043738 | 0.0043607 | 0.0043319 | 0.0043403 | 0.0043319 | 0.0043255 | 0.0043014 | 0 | 0 | 0 | 0 | 0 | 0 | 0 | 0
F1_Commercial_Healthcare_New_Space Heating_Natural Gas_Boiler_E3 | F1 | Commercial | Healthcare | New | Space Heating | Natural Gas | Boiler | E3 | CCE | 0.0046188 | 0.0046188 | 0.0048524 | 0.0047786 | 0.0047069 | 0.0046174 | 0.0046048 | 0.0045752 | 0.0045476 | 0.0045061 | 0.0044997 | 0.0044789 | 0.0044605 | 0.0044252 | 0.0044299 | 0.0044163 | 0.0044031 | 0.004374 | 0.0043826 | 0.004374 | 0.0043676 | 0.0043432 | 0 | 0 | 0 | 0 | 0 | 0 | 0 | 0
F1_Commercial_Healthcare_New_Space Heating_Natural Gas_Boiler_E4 | F1 | Commercial | Healthcare | New | Space Heating | Natural Gas | Boiler | E4 | CCE | 0.031609 | 0.031609 | 0.033208 | 0.032703 | 0.032212 | 0.0316 | 0.031513 | 0.031311 | 0.031122 | 0.030838 | 0.030794 | 0.030652 | 0.030526 | 0.030284 | 0.030316 | 0.030224 | 0.030133 | 0.029934 | 0.029992 | 0.029934 | 0.02989 | 0.029723 | 0 | 0 | 0 | 0 | 0 | 0 | 0 | 0
F1_Commercial_Healthcare_New_Space Heating_Natural Gas_Boiler_E5 | F1 | Commercial | Healthcare | New | Space Heating | Natural Gas | Boiler | E5 | CCE | 0 | 0 | 0 | 0 | 0 | 0 | 0 | 0 | 0 | 0 | 0 | 0 | 0 | 0 | 0 | 0 | 0 | 0 | 0 | 0 | 0 | 0 | 0 | 0 | 0 | 0 | 0 | 0 | 0 | 0
F1_Commercial_Healthcare_New_Space Heating_Natural Gas_Boiler_E6 | F1 | Commercial | Healthcare | New | Space Heating | Natural Gas | Boiler | E6 | CCE | 0 | 0 | 0 | 0 | 0 | 0 | 0 | 0 | 0 | 0 | 0 | 0 | 0 | 0 | 0 | 0 | 0 | 0 | 0 | 0 | 0 | 0 | 0 | 0 | 0 | 0 | 0 | 0 | 0 | 0
F1_Commercial_Healthcare_New_Space Heating_Natural Gas_Boiler_E7 | F1 | Commercial | Healthcare | New | Space Heating | Natural Gas | Boiler | E7 | CCE | 0 | 0 | 0 | 0 | 0 | 0 | 0 | 0 | 0 | 0 | 0 | 0 | 0 | 0 | 0 | 0 | 0 | 0 | 0 | 0 | 0 | 0 | 0 | 0 | 0 | 0 | 0 | 0 | 0 | 0
F1_Commercial_Healthcare_New_Space Heating_Natural Gas_Boiler_E8 | F1 | Commercial | Healthcare | New | Space Heating | Natural Gas | Boiler | E8 | CCE | 0 | 0 | 0 | 0 | 0 | 0 | 0 | 0 | 0 | 0 | 0 | 0 | 0 | 0 | 0 | 0 | 0 | 0 | 0 | 0 | 0 | 0 | 0 | 0 | 0 | 0 | 0 | 0 | 0 | 0
F1_Commercial_Healthcare_New_Space Heating_Natural Gas_Boiler_E9 | F1 | Commercial | Healthcare | New | Space Heating | Natural Gas | Boiler | E9 | CCE | 0 | 0 | 0 | 0 | 0 | 0 | 0 | 0 | 0 | 0 | 0 | 0 | 0 | 0 | 0 | 0 | 0 | 0 | 0 | 0 | 0 | 0 | 0 | 0 | 0 | 0 | 0 | 0 | 0 | 0
F1_Commercial_Healthcare_New_Space Heating_Natural Gas_Boiler_E10 | F1 | Commercial | Healthcare | New | Space Heating | Natural Gas | Boiler | E10 | CCE | 0 | 0 | 0 | 0 | 0 | 0 | 0 | 0 | 0 | 0 | 0 | 0 | 0 | 0 | 0 | 0 | 0 | 0 | 0 | 0 | 0 | 0 | 0 | 0 | 0 | 0 | 0 | 0 | 0 | 0
F2_Commercial_Healthcare_New_Space Heating_Natural Gas_Boiler_E1 | F2 | Commercial | Healthcare | New | Space Heating | Natural Gas | Boiler | E1 | TRC BC Ratio | 0.9 | 0.9 | 0.9 | 0.9 | 0.9 | 0.9 | 0.9 | 0.9 | 0.9 | 0.9 | 0.9 | 0.9 | 0.9 | 0.9 | 0.9 | 0.9 | 0.9 | 0.9 | 0.9 | 0.9 | 0.9 | 0.9 | 0 | 0 | 0 | 0 | 0 | 0 | 0 | 0
F2_Commercial_Healthcare_New_Space Heating_Natural Gas_Boiler_E2 | F2 | Commercial | Healthcare | New | Space Heating | Natural Gas | Boiler | E2 | TRC BC Ratio | 2.1357 | 2.1614 | 2.189 | 2.2241 | 2.2658 | 2.3125 | 2.357 | 2.3984 | 2.4392 | 2.4805 | 2.5232 | 2.5668 | 2.6108 | 2.6566 | 2.7018 | 2.7482 | 2.7964 | 2.8454 | 2.895 | 2.9452 | 2.9952 | 3.045 | 0 | 0 | 0 | 0 | 0 | 0 | 0 | 0
F2_Commercial_Healthcare_New_Space Heating_Natural Gas_Boiler_E3 | F2 | Commercial | Healthcare | New | Space Heating | Natural Gas | Boiler | E3 | TRC BC Ratio | 2.1151 | 2.1406 | 2.1679 | 2.2027 | 2.244 | 2.2902 | 2.3343 | 2.3753 | 2.4157 | 2.4566 | 2.4989 | 2.5421 | 2.5857 | 2.631 | 2.6758 | 2.7217 | 2.7695 | 2.818 | 2.8672 | 2.9168 | 2.9664 | 3.0157 | 0 | 0 | 0 | 0 | 0 | 0 | 0 | 0
F2_Commercial_Healthcare_New_Space Heating_Natural Gas_Boiler_E4 | F2 | Commercial | Healthcare | New | Space Heating | Natural Gas | Boiler | E4 | TRC BC Ratio | 0.3382 | 0.34292 | 0.34766 | 0.35289 | 0.35867 | 0.36492 | 0.37122 | 0.3775 | 0.38391 | 0.39055 | 0.39748 | 0.40469 | 0.41217 | 0.42002 | 0.42795 | 0.43604 | 0.44436 | 0.45282 | 0.46144 | 0.47015 | 0.47888 | 0.48756 | 0 | 0 | 0 | 0 | 0 | 0 | 0 | 0
F2_Commercial_Healthcare_New_Space Heating_Natural Gas_Boiler_E5 | F2 | Commercial | Healthcare | New | Space Heating | Natural Gas | Boiler | E5 | TRC BC Ratio | 0 | 0 | 0 | 0 | 0 | 0 | 0 | 0 | 0 | 0 | 0 | 0 | 0 | 0 | 0 | 0 | 0 | 0 | 0 | 0 | 0 | 0 | 0 | 0 | 0 | 0 | 0 | 0 | 0 | 0
F2_Commercial_Healthcare_New_Space Heating_Natural Gas_Boiler_E6 | F2 | Commercial | Healthcare | New | Space Heating | Natural Gas | Boiler | E6 | TRC BC Ratio | 0 | 0 | 0 | 0 | 0 | 0 | 0 | 0 | 0 | 0 | 0 | 0 | 0 | 0 | 0 | 0 | 0 | 0 | 0 | 0 | 0 | 0 | 0 | 0 | 0 | 0 | 0 | 0 | 0 | 0
F2_Commercial_Healthcare_New_Space Heating_Natural Gas_Boiler_E7 | F2 | Commercial | Healthcare | New | Space Heating | Natural Gas | Boiler | E7 | TRC BC Ratio | 0 | 0 | 0 | 0 | 0 | 0 | 0 | 0 | 0 | 0 | 0 | 0 | 0 | 0 | 0 | 0 | 0 | 0 | 0 | 0 | 0 | 0 | 0 | 0 | 0 | 0 | 0 | 0 | 0 | 0
F2_Commercial_Healthcare_New_Space Heating_Natural Gas_Boiler_E8 | F2 | Commercial | Healthcare | New | Space Heating | Natural Gas | Boiler | E8 | TRC BC Ratio | 0 | 0 | 0 | 0 | 0 | 0 | 0 | 0 | 0 | 0 | 0 | 0 | 0 | 0 | 0 | 0 | 0 | 0 | 0 | 0 | 0 | 0 | 0 | 0 | 0 | 0 | 0 | 0 | 0 | 0
F2_Commercial_Healthcare_New_Space Heating_Natural Gas_Boiler_E9 | F2 | Commercial | Healthcare | New | Space Heating | Natural Gas | Boiler | E9 | TRC BC Ratio | 0 | 0 | 0 | 0 | 0 | 0 | 0 | 0 | 0 | 0 | 0 | 0 | 0 | 0 | 0 | 0 | 0 | 0 | 0 | 0 | 0 | 0 | 0 | 0 | 0 | 0 | 0 | 0 | 0 | 0
F2_Commercial_Healthcare_New_Space Heating_Natural Gas_Boiler_E10 | F2 | Commercial | Healthcare | New | Space Heating | Natural Gas | Boiler | E10 | TRC BC Ratio | 0 | 0 | 0 | 0 | 0 | 0 | 0 | 0 | 0 | 0 | 0 | 0 | 0 | 0 | 0 | 0 | 0 | 0 | 0 | 0 | 0 | 0 | 0 | 0 | 0 | 0 | 0 | 0 | 0 | 0
F3_Commercial_Healthcare_New_Space Heating_Natural Gas_Boiler_E1 | F3 | Commercial | Healthcare | New | Space Heating | Natural Gas | Boiler | E1 | PACT BC Ratio | 0.9 | 0.9 | 0.9 | 0.9 | 0.9 | 0.9 | 0.9 | 0.9 | 0.9 | 0.9 | 0.9 | 0.9 | 0.9 | 0.9 | 0.9 | 0.9 | 0.9 | 0.9 | 0.9 | 0.9 | 0.9 | 0.9 | 0 | 0 | 0 | 0 | 0 | 0 | 0 | 0
F3_Commercial_Healthcare_New_Space Heating_Natural Gas_Boiler_E2 | F3 | Commercial | Healthcare | New | Space Heating | Natural Gas | Boiler | E2 | PACT BC Ratio | 2.1993 | 2.2258 | 2.2541 | 2.2903 | 2.3332 | 2.3813 | 2.4271 | 2.4698 | 2.5118 | 2.5543 | 2.5983 | 2.6432 | 2.6885 | 2.7356 | 2.7823 | 2.8299 | 2.8797 | 2.9301 | 2.9812 | 3.0328 | 3.0844 | 3.1356 | 0 | 0 | 0 | 0 | 0 | 0 | 0 | 0
F3_Commercial_Healthcare_New_Space Heating_Natural Gas_Boiler_E3 | F3 | Commercial | Healthcare | New | Space Heating | Natural Gas | Boiler | E3 | PACT BC Ratio | 2.1781 | 2.2043 | 2.2324 | 2.2682 | 2.3108 | 2.3584 | 2.4038 | 2.446 | 2.4876 | 2.5297 | 2.5733 | 2.6178 | 2.6626 | 2.7093 | 2.7555 | 2.8027 | 2.8519 | 2.9019 | 2.9525 | 3.0036 | 3.0547 | 3.1054 | 0 | 0 | 0 | 0 | 0 | 0 | 0 | 0
F3_Commercial_Healthcare_New_Space Heating_Natural Gas_Boiler_E4 | F3 | Commercial | Healthcare | New | Space Heating | Natural Gas | Boiler | E4 | PACT BC Ratio | 0.34827 | 0.35312 | 0.358 | 0.3634 | 0.36934 | 0.37578 | 0.38226 | 0.38873 | 0.39534 | 0.40217 | 0.40931 | 0.41673 | 0.42444 | 0.43252 | 0.44069 | 0.44902 | 0.45758 | 0.4663 | 0.47517 | 0.48414 | 0.49313 | 0.50207 | 0 | 0 | 0 | 0 | 0 | 0 | 0 | 0
F3_Commercial_Healthcare_New_Space Heating_Natural Gas_Boiler_E5 | F3 | Commercial | Healthcare | New | Space Heating | Natural Gas | Boiler | E5 | PACT BC Ratio | 0 | 0 | 0 | 0 | 0 | 0 | 0 | 0 | 0 | 0 | 0 | 0 | 0 | 0 | 0 | 0 | 0 | 0 | 0 | 0 | 0 | 0 | 0 | 0 | 0 | 0 | 0 | 0 | 0 | 0
F3_Commercial_Healthcare_New_Space Heating_Natural Gas_Boiler_E6 | F3 | Commercial | Healthcare | New | Space Heating | Natural Gas | Boiler | E6 | PACT BC Ratio | 0 | 0 | 0 | 0 | 0 | 0 | 0 | 0 | 0 | 0 | 0 | 0 | 0 | 0 | 0 | 0 | 0 | 0 | 0 | 0 | 0 | 0 | 0 | 0 | 0 | 0 | 0 | 0 | 0 | 0
F3_Commercial_Healthcare_New_Space Heating_Natural Gas_Boiler_E7 | F3 | Commercial | Healthcare | New | Space Heating | Natural Gas | Boiler | E7 | PACT BC Ratio | 0 | 0 | 0 | 0 | 0 | 0 | 0 | 0 | 0 | 0 | 0 | 0 | 0 | 0 | 0 | 0 | 0 | 0 | 0 | 0 | 0 | 0 | 0 | 0 | 0 | 0 | 0 | 0 | 0 | 0
F3_Commercial_Healthcare_New_Space Heating_Natural Gas_Boiler_E8 | F3 | Commercial | Healthcare | New | Space Heating | Natural Gas | Boiler | E8 | PACT BC Ratio | 0 | 0 | 0 | 0 | 0 | 0 | 0 | 0 | 0 | 0 | 0 | 0 | 0 | 0 | 0 | 0 | 0 | 0 | 0 | 0 | 0 | 0 | 0 | 0 | 0 | 0 | 0 | 0 | 0 | 0
F3_Commercial_Healthcare_New_Space Heating_Natural Gas_Boiler_E9 | F3 | Commercial | Healthcare | New | Space Heating | Natural Gas | Boiler | E9 | PACT BC Ratio | 0 | 0 | 0 | 0 | 0 | 0 | 0 | 0 | 0 | 0 | 0 | 0 | 0 | 0 | 0 | 0 | 0 | 0 | 0 | 0 | 0 | 0 | 0 | 0 | 0 | 0 | 0 | 0 | 0 | 0
F3_Commercial_Healthcare_New_Space Heating_Natural Gas_Boiler_E10 | F3 | Commercial | Healthcare | New | Space Heating | Natural Gas | Boiler | E10 | PACT BC Ratio | 0 | 0 | 0 | 0 | 0 | 0 | 0 | 0 | 0 | 0 | 0 | 0 | 0 | 0 | 0 | 0 | 0 | 0 | 0 | 0 | 0 | 0 | 0 | 0 | 0 | 0 | 0 | 0 | 0 | 0
F4_Commercial_Healthcare_New_Space Heating_Natural Gas_Boiler_E1 | F4 | Commercial | Healthcare | New | Space Heating | Natural Gas | Boiler | E1 | PCT BC Ratio | 0.9 | 0.9 | 0.9 | 0.9 | 0.9 | 0.9 | 0.9 | 0.9 | 0.9 | 0.9 | 0.9 | 0.9 | 0.9 | 0.9 | 0.9 | 0.9 | 0.9 | 0.9 | 0.9 | 0.9 | 0.9 | 0.9 | 0 | 0 | 0 | 0 | 0 | 0 | 0 | 0
F4_Commercial_Healthcare_New_Space Heating_Natural Gas_Boiler_E2 | F4 | Commercial | Healthcare | New | Space Heating | Natural Gas | Boiler | E2 | PCT BC Ratio | 6.1489 | 6.2116 | 6.2788 | 6.3644 | 6.4661 | 6.58 | 6.6885 | 6.7896 | 6.889 | 6.9895 | 7.0939 | 7.2002 | 7.3074 | 7.419 | 7.5294 | 7.6423 | 7.7601 | 7.8794 | 8.0005 | 8.1227 | 8.2448 | 8.3662 | 0 | 0 | 0 | 0 | 0 | 0 | 0 | 0
F4_Commercial_Healthcare_New_Space Heating_Natural Gas_Boiler_E3 | F4 | Commercial | Healthcare | New | Space Heating | Natural Gas | Boiler | E3 | PCT BC Ratio | 6.0988 | 6.1609 | 6.2274 | 6.3122 | 6.4129 | 6.5257 | 6.6331 | 6.7333 | 6.8317 | 6.9313 | 7.0346 | 7.1399 | 7.2461 | 7.3566 | 7.466 | 7.5778 | 7.6944 | 7.8126 | 7.9325 | 8.0536 | 8.1745 | 8.2947 | 0 | 0 | 0 | 0 | 0 | 0 | 0 | 0
F4_Commercial_Healthcare_New_Space Heating_Natural Gas_Boiler_E4 | F4 | Commercial | Healthcare | New | Space Heating | Natural Gas | Boiler | E4 | PCT BC Ratio | 1.7659 | 1.7773 | 1.7889 | 1.8017 | 1.8158 | 1.831 | 1.8464 | 1.8617 | 1.8773 | 1.8935 | 1.9104 | 1.928 | 1.9462 | 1.9654 | 1.9847 | 2.0044 | 2.0247 | 2.0453 | 2.0664 | 2.0876 | 2.1089 | 2.13 | 0 | 0 | 0 | 0 | 0 | 0 | 0 | 0
F4_Commercial_Healthcare_New_Space Heating_Natural Gas_Boiler_E5 | F4 | Commercial | Healthcare | New | Space Heating | Natural Gas | Boiler | E5 | PCT BC Ratio | 0 | 0 | 0 | 0 | 0 | 0 | 0 | 0 | 0 | 0 | 0 | 0 | 0 | 0 | 0 | 0 | 0 | 0 | 0 | 0 | 0 | 0 | 0 | 0 | 0 | 0 | 0 | 0 | 0 | 0
F4_Commercial_Healthcare_New_Space Heating_Natural Gas_Boiler_E6 | F4 | Commercial | Healthcare | New | Space Heating | Natural Gas | Boiler | E6 | PCT BC Ratio | 0 | 0 | 0 | 0 | 0 | 0 | 0 | 0 | 0 | 0 | 0 | 0 | 0 | 0 | 0 | 0 | 0 | 0 | 0 | 0 | 0 | 0 | 0 | 0 | 0 | 0 | 0 | 0 | 0 | 0
F4_Commercial_Healthcare_New_Space Heating_Natural Gas_Boiler_E7 | F4 | Commercial | Healthcare | New | Space Heating | Natural Gas | Boiler | E7 | PCT BC Ratio | 0 | 0 | 0 | 0 | 0 | 0 | 0 | 0 | 0 | 0 | 0 | 0 | 0 | 0 | 0 | 0 | 0 | 0 | 0 | 0 | 0 | 0 | 0 | 0 | 0 | 0 | 0 | 0 | 0 | 0
F4_Commercial_Healthcare_New_Space Heating_Natural Gas_Boiler_E8 | F4 | Commercial | Healthcare | New | Space Heating | Natural Gas | Boiler | E8 | PCT BC Ratio | 0 | 0 | 0 | 0 | 0 | 0 | 0 | 0 | 0 | 0 | 0 | 0 | 0 | 0 | 0 | 0 | 0 | 0 | 0 | 0 | 0 | 0 | 0 | 0 | 0 | 0 | 0 | 0 | 0 | 0
F4_Commercial_Healthcare_New_Space Heating_Natural Gas_Boiler_E9 | F4 | Commercial | Healthcare | New | Space Heating | Natural Gas | Boiler | E9 | PCT BC Ratio | 0 | 0 | 0 | 0 | 0 | 0 | 0 | 0 | 0 | 0 | 0 | 0 | 0 | 0 | 0 | 0 | 0 | 0 | 0 | 0 | 0 | 0 | 0 | 0 | 0 | 0 | 0 | 0 | 0 | 0
F4_Commercial_Healthcare_New_Space Heating_Natural Gas_Boiler_E10 | F4 | Commercial | Healthcare | New | Space Heating | Natural Gas | Boiler | E10 | PCT BC Ratio | 0 | 0 | 0 | 0 | 0 | 0 | 0 | 0 | 0 | 0 | 0 | 0 | 0 | 0 | 0 | 0 | 0 | 0 | 0 | 0 | 0 | 0 | 0 | 0 | 0 | 0 | 0 | 0 | 0 | 0
F5_Commercial_Healthcare_New_Space Heating_Natural Gas_Boiler_E1 | F5 | Commercial | Healthcare | New | Space Heating | Natural Gas | Boiler | E1 | RIM BC Ratio | 0.9 | 0.9 | 0.9 | 0.9 | 0.9 | 0.9 | 0.9 | 0.9 | 0.9 | 0.9 | 0.9 | 0.9 | 0.9 | 0.9 | 0.9 | 0.9 | 0.9 | 0.9 | 0.9 | 0.9 | 0.9 | 0.9 | 0 | 0 | 0 | 0 | 0 | 0 | 0 | 0
F5_Commercial_Healthcare_New_Space Heating_Natural Gas_Boiler_E2 | F5 | Commercial | Healthcare | New | Space Heating | Natural Gas | Boiler | E2 | RIM BC Ratio | 0.60505 | 0.60704 | 0.60913 | 0.61174 | 0.61476 | 0.61805 | 0.62109 | 0.62385 | 0.62649 | 0.6291 | 0.63174 | 0.63436 | 0.63693 | 0.63954 | 0.64206 | 0.64457 | 0.64711 | 0.64962 | 0.6521 | 0.65454 | 0.65691 | 0.6592 | 0 | 0 | 0 | 0 | 0 | 0 | 0 | 0
F5_Commercial_Healthcare_New_Space Heating_Natural Gas_Boiler_E3 | F5 | Commercial | Healthcare | New | Space Heating | Natural Gas | Boiler | E3 | RIM BC Ratio | 0.60343 | 0.60543 | 0.60753 | 0.61015 | 0.61319 | 0.61649 | 0.61955 | 0.62232 | 0.62498 | 0.6276 | 0.63025 | 0.63288 | 0.63547 | 0.63809 | 0.64062 | 0.64314 | 0.6457 | 0.64823 | 0.65072 | 0.65317 | 0.65555 | 0.65786 | 0 | 0 | 0 | 0 | 0 | 0 | 0 | 0
F5_Commercial_Healthcare_New_Space Heating_Natural Gas_Boiler_E4 | F5 | Commercial | Healthcare | New | Space Heating | Natural Gas | Boiler | E4 | RIM BC Ratio | 0.24573 | 0.24814 | 0.25054 | 0.25317 | 0.25604 | 0.25912 | 0.26219 | 0.26521 | 0.26827 | 0.2714 | 0.27463 | 0.27796 | 0.28136 | 0.28489 | 0.28841 | 0.29196 | 0.29555 | 0.29917 | 0.30279 | 0.30641 | 0.30999 | 0.3135 | 0 | 0 | 0 | 0 | 0 | 0 | 0 | 0
F5_Commercial_Healthcare_New_Space Heating_Natural Gas_Boiler_E5 | F5 | Commercial | Healthcare | New | Space Heating | Natural Gas | Boiler | E5 | RIM BC Ratio | 0 | 0 | 0 | 0 | 0 | 0 | 0 | 0 | 0 | 0 | 0 | 0 | 0 | 0 | 0 | 0 | 0 | 0 | 0 | 0 | 0 | 0 | 0 | 0 | 0 | 0 | 0 | 0 | 0 | 0
F5_Commercial_Healthcare_New_Space Heating_Natural Gas_Boiler_E6 | F5 | Commercial | Healthcare | New | Space Heating | Natural Gas | Boiler | E6 | RIM BC Ratio | 0 | 0 | 0 | 0 | 0 | 0 | 0 | 0 | 0 | 0 | 0 | 0 | 0 | 0 | 0 | 0 | 0 | 0 | 0 | 0 | 0 | 0 | 0 | 0 | 0 | 0 | 0 | 0 | 0 | 0
F5_Commercial_Healthcare_New_Space Heating_Natural Gas_Boiler_E7 | F5 | Commercial | Healthcare | New | Space Heating | Natural Gas | Boiler | E7 | RIM BC Ratio | 0 | 0 | 0 | 0 | 0 | 0 | 0 | 0 | 0 | 0 | 0 | 0 | 0 | 0 | 0 | 0 | 0 | 0 | 0 | 0 | 0 | 0 | 0 | 0 | 0 | 0 | 0 | 0 | 0 | 0
F5_Commercial_Healthcare_New_Space Heating_Natural Gas_Boiler_E8 | F5 | Commercial | Healthcare | New | Space Heating | Natural Gas | Boiler | E8 | RIM BC Ratio | 0 | 0 | 0 | 0 | 0 | 0 | 0 | 0 | 0 | 0 | 0 | 0 | 0 | 0 | 0 | 0 | 0 | 0 | 0 | 0 | 0 | 0 | 0 | 0 | 0 | 0 | 0 | 0 | 0 | 0
F5_Commercial_Healthcare_New_Space Heating_Natural Gas_Boiler_E9 | F5 | Commercial | Healthcare | New | Space Heating | Natural Gas | Boiler | E9 | RIM BC Ratio | 0 | 0 | 0 | 0 | 0 | 0 | 0 | 0 | 0 | 0 | 0 | 0 | 0 | 0 | 0 | 0 | 0 | 0 | 0 | 0 | 0 | 0 | 0 | 0 | 0 | 0 | 0 | 0 | 0 | 0
F5_Commercial_Healthcare_New_Space Heating_Natural Gas_Boiler_E10 | F5 | Commercial | Healthcare | New | Space Heating | Natural Gas | Boiler | E10 | RIM BC Ratio | 0 | 0 | 0 | 0 | 0 | 0 | 0 | 0 | 0 | 0 | 0 | 0 | 0 | 0 | 0 | 0 | 0 | 0 | 0 | 0 | 0 | 0 | 0 | 0 | 0 | 0 | 0 | 0 | 0 | 0
F0_Commercial_Healthcare_New_Space Heating_Natural Gas_Unit Heater_E0 | F0 | Commercial | Healthcare | New | Space Heating | Natural Gas | Unit Heater | E0 | Economic Unit | Infrared Radiant | Infrared Radiant | Infrared Radiant | Infrared Radiant | Infrared Radiant | Infrared Radiant | Infrared Radiant | Infrared Radiant | Infrared Radiant | Infrared Radiant | Infrared Radiant | Infrared Radiant | Infrared Radiant | Infrared Radiant | Infrared Radiant | Infrared Radiant | Infrared Radiant | Infrared Radiant | Infrared Radiant | Infrared Radiant | Infrared Radiant | Infrared Radiant | 0 | 0 | 0 | 0 | 0 | 0 | 0 | 0
F1_Commercial_Healthcare_New_Space Heating_Natural Gas_Unit Heater_E1 | F1 | Commercial | Healthcare | New | Space Heating | Natural Gas | Unit Heater | E1 | CCE | 0 | 0 | 0 | 0 | 0 | 0 | 0 | 0 | 0 | 0 | 0 | 0 | 0 | 0 | 0 | 0 | 0 | 0 | 0 | 0 | 0 | 0 | 0 | 0 | 0 | 0 | 0 | 0 | 0 | 0
F1_Commercial_Healthcare_New_Space Heating_Natural Gas_Unit Heater_E2 | F1 | Commercial | Healthcare | New | Space Heating | Natural Gas | Unit Heater | E2 | CCE | 0.025298 | 0.025298 | 0.026577 | 0.026173 | 0.025781 | 0.02529 | 0.025221 | 0.025059 | 0.024908 | 0.024681 | 0.024645 | 0.024532 | 0.024431 | 0.024238 | 0.024263 | 0.024189 | 0.024116 | 0.023957 | 0.024004 | 0.023957 | 0.023922 | 0.023788 | 0 | 0 | 0 | 0 | 0 | 0 | 0 | 0
F1_Commercial_Healthcare_New_Space Heating_Natural Gas_Unit Heater_E3 | F1 | Commercial | Healthcare | New | Space Heating | Natural Gas | Unit Heater | E3 | CCE | 0.0011378 | 0.0011378 | 0.0011954 | 0.0011772 | 0.0011596 | 0.0011375 | 0.0011344 | 0.0011271 | 0.0011203 | 0.0011101 | 0.0011085 | 0.0011034 | 0.0010988 | 0.0010902 | 0.0010913 | 0.001088 | 0.0010847 | 0.0010775 | 0.0010796 | 0.0010775 | 0.001076 | 0.0010699 | 0 | 0 | 0 | 0 | 0 | 0 | 0 | 0
F1_Commercial_Healthcare_New_Space Heating_Natural Gas_Unit Heater_E4 | F1 | Commercial | Healthcare | New | Space Heating | Natural Gas | Unit Heater | E4 | CCE | 0 | 0 | 0 | 0 | 0 | 0 | 0 | 0 | 0 | 0 | 0 | 0 | 0 | 0 | 0 | 0 | 0 | 0 | 0 | 0 | 0 | 0 | 0 | 0 | 0 | 0 | 0 | 0 | 0 | 0
F1_Commercial_Healthcare_New_Space Heating_Natural Gas_Unit Heater_E5 | F1 | Commercial | Healthcare | New | Space Heating | Natural Gas | Unit Heater | E5 | CCE | 0 | 0 | 0 | 0 | 0 | 0 | 0 | 0 | 0 | 0 | 0 | 0 | 0 | 0 | 0 | 0 | 0 | 0 | 0 | 0 | 0 | 0 | 0 | 0 | 0 | 0 | 0 | 0 | 0 | 0
F1_Commercial_Healthcare_New_Space Heating_Natural Gas_Unit Heater_E6 | F1 | Commercial | Healthcare | New | Space Heating | Natural Gas | Unit Heater | E6 | CCE | 0 | 0 | 0 | 0 | 0 | 0 | 0 | 0 | 0 | 0 | 0 | 0 | 0 | 0 | 0 | 0 | 0 | 0 | 0 | 0 | 0 | 0 | 0 | 0 | 0 | 0 | 0 | 0 | 0 | 0
F1_Commercial_Healthcare_New_Space Heating_Natural Gas_Unit Heater_E7 | F1 | Commercial | Healthcare | New | Space Heating | Natural Gas | Unit Heater | E7 | CCE | 0 | 0 | 0 | 0 | 0 | 0 | 0 | 0 | 0 | 0 | 0 | 0 | 0 | 0 | 0 | 0 | 0 | 0 | 0 | 0 | 0 | 0 | 0 | 0 | 0 | 0 | 0 | 0 | 0 | 0
F1_Commercial_Healthcare_New_Space Heating_Natural Gas_Unit Heater_E8 | F1 | Commercial | Healthcare | New | Space Heating | Natural Gas | Unit Heater | E8 | CCE | 0 | 0 | 0 | 0 | 0 | 0 | 0 | 0 | 0 | 0 | 0 | 0 | 0 | 0 | 0 | 0 | 0 | 0 | 0 | 0 | 0 | 0 | 0 | 0 | 0 | 0 | 0 | 0 | 0 | 0
F1_Commercial_Healthcare_New_Space Heating_Natural Gas_Unit Heater_E9 | F1 | Commercial | Healthcare | New | Space Heating | Natural Gas | Unit Heater | E9 | CCE | 0 | 0 | 0 | 0 | 0 | 0 | 0 | 0 | 0 | 0 | 0 | 0 | 0 | 0 | 0 | 0 | 0 | 0 | 0 | 0 | 0 | 0 | 0 | 0 | 0 | 0 | 0 | 0 | 0 | 0
F1_Commercial_Healthcare_New_Space Heating_Natural Gas_Unit Heater_E10 | F1 | Commercial | Healthcare | New | Space Heating | Natural Gas | Unit Heater | E10 | CCE | 0 | 0 | 0 | 0 | 0 | 0 | 0 | 0 | 0 | 0 | 0 | 0 | 0 | 0 | 0 | 0 | 0 | 0 | 0 | 0 | 0 | 0 | 0 | 0 | 0 | 0 | 0 | 0 | 0 | 0
F2_Commercial_Healthcare_New_Space Heating_Natural Gas_Unit Heater_E1 | F2 | Commercial | Healthcare | New | Space Heating | Natural Gas | Unit Heater | E1 | TRC BC Ratio | 0.9 | 0.9 | 0.9 | 0.9 | 0.9 | 0.9 | 0.9 | 0.9 | 0.9 | 0.9 | 0.9 | 0.9 | 0.9 | 0.9 | 0.9 | 0.9 | 0.9 | 0.9 | 0.9 | 0.9 | 0.9 | 0.9 | 0 | 0 | 0 | 0 | 0 | 0 | 0 | 0
F2_Commercial_Healthcare_New_Space Heating_Natural Gas_Unit Heater_E2 | F2 | Commercial | Healthcare | New | Space Heating | Natural Gas | Unit Heater | E2 | TRC BC Ratio | 0.35171 | 0.35472 | 0.35832 | 0.36428 | 0.37222 | 0.3816 | 0.39021 | 0.39788 | 0.40532 | 0.41254 | 0.41981 | 0.42689 | 0.43355 | 0.44022 | 0.44659 | 0.45313 | 0.46012 | 0.46716 | 0.47426 | 0.48138 | 0.48843 | 0.49538 | 0 | 0 | 0 | 0 | 0 | 0 | 0 | 0
F2_Commercial_Healthcare_New_Space Heating_Natural Gas_Unit Heater_E3 | F2 | Commercial | Healthcare | New | Space Heating | Natural Gas | Unit Heater | E3 | TRC BC Ratio | 6.8506 | 6.8286 | 6.8252 | 6.9114 | 7.0978 | 7.356 | 7.5942 | 7.8144 | 8.0481 | 8.2587 | 8.4576 | 8.6317 | 8.7675 | 8.8576 | 8.9311 | 9.0076 | 9.0994 | 9.1891 | 9.2771 | 9.362 | 9.4392 | 9.5076 | 0 | 0 | 0 | 0 | 0 | 0 | 0 | 0
F2_Commercial_Healthcare_New_Space Heating_Natural Gas_Unit Heater_E4 | F2 | Commercial | Healthcare | New | Space Heating | Natural Gas | Unit Heater | E4 | TRC BC Ratio | 0 | 0 | 0 | 0 | 0 | 0 | 0 | 0 | 0 | 0 | 0 | 0 | 0 | 0 | 0 | 0 | 0 | 0 | 0 | 0 | 0 | 0 | 0 | 0 | 0 | 0 | 0 | 0 | 0 | 0
F2_Commercial_Healthcare_New_Space Heating_Natural Gas_Unit Heater_E5 | F2 | Commercial | Healthcare | New | Space Heating | Natural Gas | Unit Heater | E5 | TRC BC Ratio | 0 | 0 | 0 | 0 | 0 | 0 | 0 | 0 | 0 | 0 | 0 | 0 | 0 | 0 | 0 | 0 | 0 | 0 | 0 | 0 | 0 | 0 | 0 | 0 | 0 | 0 | 0 | 0 | 0 | 0
F2_Commercial_Healthcare_New_Space Heating_Natural Gas_Unit Heater_E6 | F2 | Commercial | Healthcare | New | Space Heating | Natural Gas | Unit Heater | E6 | TRC BC Ratio | 0 | 0 | 0 | 0 | 0 | 0 | 0 | 0 | 0 | 0 | 0 | 0 | 0 | 0 | 0 | 0 | 0 | 0 | 0 | 0 | 0 | 0 | 0 | 0 | 0 | 0 | 0 | 0 | 0 | 0
F2_Commercial_Healthcare_New_Space Heating_Natural Gas_Unit Heater_E7 | F2 | Commercial | Healthcare | New | Space Heating | Natural Gas | Unit Heater | E7 | TRC BC Ratio | 0 | 0 | 0 | 0 | 0 | 0 | 0 | 0 | 0 | 0 | 0 | 0 | 0 | 0 | 0 | 0 | 0 | 0 | 0 | 0 | 0 | 0 | 0 | 0 | 0 | 0 | 0 | 0 | 0 | 0
F2_Commercial_Healthcare_New_Space Heating_Natural Gas_Unit Heater_E8 | F2 | Commercial | Healthcare | New | Space Heating | Natural Gas | Unit Heater | E8 | TRC BC Ratio | 0 | 0 | 0 | 0 | 0 | 0 | 0 | 0 | 0 | 0 | 0 | 0 | 0 | 0 | 0 | 0 | 0 | 0 | 0 | 0 | 0 | 0 | 0 | 0 | 0 | 0 | 0 | 0 | 0 | 0
F2_Commercial_Healthcare_New_Space Heating_Natural Gas_Unit Heater_E9 | F2 | Commercial | Healthcare | New | Space Heating | Natural Gas | Unit Heater | E9 | TRC BC Ratio | 0 | 0 | 0 | 0 | 0 | 0 | 0 | 0 | 0 | 0 | 0 | 0 | 0 | 0 | 0 | 0 | 0 | 0 | 0 | 0 | 0 | 0 | 0 | 0 | 0 | 0 | 0 | 0 | 0 | 0
F2_Commercial_Healthcare_New_Space Heating_Natural Gas_Unit Heater_E10 | F2 | Commercial | Healthcare | New | Space Heating | Natural Gas | Unit Heater | E10 | TRC BC Ratio | 0 | 0 | 0 | 0 | 0 | 0 | 0 | 0 | 0 | 0 | 0 | 0 | 0 | 0 | 0 | 0 | 0 | 0 | 0 | 0 | 0 | 0 | 0 | 0 | 0 | 0 | 0 | 0 | 0 | 0
F3_Commercial_Healthcare_New_Space Heating_Natural Gas_Unit Heater_E1 | F3 | Commercial | Healthcare | New | Space Heating | Natural Gas | Unit Heater | E1 | PACT BC Ratio | 0.9 | 0.9 | 0.9 | 0.9 | 0.9 | 0.9 | 0.9 | 0.9 | 0.9 | 0.9 | 0.9 | 0.9 | 0.9 | 0.9 | 0.9 | 0.9 | 0.9 | 0.9 | 0.9 | 0.9 | 0.9 | 0.9 | 0 | 0 | 0 | 0 | 0 | 0 | 0 | 0
F3_Commercial_Healthcare_New_Space Heating_Natural Gas_Unit Heater_E2 | F3 | Commercial | Healthcare | New | Space Heating | Natural Gas | Unit Heater | E2 | PACT BC Ratio | 0.74493 | 0.75131 | 0.75894 | 0.77156 | 0.78839 | 0.80825 | 0.82649 | 0.84273 | 0.85849 | 0.87378 | 0.88919 | 0.90417 | 0.91828 | 0.93241 | 0.94591 | 0.95975 | 0.97456 | 0.98947 | 1.0045 | 1.0196 | 1.0345 | 1.0492 | 0 | 0 | 0 | 0 | 0 | 0 | 0 | 0
F3_Commercial_Healthcare_New_Space Heating_Natural Gas_Unit Heater_E3 | F3 | Commercial | Healthcare | New | Space Heating | Natural Gas | Unit Heater | E3 | PACT BC Ratio | 14.5099 | 14.4632 | 14.4561 | 14.6387 | 15.0334 | 15.5804 | 16.085 | 16.5514 | 17.0463 | 17.4923 | 17.9137 | 18.2824 | 18.5701 | 18.7607 | 18.9164 | 19.0784 | 19.273 | 19.463 | 19.6493 | 19.8292 | 19.9928 | 20.1376 | 0 | 0 | 0 | 0 | 0 | 0 | 0 | 0
F3_Commercial_Healthcare_New_Space Heating_Natural Gas_Unit Heater_E4 | F3 | Commercial | Healthcare | New | Space Heating | Natural Gas | Unit Heater | E4 | PACT BC Ratio | 0 | 0 | 0 | 0 | 0 | 0 | 0 | 0 | 0 | 0 | 0 | 0 | 0 | 0 | 0 | 0 | 0 | 0 | 0 | 0 | 0 | 0 | 0 | 0 | 0 | 0 | 0 | 0 | 0 | 0
F3_Commercial_Healthcare_New_Space Heating_Natural Gas_Unit Heater_E5 | F3 | Commercial | Healthcare | New | Space Heating | Natural Gas | Unit Heater | E5 | PACT BC Ratio | 0 | 0 | 0 | 0 | 0 | 0 | 0 | 0 | 0 | 0 | 0 | 0 | 0 | 0 | 0 | 0 | 0 | 0 | 0 | 0 | 0 | 0 | 0 | 0 | 0 | 0 | 0 | 0 | 0 | 0
F3_Commercial_Healthcare_New_Space Heating_Natural Gas_Unit Heater_E6 | F3 | Commercial | Healthcare | New | Space Heating | Natural Gas | Unit Heater | E6 | PACT BC Ratio | 0 | 0 | 0 | 0 | 0 | 0 | 0 | 0 | 0 | 0 | 0 | 0 | 0 | 0 | 0 | 0 | 0 | 0 | 0 | 0 | 0 | 0 | 0 | 0 | 0 | 0 | 0 | 0 | 0 | 0
F3_Commercial_Healthcare_New_Space Heating_Natural Gas_Unit Heater_E7 | F3 | Commercial | Healthcare | New | Space Heating | Natural Gas | Unit Heater | E7 | PACT BC Ratio | 0 | 0 | 0 | 0 | 0 | 0 | 0 | 0 | 0 | 0 | 0 | 0 | 0 | 0 | 0 | 0 | 0 | 0 | 0 | 0 | 0 | 0 | 0 | 0 | 0 | 0 | 0 | 0 | 0 | 0
F3_Commercial_Healthcare_New_Space Heating_Natural Gas_Unit Heater_E8 | F3 | Commercial | Healthcare | New | Space Heating | Natural Gas | Unit Heater | E8 | PACT BC Ratio | 0 | 0 | 0 | 0 | 0 | 0 | 0 | 0 | 0 | 0 | 0 | 0 | 0 | 0 | 0 | 0 | 0 | 0 | 0 | 0 | 0 | 0 | 0 | 0 | 0 | 0 | 0 | 0 | 0 | 0
F3_Commercial_Healthcare_New_Space Heating_Natural Gas_Unit Heater_E9 | F3 | Commercial | Healthcare | New | Space Heating | Natural Gas | Unit Heater | E9 | PACT BC Ratio | 0 | 0 | 0 | 0 | 0 | 0 | 0 | 0 | 0 | 0 | 0 | 0 | 0 | 0 | 0 | 0 | 0 | 0 | 0 | 0 | 0 | 0 | 0 | 0 | 0 | 0 | 0 | 0 | 0 | 0
F3_Commercial_Healthcare_New_Space Heating_Natural Gas_Unit Heater_E10 | F3 | Commercial | Healthcare | New | Space Heating | Natural Gas | Unit Heater | E10 | PACT BC Ratio | 0 | 0 | 0 | 0 | 0 | 0 | 0 | 0 | 0 | 0 | 0 | 0 | 0 | 0 | 0 | 0 | 0 | 0 | 0 | 0 | 0 | 0 | 0 | 0 | 0 | 0 | 0 | 0 | 0 | 0
F4_Commercial_Healthcare_New_Space Heating_Natural Gas_Unit Heater_E1 | F4 | Commercial | Healthcare | New | Space Heating | Natural Gas | Unit Heater | E1 | PCT BC Ratio | 0.9 | 0.9 | 0.9 | 0.9 | 0.9 | 0.9 | 0.9 | 0.9 | 0.9 | 0.9 | 0.9 | 0.9 | 0.9 | 0.9 | 0.9 | 0.9 | 0.9 | 0.9 | 0.9 | 0.9 | 0.9 | 0.9 | 0 | 0 | 0 | 0 | 0 | 0 | 0 | 0
F4_Commercial_Healthcare_New_Space Heating_Natural Gas_Unit Heater_E2 | F4 | Commercial | Healthcare | New | Space Heating | Natural Gas | Unit Heater | E2 | PCT BC Ratio | 0.85851 | 0.8633 | 0.86903 | 0.87852 | 0.89117 | 0.90609 | 0.9198 | 0.93201 | 0.94385 | 0.95533 | 0.96692 | 0.97818 | 0.98878 | 0.99939 | 1.0095 | 1.0199 | 1.0311 | 1.0423 | 1.0536 | 1.0649 | 1.0761 | 1.0872 | 0 | 0 | 0 | 0 | 0 | 0 | 0 | 0
F4_Commercial_Healthcare_New_Space Heating_Natural Gas_Unit Heater_E3 | F4 | Commercial | Healthcare | New | Space Heating | Natural Gas | Unit Heater | E3 | PCT BC Ratio | 11.2028 | 11.1678 | 11.1624 | 11.2996 | 11.5963 | 12.0073 | 12.3865 | 12.737 | 13.1089 | 13.4441 | 13.7607 | 14.0378 | 14.254 | 14.3973 | 14.5143 | 14.6361 | 14.7822 | 14.925 | 15.0651 | 15.2002 | 15.3232 | 15.432 | 0 | 0 | 0 | 0 | 0 | 0 | 0 | 0
F4_Commercial_Healthcare_New_Space Heating_Natural Gas_Unit Heater_E4 | F4 | Commercial | Healthcare | New | Space Heating | Natural Gas | Unit Heater | E4 | PCT BC Ratio | 0 | 0 | 0 | 0 | 0 | 0 | 0 | 0 | 0 | 0 | 0 | 0 | 0 | 0 | 0 | 0 | 0 | 0 | 0 | 0 | 0 | 0 | 0 | 0 | 0 | 0 | 0 | 0 | 0 | 0
F4_Commercial_Healthcare_New_Space Heating_Natural Gas_Unit Heater_E5 | F4 | Commercial | Healthcare | New | Space Heating | Natural Gas | Unit Heater | E5 | PCT BC Ratio | 0 | 0 | 0 | 0 | 0 | 0 | 0 | 0 | 0 | 0 | 0 | 0 | 0 | 0 | 0 | 0 | 0 | 0 | 0 | 0 | 0 | 0 | 0 | 0 | 0 | 0 | 0 | 0 | 0 | 0
F4_Commercial_Healthcare_New_Space Heating_Natural Gas_Unit Heater_E6 | F4 | Commercial | Healthcare | New | Space Heating | Natural Gas | Unit Heater | E6 | PCT BC Ratio | 0 | 0 | 0 | 0 | 0 | 0 | 0 | 0 | 0 | 0 | 0 | 0 | 0 | 0 | 0 | 0 | 0 | 0 | 0 | 0 | 0 | 0 | 0 | 0 | 0 | 0 | 0 | 0 | 0 | 0
F4_Commercial_Healthcare_New_Space Heating_Natural Gas_Unit Heater_E7 | F4 | Commercial | Healthcare | New | Space Heating | Natural Gas | Unit Heater | E7 | PCT BC Ratio | 0 | 0 | 0 | 0 | 0 | 0 | 0 | 0 | 0 | 0 | 0 | 0 | 0 | 0 | 0 | 0 | 0 | 0 | 0 | 0 | 0 | 0 | 0 | 0 | 0 | 0 | 0 | 0 | 0 | 0
F4_Commercial_Healthcare_New_Space Heating_Natural Gas_Unit Heater_E8 | F4 | Commercial | Healthcare | New | Space Heating | Natural Gas | Unit Heater | E8 | PCT BC Ratio | 0 | 0 | 0 | 0 | 0 | 0 | 0 | 0 | 0 | 0 | 0 | 0 | 0 | 0 | 0 | 0 | 0 | 0 | 0 | 0 | 0 | 0 | 0 | 0 | 0 | 0 | 0 | 0 | 0 | 0
F4_Commercial_Healthcare_New_Space Heating_Natural Gas_Unit Heater_E9 | F4 | Commercial | Healthcare | New | Space Heating | Natural Gas | Unit Heater | E9 | PCT BC Ratio | 0 | 0 | 0 | 0 | 0 | 0 | 0 | 0 | 0 | 0 | 0 | 0 | 0 | 0 | 0 | 0 | 0 | 0 | 0 | 0 | 0 | 0 | 0 | 0 | 0 | 0 | 0 | 0 | 0 | 0
F4_Commercial_Healthcare_New_Space Heating_Natural Gas_Unit Heater_E10 | F4 | Commercial | Healthcare | New | Space Heating | Natural Gas | Unit Heater | E10 | PCT BC Ratio | 0 | 0 | 0 | 0 | 0 | 0 | 0 | 0 | 0 | 0 | 0 | 0 | 0 | 0 | 0 | 0 | 0 | 0 | 0 | 0 | 0 | 0 | 0 | 0 | 0 | 0 | 0 | 0 | 0 | 0
F5_Commercial_Healthcare_New_Space Heating_Natural Gas_Unit Heater_E1 | F5 | Commercial | Healthcare | New | Space Heating | Natural Gas | Unit Heater | E1 | RIM BC Ratio | 0.9 | 0.9 | 0.9 | 0.9 | 0.9 | 0.9 | 0.9 | 0.9 | 0.9 | 0.9 | 0.9 | 0.9 | 0.9 | 0.9 | 0.9 | 0.9 | 0.9 | 0.9 | 0.9 | 0.9 | 0.9 | 0.9 | 0 | 0 | 0 | 0 | 0 | 0 | 0 | 0
F5_Commercial_Healthcare_New_Space Heating_Natural Gas_Unit Heater_E2 | F5 | Commercial | Healthcare | New | Space Heating | Natural Gas | Unit Heater | E2 | RIM BC Ratio | 0.39363 | 0.3954 | 0.3975 | 0.40094 | 0.40544 | 0.41062 | 0.41528 | 0.41934 | 0.42321 | 0.42689 | 0.43054 | 0.43402 | 0.43724 | 0.44042 | 0.44341 | 0.44643 | 0.44961 | 0.45275 | 0.45587 | 0.45896 | 0.46196 | 0.46487 | 0 | 0 | 0 | 0 | 0 | 0 | 0 | 0
F5_Commercial_Healthcare_New_Space Heating_Natural Gas_Unit Heater_E3 | F5 | Commercial | Healthcare | New | Space Heating | Natural Gas | Unit Heater | E3 | RIM BC Ratio | 0.78928 | 0.78914 | 0.78912 | 0.78965 | 0.79077 | 0.79224 | 0.7935 | 0.79461 | 0.79572 | 0.79666 | 0.79752 | 0.79824 | 0.79878 | 0.79913 | 0.79941 | 0.79969 | 0.80003 | 0.80036 | 0.80067 | 0.80096 | 0.80123 | 0.80146 | 0 | 0 | 0 | 0 | 0 | 0 | 0 | 0
F5_Commercial_Healthcare_New_Space Heating_Natural Gas_Unit Heater_E4 | F5 | Commercial | Healthcare | New | Space Heating | Natural Gas | Unit Heater | E4 | RIM BC Ratio | 0 | 0 | 0 | 0 | 0 | 0 | 0 | 0 | 0 | 0 | 0 | 0 | 0 | 0 | 0 | 0 | 0 | 0 | 0 | 0 | 0 | 0 | 0 | 0 | 0 | 0 | 0 | 0 | 0 | 0
F5_Commercial_Healthcare_New_Space Heating_Natural Gas_Unit Heater_E5 | F5 | Commercial | Healthcare | New | Space Heating | Natural Gas | Unit Heater | E5 | RIM BC Ratio | 0 | 0 | 0 | 0 | 0 | 0 | 0 | 0 | 0 | 0 | 0 | 0 | 0 | 0 | 0 | 0 | 0 | 0 | 0 | 0 | 0 | 0 | 0 | 0 | 0 | 0 | 0 | 0 | 0 | 0
F5_Commercial_Healthcare_New_Space Heating_Natural Gas_Unit Heater_E6 | F5 | Commercial | Healthcare | New | Space Heating | Natural Gas | Unit Heater | E6 | RIM BC Ratio | 0 | 0 | 0 | 0 | 0 | 0 | 0 | 0 | 0 | 0 | 0 | 0 | 0 | 0 | 0 | 0 | 0 | 0 | 0 | 0 | 0 | 0 | 0 | 0 | 0 | 0 | 0 | 0 | 0 | 0
F5_Commercial_Healthcare_New_Space Heating_Natural Gas_Unit Heater_E7 | F5 | Commercial | Healthcare | New | Space Heating | Natural Gas | Unit Heater | E7 | RIM BC Ratio | 0 | 0 | 0 | 0 | 0 | 0 | 0 | 0 | 0 | 0 | 0 | 0 | 0 | 0 | 0 | 0 | 0 | 0 | 0 | 0 | 0 | 0 | 0 | 0 | 0 | 0 | 0 | 0 | 0 | 0
F5_Commercial_Healthcare_New_Space Heating_Natural Gas_Unit Heater_E8 | F5 | Commercial | Healthcare | New | Space Heating | Natural Gas | Unit Heater | E8 | RIM BC Ratio | 0 | 0 | 0 | 0 | 0 | 0 | 0 | 0 | 0 | 0 | 0 | 0 | 0 | 0 | 0 | 0 | 0 | 0 | 0 | 0 | 0 | 0 | 0 | 0 | 0 | 0 | 0 | 0 | 0 | 0
F5_Commercial_Healthcare_New_Space Heating_Natural Gas_Unit Heater_E9 | F5 | Commercial | Healthcare | New | Space Heating | Natural Gas | Unit Heater | E9 | RIM BC Ratio | 0 | 0 | 0 | 0 | 0 | 0 | 0 | 0 | 0 | 0 | 0 | 0 | 0 | 0 | 0 | 0 | 0 | 0 | 0 | 0 | 0 | 0 | 0 | 0 | 0 | 0 | 0 | 0 | 0 | 0
F5_Commercial_Healthcare_New_Space Heating_Natural Gas_Unit Heater_E10 | F5 | Commercial | Healthcare | New | Space Heating | Natural Gas | Unit Heater | E10 | RIM BC Ratio | 0 | 0 | 0 | 0 | 0 | 0 | 0 | 0 | 0 | 0 | 0 | 0 | 0 | 0 | 0 | 0 | 0 | 0 | 0 | 0 | 0 | 0 | 0 | 0 | 0 | 0 | 0 | 0 | 0 | 0
F0_Commercial_Healthcare_New_Water Heating_Natural Gas_Water Heater_E0 | F0 | Commercial | Healthcare | New | Water Heating | Natural Gas | Water Heater | E0 | Economic Unit | Gas-Fired Absorption HPWH | Gas-Fired Absorption HPWH | Gas-Fired Absorption HPWH | Gas-Fired Absorption HPWH | Gas-Fired Absorption HPWH | Gas-Fired Absorption HPWH | Gas-Fired Absorption HPWH | Gas-Fired Absorption HPWH | Gas-Fired Absorption HPWH | Gas-Fired Absorption HPWH | Gas-Fired Absorption HPWH | Gas-Fired Absorption HPWH | Gas-Fired Absorption HPWH | Gas-Fired Absorption HPWH | Gas-Fired Absorption HPWH | Gas-Fired Absorption HPWH | Gas-Fired Absorption HPWH | Gas-Fired Absorption HPWH | Gas-Fired Absorption HPWH | Gas-Fired Absorption HPWH | Gas-Fired Absorption HPWH | Gas-Fired Absorption HPWH | 0 | 0 | 0 | 0 | 0 | 0 | 0 | 0
F1_Commercial_Healthcare_New_Water Heating_Natural Gas_Water Heater_E1 | F1 | Commercial | Healthcare | New | Water Heating | Natural Gas | Water Heater | E1 | CCE | 0 | 0 | 0 | 0 | 0 | 0 | 0 | 0 | 0 | 0 | 0 | 0 | 0 | 0 | 0 | 0 | 0 | 0 | 0 | 0 | 0 | 0 | 0 | 0 | 0 | 0 | 0 | 0 | 0 | 0
F1_Commercial_Healthcare_New_Water Heating_Natural Gas_Water Heater_E2 | F1 | Commercial | Healthcare | New | Water Heating | Natural Gas | Water Heater | E2 | CCE | -0.00010775 | -0.00010775 | -0.0001132 | -0.00011148 | -0.00010981 | -0.00010772 | -0.00010743 | -0.00010673 | -0.00010609 | -0.00010512 | -0.00010497 | -0.00010449 | -0.00010406 | -0.00010324 | -0.00010335 | -0.00010303 | -0.00010272 | -0.00010204 | -0.00010224 | -0.00010204 | -0.00010189 | -0.00010132 | 0 | 0 | 0 | 0 | 0 | 0 | 0 | 0
F1_Commercial_Healthcare_New_Water Heating_Natural Gas_Water Heater_E3 | F1 | Commercial | Healthcare | New | Water Heating | Natural Gas | Water Heater | E3 | CCE | 0.00010035 | 0.00010035 | 0.00010542 | 0.00010382 | 0.00010226 | 0.00010031 | 0.00010004 | 9.9397e-05 | 9.8799e-05 | 9.7896e-05 | 9.7756e-05 | 9.7307e-05 | 9.6906e-05 | 9.6139e-05 | 9.6241e-05 | 9.5947e-05 | 9.5658e-05 | 9.5026e-05 | 9.5212e-05 | 9.5027e-05 | 9.4887e-05 | 9.4357e-05 | 0 | 0 | 0 | 0 | 0 | 0 | 0 | 0
F1_Commercial_Healthcare_New_Water Heating_Natural Gas_Water Heater_E4 | F1 | Commercial | Healthcare | New | Water Heating | Natural Gas | Water Heater | E4 | CCE | -0.00043471 | -0.00043471 | -0.00045669 | -0.00044975 | -0.000443 | -0.00043457 | -0.00043339 | -0.0004306 | -0.00042801 | -0.0004241 | -0.00042349 | -0.00042154 | -0.00041981 | -0.00041649 | -0.00041693 | -0.00041565 | -0.0004144 | -0.00041166 | -0.00041247 | -0.00041167 | -0.00041106 | -0.00040876 | 0 | 0 | 0 | 0 | 0 | 0 | 0 | 0
F1_Commercial_Healthcare_New_Water Heating_Natural Gas_Water Heater_E5 | F1 | Commercial | Healthcare | New | Water Heating | Natural Gas | Water Heater | E5 | CCE | 0 | 0 | 0 | 0 | 0 | 0 | 0 | 0 | 0 | 0 | 0 | 0 | 0 | 0 | 0 | 0 | 0 | 0 | 0 | 0 | 0 | 0 | 0 | 0 | 0 | 0 | 0 | 0 | 0 | 0
F1_Commercial_Healthcare_New_Water Heating_Natural Gas_Water Heater_E6 | F1 | Commercial | Healthcare | New | Water Heating | Natural Gas | Water Heater | E6 | CCE | 0 | 0 | 0 | 0 | 0 | 0 | 0 | 0 | 0 | 0 | 0 | 0 | 0 | 0 | 0 | 0 | 0 | 0 | 0 | 0 | 0 | 0 | 0 | 0 | 0 | 0 | 0 | 0 | 0 | 0
F1_Commercial_Healthcare_New_Water Heating_Natural Gas_Water Heater_E7 | F1 | Commercial | Healthcare | New | Water Heating | Natural Gas | Water Heater | E7 | CCE | 0 | 0 | 0 | 0 | 0 | 0 | 0 | 0 | 0 | 0 | 0 | 0 | 0 | 0 | 0 | 0 | 0 | 0 | 0 | 0 | 0 | 0 | 0 | 0 | 0 | 0 | 0 | 0 | 0 | 0
F1_Commercial_Healthcare_New_Water Heating_Natural Gas_Water Heater_E8 | F1 | Commercial | Healthcare | New | Water Heating | Natural Gas | Water Heater | E8 | CCE | 0 | 0 | 0 | 0 | 0 | 0 | 0 | 0 | 0 | 0 | 0 | 0 | 0 | 0 | 0 | 0 | 0 | 0 | 0 | 0 | 0 | 0 | 0 | 0 | 0 | 0 | 0 | 0 | 0 | 0
F1_Commercial_Healthcare_New_Water Heating_Natural Gas_Water Heater_E9 | F1 | Commercial | Healthcare | New | Water Heating | Natural Gas | Water Heater | E9 | CCE | 0 | 0 | 0 | 0 | 0 | 0 | 0 | 0 | 0 | 0 | 0 | 0 | 0 | 0 | 0 | 0 | 0 | 0 | 0 | 0 | 0 | 0 | 0 | 0 | 0 | 0 | 0 | 0 | 0 | 0
F1_Commercial_Healthcare_New_Water Heating_Natural Gas_Water Heater_E10 | F1 | Commercial | Healthcare | New | Water Heating | Natural Gas | Water Heater | E10 | CCE | 0 | 0 | 0 | 0 | 0 | 0 | 0 | 0 | 0 | 0 | 0 | 0 | 0 | 0 | 0 | 0 | 0 | 0 | 0 | 0 | 0 | 0 | 0 | 0 | 0 | 0 | 0 | 0 | 0 | 0
F2_Commercial_Healthcare_New_Water Heating_Natural Gas_Water Heater_E1 | F2 | Commercial | Healthcare | New | Water Heating | Natural Gas | Water Heater | E1 | TRC BC Ratio | 0.9 | 0.9 | 0.9 | 0.9 | 0.9 | 0.9 | 0.9 | 0.9 | 0.9 | 0.9 | 0.9 | 0.9 | 0.9 | 0.9 | 0.9 | 0.9 | 0.9 | 0.9 | 0.9 | 0.9 | 0.9 | 0.9 | 0 | 0 | 0 | 0 | 0 | 0 | 0 | 0
F2_Commercial_Healthcare_New_Water Heating_Natural Gas_Water Heater_E2 | F2 | Commercial | Healthcare | New | Water Heating | Natural Gas | Water Heater | E2 | TRC BC Ratio | 0.9 | 0.9 | 0.9 | 0.9 | 0.9 | 0.9 | 0.9 | 0.9 | 0.9 | 0.9 | 0.9 | 0.9 | 0.9 | 0.9 | 0.9 | 0.9 | 0.9 | 0.9 | 0.9 | 0.9 | 0.9 | 0.9 | 0 | 0 | 0 | 0 | 0 | 0 | 0 | 0
F2_Commercial_Healthcare_New_Water Heating_Natural Gas_Water Heater_E3 | F2 | Commercial | Healthcare | New | Water Heating | Natural Gas | Water Heater | E3 | TRC BC Ratio | 87.2718 | 87.8533 | 88.6068 | 90.0619 | 92.0816 | 94.5123 | 96.7191 | 98.6098 | 100.4044 | 102.2374 | 104.1998 | 106.114 | 107.9241 | 109.7469 | 111.3578 | 112.8828 | 114.5334 | 116.1896 | 117.8548 | 119.5201 | 121.1543 | 122.7494 | 0 | 0 | 0 | 0 | 0 | 0 | 0 | 0
F2_Commercial_Healthcare_New_Water Heating_Natural Gas_Water Heater_E4 | F2 | Commercial | Healthcare | New | Water Heating | Natural Gas | Water Heater | E4 | TRC BC Ratio | 0.9 | 0.9 | 0.9 | 0.9 | 0.9 | 0.9 | 0.9 | 0.9 | 0.9 | 0.9 | 0.9 | 0.9 | 0.9 | 0.9 | 0.9 | 0.9 | 0.9 | 0.9 | 0.9 | 0.9 | 0.9 | 0.9 | 0 | 0 | 0 | 0 | 0 | 0 | 0 | 0
F2_Commercial_Healthcare_New_Water Heating_Natural Gas_Water Heater_E5 | F2 | Commercial | Healthcare | New | Water Heating | Natural Gas | Water Heater | E5 | TRC BC Ratio | 0 | 0 | 0 | 0 | 0 | 0 | 0 | 0 | 0 | 0 | 0 | 0 | 0 | 0 | 0 | 0 | 0 | 0 | 0 | 0 | 0 | 0 | 0 | 0 | 0 | 0 | 0 | 0 | 0 | 0
F2_Commercial_Healthcare_New_Water Heating_Natural Gas_Water Heater_E6 | F2 | Commercial | Healthcare | New | Water Heating | Natural Gas | Water Heater | E6 | TRC BC Ratio | 0 | 0 | 0 | 0 | 0 | 0 | 0 | 0 | 0 | 0 | 0 | 0 | 0 | 0 | 0 | 0 | 0 | 0 | 0 | 0 | 0 | 0 | 0 | 0 | 0 | 0 | 0 | 0 | 0 | 0
F2_Commercial_Healthcare_New_Water Heating_Natural Gas_Water Heater_E7 | F2 | Commercial | Healthcare | New | Water Heating | Natural Gas | Water Heater | E7 | TRC BC Ratio | 0 | 0 | 0 | 0 | 0 | 0 | 0 | 0 | 0 | 0 | 0 | 0 | 0 | 0 | 0 | 0 | 0 | 0 | 0 | 0 | 0 | 0 | 0 | 0 | 0 | 0 | 0 | 0 | 0 | 0
F2_Commercial_Healthcare_New_Water Heating_Natural Gas_Water Heater_E8 | F2 | Commercial | Healthcare | New | Water Heating | Natural Gas | Water Heater | E8 | TRC BC Ratio | 0 | 0 | 0 | 0 | 0 | 0 | 0 | 0 | 0 | 0 | 0 | 0 | 0 | 0 | 0 | 0 | 0 | 0 | 0 | 0 | 0 | 0 | 0 | 0 | 0 | 0 | 0 | 0 | 0 | 0
F2_Commercial_Healthcare_New_Water Heating_Natural Gas_Water Heater_E9 | F2 | Commercial | Healthcare | New | Water Heating | Natural Gas | Water Heater | E9 | TRC BC Ratio | 0 | 0 | 0 | 0 | 0 | 0 | 0 | 0 | 0 | 0 | 0 | 0 | 0 | 0 | 0 | 0 | 0 | 0 | 0 | 0 | 0 | 0 | 0 | 0 | 0 | 0 | 0 | 0 | 0 | 0
F2_Commercial_Healthcare_New_Water Heating_Natural Gas_Water Heater_E10 | F2 | Commercial | Healthcare | New | Water Heating | Natural Gas | Water Heater | E10 | TRC BC Ratio | 0 | 0 | 0 | 0 | 0 | 0 | 0 | 0 | 0 | 0 | 0 | 0 | 0 | 0 | 0 | 0 | 0 | 0 | 0 | 0 | 0 | 0 | 0 | 0 | 0 | 0 | 0 | 0 | 0 | 0
F3_Commercial_Healthcare_New_Water Heating_Natural Gas_Water Heater_E1 | F3 | Commercial | Healthcare | New | Water Heating | Natural Gas | Water Heater | E1 | PACT BC Ratio | 0.9 | 0.9 | 0.9 | 0.9 | 0.9 | 0.9 | 0.9 | 0.9 | 0.9 | 0.9 | 0.9 | 0.9 | 0.9 | 0.9 | 0.9 | 0.9 | 0.9 | 0.9 | 0.9 | 0.9 | 0.9 | 0.9 | 0 | 0 | 0 | 0 | 0 | 0 | 0 | 0
F3_Commercial_Healthcare_New_Water Heating_Natural Gas_Water Heater_E2 | F3 | Commercial | Healthcare | New | Water Heating | Natural Gas | Water Heater | E2 | PACT BC Ratio | 0.9 | 0.9 | 0.9 | 0.9 | 0.9 | 0.9 | 0.9 | 0.9 | 0.9 | 0.9 | 0.9 | 0.9 | 0.9 | 0.9 | 0.9 | 0.9 | 0.9 | 0.9 | 0.9 | 0.9 | 0.9 | 0.9 | 0 | 0 | 0 | 0 | 0 | 0 | 0 | 0
F3_Commercial_Healthcare_New_Water Heating_Natural Gas_Water Heater_E3 | F3 | Commercial | Healthcare | New | Water Heating | Natural Gas | Water Heater | E3 | PACT BC Ratio | 142.7117 | 143.6628 | 144.8949 | 147.2744 | 150.5771 | 154.5519 | 158.1605 | 161.2523 | 164.187 | 167.1843 | 170.3934 | 173.5237 | 176.4836 | 179.4644 | 182.0987 | 184.5924 | 187.2915 | 189.9999 | 192.7228 | 195.4461 | 198.1183 | 200.7268 | 0 | 0 | 0 | 0 | 0 | 0 | 0 | 0
F3_Commercial_Healthcare_New_Water Heating_Natural Gas_Water Heater_E4 | F3 | Commercial | Healthcare | New | Water Heating | Natural Gas | Water Heater | E4 | PACT BC Ratio | 0.9 | 0.9 | 0.9 | 0.9 | 0.9 | 0.9 | 0.9 | 0.9 | 0.9 | 0.9 | 0.9 | 0.9 | 0.9 | 0.9 | 0.9 | 0.9 | 0.9 | 0.9 | 0.9 | 0.9 | 0.9 | 0.9 | 0 | 0 | 0 | 0 | 0 | 0 | 0 | 0
F3_Commercial_Healthcare_New_Water Heating_Natural Gas_Water Heater_E5 | F3 | Commercial | Healthcare | New | Water Heating | Natural Gas | Water Heater | E5 | PACT BC Ratio | 0 | 0 | 0 | 0 | 0 | 0 | 0 | 0 | 0 | 0 | 0 | 0 | 0 | 0 | 0 | 0 | 0 | 0 | 0 | 0 | 0 | 0 | 0 | 0 | 0 | 0 | 0 | 0 | 0 | 0
F3_Commercial_Healthcare_New_Water Heating_Natural Gas_Water Heater_E6 | F3 | Commercial | Healthcare | New | Water Heating | Natural Gas | Water Heater | E6 | PACT BC Ratio | 0 | 0 | 0 | 0 | 0 | 0 | 0 | 0 | 0 | 0 | 0 | 0 | 0 | 0 | 0 | 0 | 0 | 0 | 0 | 0 | 0 | 0 | 0 | 0 | 0 | 0 | 0 | 0 | 0 | 0
F3_Commercial_Healthcare_New_Water Heating_Natural Gas_Water Heater_E7 | F3 | Commercial | Healthcare | New | Water Heating | Natural Gas | Water Heater | E7 | PACT BC Ratio | 0 | 0 | 0 | 0 | 0 | 0 | 0 | 0 | 0 | 0 | 0 | 0 | 0 | 0 | 0 | 0 | 0 | 0 | 0 | 0 | 0 | 0 | 0 | 0 | 0 | 0 | 0 | 0 | 0 | 0
F3_Commercial_Healthcare_New_Water Heating_Natural Gas_Water Heater_E8 | F3 | Commercial | Healthcare | New | Water Heating | Natural Gas | Water Heater | E8 | PACT BC Ratio | 0 | 0 | 0 | 0 | 0 | 0 | 0 | 0 | 0 | 0 | 0 | 0 | 0 | 0 | 0 | 0 | 0 | 0 | 0 | 0 | 0 | 0 | 0 | 0 | 0 | 0 | 0 | 0 | 0 | 0
F3_Commercial_Healthcare_New_Water Heating_Natural Gas_Water Heater_E9 | F3 | Commercial | Healthcare | New | Water Heating | Natural Gas | Water Heater | E9 | PACT BC Ratio | 0 | 0 | 0 | 0 | 0 | 0 | 0 | 0 | 0 | 0 | 0 | 0 | 0 | 0 | 0 | 0 | 0 | 0 | 0 | 0 | 0 | 0 | 0 | 0 | 0 | 0 | 0 | 0 | 0 | 0
F3_Commercial_Healthcare_New_Water Heating_Natural Gas_Water Heater_E10 | F3 | Commercial | Healthcare | New | Water Heating | Natural Gas | Water Heater | E10 | PACT BC Ratio | 0 | 0 | 0 | 0 | 0 | 0 | 0 | 0 | 0 | 0 | 0 | 0 | 0 | 0 | 0 | 0 | 0 | 0 | 0 | 0 | 0 | 0 | 0 | 0 | 0 | 0 | 0 | 0 | 0 | 0
F4_Commercial_Healthcare_New_Water Heating_Natural Gas_Water Heater_E1 | F4 | Commercial | Healthcare | New | Water Heating | Natural Gas | Water Heater | E1 | PCT BC Ratio | 0.9 | 0.9 | 0.9 | 0.9 | 0.9 | 0.9 | 0.9 | 0.9 | 0.9 | 0.9 | 0.9 | 0.9 | 0.9 | 0.9 | 0.9 | 0.9 | 0.9 | 0.9 | 0.9 | 0.9 | 0.9 | 0.9 | 0 | 0 | 0 | 0 | 0 | 0 | 0 | 0
F4_Commercial_Healthcare_New_Water Heating_Natural Gas_Water Heater_E2 | F4 | Commercial | Healthcare | New | Water Heating | Natural Gas | Water Heater | E2 | PCT BC Ratio | 0.9 | 0.9 | 0.9 | 0.9 | 0.9 | 0.9 | 0.9 | 0.9 | 0.9 | 0.9 | 0.9 | 0.9 | 0.9 | 0.9 | 0.9 | 0.9 | 0.9 | 0.9 | 0.9 | 0.9 | 0.9 | 0.9 | 0 | 0 | 0 | 0 | 0 | 0 | 0 | 0
F4_Commercial_Healthcare_New_Water Heating_Natural Gas_Water Heater_E3 | F4 | Commercial | Healthcare | New | Water Heating | Natural Gas | Water Heater | E3 | PCT BC Ratio | 154.262 | 155.2872 | 156.6154 | 159.1803 | 162.7404 | 167.0249 | 170.9148 | 174.2475 | 177.411 | 180.6419 | 184.101 | 187.4753 | 190.6659 | 193.8789 | 196.7185 | 199.4066 | 202.316 | 205.2355 | 208.1706 | 211.1061 | 213.9866 | 216.7984 | 0 | 0 | 0 | 0 | 0 | 0 | 0 | 0
F4_Commercial_Healthcare_New_Water Heating_Natural Gas_Water Heater_E4 | F4 | Commercial | Healthcare | New | Water Heating | Natural Gas | Water Heater | E4 | PCT BC Ratio | 0.9 | 0.9 | 0.9 | 0.9 | 0.9 | 0.9 | 0.9 | 0.9 | 0.9 | 0.9 | 0.9 | 0.9 | 0.9 | 0.9 | 0.9 | 0.9 | 0.9 | 0.9 | 0.9 | 0.9 | 0.9 | 0.9 | 0 | 0 | 0 | 0 | 0 | 0 | 0 | 0
F4_Commercial_Healthcare_New_Water Heating_Natural Gas_Water Heater_E5 | F4 | Commercial | Healthcare | New | Water Heating | Natural Gas | Water Heater | E5 | PCT BC Ratio | 0 | 0 | 0 | 0 | 0 | 0 | 0 | 0 | 0 | 0 | 0 | 0 | 0 | 0 | 0 | 0 | 0 | 0 | 0 | 0 | 0 | 0 | 0 | 0 | 0 | 0 | 0 | 0 | 0 | 0
F4_Commercial_Healthcare_New_Water Heating_Natural Gas_Water Heater_E6 | F4 | Commercial | Healthcare | New | Water Heating | Natural Gas | Water Heater | E6 | PCT BC Ratio | 0 | 0 | 0 | 0 | 0 | 0 | 0 | 0 | 0 | 0 | 0 | 0 | 0 | 0 | 0 | 0 | 0 | 0 | 0 | 0 | 0 | 0 | 0 | 0 | 0 | 0 | 0 | 0 | 0 | 0
F4_Commercial_Healthcare_New_Water Heating_Natural Gas_Water Heater_E7 | F4 | Commercial | Healthcare | New | Water Heating | Natural Gas | Water Heater | E7 | PCT BC Ratio | 0 | 0 | 0 | 0 | 0 | 0 | 0 | 0 | 0 | 0 | 0 | 0 | 0 | 0 | 0 | 0 | 0 | 0 | 0 | 0 | 0 | 0 | 0 | 0 | 0 | 0 | 0 | 0 | 0 | 0
F4_Commercial_Healthcare_New_Water Heating_Natural Gas_Water Heater_E8 | F4 | Commercial | Healthcare | New | Water Heating | Natural Gas | Water Heater | E8 | PCT BC Ratio | 0 | 0 | 0 | 0 | 0 | 0 | 0 | 0 | 0 | 0 | 0 | 0 | 0 | 0 | 0 | 0 | 0 | 0 | 0 | 0 | 0 | 0 | 0 | 0 | 0 | 0 | 0 | 0 | 0 | 0
F4_Commercial_Healthcare_New_Water Heating_Natural Gas_Water Heater_E9 | F4 | Commercial | Healthcare | New | Water Heating | Natural Gas | Water Heater | E9 | PCT BC Ratio | 0 | 0 | 0 | 0 | 0 | 0 | 0 | 0 | 0 | 0 | 0 | 0 | 0 | 0 | 0 | 0 | 0 | 0 | 0 | 0 | 0 | 0 | 0 | 0 | 0 | 0 | 0 | 0 | 0 | 0
F4_Commercial_Healthcare_New_Water Heating_Natural Gas_Water Heater_E10 | F4 | Commercial | Healthcare | New | Water Heating | Natural Gas | Water Heater | E10 | PCT BC Ratio | 0 | 0 | 0 | 0 | 0 | 0 | 0 | 0 | 0 | 0 | 0 | 0 | 0 | 0 | 0 | 0 | 0 | 0 | 0 | 0 | 0 | 0 | 0 | 0 | 0 | 0 | 0 | 0 | 0 | 0
F5_Commercial_Healthcare_New_Water Heating_Natural Gas_Water Heater_E1 | F5 | Commercial | Healthcare | New | Water Heating | Natural Gas | Water Heater | E1 | RIM BC Ratio | 0.9 | 0.9 | 0.9 | 0.9 | 0.9 | 0.9 | 0.9 | 0.9 | 0.9 | 0.9 | 0.9 | 0.9 | 0.9 | 0.9 | 0.9 | 0.9 | 0.9 | 0.9 | 0.9 | 0.9 | 0.9 | 0.9 | 0 | 0 | 0 | 0 | 0 | 0 | 0 | 0
F5_Commercial_Healthcare_New_Water Heating_Natural Gas_Water Heater_E2 | F5 | Commercial | Healthcare | New | Water Heating | Natural Gas | Water Heater | E2 | RIM BC Ratio | 0.9 | 0.9 | 0.9 | 0.9 | 0.9 | 0.9 | 0.9 | 0.9 | 0.9 | 0.9 | 0.9 | 0.9 | 0.9 | 0.9 | 0.9 | 0.9 | 0.9 | 0.9 | 0.9 | 0.9 | 0.9 | 0.9 | 0 | 0 | 0 | 0 | 0 | 0 | 0 | 0
F5_Commercial_Healthcare_New_Water Heating_Natural Gas_Water Heater_E3 | F5 | Commercial | Healthcare | New | Water Heating | Natural Gas | Water Heater | E3 | RIM BC Ratio | 0.82983 | 0.82986 | 0.8299 | 0.82998 | 0.83008 | 0.8302 | 0.8303 | 0.83038 | 0.83046 | 0.83053 | 0.83061 | 0.83068 | 0.83075 | 0.83082 | 0.83087 | 0.83092 | 0.83098 | 0.83103 | 0.83108 | 0.83113 | 0.83118 | 0.83122 | 0 | 0 | 0 | 0 | 0 | 0 | 0 | 0
F5_Commercial_Healthcare_New_Water Heating_Natural Gas_Water Heater_E4 | F5 | Commercial | Healthcare | New | Water Heating | Natural Gas | Water Heater | E4 | RIM BC Ratio | 0.9 | 0.9 | 0.9 | 0.9 | 0.9 | 0.9 | 0.9 | 0.9 | 0.9 | 0.9 | 0.9 | 0.9 | 0.9 | 0.9 | 0.9 | 0.9 | 0.9 | 0.9 | 0.9 | 0.9 | 0.9 | 0.9 | 0 | 0 | 0 | 0 | 0 | 0 | 0 | 0
F5_Commercial_Healthcare_New_Water Heating_Natural Gas_Water Heater_E5 | F5 | Commercial | Healthcare | New | Water Heating | Natural Gas | Water Heater | E5 | RIM BC Ratio | 0 | 0 | 0 | 0 | 0 | 0 | 0 | 0 | 0 | 0 | 0 | 0 | 0 | 0 | 0 | 0 | 0 | 0 | 0 | 0 | 0 | 0 | 0 | 0 | 0 | 0 | 0 | 0 | 0 | 0
F5_Commercial_Healthcare_New_Water Heating_Natural Gas_Water Heater_E6 | F5 | Commercial | Healthcare | New | Water Heating | Natural Gas | Water Heater | E6 | RIM BC Ratio | 0 | 0 | 0 | 0 | 0 | 0 | 0 | 0 | 0 | 0 | 0 | 0 | 0 | 0 | 0 | 0 | 0 | 0 | 0 | 0 | 0 | 0 | 0 | 0 | 0 | 0 | 0 | 0 | 0 | 0
F5_Commercial_Healthcare_New_Water Heating_Natural Gas_Water Heater_E7 | F5 | Commercial | Healthcare | New | Water Heating | Natural Gas | Water Heater | E7 | RIM BC Ratio | 0 | 0 | 0 | 0 | 0 | 0 | 0 | 0 | 0 | 0 | 0 | 0 | 0 | 0 | 0 | 0 | 0 | 0 | 0 | 0 | 0 | 0 | 0 | 0 | 0 | 0 | 0 | 0 | 0 | 0
F5_Commercial_Healthcare_New_Water Heating_Natural Gas_Water Heater_E8 | F5 | Commercial | Healthcare | New | Water Heating | Natural Gas | Water Heater | E8 | RIM BC Ratio | 0 | 0 | 0 | 0 | 0 | 0 | 0 | 0 | 0 | 0 | 0 | 0 | 0 | 0 | 0 | 0 | 0 | 0 | 0 | 0 | 0 | 0 | 0 | 0 | 0 | 0 | 0 | 0 | 0 | 0
F5_Commercial_Healthcare_New_Water Heating_Natural Gas_Water Heater_E9 | F5 | Commercial | Healthcare | New | Water Heating | Natural Gas | Water Heater | E9 | RIM BC Ratio | 0 | 0 | 0 | 0 | 0 | 0 | 0 | 0 | 0 | 0 | 0 | 0 | 0 | 0 | 0 | 0 | 0 | 0 | 0 | 0 | 0 | 0 | 0 | 0 | 0 | 0 | 0 | 0 | 0 | 0
F5_Commercial_Healthcare_New_Water Heating_Natural Gas_Water Heater_E10 | F5 | Commercial | Healthcare | New | Water Heating | Natural Gas | Water Heater | E10 | RIM BC Ratio | 0 | 0 | 0 | 0 | 0 | 0 | 0 | 0 | 0 | 0 | 0 | 0 | 0 | 0 | 0 | 0 | 0 | 0 | 0 | 0 | 0 | 0 | 0 | 0 | 0 | 0 | 0 | 0 | 0 | 0
F0_Commercial_Healthcare_New_Food Preparation_Natural Gas_Oven_E0 | F0 | Commercial | Healthcare | New | Food Preparation | Natural Gas | Oven | E0 | Economic Unit | ENERGY STAR (>44% Baking Efficiency) | ENERGY STAR (>44% Baking Efficiency) | ENERGY STAR (>44% Baking Efficiency) | ENERGY STAR (>44% Baking Efficiency) | ENERGY STAR (>44% Baking Efficiency) | ENERGY STAR (>44% Baking Efficiency) | ENERGY STAR (>44% Baking Efficiency) | ENERGY STAR (>44% Baking Efficiency) | ENERGY STAR (>44% Baking Efficiency) | ENERGY STAR (>44% Baking Efficiency) | ENERGY STAR (>44% Baking Efficiency) | ENERGY STAR (>44% Baking Efficiency) | ENERGY STAR (>44% Baking Efficiency) | ENERGY STAR (>44% Baking Efficiency) | ENERGY STAR (>44% Baking Efficiency) | ENERGY STAR (>44% Baking Efficiency) | ENERGY STAR (>44% Baking Efficiency) | ENERGY STAR (>44% Baking Efficiency) | ENERGY STAR (>44% Baking Efficiency) | ENERGY STAR (>44% Baking Efficiency) | ENERGY STAR (>44% Baking Efficiency) | ENERGY STAR (>44% Baking Efficiency) | 0 | 0 | 0 | 0 | 0 | 0 | 0 | 0
F1_Commercial_Healthcare_New_Food Preparation_Natural Gas_Oven_E1 | F1 | Commercial | Healthcare | New | Food Preparation | Natural Gas | Oven | E1 | CCE | 0 | 0 | 0 | 0 | 0 | 0 | 0 | 0 | 0 | 0 | 0 | 0 | 0 | 0 | 0 | 0 | 0 | 0 | 0 | 0 | 0 | 0 | 0 | 0 | 0 | 0 | 0 | 0 | 0 | 0
F1_Commercial_Healthcare_New_Food Preparation_Natural Gas_Oven_E2 | F1 | Commercial | Healthcare | New | Food Preparation | Natural Gas | Oven | E2 | CCE | 0.00045896 | 0.00045896 | 0.00048217 | 0.00047484 | 0.00046772 | 0.00045882 | 0.00045757 | 0.00045463 | 0.00045189 | 0.00044776 | 0.00044712 | 0.00044507 | 0.00044323 | 0.00043973 | 0.00044019 | 0.00043885 | 0.00043753 | 0.00043464 | 0.00043549 | 0.00043464 | 0.000434 | 0.00043158 | 0 | 0 | 0 | 0 | 0 | 0 | 0 | 0
F1_Commercial_Healthcare_New_Food Preparation_Natural Gas_Oven_E3 | F1 | Commercial | Healthcare | New | Food Preparation | Natural Gas | Oven | E3 | CCE | 0 | 0 | 0 | 0 | 0 | 0 | 0 | 0 | 0 | 0 | 0 | 0 | 0 | 0 | 0 | 0 | 0 | 0 | 0 | 0 | 0 | 0 | 0 | 0 | 0 | 0 | 0 | 0 | 0 | 0
F1_Commercial_Healthcare_New_Food Preparation_Natural Gas_Oven_E4 | F1 | Commercial | Healthcare | New | Food Preparation | Natural Gas | Oven | E4 | CCE | 0 | 0 | 0 | 0 | 0 | 0 | 0 | 0 | 0 | 0 | 0 | 0 | 0 | 0 | 0 | 0 | 0 | 0 | 0 | 0 | 0 | 0 | 0 | 0 | 0 | 0 | 0 | 0 | 0 | 0
F1_Commercial_Healthcare_New_Food Preparation_Natural Gas_Oven_E5 | F1 | Commercial | Healthcare | New | Food Preparation | Natural Gas | Oven | E5 | CCE | 0 | 0 | 0 | 0 | 0 | 0 | 0 | 0 | 0 | 0 | 0 | 0 | 0 | 0 | 0 | 0 | 0 | 0 | 0 | 0 | 0 | 0 | 0 | 0 | 0 | 0 | 0 | 0 | 0 | 0
F1_Commercial_Healthcare_New_Food Preparation_Natural Gas_Oven_E6 | F1 | Commercial | Healthcare | New | Food Preparation | Natural Gas | Oven | E6 | CCE | 0 | 0 | 0 | 0 | 0 | 0 | 0 | 0 | 0 | 0 | 0 | 0 | 0 | 0 | 0 | 0 | 0 | 0 | 0 | 0 | 0 | 0 | 0 | 0 | 0 | 0 | 0 | 0 | 0 | 0
F1_Commercial_Healthcare_New_Food Preparation_Natural Gas_Oven_E7 | F1 | Commercial | Healthcare | New | Food Preparation | Natural Gas | Oven | E7 | CCE | 0 | 0 | 0 | 0 | 0 | 0 | 0 | 0 | 0 | 0 | 0 | 0 | 0 | 0 | 0 | 0 | 0 | 0 | 0 | 0 | 0 | 0 | 0 | 0 | 0 | 0 | 0 | 0 | 0 | 0
F1_Commercial_Healthcare_New_Food Preparation_Natural Gas_Oven_E8 | F1 | Commercial | Healthcare | New | Food Preparation | Natural Gas | Oven | E8 | CCE | 0 | 0 | 0 | 0 | 0 | 0 | 0 | 0 | 0 | 0 | 0 | 0 | 0 | 0 | 0 | 0 | 0 | 0 | 0 | 0 | 0 | 0 | 0 | 0 | 0 | 0 | 0 | 0 | 0 | 0
F1_Commercial_Healthcare_New_Food Preparation_Natural Gas_Oven_E9 | F1 | Commercial | Healthcare | New | Food Preparation | Natural Gas | Oven | E9 | CCE | 0 | 0 | 0 | 0 | 0 | 0 | 0 | 0 | 0 | 0 | 0 | 0 | 0 | 0 | 0 | 0 | 0 | 0 | 0 | 0 | 0 | 0 | 0 | 0 | 0 | 0 | 0 | 0 | 0 | 0
F1_Commercial_Healthcare_New_Food Preparation_Natural Gas_Oven_E10 | F1 | Commercial | Healthcare | New | Food Preparation | Natural Gas | Oven | E10 | CCE | 0 | 0 | 0 | 0 | 0 | 0 | 0 | 0 | 0 | 0 | 0 | 0 | 0 | 0 | 0 | 0 | 0 | 0 | 0 | 0 | 0 | 0 | 0 | 0 | 0 | 0 | 0 | 0 | 0 | 0
F2_Commercial_Healthcare_New_Food Preparation_Natural Gas_Oven_E1 | F2 | Commercial | Healthcare | New | Food Preparation | Natural Gas | Oven | E1 | TRC BC Ratio | 0.9 | 0.9 | 0.9 | 0.9 | 0.9 | 0.9 | 0.9 | 0.9 | 0.9 | 0.9 | 0.9 | 0.9 | 0.9 | 0.9 | 0.9 | 0.9 | 0.9 | 0.9 | 0.9 | 0.9 | 0.9 | 0.9 | 0 | 0 | 0 | 0 | 0 | 0 | 0 | 0
F2_Commercial_Healthcare_New_Food Preparation_Natural Gas_Oven_E2 | F2 | Commercial | Healthcare | New | Food Preparation | Natural Gas | Oven | E2 | TRC BC Ratio | 19.3861 | 19.5519 | 19.7505 | 20.079 | 20.517 | 21.0337 | 21.5085 | 21.9312 | 22.3413 | 22.739 | 23.1401 | 23.5301 | 23.8972 | 24.2648 | 24.6161 | 24.9765 | 25.3618 | 25.7498 | 26.141 | 26.5337 | 26.9222 | 27.305 | 0 | 0 | 0 | 0 | 0 | 0 | 0 | 0
F2_Commercial_Healthcare_New_Food Preparation_Natural Gas_Oven_E3 | F2 | Commercial | Healthcare | New | Food Preparation | Natural Gas | Oven | E3 | TRC BC Ratio | 0 | 0 | 0 | 0 | 0 | 0 | 0 | 0 | 0 | 0 | 0 | 0 | 0 | 0 | 0 | 0 | 0 | 0 | 0 | 0 | 0 | 0 | 0 | 0 | 0 | 0 | 0 | 0 | 0 | 0
F2_Commercial_Healthcare_New_Food Preparation_Natural Gas_Oven_E4 | F2 | Commercial | Healthcare | New | Food Preparation | Natural Gas | Oven | E4 | TRC BC Ratio | 0 | 0 | 0 | 0 | 0 | 0 | 0 | 0 | 0 | 0 | 0 | 0 | 0 | 0 | 0 | 0 | 0 | 0 | 0 | 0 | 0 | 0 | 0 | 0 | 0 | 0 | 0 | 0 | 0 | 0
F2_Commercial_Healthcare_New_Food Preparation_Natural Gas_Oven_E5 | F2 | Commercial | Healthcare | New | Food Preparation | Natural Gas | Oven | E5 | TRC BC Ratio | 0 | 0 | 0 | 0 | 0 | 0 | 0 | 0 | 0 | 0 | 0 | 0 | 0 | 0 | 0 | 0 | 0 | 0 | 0 | 0 | 0 | 0 | 0 | 0 | 0 | 0 | 0 | 0 | 0 | 0
F2_Commercial_Healthcare_New_Food Preparation_Natural Gas_Oven_E6 | F2 | Commercial | Healthcare | New | Food Preparation | Natural Gas | Oven | E6 | TRC BC Ratio | 0 | 0 | 0 | 0 | 0 | 0 | 0 | 0 | 0 | 0 | 0 | 0 | 0 | 0 | 0 | 0 | 0 | 0 | 0 | 0 | 0 | 0 | 0 | 0 | 0 | 0 | 0 | 0 | 0 | 0
F2_Commercial_Healthcare_New_Food Preparation_Natural Gas_Oven_E7 | F2 | Commercial | Healthcare | New | Food Preparation | Natural Gas | Oven | E7 | TRC BC Ratio | 0 | 0 | 0 | 0 | 0 | 0 | 0 | 0 | 0 | 0 | 0 | 0 | 0 | 0 | 0 | 0 | 0 | 0 | 0 | 0 | 0 | 0 | 0 | 0 | 0 | 0 | 0 | 0 | 0 | 0
F2_Commercial_Healthcare_New_Food Preparation_Natural Gas_Oven_E8 | F2 | Commercial | Healthcare | New | Food Preparation | Natural Gas | Oven | E8 | TRC BC Ratio | 0 | 0 | 0 | 0 | 0 | 0 | 0 | 0 | 0 | 0 | 0 | 0 | 0 | 0 | 0 | 0 | 0 | 0 | 0 | 0 | 0 | 0 | 0 | 0 | 0 | 0 | 0 | 0 | 0 | 0
F2_Commercial_Healthcare_New_Food Preparation_Natural Gas_Oven_E9 | F2 | Commercial | Healthcare | New | Food Preparation | Natural Gas | Oven | E9 | TRC BC Ratio | 0 | 0 | 0 | 0 | 0 | 0 | 0 | 0 | 0 | 0 | 0 | 0 | 0 | 0 | 0 | 0 | 0 | 0 | 0 | 0 | 0 | 0 | 0 | 0 | 0 | 0 | 0 | 0 | 0 | 0
F2_Commercial_Healthcare_New_Food Preparation_Natural Gas_Oven_E10 | F2 | Commercial | Healthcare | New | Food Preparation | Natural Gas | Oven | E10 | TRC BC Ratio | 0 | 0 | 0 | 0 | 0 | 0 | 0 | 0 | 0 | 0 | 0 | 0 | 0 | 0 | 0 | 0 | 0 | 0 | 0 | 0 | 0 | 0 | 0 | 0 | 0 | 0 | 0 | 0 | 0 | 0
F3_Commercial_Healthcare_New_Food Preparation_Natural Gas_Oven_E1 | F3 | Commercial | Healthcare | New | Food Preparation | Natural Gas | Oven | E1 | PACT BC Ratio | 0.9 | 0.9 | 0.9 | 0.9 | 0.9 | 0.9 | 0.9 | 0.9 | 0.9 | 0.9 | 0.9 | 0.9 | 0.9 | 0.9 | 0.9 | 0.9 | 0.9 | 0.9 | 0.9 | 0.9 | 0.9 | 0.9 | 0 | 0 | 0 | 0 | 0 | 0 | 0 | 0
F3_Commercial_Healthcare_New_Food Preparation_Natural Gas_Oven_E2 | F3 | Commercial | Healthcare | New | Food Preparation | Natural Gas | Oven | E2 | PACT BC Ratio | 19.3861 | 19.5519 | 19.7505 | 20.079 | 20.517 | 21.0337 | 21.5085 | 21.9312 | 22.3413 | 22.739 | 23.1401 | 23.5301 | 23.8972 | 24.2648 | 24.6161 | 24.9765 | 25.3618 | 25.7498 | 26.141 | 26.5337 | 26.9222 | 27.305 | 0 | 0 | 0 | 0 | 0 | 0 | 0 | 0
F3_Commercial_Healthcare_New_Food Preparation_Natural Gas_Oven_E3 | F3 | Commercial | Healthcare | New | Food Preparation | Natural Gas | Oven | E3 | PACT BC Ratio | 0 | 0 | 0 | 0 | 0 | 0 | 0 | 0 | 0 | 0 | 0 | 0 | 0 | 0 | 0 | 0 | 0 | 0 | 0 | 0 | 0 | 0 | 0 | 0 | 0 | 0 | 0 | 0 | 0 | 0
F3_Commercial_Healthcare_New_Food Preparation_Natural Gas_Oven_E4 | F3 | Commercial | Healthcare | New | Food Preparation | Natural Gas | Oven | E4 | PACT BC Ratio | 0 | 0 | 0 | 0 | 0 | 0 | 0 | 0 | 0 | 0 | 0 | 0 | 0 | 0 | 0 | 0 | 0 | 0 | 0 | 0 | 0 | 0 | 0 | 0 | 0 | 0 | 0 | 0 | 0 | 0
F3_Commercial_Healthcare_New_Food Preparation_Natural Gas_Oven_E5 | F3 | Commercial | Healthcare | New | Food Preparation | Natural Gas | Oven | E5 | PACT BC Ratio | 0 | 0 | 0 | 0 | 0 | 0 | 0 | 0 | 0 | 0 | 0 | 0 | 0 | 0 | 0 | 0 | 0 | 0 | 0 | 0 | 0 | 0 | 0 | 0 | 0 | 0 | 0 | 0 | 0 | 0
F3_Commercial_Healthcare_New_Food Preparation_Natural Gas_Oven_E6 | F3 | Commercial | Healthcare | New | Food Preparation | Natural Gas | Oven | E6 | PACT BC Ratio | 0 | 0 | 0 | 0 | 0 | 0 | 0 | 0 | 0 | 0 | 0 | 0 | 0 | 0 | 0 | 0 | 0 | 0 | 0 | 0 | 0 | 0 | 0 | 0 | 0 | 0 | 0 | 0 | 0 | 0
F3_Commercial_Healthcare_New_Food Preparation_Natural Gas_Oven_E7 | F3 | Commercial | Healthcare | New | Food Preparation | Natural Gas | Oven | E7 | PACT BC Ratio | 0 | 0 | 0 | 0 | 0 | 0 | 0 | 0 | 0 | 0 | 0 | 0 | 0 | 0 | 0 | 0 | 0 | 0 | 0 | 0 | 0 | 0 | 0 | 0 | 0 | 0 | 0 | 0 | 0 | 0
F3_Commercial_Healthcare_New_Food Preparation_Natural Gas_Oven_E8 | F3 | Commercial | Healthcare | New | Food Preparation | Natural Gas | Oven | E8 | PACT BC Ratio | 0 | 0 | 0 | 0 | 0 | 0 | 0 | 0 | 0 | 0 | 0 | 0 | 0 | 0 | 0 | 0 | 0 | 0 | 0 | 0 | 0 | 0 | 0 | 0 | 0 | 0 | 0 | 0 | 0 | 0
F3_Commercial_Healthcare_New_Food Preparation_Natural Gas_Oven_E9 | F3 | Commercial | Healthcare | New | Food Preparation | Natural Gas | Oven | E9 | PACT BC Ratio | 0 | 0 | 0 | 0 | 0 | 0 | 0 | 0 | 0 | 0 | 0 | 0 | 0 | 0 | 0 | 0 | 0 | 0 | 0 | 0 | 0 | 0 | 0 | 0 | 0 | 0 | 0 | 0 | 0 | 0
F3_Commercial_Healthcare_New_Food Preparation_Natural Gas_Oven_E10 | F3 | Commercial | Healthcare | New | Food Preparation | Natural Gas | Oven | E10 | PACT BC Ratio | 0 | 0 | 0 | 0 | 0 | 0 | 0 | 0 | 0 | 0 | 0 | 0 | 0 | 0 | 0 | 0 | 0 | 0 | 0 | 0 | 0 | 0 | 0 | 0 | 0 | 0 | 0 | 0 | 0 | 0
F4_Commercial_Healthcare_New_Food Preparation_Natural Gas_Oven_E1 | F4 | Commercial | Healthcare | New | Food Preparation | Natural Gas | Oven | E1 | PCT BC Ratio | 0.9 | 0.9 | 0.9 | 0.9 | 0.9 | 0.9 | 0.9 | 0.9 | 0.9 | 0.9 | 0.9 | 0.9 | 0.9 | 0.9 | 0.9 | 0.9 | 0.9 | 0.9 | 0.9 | 0.9 | 0.9 | 0.9 | 0 | 0 | 0 | 0 | 0 | 0 | 0 | 0
F4_Commercial_Healthcare_New_Food Preparation_Natural Gas_Oven_E2 | F4 | Commercial | Healthcare | New | Food Preparation | Natural Gas | Oven | E2 | PCT BC Ratio | 49.7741 | 50.1913 | 50.6909 | 51.5175 | 52.6194 | 53.9194 | 55.1139 | 56.1776 | 57.2092 | 58.2099 | 59.2191 | 60.2001 | 61.1237 | 62.0487 | 62.9326 | 63.8392 | 64.8088 | 65.7849 | 66.769 | 67.7572 | 68.7346 | 69.6977 | 0 | 0 | 0 | 0 | 0 | 0 | 0 | 0
F4_Commercial_Healthcare_New_Food Preparation_Natural Gas_Oven_E3 | F4 | Commercial | Healthcare | New | Food Preparation | Natural Gas | Oven | E3 | PCT BC Ratio | 0 | 0 | 0 | 0 | 0 | 0 | 0 | 0 | 0 | 0 | 0 | 0 | 0 | 0 | 0 | 0 | 0 | 0 | 0 | 0 | 0 | 0 | 0 | 0 | 0 | 0 | 0 | 0 | 0 | 0
F4_Commercial_Healthcare_New_Food Preparation_Natural Gas_Oven_E4 | F4 | Commercial | Healthcare | New | Food Preparation | Natural Gas | Oven | E4 | PCT BC Ratio | 0 | 0 | 0 | 0 | 0 | 0 | 0 | 0 | 0 | 0 | 0 | 0 | 0 | 0 | 0 | 0 | 0 | 0 | 0 | 0 | 0 | 0 | 0 | 0 | 0 | 0 | 0 | 0 | 0 | 0
F4_Commercial_Healthcare_New_Food Preparation_Natural Gas_Oven_E5 | F4 | Commercial | Healthcare | New | Food Preparation | Natural Gas | Oven | E5 | PCT BC Ratio | 0 | 0 | 0 | 0 | 0 | 0 | 0 | 0 | 0 | 0 | 0 | 0 | 0 | 0 | 0 | 0 | 0 | 0 | 0 | 0 | 0 | 0 | 0 | 0 | 0 | 0 | 0 | 0 | 0 | 0
F4_Commercial_Healthcare_New_Food Preparation_Natural Gas_Oven_E6 | F4 | Commercial | Healthcare | New | Food Preparation | Natural Gas | Oven | E6 | PCT BC Ratio | 0 | 0 | 0 | 0 | 0 | 0 | 0 | 0 | 0 | 0 | 0 | 0 | 0 | 0 | 0 | 0 | 0 | 0 | 0 | 0 | 0 | 0 | 0 | 0 | 0 | 0 | 0 | 0 | 0 | 0
F4_Commercial_Healthcare_New_Food Preparation_Natural Gas_Oven_E7 | F4 | Commercial | Healthcare | New | Food Preparation | Natural Gas | Oven | E7 | PCT BC Ratio | 0 | 0 | 0 | 0 | 0 | 0 | 0 | 0 | 0 | 0 | 0 | 0 | 0 | 0 | 0 | 0 | 0 | 0 | 0 | 0 | 0 | 0 | 0 | 0 | 0 | 0 | 0 | 0 | 0 | 0
F4_Commercial_Healthcare_New_Food Preparation_Natural Gas_Oven_E8 | F4 | Commercial | Healthcare | New | Food Preparation | Natural Gas | Oven | E8 | PCT BC Ratio | 0 | 0 | 0 | 0 | 0 | 0 | 0 | 0 | 0 | 0 | 0 | 0 | 0 | 0 | 0 | 0 | 0 | 0 | 0 | 0 | 0 | 0 | 0 | 0 | 0 | 0 | 0 | 0 | 0 | 0
F4_Commercial_Healthcare_New_Food Preparation_Natural Gas_Oven_E9 | F4 | Commercial | Healthcare | New | Food Preparation | Natural Gas | Oven | E9 | PCT BC Ratio | 0 | 0 | 0 | 0 | 0 | 0 | 0 | 0 | 0 | 0 | 0 | 0 | 0 | 0 | 0 | 0 | 0 | 0 | 0 | 0 | 0 | 0 | 0 | 0 | 0 | 0 | 0 | 0 | 0 | 0
F4_Commercial_Healthcare_New_Food Preparation_Natural Gas_Oven_E10 | F4 | Commercial | Healthcare | New | Food Preparation | Natural Gas | Oven | E10 | PCT BC Ratio | 0 | 0 | 0 | 0 | 0 | 0 | 0 | 0 | 0 | 0 | 0 | 0 | 0 | 0 | 0 | 0 | 0 | 0 | 0 | 0 | 0 | 0 | 0 | 0 | 0 | 0 | 0 | 0 | 0 | 0
F5_Commercial_Healthcare_New_Food Preparation_Natural Gas_Oven_E1 | F5 | Commercial | Healthcare | New | Food Preparation | Natural Gas | Oven | E1 | RIM BC Ratio | 0.9 | 0.9 | 0.9 | 0.9 | 0.9 | 0.9 | 0.9 | 0.9 | 0.9 | 0.9 | 0.9 | 0.9 | 0.9 | 0.9 | 0.9 | 0.9 | 0.9 | 0.9 | 0.9 | 0.9 | 0.9 | 0.9 | 0 | 0 | 0 | 0 | 0 | 0 | 0 | 0
F5_Commercial_Healthcare_New_Food Preparation_Natural Gas_Oven_E2 | F5 | Commercial | Healthcare | New | Food Preparation | Natural Gas | Oven | E2 | RIM BC Ratio | 0.80022 | 0.80051 | 0.80083 | 0.80137 | 0.80205 | 0.80282 | 0.8035 | 0.80408 | 0.80462 | 0.80513 | 0.80562 | 0.80608 | 0.80651 | 0.80692 | 0.80731 | 0.80769 | 0.80808 | 0.80847 | 0.80885 | 0.80922 | 0.80958 | 0.80992 | 0 | 0 | 0 | 0 | 0 | 0 | 0 | 0
F5_Commercial_Healthcare_New_Food Preparation_Natural Gas_Oven_E3 | F5 | Commercial | Healthcare | New | Food Preparation | Natural Gas | Oven | E3 | RIM BC Ratio | 0 | 0 | 0 | 0 | 0 | 0 | 0 | 0 | 0 | 0 | 0 | 0 | 0 | 0 | 0 | 0 | 0 | 0 | 0 | 0 | 0 | 0 | 0 | 0 | 0 | 0 | 0 | 0 | 0 | 0
F5_Commercial_Healthcare_New_Food Preparation_Natural Gas_Oven_E4 | F5 | Commercial | Healthcare | New | Food Preparation | Natural Gas | Oven | E4 | RIM BC Ratio | 0 | 0 | 0 | 0 | 0 | 0 | 0 | 0 | 0 | 0 | 0 | 0 | 0 | 0 | 0 | 0 | 0 | 0 | 0 | 0 | 0 | 0 | 0 | 0 | 0 | 0 | 0 | 0 | 0 | 0
F5_Commercial_Healthcare_New_Food Preparation_Natural Gas_Oven_E5 | F5 | Commercial | Healthcare | New | Food Preparation | Natural Gas | Oven | E5 | RIM BC Ratio | 0 | 0 | 0 | 0 | 0 | 0 | 0 | 0 | 0 | 0 | 0 | 0 | 0 | 0 | 0 | 0 | 0 | 0 | 0 | 0 | 0 | 0 | 0 | 0 | 0 | 0 | 0 | 0 | 0 | 0
F5_Commercial_Healthcare_New_Food Preparation_Natural Gas_Oven_E6 | F5 | Commercial | Healthcare | New | Food Preparation | Natural Gas | Oven | E6 | RIM BC Ratio | 0 | 0 | 0 | 0 | 0 | 0 | 0 | 0 | 0 | 0 | 0 | 0 | 0 | 0 | 0 | 0 | 0 | 0 | 0 | 0 | 0 | 0 | 0 | 0 | 0 | 0 | 0 | 0 | 0 | 0
F5_Commercial_Healthcare_New_Food Preparation_Natural Gas_Oven_E7 | F5 | Commercial | Healthcare | New | Food Preparation | Natural Gas | Oven | E7 | RIM BC Ratio | 0 | 0 | 0 | 0 | 0 | 0 | 0 | 0 | 0 | 0 | 0 | 0 | 0 | 0 | 0 | 0 | 0 | 0 | 0 | 0 | 0 | 0 | 0 | 0 | 0 | 0 | 0 | 0 | 0 | 0
F5_Commercial_Healthcare_New_Food Preparation_Natural Gas_Oven_E8 | F5 | Commercial | Healthcare | New | Food Preparation | Natural Gas | Oven | E8 | RIM BC Ratio | 0 | 0 | 0 | 0 | 0 | 0 | 0 | 0 | 0 | 0 | 0 | 0 | 0 | 0 | 0 | 0 | 0 | 0 | 0 | 0 | 0 | 0 | 0 | 0 | 0 | 0 | 0 | 0 | 0 | 0
F5_Commercial_Healthcare_New_Food Preparation_Natural Gas_Oven_E9 | F5 | Commercial | Healthcare | New | Food Preparation | Natural Gas | Oven | E9 | RIM BC Ratio | 0 | 0 | 0 | 0 | 0 | 0 | 0 | 0 | 0 | 0 | 0 | 0 | 0 | 0 | 0 | 0 | 0 | 0 | 0 | 0 | 0 | 0 | 0 | 0 | 0 | 0 | 0 | 0 | 0 | 0
F5_Commercial_Healthcare_New_Food Preparation_Natural Gas_Oven_E10 | F5 | Commercial | Healthcare | New | Food Preparation | Natural Gas | Oven | E10 | RIM BC Ratio | 0 | 0 | 0 | 0 | 0 | 0 | 0 | 0 | 0 | 0 | 0 | 0 | 0 | 0 | 0 | 0 | 0 | 0 | 0 | 0 | 0 | 0 | 0 | 0 | 0 | 0 | 0 | 0 | 0 | 0
F0_Commercial_Healthcare_New_Food Preparation_Natural Gas_Conveyor Oven_E0 | F0 | Commercial | Healthcare | New | Food Preparation | Natural Gas | Conveyor Oven | E0 | Economic Unit | Efficient (>44% Baking Efficiency) | Efficient (>44% Baking Efficiency) | Efficient (>44% Baking Efficiency) | Efficient (>44% Baking Efficiency) | Efficient (>44% Baking Efficiency) | Efficient (>44% Baking Efficiency) | Efficient (>44% Baking Efficiency) | Efficient (>44% Baking Efficiency) | Efficient (>44% Baking Efficiency) | Efficient (>44% Baking Efficiency) | Efficient (>44% Baking Efficiency) | Efficient (>44% Baking Efficiency) | Efficient (>44% Baking Efficiency) | Efficient (>44% Baking Efficiency) | Efficient (>44% Baking Efficiency) | Efficient (>44% Baking Efficiency) | Efficient (>44% Baking Efficiency) | Efficient (>44% Baking Efficiency) | Efficient (>44% Baking Efficiency) | Efficient (>44% Baking Efficiency) | Efficient (>44% Baking Efficiency) | Efficient (>44% Baking Efficiency) | 0 | 0 | 0 | 0 | 0 | 0 | 0 | 0
F1_Commercial_Healthcare_New_Food Preparation_Natural Gas_Conveyor Oven_E1 | F1 | Commercial | Healthcare | New | Food Preparation | Natural Gas | Conveyor Oven | E1 | CCE | 0 | 0 | 0 | 0 | 0 | 0 | 0 | 0 | 0 | 0 | 0 | 0 | 0 | 0 | 0 | 0 | 0 | 0 | 0 | 0 | 0 | 0 | 0 | 0 | 0 | 0 | 0 | 0 | 0 | 0
F1_Commercial_Healthcare_New_Food Preparation_Natural Gas_Conveyor Oven_E2 | F1 | Commercial | Healthcare | New | Food Preparation | Natural Gas | Conveyor Oven | E2 | CCE | 0.0034054 | 0.0034054 | 0.0035776 | 0.0035232 | 0.0034703 | 0.0034043 | 0.003395 | 0.0033732 | 0.0033529 | 0.0033223 | 0.0033175 | 0.0033023 | 0.0032887 | 0.0032626 | 0.0032661 | 0.0032561 | 0.0032463 | 0.0032249 | 0.0032312 | 0.0032249 | 0.0032202 | 0.0032022 | 0 | 0 | 0 | 0 | 0 | 0 | 0 | 0
F1_Commercial_Healthcare_New_Food Preparation_Natural Gas_Conveyor Oven_E3 | F1 | Commercial | Healthcare | New | Food Preparation | Natural Gas | Conveyor Oven | E3 | CCE | 0 | 0 | 0 | 0 | 0 | 0 | 0 | 0 | 0 | 0 | 0 | 0 | 0 | 0 | 0 | 0 | 0 | 0 | 0 | 0 | 0 | 0 | 0 | 0 | 0 | 0 | 0 | 0 | 0 | 0
F1_Commercial_Healthcare_New_Food Preparation_Natural Gas_Conveyor Oven_E4 | F1 | Commercial | Healthcare | New | Food Preparation | Natural Gas | Conveyor Oven | E4 | CCE | 0 | 0 | 0 | 0 | 0 | 0 | 0 | 0 | 0 | 0 | 0 | 0 | 0 | 0 | 0 | 0 | 0 | 0 | 0 | 0 | 0 | 0 | 0 | 0 | 0 | 0 | 0 | 0 | 0 | 0
F1_Commercial_Healthcare_New_Food Preparation_Natural Gas_Conveyor Oven_E5 | F1 | Commercial | Healthcare | New | Food Preparation | Natural Gas | Conveyor Oven | E5 | CCE | 0 | 0 | 0 | 0 | 0 | 0 | 0 | 0 | 0 | 0 | 0 | 0 | 0 | 0 | 0 | 0 | 0 | 0 | 0 | 0 | 0 | 0 | 0 | 0 | 0 | 0 | 0 | 0 | 0 | 0
F1_Commercial_Healthcare_New_Food Preparation_Natural Gas_Conveyor Oven_E6 | F1 | Commercial | Healthcare | New | Food Preparation | Natural Gas | Conveyor Oven | E6 | CCE | 0 | 0 | 0 | 0 | 0 | 0 | 0 | 0 | 0 | 0 | 0 | 0 | 0 | 0 | 0 | 0 | 0 | 0 | 0 | 0 | 0 | 0 | 0 | 0 | 0 | 0 | 0 | 0 | 0 | 0
F1_Commercial_Healthcare_New_Food Preparation_Natural Gas_Conveyor Oven_E7 | F1 | Commercial | Healthcare | New | Food Preparation | Natural Gas | Conveyor Oven | E7 | CCE | 0 | 0 | 0 | 0 | 0 | 0 | 0 | 0 | 0 | 0 | 0 | 0 | 0 | 0 | 0 | 0 | 0 | 0 | 0 | 0 | 0 | 0 | 0 | 0 | 0 | 0 | 0 | 0 | 0 | 0
F1_Commercial_Healthcare_New_Food Preparation_Natural Gas_Conveyor Oven_E8 | F1 | Commercial | Healthcare | New | Food Preparation | Natural Gas | Conveyor Oven | E8 | CCE | 0 | 0 | 0 | 0 | 0 | 0 | 0 | 0 | 0 | 0 | 0 | 0 | 0 | 0 | 0 | 0 | 0 | 0 | 0 | 0 | 0 | 0 | 0 | 0 | 0 | 0 | 0 | 0 | 0 | 0
F1_Commercial_Healthcare_New_Food Preparation_Natural Gas_Conveyor Oven_E9 | F1 | Commercial | Healthcare | New | Food Preparation | Natural Gas | Conveyor Oven | E9 | CCE | 0 | 0 | 0 | 0 | 0 | 0 | 0 | 0 | 0 | 0 | 0 | 0 | 0 | 0 | 0 | 0 | 0 | 0 | 0 | 0 | 0 | 0 | 0 | 0 | 0 | 0 | 0 | 0 | 0 | 0
F1_Commercial_Healthcare_New_Food Preparation_Natural Gas_Conveyor Oven_E10 | F1 | Commercial | Healthcare | New | Food Preparation | Natural Gas | Conveyor Oven | E10 | CCE | 0 | 0 | 0 | 0 | 0 | 0 | 0 | 0 | 0 | 0 | 0 | 0 | 0 | 0 | 0 | 0 | 0 | 0 | 0 | 0 | 0 | 0 | 0 | 0 | 0 | 0 | 0 | 0 | 0 | 0
F2_Commercial_Healthcare_New_Food Preparation_Natural Gas_Conveyor Oven_E1 | F2 | Commercial | Healthcare | New | Food Preparation | Natural Gas | Conveyor Oven | E1 | TRC BC Ratio | 0.9 | 0.9 | 0.9 | 0.9 | 0.9 | 0.9 | 0.9 | 0.9 | 0.9 | 0.9 | 0.9 | 0.9 | 0.9 | 0.9 | 0.9 | 0.9 | 0.9 | 0.9 | 0.9 | 0.9 | 0.9 | 0.9 | 0 | 0 | 0 | 0 | 0 | 0 | 0 | 0
F2_Commercial_Healthcare_New_Food Preparation_Natural Gas_Conveyor Oven_E2 | F2 | Commercial | Healthcare | New | Food Preparation | Natural Gas | Conveyor Oven | E2 | TRC BC Ratio | 2.7176 | 2.748 | 2.7824 | 2.8311 | 2.8898 | 2.9554 | 3.0153 | 3.0676 | 3.1163 | 3.1654 | 3.2167 | 3.269 | 3.3215 | 3.3766 | 3.4303 | 3.4854 | 3.5434 | 3.602 | 3.6613 | 3.7212 | 3.781 | 3.8406 | 0 | 0 | 0 | 0 | 0 | 0 | 0 | 0
F2_Commercial_Healthcare_New_Food Preparation_Natural Gas_Conveyor Oven_E3 | F2 | Commercial | Healthcare | New | Food Preparation | Natural Gas | Conveyor Oven | E3 | TRC BC Ratio | 0 | 0 | 0 | 0 | 0 | 0 | 0 | 0 | 0 | 0 | 0 | 0 | 0 | 0 | 0 | 0 | 0 | 0 | 0 | 0 | 0 | 0 | 0 | 0 | 0 | 0 | 0 | 0 | 0 | 0
F2_Commercial_Healthcare_New_Food Preparation_Natural Gas_Conveyor Oven_E4 | F2 | Commercial | Healthcare | New | Food Preparation | Natural Gas | Conveyor Oven | E4 | TRC BC Ratio | 0 | 0 | 0 | 0 | 0 | 0 | 0 | 0 | 0 | 0 | 0 | 0 | 0 | 0 | 0 | 0 | 0 | 0 | 0 | 0 | 0 | 0 | 0 | 0 | 0 | 0 | 0 | 0 | 0 | 0
F2_Commercial_Healthcare_New_Food Preparation_Natural Gas_Conveyor Oven_E5 | F2 | Commercial | Healthcare | New | Food Preparation | Natural Gas | Conveyor Oven | E5 | TRC BC Ratio | 0 | 0 | 0 | 0 | 0 | 0 | 0 | 0 | 0 | 0 | 0 | 0 | 0 | 0 | 0 | 0 | 0 | 0 | 0 | 0 | 0 | 0 | 0 | 0 | 0 | 0 | 0 | 0 | 0 | 0
F2_Commercial_Healthcare_New_Food Preparation_Natural Gas_Conveyor Oven_E6 | F2 | Commercial | Healthcare | New | Food Preparation | Natural Gas | Conveyor Oven | E6 | TRC BC Ratio | 0 | 0 | 0 | 0 | 0 | 0 | 0 | 0 | 0 | 0 | 0 | 0 | 0 | 0 | 0 | 0 | 0 | 0 | 0 | 0 | 0 | 0 | 0 | 0 | 0 | 0 | 0 | 0 | 0 | 0
F2_Commercial_Healthcare_New_Food Preparation_Natural Gas_Conveyor Oven_E7 | F2 | Commercial | Healthcare | New | Food Preparation | Natural Gas | Conveyor Oven | E7 | TRC BC Ratio | 0 | 0 | 0 | 0 | 0 | 0 | 0 | 0 | 0 | 0 | 0 | 0 | 0 | 0 | 0 | 0 | 0 | 0 | 0 | 0 | 0 | 0 | 0 | 0 | 0 | 0 | 0 | 0 | 0 | 0
F2_Commercial_Healthcare_New_Food Preparation_Natural Gas_Conveyor Oven_E8 | F2 | Commercial | Healthcare | New | Food Preparation | Natural Gas | Conveyor Oven | E8 | TRC BC Ratio | 0 | 0 | 0 | 0 | 0 | 0 | 0 | 0 | 0 | 0 | 0 | 0 | 0 | 0 | 0 | 0 | 0 | 0 | 0 | 0 | 0 | 0 | 0 | 0 | 0 | 0 | 0 | 0 | 0 | 0
F2_Commercial_Healthcare_New_Food Preparation_Natural Gas_Conveyor Oven_E9 | F2 | Commercial | Healthcare | New | Food Preparation | Natural Gas | Conveyor Oven | E9 | TRC BC Ratio | 0 | 0 | 0 | 0 | 0 | 0 | 0 | 0 | 0 | 0 | 0 | 0 | 0 | 0 | 0 | 0 | 0 | 0 | 0 | 0 | 0 | 0 | 0 | 0 | 0 | 0 | 0 | 0 | 0 | 0
F2_Commercial_Healthcare_New_Food Preparation_Natural Gas_Conveyor Oven_E10 | F2 | Commercial | Healthcare | New | Food Preparation | Natural Gas | Conveyor Oven | E10 | TRC BC Ratio | 0 | 0 | 0 | 0 | 0 | 0 | 0 | 0 | 0 | 0 | 0 | 0 | 0 | 0 | 0 | 0 | 0 | 0 | 0 | 0 | 0 | 0 | 0 | 0 | 0 | 0 | 0 | 0 | 0 | 0
F3_Commercial_Healthcare_New_Food Preparation_Natural Gas_Conveyor Oven_E1 | F3 | Commercial | Healthcare | New | Food Preparation | Natural Gas | Conveyor Oven | E1 | PACT BC Ratio | 0.9 | 0.9 | 0.9 | 0.9 | 0.9 | 0.9 | 0.9 | 0.9 | 0.9 | 0.9 | 0.9 | 0.9 | 0.9 | 0.9 | 0.9 | 0.9 | 0.9 | 0.9 | 0.9 | 0.9 | 0.9 | 0.9 | 0 | 0 | 0 | 0 | 0 | 0 | 0 | 0
F3_Commercial_Healthcare_New_Food Preparation_Natural Gas_Conveyor Oven_E2 | F3 | Commercial | Healthcare | New | Food Preparation | Natural Gas | Conveyor Oven | E2 | PACT BC Ratio | 6.4385 | 6.5104 | 6.5921 | 6.7074 | 6.8464 | 7.002 | 7.1438 | 7.2678 | 7.3831 | 7.4995 | 7.621 | 7.745 | 7.8692 | 7.9997 | 8.1271 | 8.2575 | 8.3949 | 8.5337 | 8.6743 | 8.8161 | 8.9578 | 9.0991 | 0 | 0 | 0 | 0 | 0 | 0 | 0 | 0
F3_Commercial_Healthcare_New_Food Preparation_Natural Gas_Conveyor Oven_E3 | F3 | Commercial | Healthcare | New | Food Preparation | Natural Gas | Conveyor Oven | E3 | PACT BC Ratio | 0 | 0 | 0 | 0 | 0 | 0 | 0 | 0 | 0 | 0 | 0 | 0 | 0 | 0 | 0 | 0 | 0 | 0 | 0 | 0 | 0 | 0 | 0 | 0 | 0 | 0 | 0 | 0 | 0 | 0
F3_Commercial_Healthcare_New_Food Preparation_Natural Gas_Conveyor Oven_E4 | F3 | Commercial | Healthcare | New | Food Preparation | Natural Gas | Conveyor Oven | E4 | PACT BC Ratio | 0 | 0 | 0 | 0 | 0 | 0 | 0 | 0 | 0 | 0 | 0 | 0 | 0 | 0 | 0 | 0 | 0 | 0 | 0 | 0 | 0 | 0 | 0 | 0 | 0 | 0 | 0 | 0 | 0 | 0
F3_Commercial_Healthcare_New_Food Preparation_Natural Gas_Conveyor Oven_E5 | F3 | Commercial | Healthcare | New | Food Preparation | Natural Gas | Conveyor Oven | E5 | PACT BC Ratio | 0 | 0 | 0 | 0 | 0 | 0 | 0 | 0 | 0 | 0 | 0 | 0 | 0 | 0 | 0 | 0 | 0 | 0 | 0 | 0 | 0 | 0 | 0 | 0 | 0 | 0 | 0 | 0 | 0 | 0
F3_Commercial_Healthcare_New_Food Preparation_Natural Gas_Conveyor Oven_E6 | F3 | Commercial | Healthcare | New | Food Preparation | Natural Gas | Conveyor Oven | E6 | PACT BC Ratio | 0 | 0 | 0 | 0 | 0 | 0 | 0 | 0 | 0 | 0 | 0 | 0 | 0 | 0 | 0 | 0 | 0 | 0 | 0 | 0 | 0 | 0 | 0 | 0 | 0 | 0 | 0 | 0 | 0 | 0
F3_Commercial_Healthcare_New_Food Preparation_Natural Gas_Conveyor Oven_E7 | F3 | Commercial | Healthcare | New | Food Preparation | Natural Gas | Conveyor Oven | E7 | PACT BC Ratio | 0 | 0 | 0 | 0 | 0 | 0 | 0 | 0 | 0 | 0 | 0 | 0 | 0 | 0 | 0 | 0 | 0 | 0 | 0 | 0 | 0 | 0 | 0 | 0 | 0 | 0 | 0 | 0 | 0 | 0
F3_Commercial_Healthcare_New_Food Preparation_Natural Gas_Conveyor Oven_E8 | F3 | Commercial | Healthcare | New | Food Preparation | Natural Gas | Conveyor Oven | E8 | PACT BC Ratio | 0 | 0 | 0 | 0 | 0 | 0 | 0 | 0 | 0 | 0 | 0 | 0 | 0 | 0 | 0 | 0 | 0 | 0 | 0 | 0 | 0 | 0 | 0 | 0 | 0 | 0 | 0 | 0 | 0 | 0
F3_Commercial_Healthcare_New_Food Preparation_Natural Gas_Conveyor Oven_E9 | F3 | Commercial | Healthcare | New | Food Preparation | Natural Gas | Conveyor Oven | E9 | PACT BC Ratio | 0 | 0 | 0 | 0 | 0 | 0 | 0 | 0 | 0 | 0 | 0 | 0 | 0 | 0 | 0 | 0 | 0 | 0 | 0 | 0 | 0 | 0 | 0 | 0 | 0 | 0 | 0 | 0 | 0 | 0
F3_Commercial_Healthcare_New_Food Preparation_Natural Gas_Conveyor Oven_E10 | F3 | Commercial | Healthcare | New | Food Preparation | Natural Gas | Conveyor Oven | E10 | PACT BC Ratio | 0 | 0 | 0 | 0 | 0 | 0 | 0 | 0 | 0 | 0 | 0 | 0 | 0 | 0 | 0 | 0 | 0 | 0 | 0 | 0 | 0 | 0 | 0 | 0 | 0 | 0 | 0 | 0 | 0 | 0
F4_Commercial_Healthcare_New_Food Preparation_Natural Gas_Conveyor Oven_E1 | F4 | Commercial | Healthcare | New | Food Preparation | Natural Gas | Conveyor Oven | E1 | PCT BC Ratio | 0.9 | 0.9 | 0.9 | 0.9 | 0.9 | 0.9 | 0.9 | 0.9 | 0.9 | 0.9 | 0.9 | 0.9 | 0.9 | 0.9 | 0.9 | 0.9 | 0.9 | 0.9 | 0.9 | 0.9 | 0.9 | 0.9 | 0 | 0 | 0 | 0 | 0 | 0 | 0 | 0
F4_Commercial_Healthcare_New_Food Preparation_Natural Gas_Conveyor Oven_E2 | F4 | Commercial | Healthcare | New | Food Preparation | Natural Gas | Conveyor Oven | E2 | PCT BC Ratio | 4.4381 | 4.4848 | 4.5378 | 4.6126 | 4.7029 | 4.8039 | 4.896 | 4.9765 | 5.0514 | 5.1269 | 5.2058 | 5.2863 | 5.3669 | 5.4517 | 5.5344 | 5.619 | 5.7082 | 5.7984 | 5.8896 | 5.9817 | 6.0737 | 6.1654 | 0 | 0 | 0 | 0 | 0 | 0 | 0 | 0
F4_Commercial_Healthcare_New_Food Preparation_Natural Gas_Conveyor Oven_E3 | F4 | Commercial | Healthcare | New | Food Preparation | Natural Gas | Conveyor Oven | E3 | PCT BC Ratio | 0 | 0 | 0 | 0 | 0 | 0 | 0 | 0 | 0 | 0 | 0 | 0 | 0 | 0 | 0 | 0 | 0 | 0 | 0 | 0 | 0 | 0 | 0 | 0 | 0 | 0 | 0 | 0 | 0 | 0
F4_Commercial_Healthcare_New_Food Preparation_Natural Gas_Conveyor Oven_E4 | F4 | Commercial | Healthcare | New | Food Preparation | Natural Gas | Conveyor Oven | E4 | PCT BC Ratio | 0 | 0 | 0 | 0 | 0 | 0 | 0 | 0 | 0 | 0 | 0 | 0 | 0 | 0 | 0 | 0 | 0 | 0 | 0 | 0 | 0 | 0 | 0 | 0 | 0 | 0 | 0 | 0 | 0 | 0
F4_Commercial_Healthcare_New_Food Preparation_Natural Gas_Conveyor Oven_E5 | F4 | Commercial | Healthcare | New | Food Preparation | Natural Gas | Conveyor Oven | E5 | PCT BC Ratio | 0 | 0 | 0 | 0 | 0 | 0 | 0 | 0 | 0 | 0 | 0 | 0 | 0 | 0 | 0 | 0 | 0 | 0 | 0 | 0 | 0 | 0 | 0 | 0 | 0 | 0 | 0 | 0 | 0 | 0
F4_Commercial_Healthcare_New_Food Preparation_Natural Gas_Conveyor Oven_E6 | F4 | Commercial | Healthcare | New | Food Preparation | Natural Gas | Conveyor Oven | E6 | PCT BC Ratio | 0 | 0 | 0 | 0 | 0 | 0 | 0 | 0 | 0 | 0 | 0 | 0 | 0 | 0 | 0 | 0 | 0 | 0 | 0 | 0 | 0 | 0 | 0 | 0 | 0 | 0 | 0 | 0 | 0 | 0
F4_Commercial_Healthcare_New_Food Preparation_Natural Gas_Conveyor Oven_E7 | F4 | Commercial | Healthcare | New | Food Preparation | Natural Gas | Conveyor Oven | E7 | PCT BC Ratio | 0 | 0 | 0 | 0 | 0 | 0 | 0 | 0 | 0 | 0 | 0 | 0 | 0 | 0 | 0 | 0 | 0 | 0 | 0 | 0 | 0 | 0 | 0 | 0 | 0 | 0 | 0 | 0 | 0 | 0
F4_Commercial_Healthcare_New_Food Preparation_Natural Gas_Conveyor Oven_E8 | F4 | Commercial | Healthcare | New | Food Preparation | Natural Gas | Conveyor Oven | E8 | PCT BC Ratio | 0 | 0 | 0 | 0 | 0 | 0 | 0 | 0 | 0 | 0 | 0 | 0 | 0 | 0 | 0 | 0 | 0 | 0 | 0 | 0 | 0 | 0 | 0 | 0 | 0 | 0 | 0 | 0 | 0 | 0
F4_Commercial_Healthcare_New_Food Preparation_Natural Gas_Conveyor Oven_E9 | F4 | Commercial | Healthcare | New | Food Preparation | Natural Gas | Conveyor Oven | E9 | PCT BC Ratio | 0 | 0 | 0 | 0 | 0 | 0 | 0 | 0 | 0 | 0 | 0 | 0 | 0 | 0 | 0 | 0 | 0 | 0 | 0 | 0 | 0 | 0 | 0 | 0 | 0 | 0 | 0 | 0 | 0 | 0
F4_Commercial_Healthcare_New_Food Preparation_Natural Gas_Conveyor Oven_E10 | F4 | Commercial | Healthcare | New | Food Preparation | Natural Gas | Conveyor Oven | E10 | PCT BC Ratio | 0 | 0 | 0 | 0 | 0 | 0 | 0 | 0 | 0 | 0 | 0 | 0 | 0 | 0 | 0 | 0 | 0 | 0 | 0 | 0 | 0 | 0 | 0 | 0 | 0 | 0 | 0 | 0 | 0 | 0
F5_Commercial_Healthcare_New_Food Preparation_Natural Gas_Conveyor Oven_E1 | F5 | Commercial | Healthcare | New | Food Preparation | Natural Gas | Conveyor Oven | E1 | RIM BC Ratio | 0.9 | 0.9 | 0.9 | 0.9 | 0.9 | 0.9 | 0.9 | 0.9 | 0.9 | 0.9 | 0.9 | 0.9 | 0.9 | 0.9 | 0.9 | 0.9 | 0.9 | 0.9 | 0.9 | 0.9 | 0.9 | 0.9 | 0 | 0 | 0 | 0 | 0 | 0 | 0 | 0
F5_Commercial_Healthcare_New_Food Preparation_Natural Gas_Conveyor Oven_E2 | F5 | Commercial | Healthcare | New | Food Preparation | Natural Gas | Conveyor Oven | E2 | RIM BC Ratio | 0.73889 | 0.73983 | 0.74087 | 0.74231 | 0.74398 | 0.74578 | 0.74736 | 0.74869 | 0.7499 | 0.75108 | 0.75229 | 0.75348 | 0.75464 | 0.75582 | 0.75694 | 0.75805 | 0.75919 | 0.76031 | 0.76141 | 0.76249 | 0.76353 | 0.76455 | 0 | 0 | 0 | 0 | 0 | 0 | 0 | 0
F5_Commercial_Healthcare_New_Food Preparation_Natural Gas_Conveyor Oven_E3 | F5 | Commercial | Healthcare | New | Food Preparation | Natural Gas | Conveyor Oven | E3 | RIM BC Ratio | 0 | 0 | 0 | 0 | 0 | 0 | 0 | 0 | 0 | 0 | 0 | 0 | 0 | 0 | 0 | 0 | 0 | 0 | 0 | 0 | 0 | 0 | 0 | 0 | 0 | 0 | 0 | 0 | 0 | 0
F5_Commercial_Healthcare_New_Food Preparation_Natural Gas_Conveyor Oven_E4 | F5 | Commercial | Healthcare | New | Food Preparation | Natural Gas | Conveyor Oven | E4 | RIM BC Ratio | 0 | 0 | 0 | 0 | 0 | 0 | 0 | 0 | 0 | 0 | 0 | 0 | 0 | 0 | 0 | 0 | 0 | 0 | 0 | 0 | 0 | 0 | 0 | 0 | 0 | 0 | 0 | 0 | 0 | 0
F5_Commercial_Healthcare_New_Food Preparation_Natural Gas_Conveyor Oven_E5 | F5 | Commercial | Healthcare | New | Food Preparation | Natural Gas | Conveyor Oven | E5 | RIM BC Ratio | 0 | 0 | 0 | 0 | 0 | 0 | 0 | 0 | 0 | 0 | 0 | 0 | 0 | 0 | 0 | 0 | 0 | 0 | 0 | 0 | 0 | 0 | 0 | 0 | 0 | 0 | 0 | 0 | 0 | 0
F5_Commercial_Healthcare_New_Food Preparation_Natural Gas_Conveyor Oven_E6 | F5 | Commercial | Healthcare | New | Food Preparation | Natural Gas | Conveyor Oven | E6 | RIM BC Ratio | 0 | 0 | 0 | 0 | 0 | 0 | 0 | 0 | 0 | 0 | 0 | 0 | 0 | 0 | 0 | 0 | 0 | 0 | 0 | 0 | 0 | 0 | 0 | 0 | 0 | 0 | 0 | 0 | 0 | 0
F5_Commercial_Healthcare_New_Food Preparation_Natural Gas_Conveyor Oven_E7 | F5 | Commercial | Healthcare | New | Food Preparation | Natural Gas | Conveyor Oven | E7 | RIM BC Ratio | 0 | 0 | 0 | 0 | 0 | 0 | 0 | 0 | 0 | 0 | 0 | 0 | 0 | 0 | 0 | 0 | 0 | 0 | 0 | 0 | 0 | 0 | 0 | 0 | 0 | 0 | 0 | 0 | 0 | 0
F5_Commercial_Healthcare_New_Food Preparation_Natural Gas_Conveyor Oven_E8 | F5 | Commercial | Healthcare | New | Food Preparation | Natural Gas | Conveyor Oven | E8 | RIM BC Ratio | 0 | 0 | 0 | 0 | 0 | 0 | 0 | 0 | 0 | 0 | 0 | 0 | 0 | 0 | 0 | 0 | 0 | 0 | 0 | 0 | 0 | 0 | 0 | 0 | 0 | 0 | 0 | 0 | 0 | 0
F5_Commercial_Healthcare_New_Food Preparation_Natural Gas_Conveyor Oven_E9 | F5 | Commercial | Healthcare | New | Food Preparation | Natural Gas | Conveyor Oven | E9 | RIM BC Ratio | 0 | 0 | 0 | 0 | 0 | 0 | 0 | 0 | 0 | 0 | 0 | 0 | 0 | 0 | 0 | 0 | 0 | 0 | 0 | 0 | 0 | 0 | 0 | 0 | 0 | 0 | 0 | 0 | 0 | 0
F5_Commercial_Healthcare_New_Food Preparation_Natural Gas_Conveyor Oven_E10 | F5 | Commercial | Healthcare | New | Food Preparation | Natural Gas | Conveyor Oven | E10 | RIM BC Ratio | 0 | 0 | 0 | 0 | 0 | 0 | 0 | 0 | 0 | 0 | 0 | 0 | 0 | 0 | 0 | 0 | 0 | 0 | 0 | 0 | 0 | 0 | 0 | 0 | 0 | 0 | 0 | 0 | 0 | 0
F0_Commercial_Healthcare_New_Food Preparation_Natural Gas_Double Rack Oven_E0 | F0 | Commercial | Healthcare | New | Food Preparation | Natural Gas | Double Rack Oven | E0 | Economic Unit | FTSC Qualified (>50% Cooking Efficiency) | FTSC Qualified (>50% Cooking Efficiency) | FTSC Qualified (>50% Cooking Efficiency) | FTSC Qualified (>50% Cooking Efficiency) | FTSC Qualified (>50% Cooking Efficiency) | FTSC Qualified (>50% Cooking Efficiency) | FTSC Qualified (>50% Cooking Efficiency) | FTSC Qualified (>50% Cooking Efficiency) | FTSC Qualified (>50% Cooking Efficiency) | FTSC Qualified (>50% Cooking Efficiency) | FTSC Qualified (>50% Cooking Efficiency) | FTSC Qualified (>50% Cooking Efficiency) | FTSC Qualified (>50% Cooking Efficiency) | FTSC Qualified (>50% Cooking Efficiency) | FTSC Qualified (>50% Cooking Efficiency) | FTSC Qualified (>50% Cooking Efficiency) | FTSC Qualified (>50% Cooking Efficiency) | FTSC Qualified (>50% Cooking Efficiency) | FTSC Qualified (>50% Cooking Efficiency) | FTSC Qualified (>50% Cooking Efficiency) | FTSC Qualified (>50% Cooking Efficiency) | FTSC Qualified (>50% Cooking Efficiency) | 0 | 0 | 0 | 0 | 0 | 0 | 0 | 0
F1_Commercial_Healthcare_New_Food Preparation_Natural Gas_Double Rack Oven_E1 | F1 | Commercial | Healthcare | New | Food Preparation | Natural Gas | Double Rack Oven | E1 | CCE | 0 | 0 | 0 | 0 | 0 | 0 | 0 | 0 | 0 | 0 | 0 | 0 | 0 | 0 | 0 | 0 | 0 | 0 | 0 | 0 | 0 | 0 | 0 | 0 | 0 | 0 | 0 | 0 | 0 | 0
F1_Commercial_Healthcare_New_Food Preparation_Natural Gas_Double Rack Oven_E2 | F1 | Commercial | Healthcare | New | Food Preparation | Natural Gas | Double Rack Oven | E2 | CCE | 0.0030138 | 0.0030138 | 0.0031663 | 0.0031181 | 0.0030713 | 0.0030129 | 0.0030047 | 0.0029854 | 0.0029674 | 0.0029403 | 0.0029361 | 0.0029226 | 0.0029105 | 0.0028875 | 0.0028906 | 0.0028817 | 0.0028731 | 0.0028541 | 0.0028597 | 0.0028541 | 0.0028499 | 0.002834 | 0 | 0 | 0 | 0 | 0 | 0 | 0 | 0
F1_Commercial_Healthcare_New_Food Preparation_Natural Gas_Double Rack Oven_E3 | F1 | Commercial | Healthcare | New | Food Preparation | Natural Gas | Double Rack Oven | E3 | CCE | 0 | 0 | 0 | 0 | 0 | 0 | 0 | 0 | 0 | 0 | 0 | 0 | 0 | 0 | 0 | 0 | 0 | 0 | 0 | 0 | 0 | 0 | 0 | 0 | 0 | 0 | 0 | 0 | 0 | 0
F1_Commercial_Healthcare_New_Food Preparation_Natural Gas_Double Rack Oven_E4 | F1 | Commercial | Healthcare | New | Food Preparation | Natural Gas | Double Rack Oven | E4 | CCE | 0 | 0 | 0 | 0 | 0 | 0 | 0 | 0 | 0 | 0 | 0 | 0 | 0 | 0 | 0 | 0 | 0 | 0 | 0 | 0 | 0 | 0 | 0 | 0 | 0 | 0 | 0 | 0 | 0 | 0
F1_Commercial_Healthcare_New_Food Preparation_Natural Gas_Double Rack Oven_E5 | F1 | Commercial | Healthcare | New | Food Preparation | Natural Gas | Double Rack Oven | E5 | CCE | 0 | 0 | 0 | 0 | 0 | 0 | 0 | 0 | 0 | 0 | 0 | 0 | 0 | 0 | 0 | 0 | 0 | 0 | 0 | 0 | 0 | 0 | 0 | 0 | 0 | 0 | 0 | 0 | 0 | 0
F1_Commercial_Healthcare_New_Food Preparation_Natural Gas_Double Rack Oven_E6 | F1 | Commercial | Healthcare | New | Food Preparation | Natural Gas | Double Rack Oven | E6 | CCE | 0 | 0 | 0 | 0 | 0 | 0 | 0 | 0 | 0 | 0 | 0 | 0 | 0 | 0 | 0 | 0 | 0 | 0 | 0 | 0 | 0 | 0 | 0 | 0 | 0 | 0 | 0 | 0 | 0 | 0
F1_Commercial_Healthcare_New_Food Preparation_Natural Gas_Double Rack Oven_E7 | F1 | Commercial | Healthcare | New | Food Preparation | Natural Gas | Double Rack Oven | E7 | CCE | 0 | 0 | 0 | 0 | 0 | 0 | 0 | 0 | 0 | 0 | 0 | 0 | 0 | 0 | 0 | 0 | 0 | 0 | 0 | 0 | 0 | 0 | 0 | 0 | 0 | 0 | 0 | 0 | 0 | 0
F1_Commercial_Healthcare_New_Food Preparation_Natural Gas_Double Rack Oven_E8 | F1 | Commercial | Healthcare | New | Food Preparation | Natural Gas | Double Rack Oven | E8 | CCE | 0 | 0 | 0 | 0 | 0 | 0 | 0 | 0 | 0 | 0 | 0 | 0 | 0 | 0 | 0 | 0 | 0 | 0 | 0 | 0 | 0 | 0 | 0 | 0 | 0 | 0 | 0 | 0 | 0 | 0
F1_Commercial_Healthcare_New_Food Preparation_Natural Gas_Double Rack Oven_E9 | F1 | Commercial | Healthcare | New | Food Preparation | Natural Gas | Double Rack Oven | E9 | CCE | 0 | 0 | 0 | 0 | 0 | 0 | 0 | 0 | 0 | 0 | 0 | 0 | 0 | 0 | 0 | 0 | 0 | 0 | 0 | 0 | 0 | 0 | 0 | 0 | 0 | 0 | 0 | 0 | 0 | 0
F1_Commercial_Healthcare_New_Food Preparation_Natural Gas_Double Rack Oven_E10 | F1 | Commercial | Healthcare | New | Food Preparation | Natural Gas | Double Rack Oven | E10 | CCE | 0 | 0 | 0 | 0 | 0 | 0 | 0 | 0 | 0 | 0 | 0 | 0 | 0 | 0 | 0 | 0 | 0 | 0 | 0 | 0 | 0 | 0 | 0 | 0 | 0 | 0 | 0 | 0 | 0 | 0
F2_Commercial_Healthcare_New_Food Preparation_Natural Gas_Double Rack Oven_E1 | F2 | Commercial | Healthcare | New | Food Preparation | Natural Gas | Double Rack Oven | E1 | TRC BC Ratio | 0.9 | 0.9 | 0.9 | 0.9 | 0.9 | 0.9 | 0.9 | 0.9 | 0.9 | 0.9 | 0.9 | 0.9 | 0.9 | 0.9 | 0.9 | 0.9 | 0.9 | 0.9 | 0.9 | 0.9 | 0.9 | 0.9 | 0 | 0 | 0 | 0 | 0 | 0 | 0 | 0
F2_Commercial_Healthcare_New_Food Preparation_Natural Gas_Double Rack Oven_E2 | F2 | Commercial | Healthcare | New | Food Preparation | Natural Gas | Double Rack Oven | E2 | TRC BC Ratio | 2.9522 | 2.9775 | 3.0077 | 3.0577 | 3.1244 | 3.2031 | 3.2754 | 3.3398 | 3.4022 | 3.4628 | 3.5239 | 3.5833 | 3.6392 | 3.6952 | 3.7487 | 3.8035 | 3.8622 | 3.9213 | 3.9809 | 4.0407 | 4.0999 | 4.1582 | 0 | 0 | 0 | 0 | 0 | 0 | 0 | 0
F2_Commercial_Healthcare_New_Food Preparation_Natural Gas_Double Rack Oven_E3 | F2 | Commercial | Healthcare | New | Food Preparation | Natural Gas | Double Rack Oven | E3 | TRC BC Ratio | 0 | 0 | 0 | 0 | 0 | 0 | 0 | 0 | 0 | 0 | 0 | 0 | 0 | 0 | 0 | 0 | 0 | 0 | 0 | 0 | 0 | 0 | 0 | 0 | 0 | 0 | 0 | 0 | 0 | 0
F2_Commercial_Healthcare_New_Food Preparation_Natural Gas_Double Rack Oven_E4 | F2 | Commercial | Healthcare | New | Food Preparation | Natural Gas | Double Rack Oven | E4 | TRC BC Ratio | 0 | 0 | 0 | 0 | 0 | 0 | 0 | 0 | 0 | 0 | 0 | 0 | 0 | 0 | 0 | 0 | 0 | 0 | 0 | 0 | 0 | 0 | 0 | 0 | 0 | 0 | 0 | 0 | 0 | 0
F2_Commercial_Healthcare_New_Food Preparation_Natural Gas_Double Rack Oven_E5 | F2 | Commercial | Healthcare | New | Food Preparation | Natural Gas | Double Rack Oven | E5 | TRC BC Ratio | 0 | 0 | 0 | 0 | 0 | 0 | 0 | 0 | 0 | 0 | 0 | 0 | 0 | 0 | 0 | 0 | 0 | 0 | 0 | 0 | 0 | 0 | 0 | 0 | 0 | 0 | 0 | 0 | 0 | 0
F2_Commercial_Healthcare_New_Food Preparation_Natural Gas_Double Rack Oven_E6 | F2 | Commercial | Healthcare | New | Food Preparation | Natural Gas | Double Rack Oven | E6 | TRC BC Ratio | 0 | 0 | 0 | 0 | 0 | 0 | 0 | 0 | 0 | 0 | 0 | 0 | 0 | 0 | 0 | 0 | 0 | 0 | 0 | 0 | 0 | 0 | 0 | 0 | 0 | 0 | 0 | 0 | 0 | 0
F2_Commercial_Healthcare_New_Food Preparation_Natural Gas_Double Rack Oven_E7 | F2 | Commercial | Healthcare | New | Food Preparation | Natural Gas | Double Rack Oven | E7 | TRC BC Ratio | 0 | 0 | 0 | 0 | 0 | 0 | 0 | 0 | 0 | 0 | 0 | 0 | 0 | 0 | 0 | 0 | 0 | 0 | 0 | 0 | 0 | 0 | 0 | 0 | 0 | 0 | 0 | 0 | 0 | 0
F2_Commercial_Healthcare_New_Food Preparation_Natural Gas_Double Rack Oven_E8 | F2 | Commercial | Healthcare | New | Food Preparation | Natural Gas | Double Rack Oven | E8 | TRC BC Ratio | 0 | 0 | 0 | 0 | 0 | 0 | 0 | 0 | 0 | 0 | 0 | 0 | 0 | 0 | 0 | 0 | 0 | 0 | 0 | 0 | 0 | 0 | 0 | 0 | 0 | 0 | 0 | 0 | 0 | 0
F2_Commercial_Healthcare_New_Food Preparation_Natural Gas_Double Rack Oven_E9 | F2 | Commercial | Healthcare | New | Food Preparation | Natural Gas | Double Rack Oven | E9 | TRC BC Ratio | 0 | 0 | 0 | 0 | 0 | 0 | 0 | 0 | 0 | 0 | 0 | 0 | 0 | 0 | 0 | 0 | 0 | 0 | 0 | 0 | 0 | 0 | 0 | 0 | 0 | 0 | 0 | 0 | 0 | 0
F2_Commercial_Healthcare_New_Food Preparation_Natural Gas_Double Rack Oven_E10 | F2 | Commercial | Healthcare | New | Food Preparation | Natural Gas | Double Rack Oven | E10 | TRC BC Ratio | 0 | 0 | 0 | 0 | 0 | 0 | 0 | 0 | 0 | 0 | 0 | 0 | 0 | 0 | 0 | 0 | 0 | 0 | 0 | 0 | 0 | 0 | 0 | 0 | 0 | 0 | 0 | 0 | 0 | 0
F3_Commercial_Healthcare_New_Food Preparation_Natural Gas_Double Rack Oven_E1 | F3 | Commercial | Healthcare | New | Food Preparation | Natural Gas | Double Rack Oven | E1 | PACT BC Ratio | 0.9 | 0.9 | 0.9 | 0.9 | 0.9 | 0.9 | 0.9 | 0.9 | 0.9 | 0.9 | 0.9 | 0.9 | 0.9 | 0.9 | 0.9 | 0.9 | 0.9 | 0.9 | 0.9 | 0.9 | 0.9 | 0.9 | 0 | 0 | 0 | 0 | 0 | 0 | 0 | 0
F3_Commercial_Healthcare_New_Food Preparation_Natural Gas_Double Rack Oven_E2 | F3 | Commercial | Healthcare | New | Food Preparation | Natural Gas | Double Rack Oven | E2 | PACT BC Ratio | 6.3603 | 6.4147 | 6.4799 | 6.5877 | 6.7314 | 6.9009 | 7.0567 | 7.1954 | 7.3299 | 7.4604 | 7.592 | 7.7199 | 7.8404 | 7.961 | 8.0763 | 8.1945 | 8.3209 | 8.4482 | 8.5765 | 8.7054 | 8.8329 | 8.9584 | 0 | 0 | 0 | 0 | 0 | 0 | 0 | 0
F3_Commercial_Healthcare_New_Food Preparation_Natural Gas_Double Rack Oven_E3 | F3 | Commercial | Healthcare | New | Food Preparation | Natural Gas | Double Rack Oven | E3 | PACT BC Ratio | 0 | 0 | 0 | 0 | 0 | 0 | 0 | 0 | 0 | 0 | 0 | 0 | 0 | 0 | 0 | 0 | 0 | 0 | 0 | 0 | 0 | 0 | 0 | 0 | 0 | 0 | 0 | 0 | 0 | 0
F3_Commercial_Healthcare_New_Food Preparation_Natural Gas_Double Rack Oven_E4 | F3 | Commercial | Healthcare | New | Food Preparation | Natural Gas | Double Rack Oven | E4 | PACT BC Ratio | 0 | 0 | 0 | 0 | 0 | 0 | 0 | 0 | 0 | 0 | 0 | 0 | 0 | 0 | 0 | 0 | 0 | 0 | 0 | 0 | 0 | 0 | 0 | 0 | 0 | 0 | 0 | 0 | 0 | 0
F3_Commercial_Healthcare_New_Food Preparation_Natural Gas_Double Rack Oven_E5 | F3 | Commercial | Healthcare | New | Food Preparation | Natural Gas | Double Rack Oven | E5 | PACT BC Ratio | 0 | 0 | 0 | 0 | 0 | 0 | 0 | 0 | 0 | 0 | 0 | 0 | 0 | 0 | 0 | 0 | 0 | 0 | 0 | 0 | 0 | 0 | 0 | 0 | 0 | 0 | 0 | 0 | 0 | 0
F3_Commercial_Healthcare_New_Food Preparation_Natural Gas_Double Rack Oven_E6 | F3 | Commercial | Healthcare | New | Food Preparation | Natural Gas | Double Rack Oven | E6 | PACT BC Ratio | 0 | 0 | 0 | 0 | 0 | 0 | 0 | 0 | 0 | 0 | 0 | 0 | 0 | 0 | 0 | 0 | 0 | 0 | 0 | 0 | 0 | 0 | 0 | 0 | 0 | 0 | 0 | 0 | 0 | 0
F3_Commercial_Healthcare_New_Food Preparation_Natural Gas_Double Rack Oven_E7 | F3 | Commercial | Healthcare | New | Food Preparation | Natural Gas | Double Rack Oven | E7 | PACT BC Ratio | 0 | 0 | 0 | 0 | 0 | 0 | 0 | 0 | 0 | 0 | 0 | 0 | 0 | 0 | 0 | 0 | 0 | 0 | 0 | 0 | 0 | 0 | 0 | 0 | 0 | 0 | 0 | 0 | 0 | 0
F3_Commercial_Healthcare_New_Food Preparation_Natural Gas_Double Rack Oven_E8 | F3 | Commercial | Healthcare | New | Food Preparation | Natural Gas | Double Rack Oven | E8 | PACT BC Ratio | 0 | 0 | 0 | 0 | 0 | 0 | 0 | 0 | 0 | 0 | 0 | 0 | 0 | 0 | 0 | 0 | 0 | 0 | 0 | 0 | 0 | 0 | 0 | 0 | 0 | 0 | 0 | 0 | 0 | 0
F3_Commercial_Healthcare_New_Food Preparation_Natural Gas_Double Rack Oven_E9 | F3 | Commercial | Healthcare | New | Food Preparation | Natural Gas | Double Rack Oven | E9 | PACT BC Ratio | 0 | 0 | 0 | 0 | 0 | 0 | 0 | 0 | 0 | 0 | 0 | 0 | 0 | 0 | 0 | 0 | 0 | 0 | 0 | 0 | 0 | 0 | 0 | 0 | 0 | 0 | 0 | 0 | 0 | 0
F3_Commercial_Healthcare_New_Food Preparation_Natural Gas_Double Rack Oven_E10 | F3 | Commercial | Healthcare | New | Food Preparation | Natural Gas | Double Rack Oven | E10 | PACT BC Ratio | 0 | 0 | 0 | 0 | 0 | 0 | 0 | 0 | 0 | 0 | 0 | 0 | 0 | 0 | 0 | 0 | 0 | 0 | 0 | 0 | 0 | 0 | 0 | 0 | 0 | 0 | 0 | 0 | 0 | 0
F4_Commercial_Healthcare_New_Food Preparation_Natural Gas_Double Rack Oven_E1 | F4 | Commercial | Healthcare | New | Food Preparation | Natural Gas | Double Rack Oven | E1 | PCT BC Ratio | 0.9 | 0.9 | 0.9 | 0.9 | 0.9 | 0.9 | 0.9 | 0.9 | 0.9 | 0.9 | 0.9 | 0.9 | 0.9 | 0.9 | 0.9 | 0.9 | 0.9 | 0.9 | 0.9 | 0.9 | 0.9 | 0.9 | 0 | 0 | 0 | 0 | 0 | 0 | 0 | 0
F4_Commercial_Healthcare_New_Food Preparation_Natural Gas_Double Rack Oven_E2 | F4 | Commercial | Healthcare | New | Food Preparation | Natural Gas | Double Rack Oven | E2 | PCT BC Ratio | 4.9652 | 5.0051 | 5.053 | 5.1322 | 5.2378 | 5.3623 | 5.4768 | 5.5787 | 5.6775 | 5.7734 | 5.8701 | 5.9641 | 6.0526 | 6.1412 | 6.2259 | 6.3128 | 6.4057 | 6.4992 | 6.5935 | 6.6882 | 6.7818 | 6.8741 | 0 | 0 | 0 | 0 | 0 | 0 | 0 | 0
F4_Commercial_Healthcare_New_Food Preparation_Natural Gas_Double Rack Oven_E3 | F4 | Commercial | Healthcare | New | Food Preparation | Natural Gas | Double Rack Oven | E3 | PCT BC Ratio | 0 | 0 | 0 | 0 | 0 | 0 | 0 | 0 | 0 | 0 | 0 | 0 | 0 | 0 | 0 | 0 | 0 | 0 | 0 | 0 | 0 | 0 | 0 | 0 | 0 | 0 | 0 | 0 | 0 | 0
F4_Commercial_Healthcare_New_Food Preparation_Natural Gas_Double Rack Oven_E4 | F4 | Commercial | Healthcare | New | Food Preparation | Natural Gas | Double Rack Oven | E4 | PCT BC Ratio | 0 | 0 | 0 | 0 | 0 | 0 | 0 | 0 | 0 | 0 | 0 | 0 | 0 | 0 | 0 | 0 | 0 | 0 | 0 | 0 | 0 | 0 | 0 | 0 | 0 | 0 | 0 | 0 | 0 | 0
F4_Commercial_Healthcare_New_Food Preparation_Natural Gas_Double Rack Oven_E5 | F4 | Commercial | Healthcare | New | Food Preparation | Natural Gas | Double Rack Oven | E5 | PCT BC Ratio | 0 | 0 | 0 | 0 | 0 | 0 | 0 | 0 | 0 | 0 | 0 | 0 | 0 | 0 | 0 | 0 | 0 | 0 | 0 | 0 | 0 | 0 | 0 | 0 | 0 | 0 | 0 | 0 | 0 | 0
F4_Commercial_Healthcare_New_Food Preparation_Natural Gas_Double Rack Oven_E6 | F4 | Commercial | Healthcare | New | Food Preparation | Natural Gas | Double Rack Oven | E6 | PCT BC Ratio | 0 | 0 | 0 | 0 | 0 | 0 | 0 | 0 | 0 | 0 | 0 | 0 | 0 | 0 | 0 | 0 | 0 | 0 | 0 | 0 | 0 | 0 | 0 | 0 | 0 | 0 | 0 | 0 | 0 | 0
F4_Commercial_Healthcare_New_Food Preparation_Natural Gas_Double Rack Oven_E7 | F4 | Commercial | Healthcare | New | Food Preparation | Natural Gas | Double Rack Oven | E7 | PCT BC Ratio | 0 | 0 | 0 | 0 | 0 | 0 | 0 | 0 | 0 | 0 | 0 | 0 | 0 | 0 | 0 | 0 | 0 | 0 | 0 | 0 | 0 | 0 | 0 | 0 | 0 | 0 | 0 | 0 | 0 | 0
F4_Commercial_Healthcare_New_Food Preparation_Natural Gas_Double Rack Oven_E8 | F4 | Commercial | Healthcare | New | Food Preparation | Natural Gas | Double Rack Oven | E8 | PCT BC Ratio | 0 | 0 | 0 | 0 | 0 | 0 | 0 | 0 | 0 | 0 | 0 | 0 | 0 | 0 | 0 | 0 | 0 | 0 | 0 | 0 | 0 | 0 | 0 | 0 | 0 | 0 | 0 | 0 | 0 | 0
F4_Commercial_Healthcare_New_Food Preparation_Natural Gas_Double Rack Oven_E9 | F4 | Commercial | Healthcare | New | Food Preparation | Natural Gas | Double Rack Oven | E9 | PCT BC Ratio | 0 | 0 | 0 | 0 | 0 | 0 | 0 | 0 | 0 | 0 | 0 | 0 | 0 | 0 | 0 | 0 | 0 | 0 | 0 | 0 | 0 | 0 | 0 | 0 | 0 | 0 | 0 | 0 | 0 | 0
F4_Commercial_Healthcare_New_Food Preparation_Natural Gas_Double Rack Oven_E10 | F4 | Commercial | Healthcare | New | Food Preparation | Natural Gas | Double Rack Oven | E10 | PCT BC Ratio | 0 | 0 | 0 | 0 | 0 | 0 | 0 | 0 | 0 | 0 | 0 | 0 | 0 | 0 | 0 | 0 | 0 | 0 | 0 | 0 | 0 | 0 | 0 | 0 | 0 | 0 | 0 | 0 | 0 | 0
F5_Commercial_Healthcare_New_Food Preparation_Natural Gas_Double Rack Oven_E1 | F5 | Commercial | Healthcare | New | Food Preparation | Natural Gas | Double Rack Oven | E1 | RIM BC Ratio | 0.9 | 0.9 | 0.9 | 0.9 | 0.9 | 0.9 | 0.9 | 0.9 | 0.9 | 0.9 | 0.9 | 0.9 | 0.9 | 0.9 | 0.9 | 0.9 | 0.9 | 0.9 | 0.9 | 0.9 | 0.9 | 0.9 | 0 | 0 | 0 | 0 | 0 | 0 | 0 | 0
F5_Commercial_Healthcare_New_Food Preparation_Natural Gas_Double Rack Oven_E2 | F5 | Commercial | Healthcare | New | Food Preparation | Natural Gas | Double Rack Oven | E2 | RIM BC Ratio | 0.73785 | 0.73858 | 0.73943 | 0.74082 | 0.7426 | 0.74462 | 0.74639 | 0.74792 | 0.74935 | 0.75069 | 0.752 | 0.75324 | 0.75437 | 0.75547 | 0.7565 | 0.75752 | 0.75858 | 0.75963 | 0.76065 | 0.76165 | 0.76261 | 0.76354 | 0 | 0 | 0 | 0 | 0 | 0 | 0 | 0
F5_Commercial_Healthcare_New_Food Preparation_Natural Gas_Double Rack Oven_E3 | F5 | Commercial | Healthcare | New | Food Preparation | Natural Gas | Double Rack Oven | E3 | RIM BC Ratio | 0 | 0 | 0 | 0 | 0 | 0 | 0 | 0 | 0 | 0 | 0 | 0 | 0 | 0 | 0 | 0 | 0 | 0 | 0 | 0 | 0 | 0 | 0 | 0 | 0 | 0 | 0 | 0 | 0 | 0
F5_Commercial_Healthcare_New_Food Preparation_Natural Gas_Double Rack Oven_E4 | F5 | Commercial | Healthcare | New | Food Preparation | Natural Gas | Double Rack Oven | E4 | RIM BC Ratio | 0 | 0 | 0 | 0 | 0 | 0 | 0 | 0 | 0 | 0 | 0 | 0 | 0 | 0 | 0 | 0 | 0 | 0 | 0 | 0 | 0 | 0 | 0 | 0 | 0 | 0 | 0 | 0 | 0 | 0
F5_Commercial_Healthcare_New_Food Preparation_Natural Gas_Double Rack Oven_E5 | F5 | Commercial | Healthcare | New | Food Preparation | Natural Gas | Double Rack Oven | E5 | RIM BC Ratio | 0 | 0 | 0 | 0 | 0 | 0 | 0 | 0 | 0 | 0 | 0 | 0 | 0 | 0 | 0 | 0 | 0 | 0 | 0 | 0 | 0 | 0 | 0 | 0 | 0 | 0 | 0 | 0 | 0 | 0
F5_Commercial_Healthcare_New_Food Preparation_Natural Gas_Double Rack Oven_E6 | F5 | Commercial | Healthcare | New | Food Preparation | Natural Gas | Double Rack Oven | E6 | RIM BC Ratio | 0 | 0 | 0 | 0 | 0 | 0 | 0 | 0 | 0 | 0 | 0 | 0 | 0 | 0 | 0 | 0 | 0 | 0 | 0 | 0 | 0 | 0 | 0 | 0 | 0 | 0 | 0 | 0 | 0 | 0
F5_Commercial_Healthcare_New_Food Preparation_Natural Gas_Double Rack Oven_E7 | F5 | Commercial | Healthcare | New | Food Preparation | Natural Gas | Double Rack Oven | E7 | RIM BC Ratio | 0 | 0 | 0 | 0 | 0 | 0 | 0 | 0 | 0 | 0 | 0 | 0 | 0 | 0 | 0 | 0 | 0 | 0 | 0 | 0 | 0 | 0 | 0 | 0 | 0 | 0 | 0 | 0 | 0 | 0
F5_Commercial_Healthcare_New_Food Preparation_Natural Gas_Double Rack Oven_E8 | F5 | Commercial | Healthcare | New | Food Preparation | Natural Gas | Double Rack Oven | E8 | RIM BC Ratio | 0 | 0 | 0 | 0 | 0 | 0 | 0 | 0 | 0 | 0 | 0 | 0 | 0 | 0 | 0 | 0 | 0 | 0 | 0 | 0 | 0 | 0 | 0 | 0 | 0 | 0 | 0 | 0 | 0 | 0
F5_Commercial_Healthcare_New_Food Preparation_Natural Gas_Double Rack Oven_E9 | F5 | Commercial | Healthcare | New | Food Preparation | Natural Gas | Double Rack Oven | E9 | RIM BC Ratio | 0 | 0 | 0 | 0 | 0 | 0 | 0 | 0 | 0 | 0 | 0 | 0 | 0 | 0 | 0 | 0 | 0 | 0 | 0 | 0 | 0 | 0 | 0 | 0 | 0 | 0 | 0 | 0 | 0 | 0
F5_Commercial_Healthcare_New_Food Preparation_Natural Gas_Double Rack Oven_E10 | F5 | Commercial | Healthcare | New | Food Preparation | Natural Gas | Double Rack Oven | E10 | RIM BC Ratio | 0 | 0 | 0 | 0 | 0 | 0 | 0 | 0 | 0 | 0 | 0 | 0 | 0 | 0 | 0 | 0 | 0 | 0 | 0 | 0 | 0 | 0 | 0 | 0 | 0 | 0 | 0 | 0 | 0 | 0
F0_Commercial_Healthcare_New_Food Preparation_Natural Gas_Fryer_E0 | F0 | Commercial | Healthcare | New | Food Preparation | Natural Gas | Fryer | E0 | Economic Unit | ENERGY STAR | ENERGY STAR | ENERGY STAR | ENERGY STAR | ENERGY STAR | ENERGY STAR | ENERGY STAR | ENERGY STAR | ENERGY STAR | ENERGY STAR | ENERGY STAR | ENERGY STAR | ENERGY STAR | ENERGY STAR | ENERGY STAR | ENERGY STAR | ENERGY STAR | ENERGY STAR | ENERGY STAR | ENERGY STAR | ENERGY STAR | ENERGY STAR | 0 | 0 | 0 | 0 | 0 | 0 | 0 | 0
F1_Commercial_Healthcare_New_Food Preparation_Natural Gas_Fryer_E1 | F1 | Commercial | Healthcare | New | Food Preparation | Natural Gas | Fryer | E1 | CCE | 0 | 0 | 0 | 0 | 0 | 0 | 0 | 0 | 0 | 0 | 0 | 0 | 0 | 0 | 0 | 0 | 0 | 0 | 0 | 0 | 0 | 0 | 0 | 0 | 0 | 0 | 0 | 0 | 0 | 0
F1_Commercial_Healthcare_New_Food Preparation_Natural Gas_Fryer_E2 | F1 | Commercial | Healthcare | New | Food Preparation | Natural Gas | Fryer | E2 | CCE | 0.0070192 | 0.0070192 | 0.0073742 | 0.0072621 | 0.0071531 | 0.0070171 | 0.0069979 | 0.0069529 | 0.006911 | 0.0068479 | 0.0068381 | 0.0068066 | 0.0067786 | 0.006725 | 0.0067321 | 0.0067115 | 0.0066913 | 0.0066471 | 0.0066602 | 0.0066472 | 0.0066374 | 0.0066003 | 0 | 0 | 0 | 0 | 0 | 0 | 0 | 0
F1_Commercial_Healthcare_New_Food Preparation_Natural Gas_Fryer_E3 | F1 | Commercial | Healthcare | New | Food Preparation | Natural Gas | Fryer | E3 | CCE | 0 | 0 | 0 | 0 | 0 | 0 | 0 | 0 | 0 | 0 | 0 | 0 | 0 | 0 | 0 | 0 | 0 | 0 | 0 | 0 | 0 | 0 | 0 | 0 | 0 | 0 | 0 | 0 | 0 | 0
F1_Commercial_Healthcare_New_Food Preparation_Natural Gas_Fryer_E4 | F1 | Commercial | Healthcare | New | Food Preparation | Natural Gas | Fryer | E4 | CCE | 0 | 0 | 0 | 0 | 0 | 0 | 0 | 0 | 0 | 0 | 0 | 0 | 0 | 0 | 0 | 0 | 0 | 0 | 0 | 0 | 0 | 0 | 0 | 0 | 0 | 0 | 0 | 0 | 0 | 0
F1_Commercial_Healthcare_New_Food Preparation_Natural Gas_Fryer_E5 | F1 | Commercial | Healthcare | New | Food Preparation | Natural Gas | Fryer | E5 | CCE | 0 | 0 | 0 | 0 | 0 | 0 | 0 | 0 | 0 | 0 | 0 | 0 | 0 | 0 | 0 | 0 | 0 | 0 | 0 | 0 | 0 | 0 | 0 | 0 | 0 | 0 | 0 | 0 | 0 | 0
F1_Commercial_Healthcare_New_Food Preparation_Natural Gas_Fryer_E6 | F1 | Commercial | Healthcare | New | Food Preparation | Natural Gas | Fryer | E6 | CCE | 0 | 0 | 0 | 0 | 0 | 0 | 0 | 0 | 0 | 0 | 0 | 0 | 0 | 0 | 0 | 0 | 0 | 0 | 0 | 0 | 0 | 0 | 0 | 0 | 0 | 0 | 0 | 0 | 0 | 0
F1_Commercial_Healthcare_New_Food Preparation_Natural Gas_Fryer_E7 | F1 | Commercial | Healthcare | New | Food Preparation | Natural Gas | Fryer | E7 | CCE | 0 | 0 | 0 | 0 | 0 | 0 | 0 | 0 | 0 | 0 | 0 | 0 | 0 | 0 | 0 | 0 | 0 | 0 | 0 | 0 | 0 | 0 | 0 | 0 | 0 | 0 | 0 | 0 | 0 | 0
F1_Commercial_Healthcare_New_Food Preparation_Natural Gas_Fryer_E8 | F1 | Commercial | Healthcare | New | Food Preparation | Natural Gas | Fryer | E8 | CCE | 0 | 0 | 0 | 0 | 0 | 0 | 0 | 0 | 0 | 0 | 0 | 0 | 0 | 0 | 0 | 0 | 0 | 0 | 0 | 0 | 0 | 0 | 0 | 0 | 0 | 0 | 0 | 0 | 0 | 0
F1_Commercial_Healthcare_New_Food Preparation_Natural Gas_Fryer_E9 | F1 | Commercial | Healthcare | New | Food Preparation | Natural Gas | Fryer | E9 | CCE | 0 | 0 | 0 | 0 | 0 | 0 | 0 | 0 | 0 | 0 | 0 | 0 | 0 | 0 | 0 | 0 | 0 | 0 | 0 | 0 | 0 | 0 | 0 | 0 | 0 | 0 | 0 | 0 | 0 | 0
F1_Commercial_Healthcare_New_Food Preparation_Natural Gas_Fryer_E10 | F1 | Commercial | Healthcare | New | Food Preparation | Natural Gas | Fryer | E10 | CCE | 0 | 0 | 0 | 0 | 0 | 0 | 0 | 0 | 0 | 0 | 0 | 0 | 0 | 0 | 0 | 0 | 0 | 0 | 0 | 0 | 0 | 0 | 0 | 0 | 0 | 0 | 0 | 0 | 0 | 0
F2_Commercial_Healthcare_New_Food Preparation_Natural Gas_Fryer_E1 | F2 | Commercial | Healthcare | New | Food Preparation | Natural Gas | Fryer | E1 | TRC BC Ratio | 0.9 | 0.9 | 0.9 | 0.9 | 0.9 | 0.9 | 0.9 | 0.9 | 0.9 | 0.9 | 0.9 | 0.9 | 0.9 | 0.9 | 0.9 | 0.9 | 0.9 | 0.9 | 0.9 | 0.9 | 0.9 | 0.9 | 0 | 0 | 0 | 0 | 0 | 0 | 0 | 0
F2_Commercial_Healthcare_New_Food Preparation_Natural Gas_Fryer_E2 | F2 | Commercial | Healthcare | New | Food Preparation | Natural Gas | Fryer | E2 | TRC BC Ratio | 1.215 | 1.2059 | 1.2046 | 1.2221 | 1.2535 | 1.2946 | 1.3292 | 1.3564 | 1.3811 | 1.4053 | 1.4318 | 1.4585 | 1.4845 | 1.5137 | 1.5415 | 1.571 | 1.6001 | 1.6254 | 1.6465 | 1.6626 | 1.6776 | 1.6911 | 0 | 0 | 0 | 0 | 0 | 0 | 0 | 0
F2_Commercial_Healthcare_New_Food Preparation_Natural Gas_Fryer_E3 | F2 | Commercial | Healthcare | New | Food Preparation | Natural Gas | Fryer | E3 | TRC BC Ratio | 0 | 0 | 0 | 0 | 0 | 0 | 0 | 0 | 0 | 0 | 0 | 0 | 0 | 0 | 0 | 0 | 0 | 0 | 0 | 0 | 0 | 0 | 0 | 0 | 0 | 0 | 0 | 0 | 0 | 0
F2_Commercial_Healthcare_New_Food Preparation_Natural Gas_Fryer_E4 | F2 | Commercial | Healthcare | New | Food Preparation | Natural Gas | Fryer | E4 | TRC BC Ratio | 0 | 0 | 0 | 0 | 0 | 0 | 0 | 0 | 0 | 0 | 0 | 0 | 0 | 0 | 0 | 0 | 0 | 0 | 0 | 0 | 0 | 0 | 0 | 0 | 0 | 0 | 0 | 0 | 0 | 0
F2_Commercial_Healthcare_New_Food Preparation_Natural Gas_Fryer_E5 | F2 | Commercial | Healthcare | New | Food Preparation | Natural Gas | Fryer | E5 | TRC BC Ratio | 0 | 0 | 0 | 0 | 0 | 0 | 0 | 0 | 0 | 0 | 0 | 0 | 0 | 0 | 0 | 0 | 0 | 0 | 0 | 0 | 0 | 0 | 0 | 0 | 0 | 0 | 0 | 0 | 0 | 0
F2_Commercial_Healthcare_New_Food Preparation_Natural Gas_Fryer_E6 | F2 | Commercial | Healthcare | New | Food Preparation | Natural Gas | Fryer | E6 | TRC BC Ratio | 0 | 0 | 0 | 0 | 0 | 0 | 0 | 0 | 0 | 0 | 0 | 0 | 0 | 0 | 0 | 0 | 0 | 0 | 0 | 0 | 0 | 0 | 0 | 0 | 0 | 0 | 0 | 0 | 0 | 0
F2_Commercial_Healthcare_New_Food Preparation_Natural Gas_Fryer_E7 | F2 | Commercial | Healthcare | New | Food Preparation | Natural Gas | Fryer | E7 | TRC BC Ratio | 0 | 0 | 0 | 0 | 0 | 0 | 0 | 0 | 0 | 0 | 0 | 0 | 0 | 0 | 0 | 0 | 0 | 0 | 0 | 0 | 0 | 0 | 0 | 0 | 0 | 0 | 0 | 0 | 0 | 0
F2_Commercial_Healthcare_New_Food Preparation_Natural Gas_Fryer_E8 | F2 | Commercial | Healthcare | New | Food Preparation | Natural Gas | Fryer | E8 | TRC BC Ratio | 0 | 0 | 0 | 0 | 0 | 0 | 0 | 0 | 0 | 0 | 0 | 0 | 0 | 0 | 0 | 0 | 0 | 0 | 0 | 0 | 0 | 0 | 0 | 0 | 0 | 0 | 0 | 0 | 0 | 0
F2_Commercial_Healthcare_New_Food Preparation_Natural Gas_Fryer_E9 | F2 | Commercial | Healthcare | New | Food Preparation | Natural Gas | Fryer | E9 | TRC BC Ratio | 0 | 0 | 0 | 0 | 0 | 0 | 0 | 0 | 0 | 0 | 0 | 0 | 0 | 0 | 0 | 0 | 0 | 0 | 0 | 0 | 0 | 0 | 0 | 0 | 0 | 0 | 0 | 0 | 0 | 0
F2_Commercial_Healthcare_New_Food Preparation_Natural Gas_Fryer_E10 | F2 | Commercial | Healthcare | New | Food Preparation | Natural Gas | Fryer | E10 | TRC BC Ratio | 0 | 0 | 0 | 0 | 0 | 0 | 0 | 0 | 0 | 0 | 0 | 0 | 0 | 0 | 0 | 0 | 0 | 0 | 0 | 0 | 0 | 0 | 0 | 0 | 0 | 0 | 0 | 0 | 0 | 0
F3_Commercial_Healthcare_New_Food Preparation_Natural Gas_Fryer_E1 | F3 | Commercial | Healthcare | New | Food Preparation | Natural Gas | Fryer | E1 | PACT BC Ratio | 0.9 | 0.9 | 0.9 | 0.9 | 0.9 | 0.9 | 0.9 | 0.9 | 0.9 | 0.9 | 0.9 | 0.9 | 0.9 | 0.9 | 0.9 | 0.9 | 0.9 | 0.9 | 0.9 | 0.9 | 0.9 | 0.9 | 0 | 0 | 0 | 0 | 0 | 0 | 0 | 0
F3_Commercial_Healthcare_New_Food Preparation_Natural Gas_Fryer_E2 | F3 | Commercial | Healthcare | New | Food Preparation | Natural Gas | Fryer | E2 | PACT BC Ratio | 1.5621 | 1.5504 | 1.5488 | 1.5712 | 1.6116 | 1.6645 | 1.709 | 1.7439 | 1.7757 | 1.8068 | 1.8409 | 1.8752 | 1.9086 | 1.9462 | 1.9819 | 2.0198 | 2.0573 | 2.0898 | 2.1169 | 2.1377 | 2.1569 | 2.1743 | 0 | 0 | 0 | 0 | 0 | 0 | 0 | 0
F3_Commercial_Healthcare_New_Food Preparation_Natural Gas_Fryer_E3 | F3 | Commercial | Healthcare | New | Food Preparation | Natural Gas | Fryer | E3 | PACT BC Ratio | 0 | 0 | 0 | 0 | 0 | 0 | 0 | 0 | 0 | 0 | 0 | 0 | 0 | 0 | 0 | 0 | 0 | 0 | 0 | 0 | 0 | 0 | 0 | 0 | 0 | 0 | 0 | 0 | 0 | 0
F3_Commercial_Healthcare_New_Food Preparation_Natural Gas_Fryer_E4 | F3 | Commercial | Healthcare | New | Food Preparation | Natural Gas | Fryer | E4 | PACT BC Ratio | 0 | 0 | 0 | 0 | 0 | 0 | 0 | 0 | 0 | 0 | 0 | 0 | 0 | 0 | 0 | 0 | 0 | 0 | 0 | 0 | 0 | 0 | 0 | 0 | 0 | 0 | 0 | 0 | 0 | 0
F3_Commercial_Healthcare_New_Food Preparation_Natural Gas_Fryer_E5 | F3 | Commercial | Healthcare | New | Food Preparation | Natural Gas | Fryer | E5 | PACT BC Ratio | 0 | 0 | 0 | 0 | 0 | 0 | 0 | 0 | 0 | 0 | 0 | 0 | 0 | 0 | 0 | 0 | 0 | 0 | 0 | 0 | 0 | 0 | 0 | 0 | 0 | 0 | 0 | 0 | 0 | 0
F3_Commercial_Healthcare_New_Food Preparation_Natural Gas_Fryer_E6 | F3 | Commercial | Healthcare | New | Food Preparation | Natural Gas | Fryer | E6 | PACT BC Ratio | 0 | 0 | 0 | 0 | 0 | 0 | 0 | 0 | 0 | 0 | 0 | 0 | 0 | 0 | 0 | 0 | 0 | 0 | 0 | 0 | 0 | 0 | 0 | 0 | 0 | 0 | 0 | 0 | 0 | 0
F3_Commercial_Healthcare_New_Food Preparation_Natural Gas_Fryer_E7 | F3 | Commercial | Healthcare | New | Food Preparation | Natural Gas | Fryer | E7 | PACT BC Ratio | 0 | 0 | 0 | 0 | 0 | 0 | 0 | 0 | 0 | 0 | 0 | 0 | 0 | 0 | 0 | 0 | 0 | 0 | 0 | 0 | 0 | 0 | 0 | 0 | 0 | 0 | 0 | 0 | 0 | 0
F3_Commercial_Healthcare_New_Food Preparation_Natural Gas_Fryer_E8 | F3 | Commercial | Healthcare | New | Food Preparation | Natural Gas | Fryer | E8 | PACT BC Ratio | 0 | 0 | 0 | 0 | 0 | 0 | 0 | 0 | 0 | 0 | 0 | 0 | 0 | 0 | 0 | 0 | 0 | 0 | 0 | 0 | 0 | 0 | 0 | 0 | 0 | 0 | 0 | 0 | 0 | 0
F3_Commercial_Healthcare_New_Food Preparation_Natural Gas_Fryer_E9 | F3 | Commercial | Healthcare | New | Food Preparation | Natural Gas | Fryer | E9 | PACT BC Ratio | 0 | 0 | 0 | 0 | 0 | 0 | 0 | 0 | 0 | 0 | 0 | 0 | 0 | 0 | 0 | 0 | 0 | 0 | 0 | 0 | 0 | 0 | 0 | 0 | 0 | 0 | 0 | 0 | 0 | 0
F3_Commercial_Healthcare_New_Food Preparation_Natural Gas_Fryer_E10 | F3 | Commercial | Healthcare | New | Food Preparation | Natural Gas | Fryer | E10 | PACT BC Ratio | 0 | 0 | 0 | 0 | 0 | 0 | 0 | 0 | 0 | 0 | 0 | 0 | 0 | 0 | 0 | 0 | 0 | 0 | 0 | 0 | 0 | 0 | 0 | 0 | 0 | 0 | 0 | 0 | 0 | 0
F4_Commercial_Healthcare_New_Food Preparation_Natural Gas_Fryer_E1 | F4 | Commercial | Healthcare | New | Food Preparation | Natural Gas | Fryer | E1 | PCT BC Ratio | 0.9 | 0.9 | 0.9 | 0.9 | 0.9 | 0.9 | 0.9 | 0.9 | 0.9 | 0.9 | 0.9 | 0.9 | 0.9 | 0.9 | 0.9 | 0.9 | 0.9 | 0.9 | 0.9 | 0.9 | 0.9 | 0.9 | 0 | 0 | 0 | 0 | 0 | 0 | 0 | 0
F4_Commercial_Healthcare_New_Food Preparation_Natural Gas_Fryer_E2 | F4 | Commercial | Healthcare | New | Food Preparation | Natural Gas | Fryer | E2 | PCT BC Ratio | 3.0813 | 3.063 | 3.0604 | 3.0957 | 3.1592 | 3.2424 | 3.3124 | 3.3673 | 3.4172 | 3.4661 | 3.5197 | 3.5737 | 3.6262 | 3.6853 | 3.7415 | 3.8011 | 3.86 | 3.9112 | 3.9537 | 3.9864 | 4.0167 | 4.044 | 0 | 0 | 0 | 0 | 0 | 0 | 0 | 0
F4_Commercial_Healthcare_New_Food Preparation_Natural Gas_Fryer_E3 | F4 | Commercial | Healthcare | New | Food Preparation | Natural Gas | Fryer | E3 | PCT BC Ratio | 0 | 0 | 0 | 0 | 0 | 0 | 0 | 0 | 0 | 0 | 0 | 0 | 0 | 0 | 0 | 0 | 0 | 0 | 0 | 0 | 0 | 0 | 0 | 0 | 0 | 0 | 0 | 0 | 0 | 0
F4_Commercial_Healthcare_New_Food Preparation_Natural Gas_Fryer_E4 | F4 | Commercial | Healthcare | New | Food Preparation | Natural Gas | Fryer | E4 | PCT BC Ratio | 0 | 0 | 0 | 0 | 0 | 0 | 0 | 0 | 0 | 0 | 0 | 0 | 0 | 0 | 0 | 0 | 0 | 0 | 0 | 0 | 0 | 0 | 0 | 0 | 0 | 0 | 0 | 0 | 0 | 0
F4_Commercial_Healthcare_New_Food Preparation_Natural Gas_Fryer_E5 | F4 | Commercial | Healthcare | New | Food Preparation | Natural Gas | Fryer | E5 | PCT BC Ratio | 0 | 0 | 0 | 0 | 0 | 0 | 0 | 0 | 0 | 0 | 0 | 0 | 0 | 0 | 0 | 0 | 0 | 0 | 0 | 0 | 0 | 0 | 0 | 0 | 0 | 0 | 0 | 0 | 0 | 0
F4_Commercial_Healthcare_New_Food Preparation_Natural Gas_Fryer_E6 | F4 | Commercial | Healthcare | New | Food Preparation | Natural Gas | Fryer | E6 | PCT BC Ratio | 0 | 0 | 0 | 0 | 0 | 0 | 0 | 0 | 0 | 0 | 0 | 0 | 0 | 0 | 0 | 0 | 0 | 0 | 0 | 0 | 0 | 0 | 0 | 0 | 0 | 0 | 0 | 0 | 0 | 0
F4_Commercial_Healthcare_New_Food Preparation_Natural Gas_Fryer_E7 | F4 | Commercial | Healthcare | New | Food Preparation | Natural Gas | Fryer | E7 | PCT BC Ratio | 0 | 0 | 0 | 0 | 0 | 0 | 0 | 0 | 0 | 0 | 0 | 0 | 0 | 0 | 0 | 0 | 0 | 0 | 0 | 0 | 0 | 0 | 0 | 0 | 0 | 0 | 0 | 0 | 0 | 0
F4_Commercial_Healthcare_New_Food Preparation_Natural Gas_Fryer_E8 | F4 | Commercial | Healthcare | New | Food Preparation | Natural Gas | Fryer | E8 | PCT BC Ratio | 0 | 0 | 0 | 0 | 0 | 0 | 0 | 0 | 0 | 0 | 0 | 0 | 0 | 0 | 0 | 0 | 0 | 0 | 0 | 0 | 0 | 0 | 0 | 0 | 0 | 0 | 0 | 0 | 0 | 0
F4_Commercial_Healthcare_New_Food Preparation_Natural Gas_Fryer_E9 | F4 | Commercial | Healthcare | New | Food Preparation | Natural Gas | Fryer | E9 | PCT BC Ratio | 0 | 0 | 0 | 0 | 0 | 0 | 0 | 0 | 0 | 0 | 0 | 0 | 0 | 0 | 0 | 0 | 0 | 0 | 0 | 0 | 0 | 0 | 0 | 0 | 0 | 0 | 0 | 0 | 0 | 0
F4_Commercial_Healthcare_New_Food Preparation_Natural Gas_Fryer_E10 | F4 | Commercial | Healthcare | New | Food Preparation | Natural Gas | Fryer | E10 | PCT BC Ratio | 0 | 0 | 0 | 0 | 0 | 0 | 0 | 0 | 0 | 0 | 0 | 0 | 0 | 0 | 0 | 0 | 0 | 0 | 0 | 0 | 0 | 0 | 0 | 0 | 0 | 0 | 0 | 0 | 0 | 0
F5_Commercial_Healthcare_New_Food Preparation_Natural Gas_Fryer_E1 | F5 | Commercial | Healthcare | New | Food Preparation | Natural Gas | Fryer | E1 | RIM BC Ratio | 0.9 | 0.9 | 0.9 | 0.9 | 0.9 | 0.9 | 0.9 | 0.9 | 0.9 | 0.9 | 0.9 | 0.9 | 0.9 | 0.9 | 0.9 | 0.9 | 0.9 | 0.9 | 0.9 | 0.9 | 0.9 | 0.9 | 0 | 0 | 0 | 0 | 0 | 0 | 0 | 0
F5_Commercial_Healthcare_New_Food Preparation_Natural Gas_Fryer_E2 | F5 | Commercial | Healthcare | New | Food Preparation | Natural Gas | Fryer | E2 | RIM BC Ratio | 0.544 | 0.54258 | 0.54238 | 0.54511 | 0.54988 | 0.55591 | 0.56079 | 0.5645 | 0.56779 | 0.57093 | 0.57429 | 0.57759 | 0.58072 | 0.58415 | 0.58733 | 0.59061 | 0.59377 | 0.59646 | 0.59864 | 0.60029 | 0.6018 | 0.60314 | 0 | 0 | 0 | 0 | 0 | 0 | 0 | 0
F5_Commercial_Healthcare_New_Food Preparation_Natural Gas_Fryer_E3 | F5 | Commercial | Healthcare | New | Food Preparation | Natural Gas | Fryer | E3 | RIM BC Ratio | 0 | 0 | 0 | 0 | 0 | 0 | 0 | 0 | 0 | 0 | 0 | 0 | 0 | 0 | 0 | 0 | 0 | 0 | 0 | 0 | 0 | 0 | 0 | 0 | 0 | 0 | 0 | 0 | 0 | 0
F5_Commercial_Healthcare_New_Food Preparation_Natural Gas_Fryer_E4 | F5 | Commercial | Healthcare | New | Food Preparation | Natural Gas | Fryer | E4 | RIM BC Ratio | 0 | 0 | 0 | 0 | 0 | 0 | 0 | 0 | 0 | 0 | 0 | 0 | 0 | 0 | 0 | 0 | 0 | 0 | 0 | 0 | 0 | 0 | 0 | 0 | 0 | 0 | 0 | 0 | 0 | 0
F5_Commercial_Healthcare_New_Food Preparation_Natural Gas_Fryer_E5 | F5 | Commercial | Healthcare | New | Food Preparation | Natural Gas | Fryer | E5 | RIM BC Ratio | 0 | 0 | 0 | 0 | 0 | 0 | 0 | 0 | 0 | 0 | 0 | 0 | 0 | 0 | 0 | 0 | 0 | 0 | 0 | 0 | 0 | 0 | 0 | 0 | 0 | 0 | 0 | 0 | 0 | 0
F5_Commercial_Healthcare_New_Food Preparation_Natural Gas_Fryer_E6 | F5 | Commercial | Healthcare | New | Food Preparation | Natural Gas | Fryer | E6 | RIM BC Ratio | 0 | 0 | 0 | 0 | 0 | 0 | 0 | 0 | 0 | 0 | 0 | 0 | 0 | 0 | 0 | 0 | 0 | 0 | 0 | 0 | 0 | 0 | 0 | 0 | 0 | 0 | 0 | 0 | 0 | 0
F5_Commercial_Healthcare_New_Food Preparation_Natural Gas_Fryer_E7 | F5 | Commercial | Healthcare | New | Food Preparation | Natural Gas | Fryer | E7 | RIM BC Ratio | 0 | 0 | 0 | 0 | 0 | 0 | 0 | 0 | 0 | 0 | 0 | 0 | 0 | 0 | 0 | 0 | 0 | 0 | 0 | 0 | 0 | 0 | 0 | 0 | 0 | 0 | 0 | 0 | 0 | 0
F5_Commercial_Healthcare_New_Food Preparation_Natural Gas_Fryer_E8 | F5 | Commercial | Healthcare | New | Food Preparation | Natural Gas | Fryer | E8 | RIM BC Ratio | 0 | 0 | 0 | 0 | 0 | 0 | 0 | 0 | 0 | 0 | 0 | 0 | 0 | 0 | 0 | 0 | 0 | 0 | 0 | 0 | 0 | 0 | 0 | 0 | 0 | 0 | 0 | 0 | 0 | 0
F5_Commercial_Healthcare_New_Food Preparation_Natural Gas_Fryer_E9 | F5 | Commercial | Healthcare | New | Food Preparation | Natural Gas | Fryer | E9 | RIM BC Ratio | 0 | 0 | 0 | 0 | 0 | 0 | 0 | 0 | 0 | 0 | 0 | 0 | 0 | 0 | 0 | 0 | 0 | 0 | 0 | 0 | 0 | 0 | 0 | 0 | 0 | 0 | 0 | 0 | 0 | 0
F5_Commercial_Healthcare_New_Food Preparation_Natural Gas_Fryer_E10 | F5 | Commercial | Healthcare | New | Food Preparation | Natural Gas | Fryer | E10 | RIM BC Ratio | 0 | 0 | 0 | 0 | 0 | 0 | 0 | 0 | 0 | 0 | 0 | 0 | 0 | 0 | 0 | 0 | 0 | 0 | 0 | 0 | 0 | 0 | 0 | 0 | 0 | 0 | 0 | 0 | 0 | 0
F0_Commercial_Healthcare_New_Food Preparation_Natural Gas_Broiler_E0 | F0 | Commercial | Healthcare | New | Food Preparation | Natural Gas | Broiler | E0 | Economic Unit | Infrared Burners | Infrared Burners | Infrared Burners | Infrared Burners | Infrared Burners | Infrared Burners | Infrared Burners | Infrared Burners | Infrared Burners | Infrared Burners | Infrared Burners | Infrared Burners | Infrared Burners | Infrared Burners | Infrared Burners | Infrared Burners | Infrared Burners | Infrared Burners | Infrared Burners | Infrared Burners | Infrared Burners | Infrared Burners | 0 | 0 | 0 | 0 | 0 | 0 | 0 | 0
F1_Commercial_Healthcare_New_Food Preparation_Natural Gas_Broiler_E1 | F1 | Commercial | Healthcare | New | Food Preparation | Natural Gas | Broiler | E1 | CCE | 0 | 0 | 0 | 0 | 0 | 0 | 0 | 0 | 0 | 0 | 0 | 0 | 0 | 0 | 0 | 0 | 0 | 0 | 0 | 0 | 0 | 0 | 0 | 0 | 0 | 0 | 0 | 0 | 0 | 0
F1_Commercial_Healthcare_New_Food Preparation_Natural Gas_Broiler_E2 | F1 | Commercial | Healthcare | New | Food Preparation | Natural Gas | Broiler | E2 | CCE | 0.0083589 | 0.0083589 | 0.0087817 | 0.0086482 | 0.0085184 | 0.0083564 | 0.0083336 | 0.00828 | 0.0082301 | 0.0081549 | 0.0081433 | 0.0081058 | 0.0080724 | 0.0080086 | 0.008017 | 0.0079925 | 0.0079685 | 0.0079158 | 0.0079314 | 0.0079159 | 0.0079043 | 0.0078601 | 0 | 0 | 0 | 0 | 0 | 0 | 0 | 0
F1_Commercial_Healthcare_New_Food Preparation_Natural Gas_Broiler_E3 | F1 | Commercial | Healthcare | New | Food Preparation | Natural Gas | Broiler | E3 | CCE | 0 | 0 | 0 | 0 | 0 | 0 | 0 | 0 | 0 | 0 | 0 | 0 | 0 | 0 | 0 | 0 | 0 | 0 | 0 | 0 | 0 | 0 | 0 | 0 | 0 | 0 | 0 | 0 | 0 | 0
F1_Commercial_Healthcare_New_Food Preparation_Natural Gas_Broiler_E4 | F1 | Commercial | Healthcare | New | Food Preparation | Natural Gas | Broiler | E4 | CCE | 0 | 0 | 0 | 0 | 0 | 0 | 0 | 0 | 0 | 0 | 0 | 0 | 0 | 0 | 0 | 0 | 0 | 0 | 0 | 0 | 0 | 0 | 0 | 0 | 0 | 0 | 0 | 0 | 0 | 0
F1_Commercial_Healthcare_New_Food Preparation_Natural Gas_Broiler_E5 | F1 | Commercial | Healthcare | New | Food Preparation | Natural Gas | Broiler | E5 | CCE | 0 | 0 | 0 | 0 | 0 | 0 | 0 | 0 | 0 | 0 | 0 | 0 | 0 | 0 | 0 | 0 | 0 | 0 | 0 | 0 | 0 | 0 | 0 | 0 | 0 | 0 | 0 | 0 | 0 | 0
F1_Commercial_Healthcare_New_Food Preparation_Natural Gas_Broiler_E6 | F1 | Commercial | Healthcare | New | Food Preparation | Natural Gas | Broiler | E6 | CCE | 0 | 0 | 0 | 0 | 0 | 0 | 0 | 0 | 0 | 0 | 0 | 0 | 0 | 0 | 0 | 0 | 0 | 0 | 0 | 0 | 0 | 0 | 0 | 0 | 0 | 0 | 0 | 0 | 0 | 0
F1_Commercial_Healthcare_New_Food Preparation_Natural Gas_Broiler_E7 | F1 | Commercial | Healthcare | New | Food Preparation | Natural Gas | Broiler | E7 | CCE | 0 | 0 | 0 | 0 | 0 | 0 | 0 | 0 | 0 | 0 | 0 | 0 | 0 | 0 | 0 | 0 | 0 | 0 | 0 | 0 | 0 | 0 | 0 | 0 | 0 | 0 | 0 | 0 | 0 | 0
F1_Commercial_Healthcare_New_Food Preparation_Natural Gas_Broiler_E8 | F1 | Commercial | Healthcare | New | Food Preparation | Natural Gas | Broiler | E8 | CCE | 0 | 0 | 0 | 0 | 0 | 0 | 0 | 0 | 0 | 0 | 0 | 0 | 0 | 0 | 0 | 0 | 0 | 0 | 0 | 0 | 0 | 0 | 0 | 0 | 0 | 0 | 0 | 0 | 0 | 0
F1_Commercial_Healthcare_New_Food Preparation_Natural Gas_Broiler_E9 | F1 | Commercial | Healthcare | New | Food Preparation | Natural Gas | Broiler | E9 | CCE | 0 | 0 | 0 | 0 | 0 | 0 | 0 | 0 | 0 | 0 | 0 | 0 | 0 | 0 | 0 | 0 | 0 | 0 | 0 | 0 | 0 | 0 | 0 | 0 | 0 | 0 | 0 | 0 | 0 | 0
F1_Commercial_Healthcare_New_Food Preparation_Natural Gas_Broiler_E10 | F1 | Commercial | Healthcare | New | Food Preparation | Natural Gas | Broiler | E10 | CCE | 0 | 0 | 0 | 0 | 0 | 0 | 0 | 0 | 0 | 0 | 0 | 0 | 0 | 0 | 0 | 0 | 0 | 0 | 0 | 0 | 0 | 0 | 0 | 0 | 0 | 0 | 0 | 0 | 0 | 0
F2_Commercial_Healthcare_New_Food Preparation_Natural Gas_Broiler_E1 | F2 | Commercial | Healthcare | New | Food Preparation | Natural Gas | Broiler | E1 | TRC BC Ratio | 0.9 | 0.9 | 0.9 | 0.9 | 0.9 | 0.9 | 0.9 | 0.9 | 0.9 | 0.9 | 0.9 | 0.9 | 0.9 | 0.9 | 0.9 | 0.9 | 0.9 | 0.9 | 0.9 | 0.9 | 0.9 | 0.9 | 0 | 0 | 0 | 0 | 0 | 0 | 0 | 0
F2_Commercial_Healthcare_New_Food Preparation_Natural Gas_Broiler_E2 | F2 | Commercial | Healthcare | New | Food Preparation | Natural Gas | Broiler | E2 | TRC BC Ratio | 1.0644 | 1.0735 | 1.0844 | 1.1025 | 1.1265 | 1.1549 | 1.181 | 1.2042 | 1.2267 | 1.2485 | 1.2706 | 1.292 | 1.3121 | 1.3323 | 1.3516 | 1.3714 | 1.3925 | 1.4138 | 1.4353 | 1.4569 | 1.4782 | 1.4992 | 0 | 0 | 0 | 0 | 0 | 0 | 0 | 0
F2_Commercial_Healthcare_New_Food Preparation_Natural Gas_Broiler_E3 | F2 | Commercial | Healthcare | New | Food Preparation | Natural Gas | Broiler | E3 | TRC BC Ratio | 0 | 0 | 0 | 0 | 0 | 0 | 0 | 0 | 0 | 0 | 0 | 0 | 0 | 0 | 0 | 0 | 0 | 0 | 0 | 0 | 0 | 0 | 0 | 0 | 0 | 0 | 0 | 0 | 0 | 0
F2_Commercial_Healthcare_New_Food Preparation_Natural Gas_Broiler_E4 | F2 | Commercial | Healthcare | New | Food Preparation | Natural Gas | Broiler | E4 | TRC BC Ratio | 0 | 0 | 0 | 0 | 0 | 0 | 0 | 0 | 0 | 0 | 0 | 0 | 0 | 0 | 0 | 0 | 0 | 0 | 0 | 0 | 0 | 0 | 0 | 0 | 0 | 0 | 0 | 0 | 0 | 0
F2_Commercial_Healthcare_New_Food Preparation_Natural Gas_Broiler_E5 | F2 | Commercial | Healthcare | New | Food Preparation | Natural Gas | Broiler | E5 | TRC BC Ratio | 0 | 0 | 0 | 0 | 0 | 0 | 0 | 0 | 0 | 0 | 0 | 0 | 0 | 0 | 0 | 0 | 0 | 0 | 0 | 0 | 0 | 0 | 0 | 0 | 0 | 0 | 0 | 0 | 0 | 0
F2_Commercial_Healthcare_New_Food Preparation_Natural Gas_Broiler_E6 | F2 | Commercial | Healthcare | New | Food Preparation | Natural Gas | Broiler | E6 | TRC BC Ratio | 0 | 0 | 0 | 0 | 0 | 0 | 0 | 0 | 0 | 0 | 0 | 0 | 0 | 0 | 0 | 0 | 0 | 0 | 0 | 0 | 0 | 0 | 0 | 0 | 0 | 0 | 0 | 0 | 0 | 0
F2_Commercial_Healthcare_New_Food Preparation_Natural Gas_Broiler_E7 | F2 | Commercial | Healthcare | New | Food Preparation | Natural Gas | Broiler | E7 | TRC BC Ratio | 0 | 0 | 0 | 0 | 0 | 0 | 0 | 0 | 0 | 0 | 0 | 0 | 0 | 0 | 0 | 0 | 0 | 0 | 0 | 0 | 0 | 0 | 0 | 0 | 0 | 0 | 0 | 0 | 0 | 0
F2_Commercial_Healthcare_New_Food Preparation_Natural Gas_Broiler_E8 | F2 | Commercial | Healthcare | New | Food Preparation | Natural Gas | Broiler | E8 | TRC BC Ratio | 0 | 0 | 0 | 0 | 0 | 0 | 0 | 0 | 0 | 0 | 0 | 0 | 0 | 0 | 0 | 0 | 0 | 0 | 0 | 0 | 0 | 0 | 0 | 0 | 0 | 0 | 0 | 0 | 0 | 0
F2_Commercial_Healthcare_New_Food Preparation_Natural Gas_Broiler_E9 | F2 | Commercial | Healthcare | New | Food Preparation | Natural Gas | Broiler | E9 | TRC BC Ratio | 0 | 0 | 0 | 0 | 0 | 0 | 0 | 0 | 0 | 0 | 0 | 0 | 0 | 0 | 0 | 0 | 0 | 0 | 0 | 0 | 0 | 0 | 0 | 0 | 0 | 0 | 0 | 0 | 0 | 0
F2_Commercial_Healthcare_New_Food Preparation_Natural Gas_Broiler_E10 | F2 | Commercial | Healthcare | New | Food Preparation | Natural Gas | Broiler | E10 | TRC BC Ratio | 0 | 0 | 0 | 0 | 0 | 0 | 0 | 0 | 0 | 0 | 0 | 0 | 0 | 0 | 0 | 0 | 0 | 0 | 0 | 0 | 0 | 0 | 0 | 0 | 0 | 0 | 0 | 0 | 0 | 0
F3_Commercial_Healthcare_New_Food Preparation_Natural Gas_Broiler_E1 | F3 | Commercial | Healthcare | New | Food Preparation | Natural Gas | Broiler | E1 | PACT BC Ratio | 0.9 | 0.9 | 0.9 | 0.9 | 0.9 | 0.9 | 0.9 | 0.9 | 0.9 | 0.9 | 0.9 | 0.9 | 0.9 | 0.9 | 0.9 | 0.9 | 0.9 | 0.9 | 0.9 | 0.9 | 0.9 | 0.9 | 0 | 0 | 0 | 0 | 0 | 0 | 0 | 0
F3_Commercial_Healthcare_New_Food Preparation_Natural Gas_Broiler_E2 | F3 | Commercial | Healthcare | New | Food Preparation | Natural Gas | Broiler | E2 | PACT BC Ratio | 1.3204 | 1.3317 | 1.3453 | 1.3676 | 1.3975 | 1.4327 | 1.465 | 1.4938 | 1.5217 | 1.5488 | 1.5761 | 1.6027 | 1.6277 | 1.6527 | 1.6767 | 1.7012 | 1.7275 | 1.7539 | 1.7805 | 1.8073 | 1.8337 | 1.8598 | 0 | 0 | 0 | 0 | 0 | 0 | 0 | 0
F3_Commercial_Healthcare_New_Food Preparation_Natural Gas_Broiler_E3 | F3 | Commercial | Healthcare | New | Food Preparation | Natural Gas | Broiler | E3 | PACT BC Ratio | 0 | 0 | 0 | 0 | 0 | 0 | 0 | 0 | 0 | 0 | 0 | 0 | 0 | 0 | 0 | 0 | 0 | 0 | 0 | 0 | 0 | 0 | 0 | 0 | 0 | 0 | 0 | 0 | 0 | 0
F3_Commercial_Healthcare_New_Food Preparation_Natural Gas_Broiler_E4 | F3 | Commercial | Healthcare | New | Food Preparation | Natural Gas | Broiler | E4 | PACT BC Ratio | 0 | 0 | 0 | 0 | 0 | 0 | 0 | 0 | 0 | 0 | 0 | 0 | 0 | 0 | 0 | 0 | 0 | 0 | 0 | 0 | 0 | 0 | 0 | 0 | 0 | 0 | 0 | 0 | 0 | 0
F3_Commercial_Healthcare_New_Food Preparation_Natural Gas_Broiler_E5 | F3 | Commercial | Healthcare | New | Food Preparation | Natural Gas | Broiler | E5 | PACT BC Ratio | 0 | 0 | 0 | 0 | 0 | 0 | 0 | 0 | 0 | 0 | 0 | 0 | 0 | 0 | 0 | 0 | 0 | 0 | 0 | 0 | 0 | 0 | 0 | 0 | 0 | 0 | 0 | 0 | 0 | 0
F3_Commercial_Healthcare_New_Food Preparation_Natural Gas_Broiler_E6 | F3 | Commercial | Healthcare | New | Food Preparation | Natural Gas | Broiler | E6 | PACT BC Ratio | 0 | 0 | 0 | 0 | 0 | 0 | 0 | 0 | 0 | 0 | 0 | 0 | 0 | 0 | 0 | 0 | 0 | 0 | 0 | 0 | 0 | 0 | 0 | 0 | 0 | 0 | 0 | 0 | 0 | 0
F3_Commercial_Healthcare_New_Food Preparation_Natural Gas_Broiler_E7 | F3 | Commercial | Healthcare | New | Food Preparation | Natural Gas | Broiler | E7 | PACT BC Ratio | 0 | 0 | 0 | 0 | 0 | 0 | 0 | 0 | 0 | 0 | 0 | 0 | 0 | 0 | 0 | 0 | 0 | 0 | 0 | 0 | 0 | 0 | 0 | 0 | 0 | 0 | 0 | 0 | 0 | 0
F3_Commercial_Healthcare_New_Food Preparation_Natural Gas_Broiler_E8 | F3 | Commercial | Healthcare | New | Food Preparation | Natural Gas | Broiler | E8 | PACT BC Ratio | 0 | 0 | 0 | 0 | 0 | 0 | 0 | 0 | 0 | 0 | 0 | 0 | 0 | 0 | 0 | 0 | 0 | 0 | 0 | 0 | 0 | 0 | 0 | 0 | 0 | 0 | 0 | 0 | 0 | 0
F3_Commercial_Healthcare_New_Food Preparation_Natural Gas_Broiler_E9 | F3 | Commercial | Healthcare | New | Food Preparation | Natural Gas | Broiler | E9 | PACT BC Ratio | 0 | 0 | 0 | 0 | 0 | 0 | 0 | 0 | 0 | 0 | 0 | 0 | 0 | 0 | 0 | 0 | 0 | 0 | 0 | 0 | 0 | 0 | 0 | 0 | 0 | 0 | 0 | 0 | 0 | 0
F3_Commercial_Healthcare_New_Food Preparation_Natural Gas_Broiler_E10 | F3 | Commercial | Healthcare | New | Food Preparation | Natural Gas | Broiler | E10 | PACT BC Ratio | 0 | 0 | 0 | 0 | 0 | 0 | 0 | 0 | 0 | 0 | 0 | 0 | 0 | 0 | 0 | 0 | 0 | 0 | 0 | 0 | 0 | 0 | 0 | 0 | 0 | 0 | 0 | 0 | 0 | 0
F4_Commercial_Healthcare_New_Food Preparation_Natural Gas_Broiler_E1 | F4 | Commercial | Healthcare | New | Food Preparation | Natural Gas | Broiler | E1 | PCT BC Ratio | 0.9 | 0.9 | 0.9 | 0.9 | 0.9 | 0.9 | 0.9 | 0.9 | 0.9 | 0.9 | 0.9 | 0.9 | 0.9 | 0.9 | 0.9 | 0.9 | 0.9 | 0.9 | 0.9 | 0.9 | 0.9 | 0.9 | 0 | 0 | 0 | 0 | 0 | 0 | 0 | 0
F4_Commercial_Healthcare_New_Food Preparation_Natural Gas_Broiler_E2 | F4 | Commercial | Healthcare | New | Food Preparation | Natural Gas | Broiler | E2 | PCT BC Ratio | 2.8717 | 2.8906 | 2.9132 | 2.9506 | 3.0005 | 3.0593 | 3.1134 | 3.1615 | 3.2082 | 3.2535 | 3.2991 | 3.3435 | 3.3853 | 3.4272 | 3.4672 | 3.5082 | 3.5521 | 3.5963 | 3.6408 | 3.6855 | 3.7298 | 3.7734 | 0 | 0 | 0 | 0 | 0 | 0 | 0 | 0
F4_Commercial_Healthcare_New_Food Preparation_Natural Gas_Broiler_E3 | F4 | Commercial | Healthcare | New | Food Preparation | Natural Gas | Broiler | E3 | PCT BC Ratio | 0 | 0 | 0 | 0 | 0 | 0 | 0 | 0 | 0 | 0 | 0 | 0 | 0 | 0 | 0 | 0 | 0 | 0 | 0 | 0 | 0 | 0 | 0 | 0 | 0 | 0 | 0 | 0 | 0 | 0
F4_Commercial_Healthcare_New_Food Preparation_Natural Gas_Broiler_E4 | F4 | Commercial | Healthcare | New | Food Preparation | Natural Gas | Broiler | E4 | PCT BC Ratio | 0 | 0 | 0 | 0 | 0 | 0 | 0 | 0 | 0 | 0 | 0 | 0 | 0 | 0 | 0 | 0 | 0 | 0 | 0 | 0 | 0 | 0 | 0 | 0 | 0 | 0 | 0 | 0 | 0 | 0
F4_Commercial_Healthcare_New_Food Preparation_Natural Gas_Broiler_E5 | F4 | Commercial | Healthcare | New | Food Preparation | Natural Gas | Broiler | E5 | PCT BC Ratio | 0 | 0 | 0 | 0 | 0 | 0 | 0 | 0 | 0 | 0 | 0 | 0 | 0 | 0 | 0 | 0 | 0 | 0 | 0 | 0 | 0 | 0 | 0 | 0 | 0 | 0 | 0 | 0 | 0 | 0
F4_Commercial_Healthcare_New_Food Preparation_Natural Gas_Broiler_E6 | F4 | Commercial | Healthcare | New | Food Preparation | Natural Gas | Broiler | E6 | PCT BC Ratio | 0 | 0 | 0 | 0 | 0 | 0 | 0 | 0 | 0 | 0 | 0 | 0 | 0 | 0 | 0 | 0 | 0 | 0 | 0 | 0 | 0 | 0 | 0 | 0 | 0 | 0 | 0 | 0 | 0 | 0
F4_Commercial_Healthcare_New_Food Preparation_Natural Gas_Broiler_E7 | F4 | Commercial | Healthcare | New | Food Preparation | Natural Gas | Broiler | E7 | PCT BC Ratio | 0 | 0 | 0 | 0 | 0 | 0 | 0 | 0 | 0 | 0 | 0 | 0 | 0 | 0 | 0 | 0 | 0 | 0 | 0 | 0 | 0 | 0 | 0 | 0 | 0 | 0 | 0 | 0 | 0 | 0
F4_Commercial_Healthcare_New_Food Preparation_Natural Gas_Broiler_E8 | F4 | Commercial | Healthcare | New | Food Preparation | Natural Gas | Broiler | E8 | PCT BC Ratio | 0 | 0 | 0 | 0 | 0 | 0 | 0 | 0 | 0 | 0 | 0 | 0 | 0 | 0 | 0 | 0 | 0 | 0 | 0 | 0 | 0 | 0 | 0 | 0 | 0 | 0 | 0 | 0 | 0 | 0
F4_Commercial_Healthcare_New_Food Preparation_Natural Gas_Broiler_E9 | F4 | Commercial | Healthcare | New | Food Preparation | Natural Gas | Broiler | E9 | PCT BC Ratio | 0 | 0 | 0 | 0 | 0 | 0 | 0 | 0 | 0 | 0 | 0 | 0 | 0 | 0 | 0 | 0 | 0 | 0 | 0 | 0 | 0 | 0 | 0 | 0 | 0 | 0 | 0 | 0 | 0 | 0
F4_Commercial_Healthcare_New_Food Preparation_Natural Gas_Broiler_E10 | F4 | Commercial | Healthcare | New | Food Preparation | Natural Gas | Broiler | E10 | PCT BC Ratio | 0 | 0 | 0 | 0 | 0 | 0 | 0 | 0 | 0 | 0 | 0 | 0 | 0 | 0 | 0 | 0 | 0 | 0 | 0 | 0 | 0 | 0 | 0 | 0 | 0 | 0 | 0 | 0 | 0 | 0
F5_Commercial_Healthcare_New_Food Preparation_Natural Gas_Broiler_E1 | F5 | Commercial | Healthcare | New | Food Preparation | Natural Gas | Broiler | E1 | RIM BC Ratio | 0.9 | 0.9 | 0.9 | 0.9 | 0.9 | 0.9 | 0.9 | 0.9 | 0.9 | 0.9 | 0.9 | 0.9 | 0.9 | 0.9 | 0.9 | 0.9 | 0.9 | 0.9 | 0.9 | 0.9 | 0.9 | 0.9 | 0 | 0 | 0 | 0 | 0 | 0 | 0 | 0
F5_Commercial_Healthcare_New_Food Preparation_Natural Gas_Broiler_E2 | F5 | Commercial | Healthcare | New | Food Preparation | Natural Gas | Broiler | E2 | RIM BC Ratio | 0.51141 | 0.51309 | 0.51509 | 0.51833 | 0.52256 | 0.52741 | 0.53173 | 0.53547 | 0.53902 | 0.54238 | 0.54569 | 0.54884 | 0.55175 | 0.55459 | 0.55726 | 0.55995 | 0.56276 | 0.56554 | 0.56828 | 0.57098 | 0.57359 | 0.57612 | 0 | 0 | 0 | 0 | 0 | 0 | 0 | 0
F5_Commercial_Healthcare_New_Food Preparation_Natural Gas_Broiler_E3 | F5 | Commercial | Healthcare | New | Food Preparation | Natural Gas | Broiler | E3 | RIM BC Ratio | 0 | 0 | 0 | 0 | 0 | 0 | 0 | 0 | 0 | 0 | 0 | 0 | 0 | 0 | 0 | 0 | 0 | 0 | 0 | 0 | 0 | 0 | 0 | 0 | 0 | 0 | 0 | 0 | 0 | 0
F5_Commercial_Healthcare_New_Food Preparation_Natural Gas_Broiler_E4 | F5 | Commercial | Healthcare | New | Food Preparation | Natural Gas | Broiler | E4 | RIM BC Ratio | 0 | 0 | 0 | 0 | 0 | 0 | 0 | 0 | 0 | 0 | 0 | 0 | 0 | 0 | 0 | 0 | 0 | 0 | 0 | 0 | 0 | 0 | 0 | 0 | 0 | 0 | 0 | 0 | 0 | 0
F5_Commercial_Healthcare_New_Food Preparation_Natural Gas_Broiler_E5 | F5 | Commercial | Healthcare | New | Food Preparation | Natural Gas | Broiler | E5 | RIM BC Ratio | 0 | 0 | 0 | 0 | 0 | 0 | 0 | 0 | 0 | 0 | 0 | 0 | 0 | 0 | 0 | 0 | 0 | 0 | 0 | 0 | 0 | 0 | 0 | 0 | 0 | 0 | 0 | 0 | 0 | 0
F5_Commercial_Healthcare_New_Food Preparation_Natural Gas_Broiler_E6 | F5 | Commercial | Healthcare | New | Food Preparation | Natural Gas | Broiler | E6 | RIM BC Ratio | 0 | 0 | 0 | 0 | 0 | 0 | 0 | 0 | 0 | 0 | 0 | 0 | 0 | 0 | 0 | 0 | 0 | 0 | 0 | 0 | 0 | 0 | 0 | 0 | 0 | 0 | 0 | 0 | 0 | 0
F5_Commercial_Healthcare_New_Food Preparation_Natural Gas_Broiler_E7 | F5 | Commercial | Healthcare | New | Food Preparation | Natural Gas | Broiler | E7 | RIM BC Ratio | 0 | 0 | 0 | 0 | 0 | 0 | 0 | 0 | 0 | 0 | 0 | 0 | 0 | 0 | 0 | 0 | 0 | 0 | 0 | 0 | 0 | 0 | 0 | 0 | 0 | 0 | 0 | 0 | 0 | 0
F5_Commercial_Healthcare_New_Food Preparation_Natural Gas_Broiler_E8 | F5 | Commercial | Healthcare | New | Food Preparation | Natural Gas | Broiler | E8 | RIM BC Ratio | 0 | 0 | 0 | 0 | 0 | 0 | 0 | 0 | 0 | 0 | 0 | 0 | 0 | 0 | 0 | 0 | 0 | 0 | 0 | 0 | 0 | 0 | 0 | 0 | 0 | 0 | 0 | 0 | 0 | 0
F5_Commercial_Healthcare_New_Food Preparation_Natural Gas_Broiler_E9 | F5 | Commercial | Healthcare | New | Food Preparation | Natural Gas | Broiler | E9 | RIM BC Ratio | 0 | 0 | 0 | 0 | 0 | 0 | 0 | 0 | 0 | 0 | 0 | 0 | 0 | 0 | 0 | 0 | 0 | 0 | 0 | 0 | 0 | 0 | 0 | 0 | 0 | 0 | 0 | 0 | 0 | 0
F5_Commercial_Healthcare_New_Food Preparation_Natural Gas_Broiler_E10 | F5 | Commercial | Healthcare | New | Food Preparation | Natural Gas | Broiler | E10 | RIM BC Ratio | 0 | 0 | 0 | 0 | 0 | 0 | 0 | 0 | 0 | 0 | 0 | 0 | 0 | 0 | 0 | 0 | 0 | 0 | 0 | 0 | 0 | 0 | 0 | 0 | 0 | 0 | 0 | 0 | 0 | 0
F0_Commercial_Healthcare_New_Food Preparation_Natural Gas_Griddle_E0 | F0 | Commercial | Healthcare | New | Food Preparation | Natural Gas | Griddle | E0 | Economic Unit | ENERGY STAR | ENERGY STAR | ENERGY STAR | ENERGY STAR | ENERGY STAR | ENERGY STAR | ENERGY STAR | ENERGY STAR | ENERGY STAR | ENERGY STAR | ENERGY STAR | ENERGY STAR | ENERGY STAR | ENERGY STAR | ENERGY STAR | ENERGY STAR | ENERGY STAR | ENERGY STAR | ENERGY STAR | ENERGY STAR | ENERGY STAR | ENERGY STAR | 0 | 0 | 0 | 0 | 0 | 0 | 0 | 0
F1_Commercial_Healthcare_New_Food Preparation_Natural Gas_Griddle_E1 | F1 | Commercial | Healthcare | New | Food Preparation | Natural Gas | Griddle | E1 | CCE | 0 | 0 | 0 | 0 | 0 | 0 | 0 | 0 | 0 | 0 | 0 | 0 | 0 | 0 | 0 | 0 | 0 | 0 | 0 | 0 | 0 | 0 | 0 | 0 | 0 | 0 | 0 | 0 | 0 | 0
F1_Commercial_Healthcare_New_Food Preparation_Natural Gas_Griddle_E2 | F1 | Commercial | Healthcare | New | Food Preparation | Natural Gas | Griddle | E2 | CCE | 0.0050309 | 0.0050309 | 0.0052853 | 0.0052049 | 0.0051268 | 0.0050293 | 0.0050156 | 0.0049833 | 0.0049533 | 0.0049081 | 0.0049011 | 0.0048785 | 0.0048584 | 0.00482 | 0.0048251 | 0.0048103 | 0.0047959 | 0.0047642 | 0.0047735 | 0.0047642 | 0.0047572 | 0.0047306 | 0 | 0 | 0 | 0 | 0 | 0 | 0 | 0
F1_Commercial_Healthcare_New_Food Preparation_Natural Gas_Griddle_E3 | F1 | Commercial | Healthcare | New | Food Preparation | Natural Gas | Griddle | E3 | CCE | 0 | 0 | 0 | 0 | 0 | 0 | 0 | 0 | 0 | 0 | 0 | 0 | 0 | 0 | 0 | 0 | 0 | 0 | 0 | 0 | 0 | 0 | 0 | 0 | 0 | 0 | 0 | 0 | 0 | 0
F1_Commercial_Healthcare_New_Food Preparation_Natural Gas_Griddle_E4 | F1 | Commercial | Healthcare | New | Food Preparation | Natural Gas | Griddle | E4 | CCE | 0 | 0 | 0 | 0 | 0 | 0 | 0 | 0 | 0 | 0 | 0 | 0 | 0 | 0 | 0 | 0 | 0 | 0 | 0 | 0 | 0 | 0 | 0 | 0 | 0 | 0 | 0 | 0 | 0 | 0
F1_Commercial_Healthcare_New_Food Preparation_Natural Gas_Griddle_E5 | F1 | Commercial | Healthcare | New | Food Preparation | Natural Gas | Griddle | E5 | CCE | 0 | 0 | 0 | 0 | 0 | 0 | 0 | 0 | 0 | 0 | 0 | 0 | 0 | 0 | 0 | 0 | 0 | 0 | 0 | 0 | 0 | 0 | 0 | 0 | 0 | 0 | 0 | 0 | 0 | 0
F1_Commercial_Healthcare_New_Food Preparation_Natural Gas_Griddle_E6 | F1 | Commercial | Healthcare | New | Food Preparation | Natural Gas | Griddle | E6 | CCE | 0 | 0 | 0 | 0 | 0 | 0 | 0 | 0 | 0 | 0 | 0 | 0 | 0 | 0 | 0 | 0 | 0 | 0 | 0 | 0 | 0 | 0 | 0 | 0 | 0 | 0 | 0 | 0 | 0 | 0
F1_Commercial_Healthcare_New_Food Preparation_Natural Gas_Griddle_E7 | F1 | Commercial | Healthcare | New | Food Preparation | Natural Gas | Griddle | E7 | CCE | 0 | 0 | 0 | 0 | 0 | 0 | 0 | 0 | 0 | 0 | 0 | 0 | 0 | 0 | 0 | 0 | 0 | 0 | 0 | 0 | 0 | 0 | 0 | 0 | 0 | 0 | 0 | 0 | 0 | 0
F1_Commercial_Healthcare_New_Food Preparation_Natural Gas_Griddle_E8 | F1 | Commercial | Healthcare | New | Food Preparation | Natural Gas | Griddle | E8 | CCE | 0 | 0 | 0 | 0 | 0 | 0 | 0 | 0 | 0 | 0 | 0 | 0 | 0 | 0 | 0 | 0 | 0 | 0 | 0 | 0 | 0 | 0 | 0 | 0 | 0 | 0 | 0 | 0 | 0 | 0
F1_Commercial_Healthcare_New_Food Preparation_Natural Gas_Griddle_E9 | F1 | Commercial | Healthcare | New | Food Preparation | Natural Gas | Griddle | E9 | CCE | 0 | 0 | 0 | 0 | 0 | 0 | 0 | 0 | 0 | 0 | 0 | 0 | 0 | 0 | 0 | 0 | 0 | 0 | 0 | 0 | 0 | 0 | 0 | 0 | 0 | 0 | 0 | 0 | 0 | 0
F1_Commercial_Healthcare_New_Food Preparation_Natural Gas_Griddle_E10 | F1 | Commercial | Healthcare | New | Food Preparation | Natural Gas | Griddle | E10 | CCE | 0 | 0 | 0 | 0 | 0 | 0 | 0 | 0 | 0 | 0 | 0 | 0 | 0 | 0 | 0 | 0 | 0 | 0 | 0 | 0 | 0 | 0 | 0 | 0 | 0 | 0 | 0 | 0 | 0 | 0
F2_Commercial_Healthcare_New_Food Preparation_Natural Gas_Griddle_E1 | F2 | Commercial | Healthcare | New | Food Preparation | Natural Gas | Griddle | E1 | TRC BC Ratio | 0.9 | 0.9 | 0.9 | 0.9 | 0.9 | 0.9 | 0.9 | 0.9 | 0.9 | 0.9 | 0.9 | 0.9 | 0.9 | 0.9 | 0.9 | 0.9 | 0.9 | 0.9 | 0.9 | 0.9 | 0.9 | 0.9 | 0 | 0 | 0 | 0 | 0 | 0 | 0 | 0
F2_Commercial_Healthcare_New_Food Preparation_Natural Gas_Griddle_E2 | F2 | Commercial | Healthcare | New | Food Preparation | Natural Gas | Griddle | E2 | TRC BC Ratio | 1.7686 | 1.7837 | 1.8018 | 1.8318 | 1.8718 | 1.9189 | 1.9622 | 2.0008 | 2.0382 | 2.0745 | 2.1111 | 2.1466 | 2.1801 | 2.2137 | 2.2457 | 2.2786 | 2.3138 | 2.3491 | 2.3848 | 2.4207 | 2.4561 | 2.491 | 0 | 0 | 0 | 0 | 0 | 0 | 0 | 0
F2_Commercial_Healthcare_New_Food Preparation_Natural Gas_Griddle_E3 | F2 | Commercial | Healthcare | New | Food Preparation | Natural Gas | Griddle | E3 | TRC BC Ratio | 0 | 0 | 0 | 0 | 0 | 0 | 0 | 0 | 0 | 0 | 0 | 0 | 0 | 0 | 0 | 0 | 0 | 0 | 0 | 0 | 0 | 0 | 0 | 0 | 0 | 0 | 0 | 0 | 0 | 0
F2_Commercial_Healthcare_New_Food Preparation_Natural Gas_Griddle_E4 | F2 | Commercial | Healthcare | New | Food Preparation | Natural Gas | Griddle | E4 | TRC BC Ratio | 0 | 0 | 0 | 0 | 0 | 0 | 0 | 0 | 0 | 0 | 0 | 0 | 0 | 0 | 0 | 0 | 0 | 0 | 0 | 0 | 0 | 0 | 0 | 0 | 0 | 0 | 0 | 0 | 0 | 0
F2_Commercial_Healthcare_New_Food Preparation_Natural Gas_Griddle_E5 | F2 | Commercial | Healthcare | New | Food Preparation | Natural Gas | Griddle | E5 | TRC BC Ratio | 0 | 0 | 0 | 0 | 0 | 0 | 0 | 0 | 0 | 0 | 0 | 0 | 0 | 0 | 0 | 0 | 0 | 0 | 0 | 0 | 0 | 0 | 0 | 0 | 0 | 0 | 0 | 0 | 0 | 0
F2_Commercial_Healthcare_New_Food Preparation_Natural Gas_Griddle_E6 | F2 | Commercial | Healthcare | New | Food Preparation | Natural Gas | Griddle | E6 | TRC BC Ratio | 0 | 0 | 0 | 0 | 0 | 0 | 0 | 0 | 0 | 0 | 0 | 0 | 0 | 0 | 0 | 0 | 0 | 0 | 0 | 0 | 0 | 0 | 0 | 0 | 0 | 0 | 0 | 0 | 0 | 0
F2_Commercial_Healthcare_New_Food Preparation_Natural Gas_Griddle_E7 | F2 | Commercial | Healthcare | New | Food Preparation | Natural Gas | Griddle | E7 | TRC BC Ratio | 0 | 0 | 0 | 0 | 0 | 0 | 0 | 0 | 0 | 0 | 0 | 0 | 0 | 0 | 0 | 0 | 0 | 0 | 0 | 0 | 0 | 0 | 0 | 0 | 0 | 0 | 0 | 0 | 0 | 0
F2_Commercial_Healthcare_New_Food Preparation_Natural Gas_Griddle_E8 | F2 | Commercial | Healthcare | New | Food Preparation | Natural Gas | Griddle | E8 | TRC BC Ratio | 0 | 0 | 0 | 0 | 0 | 0 | 0 | 0 | 0 | 0 | 0 | 0 | 0 | 0 | 0 | 0 | 0 | 0 | 0 | 0 | 0 | 0 | 0 | 0 | 0 | 0 | 0 | 0 | 0 | 0
F2_Commercial_Healthcare_New_Food Preparation_Natural Gas_Griddle_E9 | F2 | Commercial | Healthcare | New | Food Preparation | Natural Gas | Griddle | E9 | TRC BC Ratio | 0 | 0 | 0 | 0 | 0 | 0 | 0 | 0 | 0 | 0 | 0 | 0 | 0 | 0 | 0 | 0 | 0 | 0 | 0 | 0 | 0 | 0 | 0 | 0 | 0 | 0 | 0 | 0 | 0 | 0
F2_Commercial_Healthcare_New_Food Preparation_Natural Gas_Griddle_E10 | F2 | Commercial | Healthcare | New | Food Preparation | Natural Gas | Griddle | E10 | TRC BC Ratio | 0 | 0 | 0 | 0 | 0 | 0 | 0 | 0 | 0 | 0 | 0 | 0 | 0 | 0 | 0 | 0 | 0 | 0 | 0 | 0 | 0 | 0 | 0 | 0 | 0 | 0 | 0 | 0 | 0 | 0
F3_Commercial_Healthcare_New_Food Preparation_Natural Gas_Griddle_E1 | F3 | Commercial | Healthcare | New | Food Preparation | Natural Gas | Griddle | E1 | PACT BC Ratio | 0.9 | 0.9 | 0.9 | 0.9 | 0.9 | 0.9 | 0.9 | 0.9 | 0.9 | 0.9 | 0.9 | 0.9 | 0.9 | 0.9 | 0.9 | 0.9 | 0.9 | 0.9 | 0.9 | 0.9 | 0.9 | 0.9 | 0 | 0 | 0 | 0 | 0 | 0 | 0 | 0
F3_Commercial_Healthcare_New_Food Preparation_Natural Gas_Griddle_E2 | F3 | Commercial | Healthcare | New | Food Preparation | Natural Gas | Griddle | E2 | PACT BC Ratio | 1.7686 | 1.7837 | 1.8018 | 1.8318 | 1.8718 | 1.9189 | 1.9622 | 2.0008 | 2.0382 | 2.0745 | 2.1111 | 2.1466 | 2.1801 | 2.2137 | 2.2457 | 2.2786 | 2.3138 | 2.3491 | 2.3848 | 2.4207 | 2.4561 | 2.491 | 0 | 0 | 0 | 0 | 0 | 0 | 0 | 0
F3_Commercial_Healthcare_New_Food Preparation_Natural Gas_Griddle_E3 | F3 | Commercial | Healthcare | New | Food Preparation | Natural Gas | Griddle | E3 | PACT BC Ratio | 0 | 0 | 0 | 0 | 0 | 0 | 0 | 0 | 0 | 0 | 0 | 0 | 0 | 0 | 0 | 0 | 0 | 0 | 0 | 0 | 0 | 0 | 0 | 0 | 0 | 0 | 0 | 0 | 0 | 0
F3_Commercial_Healthcare_New_Food Preparation_Natural Gas_Griddle_E4 | F3 | Commercial | Healthcare | New | Food Preparation | Natural Gas | Griddle | E4 | PACT BC Ratio | 0 | 0 | 0 | 0 | 0 | 0 | 0 | 0 | 0 | 0 | 0 | 0 | 0 | 0 | 0 | 0 | 0 | 0 | 0 | 0 | 0 | 0 | 0 | 0 | 0 | 0 | 0 | 0 | 0 | 0
F3_Commercial_Healthcare_New_Food Preparation_Natural Gas_Griddle_E5 | F3 | Commercial | Healthcare | New | Food Preparation | Natural Gas | Griddle | E5 | PACT BC Ratio | 0 | 0 | 0 | 0 | 0 | 0 | 0 | 0 | 0 | 0 | 0 | 0 | 0 | 0 | 0 | 0 | 0 | 0 | 0 | 0 | 0 | 0 | 0 | 0 | 0 | 0 | 0 | 0 | 0 | 0
F3_Commercial_Healthcare_New_Food Preparation_Natural Gas_Griddle_E6 | F3 | Commercial | Healthcare | New | Food Preparation | Natural Gas | Griddle | E6 | PACT BC Ratio | 0 | 0 | 0 | 0 | 0 | 0 | 0 | 0 | 0 | 0 | 0 | 0 | 0 | 0 | 0 | 0 | 0 | 0 | 0 | 0 | 0 | 0 | 0 | 0 | 0 | 0 | 0 | 0 | 0 | 0
F3_Commercial_Healthcare_New_Food Preparation_Natural Gas_Griddle_E7 | F3 | Commercial | Healthcare | New | Food Preparation | Natural Gas | Griddle | E7 | PACT BC Ratio | 0 | 0 | 0 | 0 | 0 | 0 | 0 | 0 | 0 | 0 | 0 | 0 | 0 | 0 | 0 | 0 | 0 | 0 | 0 | 0 | 0 | 0 | 0 | 0 | 0 | 0 | 0 | 0 | 0 | 0
F3_Commercial_Healthcare_New_Food Preparation_Natural Gas_Griddle_E8 | F3 | Commercial | Healthcare | New | Food Preparation | Natural Gas | Griddle | E8 | PACT BC Ratio | 0 | 0 | 0 | 0 | 0 | 0 | 0 | 0 | 0 | 0 | 0 | 0 | 0 | 0 | 0 | 0 | 0 | 0 | 0 | 0 | 0 | 0 | 0 | 0 | 0 | 0 | 0 | 0 | 0 | 0
F3_Commercial_Healthcare_New_Food Preparation_Natural Gas_Griddle_E9 | F3 | Commercial | Healthcare | New | Food Preparation | Natural Gas | Griddle | E9 | PACT BC Ratio | 0 | 0 | 0 | 0 | 0 | 0 | 0 | 0 | 0 | 0 | 0 | 0 | 0 | 0 | 0 | 0 | 0 | 0 | 0 | 0 | 0 | 0 | 0 | 0 | 0 | 0 | 0 | 0 | 0 | 0
F3_Commercial_Healthcare_New_Food Preparation_Natural Gas_Griddle_E10 | F3 | Commercial | Healthcare | New | Food Preparation | Natural Gas | Griddle | E10 | PACT BC Ratio | 0 | 0 | 0 | 0 | 0 | 0 | 0 | 0 | 0 | 0 | 0 | 0 | 0 | 0 | 0 | 0 | 0 | 0 | 0 | 0 | 0 | 0 | 0 | 0 | 0 | 0 | 0 | 0 | 0 | 0
F4_Commercial_Healthcare_New_Food Preparation_Natural Gas_Griddle_E1 | F4 | Commercial | Healthcare | New | Food Preparation | Natural Gas | Griddle | E1 | PCT BC Ratio | 0.9 | 0.9 | 0.9 | 0.9 | 0.9 | 0.9 | 0.9 | 0.9 | 0.9 | 0.9 | 0.9 | 0.9 | 0.9 | 0.9 | 0.9 | 0.9 | 0.9 | 0.9 | 0.9 | 0.9 | 0.9 | 0.9 | 0 | 0 | 0 | 0 | 0 | 0 | 0 | 0
F4_Commercial_Healthcare_New_Food Preparation_Natural Gas_Griddle_E2 | F4 | Commercial | Healthcare | New | Food Preparation | Natural Gas | Griddle | E2 | PCT BC Ratio | 5.4497 | 5.4877 | 5.5333 | 5.6087 | 5.7092 | 5.8278 | 5.9368 | 6.0338 | 6.128 | 6.2192 | 6.3113 | 6.4008 | 6.4851 | 6.5695 | 6.6501 | 6.7328 | 6.8213 | 6.9103 | 7.0001 | 7.0902 | 7.1794 | 7.2673 | 0 | 0 | 0 | 0 | 0 | 0 | 0 | 0
F4_Commercial_Healthcare_New_Food Preparation_Natural Gas_Griddle_E3 | F4 | Commercial | Healthcare | New | Food Preparation | Natural Gas | Griddle | E3 | PCT BC Ratio | 0 | 0 | 0 | 0 | 0 | 0 | 0 | 0 | 0 | 0 | 0 | 0 | 0 | 0 | 0 | 0 | 0 | 0 | 0 | 0 | 0 | 0 | 0 | 0 | 0 | 0 | 0 | 0 | 0 | 0
F4_Commercial_Healthcare_New_Food Preparation_Natural Gas_Griddle_E4 | F4 | Commercial | Healthcare | New | Food Preparation | Natural Gas | Griddle | E4 | PCT BC Ratio | 0 | 0 | 0 | 0 | 0 | 0 | 0 | 0 | 0 | 0 | 0 | 0 | 0 | 0 | 0 | 0 | 0 | 0 | 0 | 0 | 0 | 0 | 0 | 0 | 0 | 0 | 0 | 0 | 0 | 0
F4_Commercial_Healthcare_New_Food Preparation_Natural Gas_Griddle_E5 | F4 | Commercial | Healthcare | New | Food Preparation | Natural Gas | Griddle | E5 | PCT BC Ratio | 0 | 0 | 0 | 0 | 0 | 0 | 0 | 0 | 0 | 0 | 0 | 0 | 0 | 0 | 0 | 0 | 0 | 0 | 0 | 0 | 0 | 0 | 0 | 0 | 0 | 0 | 0 | 0 | 0 | 0
F4_Commercial_Healthcare_New_Food Preparation_Natural Gas_Griddle_E6 | F4 | Commercial | Healthcare | New | Food Preparation | Natural Gas | Griddle | E6 | PCT BC Ratio | 0 | 0 | 0 | 0 | 0 | 0 | 0 | 0 | 0 | 0 | 0 | 0 | 0 | 0 | 0 | 0 | 0 | 0 | 0 | 0 | 0 | 0 | 0 | 0 | 0 | 0 | 0 | 0 | 0 | 0
F4_Commercial_Healthcare_New_Food Preparation_Natural Gas_Griddle_E7 | F4 | Commercial | Healthcare | New | Food Preparation | Natural Gas | Griddle | E7 | PCT BC Ratio | 0 | 0 | 0 | 0 | 0 | 0 | 0 | 0 | 0 | 0 | 0 | 0 | 0 | 0 | 0 | 0 | 0 | 0 | 0 | 0 | 0 | 0 | 0 | 0 | 0 | 0 | 0 | 0 | 0 | 0
F4_Commercial_Healthcare_New_Food Preparation_Natural Gas_Griddle_E8 | F4 | Commercial | Healthcare | New | Food Preparation | Natural Gas | Griddle | E8 | PCT BC Ratio | 0 | 0 | 0 | 0 | 0 | 0 | 0 | 0 | 0 | 0 | 0 | 0 | 0 | 0 | 0 | 0 | 0 | 0 | 0 | 0 | 0 | 0 | 0 | 0 | 0 | 0 | 0 | 0 | 0 | 0
F4_Commercial_Healthcare_New_Food Preparation_Natural Gas_Griddle_E9 | F4 | Commercial | Healthcare | New | Food Preparation | Natural Gas | Griddle | E9 | PCT BC Ratio | 0 | 0 | 0 | 0 | 0 | 0 | 0 | 0 | 0 | 0 | 0 | 0 | 0 | 0 | 0 | 0 | 0 | 0 | 0 | 0 | 0 | 0 | 0 | 0 | 0 | 0 | 0 | 0 | 0 | 0
F4_Commercial_Healthcare_New_Food Preparation_Natural Gas_Griddle_E10 | F4 | Commercial | Healthcare | New | Food Preparation | Natural Gas | Griddle | E10 | PCT BC Ratio | 0 | 0 | 0 | 0 | 0 | 0 | 0 | 0 | 0 | 0 | 0 | 0 | 0 | 0 | 0 | 0 | 0 | 0 | 0 | 0 | 0 | 0 | 0 | 0 | 0 | 0 | 0 | 0 | 0 | 0
F5_Commercial_Healthcare_New_Food Preparation_Natural Gas_Griddle_E1 | F5 | Commercial | Healthcare | New | Food Preparation | Natural Gas | Griddle | E1 | RIM BC Ratio | 0.9 | 0.9 | 0.9 | 0.9 | 0.9 | 0.9 | 0.9 | 0.9 | 0.9 | 0.9 | 0.9 | 0.9 | 0.9 | 0.9 | 0.9 | 0.9 | 0.9 | 0.9 | 0.9 | 0.9 | 0.9 | 0.9 | 0 | 0 | 0 | 0 | 0 | 0 | 0 | 0
F5_Commercial_Healthcare_New_Food Preparation_Natural Gas_Griddle_E2 | F5 | Commercial | Healthcare | New | Food Preparation | Natural Gas | Griddle | E2 | RIM BC Ratio | 0.56706 | 0.5686 | 0.57043 | 0.5734 | 0.57726 | 0.58167 | 0.58559 | 0.58897 | 0.59217 | 0.5952 | 0.59817 | 0.60099 | 0.60359 | 0.60613 | 0.60851 | 0.6109 | 0.6134 | 0.61586 | 0.61828 | 0.62067 | 0.62297 | 0.62519 | 0 | 0 | 0 | 0 | 0 | 0 | 0 | 0
F5_Commercial_Healthcare_New_Food Preparation_Natural Gas_Griddle_E3 | F5 | Commercial | Healthcare | New | Food Preparation | Natural Gas | Griddle | E3 | RIM BC Ratio | 0 | 0 | 0 | 0 | 0 | 0 | 0 | 0 | 0 | 0 | 0 | 0 | 0 | 0 | 0 | 0 | 0 | 0 | 0 | 0 | 0 | 0 | 0 | 0 | 0 | 0 | 0 | 0 | 0 | 0
F5_Commercial_Healthcare_New_Food Preparation_Natural Gas_Griddle_E4 | F5 | Commercial | Healthcare | New | Food Preparation | Natural Gas | Griddle | E4 | RIM BC Ratio | 0 | 0 | 0 | 0 | 0 | 0 | 0 | 0 | 0 | 0 | 0 | 0 | 0 | 0 | 0 | 0 | 0 | 0 | 0 | 0 | 0 | 0 | 0 | 0 | 0 | 0 | 0 | 0 | 0 | 0
F5_Commercial_Healthcare_New_Food Preparation_Natural Gas_Griddle_E5 | F5 | Commercial | Healthcare | New | Food Preparation | Natural Gas | Griddle | E5 | RIM BC Ratio | 0 | 0 | 0 | 0 | 0 | 0 | 0 | 0 | 0 | 0 | 0 | 0 | 0 | 0 | 0 | 0 | 0 | 0 | 0 | 0 | 0 | 0 | 0 | 0 | 0 | 0 | 0 | 0 | 0 | 0
F5_Commercial_Healthcare_New_Food Preparation_Natural Gas_Griddle_E6 | F5 | Commercial | Healthcare | New | Food Preparation | Natural Gas | Griddle | E6 | RIM BC Ratio | 0 | 0 | 0 | 0 | 0 | 0 | 0 | 0 | 0 | 0 | 0 | 0 | 0 | 0 | 0 | 0 | 0 | 0 | 0 | 0 | 0 | 0 | 0 | 0 | 0 | 0 | 0 | 0 | 0 | 0
F5_Commercial_Healthcare_New_Food Preparation_Natural Gas_Griddle_E7 | F5 | Commercial | Healthcare | New | Food Preparation | Natural Gas | Griddle | E7 | RIM BC Ratio | 0 | 0 | 0 | 0 | 0 | 0 | 0 | 0 | 0 | 0 | 0 | 0 | 0 | 0 | 0 | 0 | 0 | 0 | 0 | 0 | 0 | 0 | 0 | 0 | 0 | 0 | 0 | 0 | 0 | 0
F5_Commercial_Healthcare_New_Food Preparation_Natural Gas_Griddle_E8 | F5 | Commercial | Healthcare | New | Food Preparation | Natural Gas | Griddle | E8 | RIM BC Ratio | 0 | 0 | 0 | 0 | 0 | 0 | 0 | 0 | 0 | 0 | 0 | 0 | 0 | 0 | 0 | 0 | 0 | 0 | 0 | 0 | 0 | 0 | 0 | 0 | 0 | 0 | 0 | 0 | 0 | 0
F5_Commercial_Healthcare_New_Food Preparation_Natural Gas_Griddle_E9 | F5 | Commercial | Healthcare | New | Food Preparation | Natural Gas | Griddle | E9 | RIM BC Ratio | 0 | 0 | 0 | 0 | 0 | 0 | 0 | 0 | 0 | 0 | 0 | 0 | 0 | 0 | 0 | 0 | 0 | 0 | 0 | 0 | 0 | 0 | 0 | 0 | 0 | 0 | 0 | 0 | 0 | 0
F5_Commercial_Healthcare_New_Food Preparation_Natural Gas_Griddle_E10 | F5 | Commercial | Healthcare | New | Food Preparation | Natural Gas | Griddle | E10 | RIM BC Ratio | 0 | 0 | 0 | 0 | 0 | 0 | 0 | 0 | 0 | 0 | 0 | 0 | 0 | 0 | 0 | 0 | 0 | 0 | 0 | 0 | 0 | 0 | 0 | 0 | 0 | 0 | 0 | 0 | 0 | 0
F0_Commercial_Healthcare_New_Food Preparation_Natural Gas_Range_E0 | F0 | Commercial | Healthcare | New | Food Preparation | Natural Gas | Range | E0 | Economic Unit | High Efficiency | High Efficiency | High Efficiency | High Efficiency | High Efficiency | High Efficiency | High Efficiency | High Efficiency | High Efficiency | High Efficiency | High Efficiency | High Efficiency | High Efficiency | High Efficiency | High Efficiency | High Efficiency | High Efficiency | High Efficiency | High Efficiency | High Efficiency | High Efficiency | High Efficiency | 0 | 0 | 0 | 0 | 0 | 0 | 0 | 0
F1_Commercial_Healthcare_New_Food Preparation_Natural Gas_Range_E1 | F1 | Commercial | Healthcare | New | Food Preparation | Natural Gas | Range | E1 | CCE | 0 | 0 | 0 | 0 | 0 | 0 | 0 | 0 | 0 | 0 | 0 | 0 | 0 | 0 | 0 | 0 | 0 | 0 | 0 | 0 | 0 | 0 | 0 | 0 | 0 | 0 | 0 | 0 | 0 | 0
F1_Commercial_Healthcare_New_Food Preparation_Natural Gas_Range_E2 | F1 | Commercial | Healthcare | New | Food Preparation | Natural Gas | Range | E2 | CCE | 8.5926e-06 | 8.5926e-06 | 9.0272e-06 | 8.8899e-06 | 8.7566e-06 | 8.59e-06 | 8.5665e-06 | 8.5115e-06 | 8.4602e-06 | 8.3829e-06 | 8.3709e-06 | 8.3324e-06 | 8.2981e-06 | 8.2325e-06 | 8.2412e-06 | 8.216e-06 | 8.1913e-06 | 8.1372e-06 | 8.1531e-06 | 8.1372e-06 | 8.1253e-06 | 8.0799e-06 | 0 | 0 | 0 | 0 | 0 | 0 | 0 | 0
F1_Commercial_Healthcare_New_Food Preparation_Natural Gas_Range_E3 | F1 | Commercial | Healthcare | New | Food Preparation | Natural Gas | Range | E3 | CCE | 0 | 0 | 0 | 0 | 0 | 0 | 0 | 0 | 0 | 0 | 0 | 0 | 0 | 0 | 0 | 0 | 0 | 0 | 0 | 0 | 0 | 0 | 0 | 0 | 0 | 0 | 0 | 0 | 0 | 0
F1_Commercial_Healthcare_New_Food Preparation_Natural Gas_Range_E4 | F1 | Commercial | Healthcare | New | Food Preparation | Natural Gas | Range | E4 | CCE | 0 | 0 | 0 | 0 | 0 | 0 | 0 | 0 | 0 | 0 | 0 | 0 | 0 | 0 | 0 | 0 | 0 | 0 | 0 | 0 | 0 | 0 | 0 | 0 | 0 | 0 | 0 | 0 | 0 | 0
F1_Commercial_Healthcare_New_Food Preparation_Natural Gas_Range_E5 | F1 | Commercial | Healthcare | New | Food Preparation | Natural Gas | Range | E5 | CCE | 0 | 0 | 0 | 0 | 0 | 0 | 0 | 0 | 0 | 0 | 0 | 0 | 0 | 0 | 0 | 0 | 0 | 0 | 0 | 0 | 0 | 0 | 0 | 0 | 0 | 0 | 0 | 0 | 0 | 0
F1_Commercial_Healthcare_New_Food Preparation_Natural Gas_Range_E6 | F1 | Commercial | Healthcare | New | Food Preparation | Natural Gas | Range | E6 | CCE | 0 | 0 | 0 | 0 | 0 | 0 | 0 | 0 | 0 | 0 | 0 | 0 | 0 | 0 | 0 | 0 | 0 | 0 | 0 | 0 | 0 | 0 | 0 | 0 | 0 | 0 | 0 | 0 | 0 | 0
F1_Commercial_Healthcare_New_Food Preparation_Natural Gas_Range_E7 | F1 | Commercial | Healthcare | New | Food Preparation | Natural Gas | Range | E7 | CCE | 0 | 0 | 0 | 0 | 0 | 0 | 0 | 0 | 0 | 0 | 0 | 0 | 0 | 0 | 0 | 0 | 0 | 0 | 0 | 0 | 0 | 0 | 0 | 0 | 0 | 0 | 0 | 0 | 0 | 0
F1_Commercial_Healthcare_New_Food Preparation_Natural Gas_Range_E8 | F1 | Commercial | Healthcare | New | Food Preparation | Natural Gas | Range | E8 | CCE | 0 | 0 | 0 | 0 | 0 | 0 | 0 | 0 | 0 | 0 | 0 | 0 | 0 | 0 | 0 | 0 | 0 | 0 | 0 | 0 | 0 | 0 | 0 | 0 | 0 | 0 | 0 | 0 | 0 | 0
F1_Commercial_Healthcare_New_Food Preparation_Natural Gas_Range_E9 | F1 | Commercial | Healthcare | New | Food Preparation | Natural Gas | Range | E9 | CCE | 0 | 0 | 0 | 0 | 0 | 0 | 0 | 0 | 0 | 0 | 0 | 0 | 0 | 0 | 0 | 0 | 0 | 0 | 0 | 0 | 0 | 0 | 0 | 0 | 0 | 0 | 0 | 0 | 0 | 0
F1_Commercial_Healthcare_New_Food Preparation_Natural Gas_Range_E10 | F1 | Commercial | Healthcare | New | Food Preparation | Natural Gas | Range | E10 | CCE | 0 | 0 | 0 | 0 | 0 | 0 | 0 | 0 | 0 | 0 | 0 | 0 | 0 | 0 | 0 | 0 | 0 | 0 | 0 | 0 | 0 | 0 | 0 | 0 | 0 | 0 | 0 | 0 | 0 | 0
F2_Commercial_Healthcare_New_Food Preparation_Natural Gas_Range_E1 | F2 | Commercial | Healthcare | New | Food Preparation | Natural Gas | Range | E1 | TRC BC Ratio | 0.9 | 0.9 | 0.9 | 0.9 | 0.9 | 0.9 | 0.9 | 0.9 | 0.9 | 0.9 | 0.9 | 0.9 | 0.9 | 0.9 | 0.9 | 0.9 | 0.9 | 0.9 | 0.9 | 0.9 | 0.9 | 0.9 | 0 | 0 | 0 | 0 | 0 | 0 | 0 | 0
F2_Commercial_Healthcare_New_Food Preparation_Natural Gas_Range_E2 | F2 | Commercial | Healthcare | New | Food Preparation | Natural Gas | Range | E2 | TRC BC Ratio | 1019.1653 | 1025.957 | 1034.7565 | 1051.749 | 1075.3352 | 1103.7208 | 1129.4917 | 1151.5715 | 1172.5295 | 1193.9346 | 1216.8518 | 1239.2069 | 1260.3448 | 1281.6317 | 1300.4442 | 1318.2534 | 1337.5282 | 1356.8704 | 1376.316 | 1395.7637 | 1414.8475 | 1433.4759 | 0 | 0 | 0 | 0 | 0 | 0 | 0 | 0
F2_Commercial_Healthcare_New_Food Preparation_Natural Gas_Range_E3 | F2 | Commercial | Healthcare | New | Food Preparation | Natural Gas | Range | E3 | TRC BC Ratio | 0 | 0 | 0 | 0 | 0 | 0 | 0 | 0 | 0 | 0 | 0 | 0 | 0 | 0 | 0 | 0 | 0 | 0 | 0 | 0 | 0 | 0 | 0 | 0 | 0 | 0 | 0 | 0 | 0 | 0
F2_Commercial_Healthcare_New_Food Preparation_Natural Gas_Range_E4 | F2 | Commercial | Healthcare | New | Food Preparation | Natural Gas | Range | E4 | TRC BC Ratio | 0 | 0 | 0 | 0 | 0 | 0 | 0 | 0 | 0 | 0 | 0 | 0 | 0 | 0 | 0 | 0 | 0 | 0 | 0 | 0 | 0 | 0 | 0 | 0 | 0 | 0 | 0 | 0 | 0 | 0
F2_Commercial_Healthcare_New_Food Preparation_Natural Gas_Range_E5 | F2 | Commercial | Healthcare | New | Food Preparation | Natural Gas | Range | E5 | TRC BC Ratio | 0 | 0 | 0 | 0 | 0 | 0 | 0 | 0 | 0 | 0 | 0 | 0 | 0 | 0 | 0 | 0 | 0 | 0 | 0 | 0 | 0 | 0 | 0 | 0 | 0 | 0 | 0 | 0 | 0 | 0
F2_Commercial_Healthcare_New_Food Preparation_Natural Gas_Range_E6 | F2 | Commercial | Healthcare | New | Food Preparation | Natural Gas | Range | E6 | TRC BC Ratio | 0 | 0 | 0 | 0 | 0 | 0 | 0 | 0 | 0 | 0 | 0 | 0 | 0 | 0 | 0 | 0 | 0 | 0 | 0 | 0 | 0 | 0 | 0 | 0 | 0 | 0 | 0 | 0 | 0 | 0
F2_Commercial_Healthcare_New_Food Preparation_Natural Gas_Range_E7 | F2 | Commercial | Healthcare | New | Food Preparation | Natural Gas | Range | E7 | TRC BC Ratio | 0 | 0 | 0 | 0 | 0 | 0 | 0 | 0 | 0 | 0 | 0 | 0 | 0 | 0 | 0 | 0 | 0 | 0 | 0 | 0 | 0 | 0 | 0 | 0 | 0 | 0 | 0 | 0 | 0 | 0
F2_Commercial_Healthcare_New_Food Preparation_Natural Gas_Range_E8 | F2 | Commercial | Healthcare | New | Food Preparation | Natural Gas | Range | E8 | TRC BC Ratio | 0 | 0 | 0 | 0 | 0 | 0 | 0 | 0 | 0 | 0 | 0 | 0 | 0 | 0 | 0 | 0 | 0 | 0 | 0 | 0 | 0 | 0 | 0 | 0 | 0 | 0 | 0 | 0 | 0 | 0
F2_Commercial_Healthcare_New_Food Preparation_Natural Gas_Range_E9 | F2 | Commercial | Healthcare | New | Food Preparation | Natural Gas | Range | E9 | TRC BC Ratio | 0 | 0 | 0 | 0 | 0 | 0 | 0 | 0 | 0 | 0 | 0 | 0 | 0 | 0 | 0 | 0 | 0 | 0 | 0 | 0 | 0 | 0 | 0 | 0 | 0 | 0 | 0 | 0 | 0 | 0
F2_Commercial_Healthcare_New_Food Preparation_Natural Gas_Range_E10 | F2 | Commercial | Healthcare | New | Food Preparation | Natural Gas | Range | E10 | TRC BC Ratio | 0 | 0 | 0 | 0 | 0 | 0 | 0 | 0 | 0 | 0 | 0 | 0 | 0 | 0 | 0 | 0 | 0 | 0 | 0 | 0 | 0 | 0 | 0 | 0 | 0 | 0 | 0 | 0 | 0 | 0
F3_Commercial_Healthcare_New_Food Preparation_Natural Gas_Range_E1 | F3 | Commercial | Healthcare | New | Food Preparation | Natural Gas | Range | E1 | PACT BC Ratio | 0.9 | 0.9 | 0.9 | 0.9 | 0.9 | 0.9 | 0.9 | 0.9 | 0.9 | 0.9 | 0.9 | 0.9 | 0.9 | 0.9 | 0.9 | 0.9 | 0.9 | 0.9 | 0.9 | 0.9 | 0.9 | 0.9 | 0 | 0 | 0 | 0 | 0 | 0 | 0 | 0
F3_Commercial_Healthcare_New_Food Preparation_Natural Gas_Range_E2 | F3 | Commercial | Healthcare | New | Food Preparation | Natural Gas | Range | E2 | PACT BC Ratio | 1019.1653 | 1025.957 | 1034.7565 | 1051.749 | 1075.3352 | 1103.7208 | 1129.4917 | 1151.5715 | 1172.5295 | 1193.9346 | 1216.8518 | 1239.2069 | 1260.3448 | 1281.6317 | 1300.4442 | 1318.2534 | 1337.5282 | 1356.8704 | 1376.316 | 1395.7637 | 1414.8475 | 1433.4759 | 0 | 0 | 0 | 0 | 0 | 0 | 0 | 0
F3_Commercial_Healthcare_New_Food Preparation_Natural Gas_Range_E3 | F3 | Commercial | Healthcare | New | Food Preparation | Natural Gas | Range | E3 | PACT BC Ratio | 0 | 0 | 0 | 0 | 0 | 0 | 0 | 0 | 0 | 0 | 0 | 0 | 0 | 0 | 0 | 0 | 0 | 0 | 0 | 0 | 0 | 0 | 0 | 0 | 0 | 0 | 0 | 0 | 0 | 0
F3_Commercial_Healthcare_New_Food Preparation_Natural Gas_Range_E4 | F3 | Commercial | Healthcare | New | Food Preparation | Natural Gas | Range | E4 | PACT BC Ratio | 0 | 0 | 0 | 0 | 0 | 0 | 0 | 0 | 0 | 0 | 0 | 0 | 0 | 0 | 0 | 0 | 0 | 0 | 0 | 0 | 0 | 0 | 0 | 0 | 0 | 0 | 0 | 0 | 0 | 0
F3_Commercial_Healthcare_New_Food Preparation_Natural Gas_Range_E5 | F3 | Commercial | Healthcare | New | Food Preparation | Natural Gas | Range | E5 | PACT BC Ratio | 0 | 0 | 0 | 0 | 0 | 0 | 0 | 0 | 0 | 0 | 0 | 0 | 0 | 0 | 0 | 0 | 0 | 0 | 0 | 0 | 0 | 0 | 0 | 0 | 0 | 0 | 0 | 0 | 0 | 0
F3_Commercial_Healthcare_New_Food Preparation_Natural Gas_Range_E6 | F3 | Commercial | Healthcare | New | Food Preparation | Natural Gas | Range | E6 | PACT BC Ratio | 0 | 0 | 0 | 0 | 0 | 0 | 0 | 0 | 0 | 0 | 0 | 0 | 0 | 0 | 0 | 0 | 0 | 0 | 0 | 0 | 0 | 0 | 0 | 0 | 0 | 0 | 0 | 0 | 0 | 0
F3_Commercial_Healthcare_New_Food Preparation_Natural Gas_Range_E7 | F3 | Commercial | Healthcare | New | Food Preparation | Natural Gas | Range | E7 | PACT BC Ratio | 0 | 0 | 0 | 0 | 0 | 0 | 0 | 0 | 0 | 0 | 0 | 0 | 0 | 0 | 0 | 0 | 0 | 0 | 0 | 0 | 0 | 0 | 0 | 0 | 0 | 0 | 0 | 0 | 0 | 0
F3_Commercial_Healthcare_New_Food Preparation_Natural Gas_Range_E8 | F3 | Commercial | Healthcare | New | Food Preparation | Natural Gas | Range | E8 | PACT BC Ratio | 0 | 0 | 0 | 0 | 0 | 0 | 0 | 0 | 0 | 0 | 0 | 0 | 0 | 0 | 0 | 0 | 0 | 0 | 0 | 0 | 0 | 0 | 0 | 0 | 0 | 0 | 0 | 0 | 0 | 0
F3_Commercial_Healthcare_New_Food Preparation_Natural Gas_Range_E9 | F3 | Commercial | Healthcare | New | Food Preparation | Natural Gas | Range | E9 | PACT BC Ratio | 0 | 0 | 0 | 0 | 0 | 0 | 0 | 0 | 0 | 0 | 0 | 0 | 0 | 0 | 0 | 0 | 0 | 0 | 0 | 0 | 0 | 0 | 0 | 0 | 0 | 0 | 0 | 0 | 0 | 0
F3_Commercial_Healthcare_New_Food Preparation_Natural Gas_Range_E10 | F3 | Commercial | Healthcare | New | Food Preparation | Natural Gas | Range | E10 | PACT BC Ratio | 0 | 0 | 0 | 0 | 0 | 0 | 0 | 0 | 0 | 0 | 0 | 0 | 0 | 0 | 0 | 0 | 0 | 0 | 0 | 0 | 0 | 0 | 0 | 0 | 0 | 0 | 0 | 0 | 0 | 0
F4_Commercial_Healthcare_New_Food Preparation_Natural Gas_Range_E1 | F4 | Commercial | Healthcare | New | Food Preparation | Natural Gas | Range | E1 | PCT BC Ratio | 0.9 | 0.9 | 0.9 | 0.9 | 0.9 | 0.9 | 0.9 | 0.9 | 0.9 | 0.9 | 0.9 | 0.9 | 0.9 | 0.9 | 0.9 | 0.9 | 0.9 | 0.9 | 0.9 | 0.9 | 0.9 | 0.9 | 0 | 0 | 0 | 0 | 0 | 0 | 0 | 0
F4_Commercial_Healthcare_New_Food Preparation_Natural Gas_Range_E2 | F4 | Commercial | Healthcare | New | Food Preparation | Natural Gas | Range | E2 | PCT BC Ratio | 2565.1554 | 2582.2429 | 2604.3819 | 2647.1341 | 2706.4754 | 2777.8917 | 2842.7298 | 2898.2811 | 2951.01 | 3004.864 | 3062.5221 | 3118.7661 | 3171.9478 | 3225.5042 | 3272.8355 | 3317.6421 | 3366.1364 | 3414.8 | 3463.724 | 3512.6533 | 3560.6668 | 3607.5346 | 0 | 0 | 0 | 0 | 0 | 0 | 0 | 0
F4_Commercial_Healthcare_New_Food Preparation_Natural Gas_Range_E3 | F4 | Commercial | Healthcare | New | Food Preparation | Natural Gas | Range | E3 | PCT BC Ratio | 0 | 0 | 0 | 0 | 0 | 0 | 0 | 0 | 0 | 0 | 0 | 0 | 0 | 0 | 0 | 0 | 0 | 0 | 0 | 0 | 0 | 0 | 0 | 0 | 0 | 0 | 0 | 0 | 0 | 0
F4_Commercial_Healthcare_New_Food Preparation_Natural Gas_Range_E4 | F4 | Commercial | Healthcare | New | Food Preparation | Natural Gas | Range | E4 | PCT BC Ratio | 0 | 0 | 0 | 0 | 0 | 0 | 0 | 0 | 0 | 0 | 0 | 0 | 0 | 0 | 0 | 0 | 0 | 0 | 0 | 0 | 0 | 0 | 0 | 0 | 0 | 0 | 0 | 0 | 0 | 0
F4_Commercial_Healthcare_New_Food Preparation_Natural Gas_Range_E5 | F4 | Commercial | Healthcare | New | Food Preparation | Natural Gas | Range | E5 | PCT BC Ratio | 0 | 0 | 0 | 0 | 0 | 0 | 0 | 0 | 0 | 0 | 0 | 0 | 0 | 0 | 0 | 0 | 0 | 0 | 0 | 0 | 0 | 0 | 0 | 0 | 0 | 0 | 0 | 0 | 0 | 0
F4_Commercial_Healthcare_New_Food Preparation_Natural Gas_Range_E6 | F4 | Commercial | Healthcare | New | Food Preparation | Natural Gas | Range | E6 | PCT BC Ratio | 0 | 0 | 0 | 0 | 0 | 0 | 0 | 0 | 0 | 0 | 0 | 0 | 0 | 0 | 0 | 0 | 0 | 0 | 0 | 0 | 0 | 0 | 0 | 0 | 0 | 0 | 0 | 0 | 0 | 0
F4_Commercial_Healthcare_New_Food Preparation_Natural Gas_Range_E7 | F4 | Commercial | Healthcare | New | Food Preparation | Natural Gas | Range | E7 | PCT BC Ratio | 0 | 0 | 0 | 0 | 0 | 0 | 0 | 0 | 0 | 0 | 0 | 0 | 0 | 0 | 0 | 0 | 0 | 0 | 0 | 0 | 0 | 0 | 0 | 0 | 0 | 0 | 0 | 0 | 0 | 0
F4_Commercial_Healthcare_New_Food Preparation_Natural Gas_Range_E8 | F4 | Commercial | Healthcare | New | Food Preparation | Natural Gas | Range | E8 | PCT BC Ratio | 0 | 0 | 0 | 0 | 0 | 0 | 0 | 0 | 0 | 0 | 0 | 0 | 0 | 0 | 0 | 0 | 0 | 0 | 0 | 0 | 0 | 0 | 0 | 0 | 0 | 0 | 0 | 0 | 0 | 0
F4_Commercial_Healthcare_New_Food Preparation_Natural Gas_Range_E9 | F4 | Commercial | Healthcare | New | Food Preparation | Natural Gas | Range | E9 | PCT BC Ratio | 0 | 0 | 0 | 0 | 0 | 0 | 0 | 0 | 0 | 0 | 0 | 0 | 0 | 0 | 0 | 0 | 0 | 0 | 0 | 0 | 0 | 0 | 0 | 0 | 0 | 0 | 0 | 0 | 0 | 0
F4_Commercial_Healthcare_New_Food Preparation_Natural Gas_Range_E10 | F4 | Commercial | Healthcare | New | Food Preparation | Natural Gas | Range | E10 | PCT BC Ratio | 0 | 0 | 0 | 0 | 0 | 0 | 0 | 0 | 0 | 0 | 0 | 0 | 0 | 0 | 0 | 0 | 0 | 0 | 0 | 0 | 0 | 0 | 0 | 0 | 0 | 0 | 0 | 0 | 0 | 0
F5_Commercial_Healthcare_New_Food Preparation_Natural Gas_Range_E1 | F5 | Commercial | Healthcare | New | Food Preparation | Natural Gas | Range | E1 | RIM BC Ratio | 0.9 | 0.9 | 0.9 | 0.9 | 0.9 | 0.9 | 0.9 | 0.9 | 0.9 | 0.9 | 0.9 | 0.9 | 0.9 | 0.9 | 0.9 | 0.9 | 0.9 | 0.9 | 0.9 | 0.9 | 0.9 | 0.9 | 0 | 0 | 0 | 0 | 0 | 0 | 0 | 0
F5_Commercial_Healthcare_New_Food Preparation_Natural Gas_Range_E2 | F5 | Commercial | Healthcare | New | Food Preparation | Natural Gas | Range | E2 | RIM BC Ratio | 0.834 | 0.834 | 0.83401 | 0.83402 | 0.83403 | 0.83405 | 0.83406 | 0.83407 | 0.83409 | 0.8341 | 0.83411 | 0.83412 | 0.83413 | 0.83414 | 0.83414 | 0.83415 | 0.83416 | 0.83417 | 0.83417 | 0.83418 | 0.83419 | 0.83419 | 0 | 0 | 0 | 0 | 0 | 0 | 0 | 0
F5_Commercial_Healthcare_New_Food Preparation_Natural Gas_Range_E3 | F5 | Commercial | Healthcare | New | Food Preparation | Natural Gas | Range | E3 | RIM BC Ratio | 0 | 0 | 0 | 0 | 0 | 0 | 0 | 0 | 0 | 0 | 0 | 0 | 0 | 0 | 0 | 0 | 0 | 0 | 0 | 0 | 0 | 0 | 0 | 0 | 0 | 0 | 0 | 0 | 0 | 0
F5_Commercial_Healthcare_New_Food Preparation_Natural Gas_Range_E4 | F5 | Commercial | Healthcare | New | Food Preparation | Natural Gas | Range | E4 | RIM BC Ratio | 0 | 0 | 0 | 0 | 0 | 0 | 0 | 0 | 0 | 0 | 0 | 0 | 0 | 0 | 0 | 0 | 0 | 0 | 0 | 0 | 0 | 0 | 0 | 0 | 0 | 0 | 0 | 0 | 0 | 0
F5_Commercial_Healthcare_New_Food Preparation_Natural Gas_Range_E5 | F5 | Commercial | Healthcare | New | Food Preparation | Natural Gas | Range | E5 | RIM BC Ratio | 0 | 0 | 0 | 0 | 0 | 0 | 0 | 0 | 0 | 0 | 0 | 0 | 0 | 0 | 0 | 0 | 0 | 0 | 0 | 0 | 0 | 0 | 0 | 0 | 0 | 0 | 0 | 0 | 0 | 0
F5_Commercial_Healthcare_New_Food Preparation_Natural Gas_Range_E6 | F5 | Commercial | Healthcare | New | Food Preparation | Natural Gas | Range | E6 | RIM BC Ratio | 0 | 0 | 0 | 0 | 0 | 0 | 0 | 0 | 0 | 0 | 0 | 0 | 0 | 0 | 0 | 0 | 0 | 0 | 0 | 0 | 0 | 0 | 0 | 0 | 0 | 0 | 0 | 0 | 0 | 0
F5_Commercial_Healthcare_New_Food Preparation_Natural Gas_Range_E7 | F5 | Commercial | Healthcare | New | Food Preparation | Natural Gas | Range | E7 | RIM BC Ratio | 0 | 0 | 0 | 0 | 0 | 0 | 0 | 0 | 0 | 0 | 0 | 0 | 0 | 0 | 0 | 0 | 0 | 0 | 0 | 0 | 0 | 0 | 0 | 0 | 0 | 0 | 0 | 0 | 0 | 0
F5_Commercial_Healthcare_New_Food Preparation_Natural Gas_Range_E8 | F5 | Commercial | Healthcare | New | Food Preparation | Natural Gas | Range | E8 | RIM BC Ratio | 0 | 0 | 0 | 0 | 0 | 0 | 0 | 0 | 0 | 0 | 0 | 0 | 0 | 0 | 0 | 0 | 0 | 0 | 0 | 0 | 0 | 0 | 0 | 0 | 0 | 0 | 0 | 0 | 0 | 0
F5_Commercial_Healthcare_New_Food Preparation_Natural Gas_Range_E9 | F5 | Commercial | Healthcare | New | Food Preparation | Natural Gas | Range | E9 | RIM BC Ratio | 0 | 0 | 0 | 0 | 0 | 0 | 0 | 0 | 0 | 0 | 0 | 0 | 0 | 0 | 0 | 0 | 0 | 0 | 0 | 0 | 0 | 0 | 0 | 0 | 0 | 0 | 0 | 0 | 0 | 0
F5_Commercial_Healthcare_New_Food Preparation_Natural Gas_Range_E10 | F5 | Commercial | Healthcare | New | Food Preparation | Natural Gas | Range | E10 | RIM BC Ratio | 0 | 0 | 0 | 0 | 0 | 0 | 0 | 0 | 0 | 0 | 0 | 0 | 0 | 0 | 0 | 0 | 0 | 0 | 0 | 0 | 0 | 0 | 0 | 0 | 0 | 0 | 0 | 0 | 0 | 0
F0_Commercial_Healthcare_New_Food Preparation_Natural Gas_Steamer_E0 | F0 | Commercial | Healthcare | New | Food Preparation | Natural Gas | Steamer | E0 | Economic Unit | ENERGY STAR | ENERGY STAR | ENERGY STAR | ENERGY STAR | ENERGY STAR | ENERGY STAR | ENERGY STAR | ENERGY STAR | ENERGY STAR | ENERGY STAR | ENERGY STAR | ENERGY STAR | ENERGY STAR | ENERGY STAR | ENERGY STAR | ENERGY STAR | ENERGY STAR | ENERGY STAR | ENERGY STAR | ENERGY STAR | ENERGY STAR | ENERGY STAR | 0 | 0 | 0 | 0 | 0 | 0 | 0 | 0
F1_Commercial_Healthcare_New_Food Preparation_Natural Gas_Steamer_E1 | F1 | Commercial | Healthcare | New | Food Preparation | Natural Gas | Steamer | E1 | CCE | 0 | 0 | 0 | 0 | 0 | 0 | 0 | 0 | 0 | 0 | 0 | 0 | 0 | 0 | 0 | 0 | 0 | 0 | 0 | 0 | 0 | 0 | 0 | 0 | 0 | 0 | 0 | 0 | 0 | 0
F1_Commercial_Healthcare_New_Food Preparation_Natural Gas_Steamer_E2 | F1 | Commercial | Healthcare | New | Food Preparation | Natural Gas | Steamer | E2 | CCE | 0.0017749 | 0.0017749 | 0.0018646 | 0.0018363 | 0.0018088 | 0.0017743 | 0.0017695 | 0.0017581 | 0.0017475 | 0.0017316 | 0.0017291 | 0.0017211 | 0.0017141 | 0.0017005 | 0.0017023 | 0.0016971 | 0.001692 | 0.0016808 | 0.0016841 | 0.0016808 | 0.0016784 | 0.001669 | 0 | 0 | 0 | 0 | 0 | 0 | 0 | 0
F1_Commercial_Healthcare_New_Food Preparation_Natural Gas_Steamer_E3 | F1 | Commercial | Healthcare | New | Food Preparation | Natural Gas | Steamer | E3 | CCE | 0 | 0 | 0 | 0 | 0 | 0 | 0 | 0 | 0 | 0 | 0 | 0 | 0 | 0 | 0 | 0 | 0 | 0 | 0 | 0 | 0 | 0 | 0 | 0 | 0 | 0 | 0 | 0 | 0 | 0
F1_Commercial_Healthcare_New_Food Preparation_Natural Gas_Steamer_E4 | F1 | Commercial | Healthcare | New | Food Preparation | Natural Gas | Steamer | E4 | CCE | 0 | 0 | 0 | 0 | 0 | 0 | 0 | 0 | 0 | 0 | 0 | 0 | 0 | 0 | 0 | 0 | 0 | 0 | 0 | 0 | 0 | 0 | 0 | 0 | 0 | 0 | 0 | 0 | 0 | 0
F1_Commercial_Healthcare_New_Food Preparation_Natural Gas_Steamer_E5 | F1 | Commercial | Healthcare | New | Food Preparation | Natural Gas | Steamer | E5 | CCE | 0 | 0 | 0 | 0 | 0 | 0 | 0 | 0 | 0 | 0 | 0 | 0 | 0 | 0 | 0 | 0 | 0 | 0 | 0 | 0 | 0 | 0 | 0 | 0 | 0 | 0 | 0 | 0 | 0 | 0
F1_Commercial_Healthcare_New_Food Preparation_Natural Gas_Steamer_E6 | F1 | Commercial | Healthcare | New | Food Preparation | Natural Gas | Steamer | E6 | CCE | 0 | 0 | 0 | 0 | 0 | 0 | 0 | 0 | 0 | 0 | 0 | 0 | 0 | 0 | 0 | 0 | 0 | 0 | 0 | 0 | 0 | 0 | 0 | 0 | 0 | 0 | 0 | 0 | 0 | 0
F1_Commercial_Healthcare_New_Food Preparation_Natural Gas_Steamer_E7 | F1 | Commercial | Healthcare | New | Food Preparation | Natural Gas | Steamer | E7 | CCE | 0 | 0 | 0 | 0 | 0 | 0 | 0 | 0 | 0 | 0 | 0 | 0 | 0 | 0 | 0 | 0 | 0 | 0 | 0 | 0 | 0 | 0 | 0 | 0 | 0 | 0 | 0 | 0 | 0 | 0
F1_Commercial_Healthcare_New_Food Preparation_Natural Gas_Steamer_E8 | F1 | Commercial | Healthcare | New | Food Preparation | Natural Gas | Steamer | E8 | CCE | 0 | 0 | 0 | 0 | 0 | 0 | 0 | 0 | 0 | 0 | 0 | 0 | 0 | 0 | 0 | 0 | 0 | 0 | 0 | 0 | 0 | 0 | 0 | 0 | 0 | 0 | 0 | 0 | 0 | 0
F1_Commercial_Healthcare_New_Food Preparation_Natural Gas_Steamer_E9 | F1 | Commercial | Healthcare | New | Food Preparation | Natural Gas | Steamer | E9 | CCE | 0 | 0 | 0 | 0 | 0 | 0 | 0 | 0 | 0 | 0 | 0 | 0 | 0 | 0 | 0 | 0 | 0 | 0 | 0 | 0 | 0 | 0 | 0 | 0 | 0 | 0 | 0 | 0 | 0 | 0
F1_Commercial_Healthcare_New_Food Preparation_Natural Gas_Steamer_E10 | F1 | Commercial | Healthcare | New | Food Preparation | Natural Gas | Steamer | E10 | CCE | 0 | 0 | 0 | 0 | 0 | 0 | 0 | 0 | 0 | 0 | 0 | 0 | 0 | 0 | 0 | 0 | 0 | 0 | 0 | 0 | 0 | 0 | 0 | 0 | 0 | 0 | 0 | 0 | 0 | 0
F2_Commercial_Healthcare_New_Food Preparation_Natural Gas_Steamer_E1 | F2 | Commercial | Healthcare | New | Food Preparation | Natural Gas | Steamer | E1 | TRC BC Ratio | 0.9 | 0.9 | 0.9 | 0.9 | 0.9 | 0.9 | 0.9 | 0.9 | 0.9 | 0.9 | 0.9 | 0.9 | 0.9 | 0.9 | 0.9 | 0.9 | 0.9 | 0.9 | 0.9 | 0.9 | 0.9 | 0.9 | 0 | 0 | 0 | 0 | 0 | 0 | 0 | 0
F2_Commercial_Healthcare_New_Food Preparation_Natural Gas_Steamer_E2 | F2 | Commercial | Healthcare | New | Food Preparation | Natural Gas | Steamer | E2 | TRC BC Ratio | 4.9998 | 5.0422 | 5.093 | 5.1779 | 5.291 | 5.4252 | 5.5491 | 5.656 | 5.7559 | 5.8544 | 5.9559 | 6.057 | 6.1552 | 6.2565 | 6.3505 | 6.4434 | 6.5427 | 6.6427 | 6.7436 | 6.8448 | 6.9449 | 7.0436 | 0 | 0 | 0 | 0 | 0 | 0 | 0 | 0
F2_Commercial_Healthcare_New_Food Preparation_Natural Gas_Steamer_E3 | F2 | Commercial | Healthcare | New | Food Preparation | Natural Gas | Steamer | E3 | TRC BC Ratio | 0 | 0 | 0 | 0 | 0 | 0 | 0 | 0 | 0 | 0 | 0 | 0 | 0 | 0 | 0 | 0 | 0 | 0 | 0 | 0 | 0 | 0 | 0 | 0 | 0 | 0 | 0 | 0 | 0 | 0
F2_Commercial_Healthcare_New_Food Preparation_Natural Gas_Steamer_E4 | F2 | Commercial | Healthcare | New | Food Preparation | Natural Gas | Steamer | E4 | TRC BC Ratio | 0 | 0 | 0 | 0 | 0 | 0 | 0 | 0 | 0 | 0 | 0 | 0 | 0 | 0 | 0 | 0 | 0 | 0 | 0 | 0 | 0 | 0 | 0 | 0 | 0 | 0 | 0 | 0 | 0 | 0
F2_Commercial_Healthcare_New_Food Preparation_Natural Gas_Steamer_E5 | F2 | Commercial | Healthcare | New | Food Preparation | Natural Gas | Steamer | E5 | TRC BC Ratio | 0 | 0 | 0 | 0 | 0 | 0 | 0 | 0 | 0 | 0 | 0 | 0 | 0 | 0 | 0 | 0 | 0 | 0 | 0 | 0 | 0 | 0 | 0 | 0 | 0 | 0 | 0 | 0 | 0 | 0
F2_Commercial_Healthcare_New_Food Preparation_Natural Gas_Steamer_E6 | F2 | Commercial | Healthcare | New | Food Preparation | Natural Gas | Steamer | E6 | TRC BC Ratio | 0 | 0 | 0 | 0 | 0 | 0 | 0 | 0 | 0 | 0 | 0 | 0 | 0 | 0 | 0 | 0 | 0 | 0 | 0 | 0 | 0 | 0 | 0 | 0 | 0 | 0 | 0 | 0 | 0 | 0
F2_Commercial_Healthcare_New_Food Preparation_Natural Gas_Steamer_E7 | F2 | Commercial | Healthcare | New | Food Preparation | Natural Gas | Steamer | E7 | TRC BC Ratio | 0 | 0 | 0 | 0 | 0 | 0 | 0 | 0 | 0 | 0 | 0 | 0 | 0 | 0 | 0 | 0 | 0 | 0 | 0 | 0 | 0 | 0 | 0 | 0 | 0 | 0 | 0 | 0 | 0 | 0
F2_Commercial_Healthcare_New_Food Preparation_Natural Gas_Steamer_E8 | F2 | Commercial | Healthcare | New | Food Preparation | Natural Gas | Steamer | E8 | TRC BC Ratio | 0 | 0 | 0 | 0 | 0 | 0 | 0 | 0 | 0 | 0 | 0 | 0 | 0 | 0 | 0 | 0 | 0 | 0 | 0 | 0 | 0 | 0 | 0 | 0 | 0 | 0 | 0 | 0 | 0 | 0
F2_Commercial_Healthcare_New_Food Preparation_Natural Gas_Steamer_E9 | F2 | Commercial | Healthcare | New | Food Preparation | Natural Gas | Steamer | E9 | TRC BC Ratio | 0 | 0 | 0 | 0 | 0 | 0 | 0 | 0 | 0 | 0 | 0 | 0 | 0 | 0 | 0 | 0 | 0 | 0 | 0 | 0 | 0 | 0 | 0 | 0 | 0 | 0 | 0 | 0 | 0 | 0
F2_Commercial_Healthcare_New_Food Preparation_Natural Gas_Steamer_E10 | F2 | Commercial | Healthcare | New | Food Preparation | Natural Gas | Steamer | E10 | TRC BC Ratio | 0 | 0 | 0 | 0 | 0 | 0 | 0 | 0 | 0 | 0 | 0 | 0 | 0 | 0 | 0 | 0 | 0 | 0 | 0 | 0 | 0 | 0 | 0 | 0 | 0 | 0 | 0 | 0 | 0 | 0
F3_Commercial_Healthcare_New_Food Preparation_Natural Gas_Steamer_E1 | F3 | Commercial | Healthcare | New | Food Preparation | Natural Gas | Steamer | E1 | PACT BC Ratio | 0.9 | 0.9 | 0.9 | 0.9 | 0.9 | 0.9 | 0.9 | 0.9 | 0.9 | 0.9 | 0.9 | 0.9 | 0.9 | 0.9 | 0.9 | 0.9 | 0.9 | 0.9 | 0.9 | 0.9 | 0.9 | 0.9 | 0 | 0 | 0 | 0 | 0 | 0 | 0 | 0
F3_Commercial_Healthcare_New_Food Preparation_Natural Gas_Steamer_E2 | F3 | Commercial | Healthcare | New | Food Preparation | Natural Gas | Steamer | E2 | PACT BC Ratio | 5.4144 | 5.4603 | 5.5153 | 5.6072 | 5.7297 | 5.875 | 6.0092 | 6.1249 | 6.2331 | 6.3398 | 6.4497 | 6.5592 | 6.6655 | 6.7753 | 6.877 | 6.9776 | 7.0852 | 7.1935 | 7.3027 | 7.4123 | 7.5208 | 7.6276 | 0 | 0 | 0 | 0 | 0 | 0 | 0 | 0
F3_Commercial_Healthcare_New_Food Preparation_Natural Gas_Steamer_E3 | F3 | Commercial | Healthcare | New | Food Preparation | Natural Gas | Steamer | E3 | PACT BC Ratio | 0 | 0 | 0 | 0 | 0 | 0 | 0 | 0 | 0 | 0 | 0 | 0 | 0 | 0 | 0 | 0 | 0 | 0 | 0 | 0 | 0 | 0 | 0 | 0 | 0 | 0 | 0 | 0 | 0 | 0
F3_Commercial_Healthcare_New_Food Preparation_Natural Gas_Steamer_E4 | F3 | Commercial | Healthcare | New | Food Preparation | Natural Gas | Steamer | E4 | PACT BC Ratio | 0 | 0 | 0 | 0 | 0 | 0 | 0 | 0 | 0 | 0 | 0 | 0 | 0 | 0 | 0 | 0 | 0 | 0 | 0 | 0 | 0 | 0 | 0 | 0 | 0 | 0 | 0 | 0 | 0 | 0
F3_Commercial_Healthcare_New_Food Preparation_Natural Gas_Steamer_E5 | F3 | Commercial | Healthcare | New | Food Preparation | Natural Gas | Steamer | E5 | PACT BC Ratio | 0 | 0 | 0 | 0 | 0 | 0 | 0 | 0 | 0 | 0 | 0 | 0 | 0 | 0 | 0 | 0 | 0 | 0 | 0 | 0 | 0 | 0 | 0 | 0 | 0 | 0 | 0 | 0 | 0 | 0
F3_Commercial_Healthcare_New_Food Preparation_Natural Gas_Steamer_E6 | F3 | Commercial | Healthcare | New | Food Preparation | Natural Gas | Steamer | E6 | PACT BC Ratio | 0 | 0 | 0 | 0 | 0 | 0 | 0 | 0 | 0 | 0 | 0 | 0 | 0 | 0 | 0 | 0 | 0 | 0 | 0 | 0 | 0 | 0 | 0 | 0 | 0 | 0 | 0 | 0 | 0 | 0
F3_Commercial_Healthcare_New_Food Preparation_Natural Gas_Steamer_E7 | F3 | Commercial | Healthcare | New | Food Preparation | Natural Gas | Steamer | E7 | PACT BC Ratio | 0 | 0 | 0 | 0 | 0 | 0 | 0 | 0 | 0 | 0 | 0 | 0 | 0 | 0 | 0 | 0 | 0 | 0 | 0 | 0 | 0 | 0 | 0 | 0 | 0 | 0 | 0 | 0 | 0 | 0
F3_Commercial_Healthcare_New_Food Preparation_Natural Gas_Steamer_E8 | F3 | Commercial | Healthcare | New | Food Preparation | Natural Gas | Steamer | E8 | PACT BC Ratio | 0 | 0 | 0 | 0 | 0 | 0 | 0 | 0 | 0 | 0 | 0 | 0 | 0 | 0 | 0 | 0 | 0 | 0 | 0 | 0 | 0 | 0 | 0 | 0 | 0 | 0 | 0 | 0 | 0 | 0
F3_Commercial_Healthcare_New_Food Preparation_Natural Gas_Steamer_E9 | F3 | Commercial | Healthcare | New | Food Preparation | Natural Gas | Steamer | E9 | PACT BC Ratio | 0 | 0 | 0 | 0 | 0 | 0 | 0 | 0 | 0 | 0 | 0 | 0 | 0 | 0 | 0 | 0 | 0 | 0 | 0 | 0 | 0 | 0 | 0 | 0 | 0 | 0 | 0 | 0 | 0 | 0
F3_Commercial_Healthcare_New_Food Preparation_Natural Gas_Steamer_E10 | F3 | Commercial | Healthcare | New | Food Preparation | Natural Gas | Steamer | E10 | PACT BC Ratio | 0 | 0 | 0 | 0 | 0 | 0 | 0 | 0 | 0 | 0 | 0 | 0 | 0 | 0 | 0 | 0 | 0 | 0 | 0 | 0 | 0 | 0 | 0 | 0 | 0 | 0 | 0 | 0 | 0 | 0
F4_Commercial_Healthcare_New_Food Preparation_Natural Gas_Steamer_E1 | F4 | Commercial | Healthcare | New | Food Preparation | Natural Gas | Steamer | E1 | PCT BC Ratio | 0.9 | 0.9 | 0.9 | 0.9 | 0.9 | 0.9 | 0.9 | 0.9 | 0.9 | 0.9 | 0.9 | 0.9 | 0.9 | 0.9 | 0.9 | 0.9 | 0.9 | 0.9 | 0.9 | 0.9 | 0.9 | 0.9 | 0 | 0 | 0 | 0 | 0 | 0 | 0 | 0
F4_Commercial_Healthcare_New_Food Preparation_Natural Gas_Steamer_E2 | F4 | Commercial | Healthcare | New | Food Preparation | Natural Gas | Steamer | E2 | PCT BC Ratio | 12.4539 | 12.5522 | 12.6701 | 12.8671 | 13.1296 | 13.4409 | 13.7285 | 13.9764 | 14.2082 | 14.4369 | 14.6723 | 14.9069 | 15.1348 | 15.37 | 15.588 | 15.8035 | 16.0341 | 16.2662 | 16.5002 | 16.7351 | 16.9674 | 17.1964 | 0 | 0 | 0 | 0 | 0 | 0 | 0 | 0
F4_Commercial_Healthcare_New_Food Preparation_Natural Gas_Steamer_E3 | F4 | Commercial | Healthcare | New | Food Preparation | Natural Gas | Steamer | E3 | PCT BC Ratio | 0 | 0 | 0 | 0 | 0 | 0 | 0 | 0 | 0 | 0 | 0 | 0 | 0 | 0 | 0 | 0 | 0 | 0 | 0 | 0 | 0 | 0 | 0 | 0 | 0 | 0 | 0 | 0 | 0 | 0
F4_Commercial_Healthcare_New_Food Preparation_Natural Gas_Steamer_E4 | F4 | Commercial | Healthcare | New | Food Preparation | Natural Gas | Steamer | E4 | PCT BC Ratio | 0 | 0 | 0 | 0 | 0 | 0 | 0 | 0 | 0 | 0 | 0 | 0 | 0 | 0 | 0 | 0 | 0 | 0 | 0 | 0 | 0 | 0 | 0 | 0 | 0 | 0 | 0 | 0 | 0 | 0
F4_Commercial_Healthcare_New_Food Preparation_Natural Gas_Steamer_E5 | F4 | Commercial | Healthcare | New | Food Preparation | Natural Gas | Steamer | E5 | PCT BC Ratio | 0 | 0 | 0 | 0 | 0 | 0 | 0 | 0 | 0 | 0 | 0 | 0 | 0 | 0 | 0 | 0 | 0 | 0 | 0 | 0 | 0 | 0 | 0 | 0 | 0 | 0 | 0 | 0 | 0 | 0
F4_Commercial_Healthcare_New_Food Preparation_Natural Gas_Steamer_E6 | F4 | Commercial | Healthcare | New | Food Preparation | Natural Gas | Steamer | E6 | PCT BC Ratio | 0 | 0 | 0 | 0 | 0 | 0 | 0 | 0 | 0 | 0 | 0 | 0 | 0 | 0 | 0 | 0 | 0 | 0 | 0 | 0 | 0 | 0 | 0 | 0 | 0 | 0 | 0 | 0 | 0 | 0
F4_Commercial_Healthcare_New_Food Preparation_Natural Gas_Steamer_E7 | F4 | Commercial | Healthcare | New | Food Preparation | Natural Gas | Steamer | E7 | PCT BC Ratio | 0 | 0 | 0 | 0 | 0 | 0 | 0 | 0 | 0 | 0 | 0 | 0 | 0 | 0 | 0 | 0 | 0 | 0 | 0 | 0 | 0 | 0 | 0 | 0 | 0 | 0 | 0 | 0 | 0 | 0
F4_Commercial_Healthcare_New_Food Preparation_Natural Gas_Steamer_E8 | F4 | Commercial | Healthcare | New | Food Preparation | Natural Gas | Steamer | E8 | PCT BC Ratio | 0 | 0 | 0 | 0 | 0 | 0 | 0 | 0 | 0 | 0 | 0 | 0 | 0 | 0 | 0 | 0 | 0 | 0 | 0 | 0 | 0 | 0 | 0 | 0 | 0 | 0 | 0 | 0 | 0 | 0
F4_Commercial_Healthcare_New_Food Preparation_Natural Gas_Steamer_E9 | F4 | Commercial | Healthcare | New | Food Preparation | Natural Gas | Steamer | E9 | PCT BC Ratio | 0 | 0 | 0 | 0 | 0 | 0 | 0 | 0 | 0 | 0 | 0 | 0 | 0 | 0 | 0 | 0 | 0 | 0 | 0 | 0 | 0 | 0 | 0 | 0 | 0 | 0 | 0 | 0 | 0 | 0
F4_Commercial_Healthcare_New_Food Preparation_Natural Gas_Steamer_E10 | F4 | Commercial | Healthcare | New | Food Preparation | Natural Gas | Steamer | E10 | PCT BC Ratio | 0 | 0 | 0 | 0 | 0 | 0 | 0 | 0 | 0 | 0 | 0 | 0 | 0 | 0 | 0 | 0 | 0 | 0 | 0 | 0 | 0 | 0 | 0 | 0 | 0 | 0 | 0 | 0 | 0 | 0
F5_Commercial_Healthcare_New_Food Preparation_Natural Gas_Steamer_E1 | F5 | Commercial | Healthcare | New | Food Preparation | Natural Gas | Steamer | E1 | RIM BC Ratio | 0.9 | 0.9 | 0.9 | 0.9 | 0.9 | 0.9 | 0.9 | 0.9 | 0.9 | 0.9 | 0.9 | 0.9 | 0.9 | 0.9 | 0.9 | 0.9 | 0.9 | 0.9 | 0.9 | 0.9 | 0.9 | 0.9 | 0 | 0 | 0 | 0 | 0 | 0 | 0 | 0
F5_Commercial_Healthcare_New_Food Preparation_Natural Gas_Steamer_E2 | F5 | Commercial | Healthcare | New | Food Preparation | Natural Gas | Steamer | E2 | RIM BC Ratio | 0.72319 | 0.72401 | 0.72496 | 0.72653 | 0.72855 | 0.73085 | 0.73288 | 0.73457 | 0.73611 | 0.73757 | 0.73904 | 0.74045 | 0.74179 | 0.74313 | 0.74434 | 0.7455 | 0.74671 | 0.7479 | 0.74906 | 0.7502 | 0.7513 | 0.75235 | 0 | 0 | 0 | 0 | 0 | 0 | 0 | 0
F5_Commercial_Healthcare_New_Food Preparation_Natural Gas_Steamer_E3 | F5 | Commercial | Healthcare | New | Food Preparation | Natural Gas | Steamer | E3 | RIM BC Ratio | 0 | 0 | 0 | 0 | 0 | 0 | 0 | 0 | 0 | 0 | 0 | 0 | 0 | 0 | 0 | 0 | 0 | 0 | 0 | 0 | 0 | 0 | 0 | 0 | 0 | 0 | 0 | 0 | 0 | 0
F5_Commercial_Healthcare_New_Food Preparation_Natural Gas_Steamer_E4 | F5 | Commercial | Healthcare | New | Food Preparation | Natural Gas | Steamer | E4 | RIM BC Ratio | 0 | 0 | 0 | 0 | 0 | 0 | 0 | 0 | 0 | 0 | 0 | 0 | 0 | 0 | 0 | 0 | 0 | 0 | 0 | 0 | 0 | 0 | 0 | 0 | 0 | 0 | 0 | 0 | 0 | 0
F5_Commercial_Healthcare_New_Food Preparation_Natural Gas_Steamer_E5 | F5 | Commercial | Healthcare | New | Food Preparation | Natural Gas | Steamer | E5 | RIM BC Ratio | 0 | 0 | 0 | 0 | 0 | 0 | 0 | 0 | 0 | 0 | 0 | 0 | 0 | 0 | 0 | 0 | 0 | 0 | 0 | 0 | 0 | 0 | 0 | 0 | 0 | 0 | 0 | 0 | 0 | 0
F5_Commercial_Healthcare_New_Food Preparation_Natural Gas_Steamer_E6 | F5 | Commercial | Healthcare | New | Food Preparation | Natural Gas | Steamer | E6 | RIM BC Ratio | 0 | 0 | 0 | 0 | 0 | 0 | 0 | 0 | 0 | 0 | 0 | 0 | 0 | 0 | 0 | 0 | 0 | 0 | 0 | 0 | 0 | 0 | 0 | 0 | 0 | 0 | 0 | 0 | 0 | 0
F5_Commercial_Healthcare_New_Food Preparation_Natural Gas_Steamer_E7 | F5 | Commercial | Healthcare | New | Food Preparation | Natural Gas | Steamer | E7 | RIM BC Ratio | 0 | 0 | 0 | 0 | 0 | 0 | 0 | 0 | 0 | 0 | 0 | 0 | 0 | 0 | 0 | 0 | 0 | 0 | 0 | 0 | 0 | 0 | 0 | 0 | 0 | 0 | 0 | 0 | 0 | 0
F5_Commercial_Healthcare_New_Food Preparation_Natural Gas_Steamer_E8 | F5 | Commercial | Healthcare | New | Food Preparation | Natural Gas | Steamer | E8 | RIM BC Ratio | 0 | 0 | 0 | 0 | 0 | 0 | 0 | 0 | 0 | 0 | 0 | 0 | 0 | 0 | 0 | 0 | 0 | 0 | 0 | 0 | 0 | 0 | 0 | 0 | 0 | 0 | 0 | 0 | 0 | 0
F5_Commercial_Healthcare_New_Food Preparation_Natural Gas_Steamer_E9 | F5 | Commercial | Healthcare | New | Food Preparation | Natural Gas | Steamer | E9 | RIM BC Ratio | 0 | 0 | 0 | 0 | 0 | 0 | 0 | 0 | 0 | 0 | 0 | 0 | 0 | 0 | 0 | 0 | 0 | 0 | 0 | 0 | 0 | 0 | 0 | 0 | 0 | 0 | 0 | 0 | 0 | 0
F5_Commercial_Healthcare_New_Food Preparation_Natural Gas_Steamer_E10 | F5 | Commercial | Healthcare | New | Food Preparation | Natural Gas | Steamer | E10 | RIM BC Ratio | 0 | 0 | 0 | 0 | 0 | 0 | 0 | 0 | 0 | 0 | 0 | 0 | 0 | 0 | 0 | 0 | 0 | 0 | 0 | 0 | 0 | 0 | 0 | 0 | 0 | 0 | 0 | 0 | 0 | 0
F0_Commercial_Healthcare_New_Food Preparation_Natural Gas_Food Prep Other_E0 | F0 | Commercial | Healthcare | New | Food Preparation | Natural Gas | Food Prep Other | E0 | Economic Unit | ENERGY STAR | ENERGY STAR | ENERGY STAR | ENERGY STAR | ENERGY STAR | ENERGY STAR | ENERGY STAR | ENERGY STAR | ENERGY STAR | ENERGY STAR | ENERGY STAR | ENERGY STAR | ENERGY STAR | ENERGY STAR | ENERGY STAR | ENERGY STAR | ENERGY STAR | ENERGY STAR | ENERGY STAR | ENERGY STAR | ENERGY STAR | ENERGY STAR | 0 | 0 | 0 | 0 | 0 | 0 | 0 | 0
F1_Commercial_Healthcare_New_Food Preparation_Natural Gas_Food Prep Other_E1 | F1 | Commercial | Healthcare | New | Food Preparation | Natural Gas | Food Prep Other | E1 | CCE | 0 | 0 | 0 | 0 | 0 | 0 | 0 | 0 | 0 | 0 | 0 | 0 | 0 | 0 | 0 | 0 | 0 | 0 | 0 | 0 | 0 | 0 | 0 | 0 | 0 | 0 | 0 | 0 | 0 | 0
F1_Commercial_Healthcare_New_Food Preparation_Natural Gas_Food Prep Other_E2 | F1 | Commercial | Healthcare | New | Food Preparation | Natural Gas | Food Prep Other | E2 | CCE | 0.14135 | 0.14135 | 0.1485 | 0.14624 | 0.14404 | 0.1413 | 0.14092 | 0.14001 | 0.13917 | 0.1379 | 0.1377 | 0.13707 | 0.1365 | 0.13542 | 0.13557 | 0.13515 | 0.13475 | 0.13386 | 0.13412 | 0.13386 | 0.13366 | 0.13291 | 0 | 0 | 0 | 0 | 0 | 0 | 0 | 0
F1_Commercial_Healthcare_New_Food Preparation_Natural Gas_Food Prep Other_E3 | F1 | Commercial | Healthcare | New | Food Preparation | Natural Gas | Food Prep Other | E3 | CCE | 0 | 0 | 0 | 0 | 0 | 0 | 0 | 0 | 0 | 0 | 0 | 0 | 0 | 0 | 0 | 0 | 0 | 0 | 0 | 0 | 0 | 0 | 0 | 0 | 0 | 0 | 0 | 0 | 0 | 0
F1_Commercial_Healthcare_New_Food Preparation_Natural Gas_Food Prep Other_E4 | F1 | Commercial | Healthcare | New | Food Preparation | Natural Gas | Food Prep Other | E4 | CCE | 0 | 0 | 0 | 0 | 0 | 0 | 0 | 0 | 0 | 0 | 0 | 0 | 0 | 0 | 0 | 0 | 0 | 0 | 0 | 0 | 0 | 0 | 0 | 0 | 0 | 0 | 0 | 0 | 0 | 0
F1_Commercial_Healthcare_New_Food Preparation_Natural Gas_Food Prep Other_E5 | F1 | Commercial | Healthcare | New | Food Preparation | Natural Gas | Food Prep Other | E5 | CCE | 0 | 0 | 0 | 0 | 0 | 0 | 0 | 0 | 0 | 0 | 0 | 0 | 0 | 0 | 0 | 0 | 0 | 0 | 0 | 0 | 0 | 0 | 0 | 0 | 0 | 0 | 0 | 0 | 0 | 0
F1_Commercial_Healthcare_New_Food Preparation_Natural Gas_Food Prep Other_E6 | F1 | Commercial | Healthcare | New | Food Preparation | Natural Gas | Food Prep Other | E6 | CCE | 0 | 0 | 0 | 0 | 0 | 0 | 0 | 0 | 0 | 0 | 0 | 0 | 0 | 0 | 0 | 0 | 0 | 0 | 0 | 0 | 0 | 0 | 0 | 0 | 0 | 0 | 0 | 0 | 0 | 0
F1_Commercial_Healthcare_New_Food Preparation_Natural Gas_Food Prep Other_E7 | F1 | Commercial | Healthcare | New | Food Preparation | Natural Gas | Food Prep Other | E7 | CCE | 0 | 0 | 0 | 0 | 0 | 0 | 0 | 0 | 0 | 0 | 0 | 0 | 0 | 0 | 0 | 0 | 0 | 0 | 0 | 0 | 0 | 0 | 0 | 0 | 0 | 0 | 0 | 0 | 0 | 0
F1_Commercial_Healthcare_New_Food Preparation_Natural Gas_Food Prep Other_E8 | F1 | Commercial | Healthcare | New | Food Preparation | Natural Gas | Food Prep Other | E8 | CCE | 0 | 0 | 0 | 0 | 0 | 0 | 0 | 0 | 0 | 0 | 0 | 0 | 0 | 0 | 0 | 0 | 0 | 0 | 0 | 0 | 0 | 0 | 0 | 0 | 0 | 0 | 0 | 0 | 0 | 0
F1_Commercial_Healthcare_New_Food Preparation_Natural Gas_Food Prep Other_E9 | F1 | Commercial | Healthcare | New | Food Preparation | Natural Gas | Food Prep Other | E9 | CCE | 0 | 0 | 0 | 0 | 0 | 0 | 0 | 0 | 0 | 0 | 0 | 0 | 0 | 0 | 0 | 0 | 0 | 0 | 0 | 0 | 0 | 0 | 0 | 0 | 0 | 0 | 0 | 0 | 0 | 0
F1_Commercial_Healthcare_New_Food Preparation_Natural Gas_Food Prep Other_E10 | F1 | Commercial | Healthcare | New | Food Preparation | Natural Gas | Food Prep Other | E10 | CCE | 0 | 0 | 0 | 0 | 0 | 0 | 0 | 0 | 0 | 0 | 0 | 0 | 0 | 0 | 0 | 0 | 0 | 0 | 0 | 0 | 0 | 0 | 0 | 0 | 0 | 0 | 0 | 0 | 0 | 0
F2_Commercial_Healthcare_New_Food Preparation_Natural Gas_Food Prep Other_E1 | F2 | Commercial | Healthcare | New | Food Preparation | Natural Gas | Food Prep Other | E1 | TRC BC Ratio | 0.9 | 0.9 | 0.9 | 0.9 | 0.9 | 0.9 | 0.9 | 0.9 | 0.9 | 0.9 | 0.9 | 0.9 | 0.9 | 0.9 | 0.9 | 0.9 | 0.9 | 0.9 | 0.9 | 0.9 | 0.9 | 0.9 | 0 | 0 | 0 | 0 | 0 | 0 | 0 | 0
F2_Commercial_Healthcare_New_Food Preparation_Natural Gas_Food Prep Other_E2 | F2 | Commercial | Healthcare | New | Food Preparation | Natural Gas | Food Prep Other | E2 | TRC BC Ratio | 0.061956 | 0.062369 | 0.062904 | 0.063937 | 0.06537 | 0.067096 | 0.068663 | 0.070005 | 0.071279 | 0.07258 | 0.073973 | 0.075332 | 0.076617 | 0.077911 | 0.079055 | 0.080138 | 0.081309 | 0.082485 | 0.083667 | 0.084849 | 0.08601 | 0.087142 | 0 | 0 | 0 | 0 | 0 | 0 | 0 | 0
F2_Commercial_Healthcare_New_Food Preparation_Natural Gas_Food Prep Other_E3 | F2 | Commercial | Healthcare | New | Food Preparation | Natural Gas | Food Prep Other | E3 | TRC BC Ratio | 0 | 0 | 0 | 0 | 0 | 0 | 0 | 0 | 0 | 0 | 0 | 0 | 0 | 0 | 0 | 0 | 0 | 0 | 0 | 0 | 0 | 0 | 0 | 0 | 0 | 0 | 0 | 0 | 0 | 0
F2_Commercial_Healthcare_New_Food Preparation_Natural Gas_Food Prep Other_E4 | F2 | Commercial | Healthcare | New | Food Preparation | Natural Gas | Food Prep Other | E4 | TRC BC Ratio | 0 | 0 | 0 | 0 | 0 | 0 | 0 | 0 | 0 | 0 | 0 | 0 | 0 | 0 | 0 | 0 | 0 | 0 | 0 | 0 | 0 | 0 | 0 | 0 | 0 | 0 | 0 | 0 | 0 | 0
F2_Commercial_Healthcare_New_Food Preparation_Natural Gas_Food Prep Other_E5 | F2 | Commercial | Healthcare | New | Food Preparation | Natural Gas | Food Prep Other | E5 | TRC BC Ratio | 0 | 0 | 0 | 0 | 0 | 0 | 0 | 0 | 0 | 0 | 0 | 0 | 0 | 0 | 0 | 0 | 0 | 0 | 0 | 0 | 0 | 0 | 0 | 0 | 0 | 0 | 0 | 0 | 0 | 0
F2_Commercial_Healthcare_New_Food Preparation_Natural Gas_Food Prep Other_E6 | F2 | Commercial | Healthcare | New | Food Preparation | Natural Gas | Food Prep Other | E6 | TRC BC Ratio | 0 | 0 | 0 | 0 | 0 | 0 | 0 | 0 | 0 | 0 | 0 | 0 | 0 | 0 | 0 | 0 | 0 | 0 | 0 | 0 | 0 | 0 | 0 | 0 | 0 | 0 | 0 | 0 | 0 | 0
F2_Commercial_Healthcare_New_Food Preparation_Natural Gas_Food Prep Other_E7 | F2 | Commercial | Healthcare | New | Food Preparation | Natural Gas | Food Prep Other | E7 | TRC BC Ratio | 0 | 0 | 0 | 0 | 0 | 0 | 0 | 0 | 0 | 0 | 0 | 0 | 0 | 0 | 0 | 0 | 0 | 0 | 0 | 0 | 0 | 0 | 0 | 0 | 0 | 0 | 0 | 0 | 0 | 0
F2_Commercial_Healthcare_New_Food Preparation_Natural Gas_Food Prep Other_E8 | F2 | Commercial | Healthcare | New | Food Preparation | Natural Gas | Food Prep Other | E8 | TRC BC Ratio | 0 | 0 | 0 | 0 | 0 | 0 | 0 | 0 | 0 | 0 | 0 | 0 | 0 | 0 | 0 | 0 | 0 | 0 | 0 | 0 | 0 | 0 | 0 | 0 | 0 | 0 | 0 | 0 | 0 | 0
F2_Commercial_Healthcare_New_Food Preparation_Natural Gas_Food Prep Other_E9 | F2 | Commercial | Healthcare | New | Food Preparation | Natural Gas | Food Prep Other | E9 | TRC BC Ratio | 0 | 0 | 0 | 0 | 0 | 0 | 0 | 0 | 0 | 0 | 0 | 0 | 0 | 0 | 0 | 0 | 0 | 0 | 0 | 0 | 0 | 0 | 0 | 0 | 0 | 0 | 0 | 0 | 0 | 0
F2_Commercial_Healthcare_New_Food Preparation_Natural Gas_Food Prep Other_E10 | F2 | Commercial | Healthcare | New | Food Preparation | Natural Gas | Food Prep Other | E10 | TRC BC Ratio | 0 | 0 | 0 | 0 | 0 | 0 | 0 | 0 | 0 | 0 | 0 | 0 | 0 | 0 | 0 | 0 | 0 | 0 | 0 | 0 | 0 | 0 | 0 | 0 | 0 | 0 | 0 | 0 | 0 | 0
F3_Commercial_Healthcare_New_Food Preparation_Natural Gas_Food Prep Other_E1 | F3 | Commercial | Healthcare | New | Food Preparation | Natural Gas | Food Prep Other | E1 | PACT BC Ratio | 0.9 | 0.9 | 0.9 | 0.9 | 0.9 | 0.9 | 0.9 | 0.9 | 0.9 | 0.9 | 0.9 | 0.9 | 0.9 | 0.9 | 0.9 | 0.9 | 0.9 | 0.9 | 0.9 | 0.9 | 0.9 | 0.9 | 0 | 0 | 0 | 0 | 0 | 0 | 0 | 0
F3_Commercial_Healthcare_New_Food Preparation_Natural Gas_Food Prep Other_E2 | F3 | Commercial | Healthcare | New | Food Preparation | Natural Gas | Food Prep Other | E2 | PACT BC Ratio | 1.0937 | 1.101 | 1.1104 | 1.1287 | 1.154 | 1.1844 | 1.2121 | 1.2358 | 1.2583 | 1.2813 | 1.3058 | 1.3298 | 1.3525 | 1.3754 | 1.3956 | 1.4147 | 1.4353 | 1.4561 | 1.477 | 1.4978 | 1.5183 | 1.5383 | 0 | 0 | 0 | 0 | 0 | 0 | 0 | 0
F3_Commercial_Healthcare_New_Food Preparation_Natural Gas_Food Prep Other_E3 | F3 | Commercial | Healthcare | New | Food Preparation | Natural Gas | Food Prep Other | E3 | PACT BC Ratio | 0 | 0 | 0 | 0 | 0 | 0 | 0 | 0 | 0 | 0 | 0 | 0 | 0 | 0 | 0 | 0 | 0 | 0 | 0 | 0 | 0 | 0 | 0 | 0 | 0 | 0 | 0 | 0 | 0 | 0
F3_Commercial_Healthcare_New_Food Preparation_Natural Gas_Food Prep Other_E4 | F3 | Commercial | Healthcare | New | Food Preparation | Natural Gas | Food Prep Other | E4 | PACT BC Ratio | 0 | 0 | 0 | 0 | 0 | 0 | 0 | 0 | 0 | 0 | 0 | 0 | 0 | 0 | 0 | 0 | 0 | 0 | 0 | 0 | 0 | 0 | 0 | 0 | 0 | 0 | 0 | 0 | 0 | 0
F3_Commercial_Healthcare_New_Food Preparation_Natural Gas_Food Prep Other_E5 | F3 | Commercial | Healthcare | New | Food Preparation | Natural Gas | Food Prep Other | E5 | PACT BC Ratio | 0 | 0 | 0 | 0 | 0 | 0 | 0 | 0 | 0 | 0 | 0 | 0 | 0 | 0 | 0 | 0 | 0 | 0 | 0 | 0 | 0 | 0 | 0 | 0 | 0 | 0 | 0 | 0 | 0 | 0
F3_Commercial_Healthcare_New_Food Preparation_Natural Gas_Food Prep Other_E6 | F3 | Commercial | Healthcare | New | Food Preparation | Natural Gas | Food Prep Other | E6 | PACT BC Ratio | 0 | 0 | 0 | 0 | 0 | 0 | 0 | 0 | 0 | 0 | 0 | 0 | 0 | 0 | 0 | 0 | 0 | 0 | 0 | 0 | 0 | 0 | 0 | 0 | 0 | 0 | 0 | 0 | 0 | 0
F3_Commercial_Healthcare_New_Food Preparation_Natural Gas_Food Prep Other_E7 | F3 | Commercial | Healthcare | New | Food Preparation | Natural Gas | Food Prep Other | E7 | PACT BC Ratio | 0 | 0 | 0 | 0 | 0 | 0 | 0 | 0 | 0 | 0 | 0 | 0 | 0 | 0 | 0 | 0 | 0 | 0 | 0 | 0 | 0 | 0 | 0 | 0 | 0 | 0 | 0 | 0 | 0 | 0
F3_Commercial_Healthcare_New_Food Preparation_Natural Gas_Food Prep Other_E8 | F3 | Commercial | Healthcare | New | Food Preparation | Natural Gas | Food Prep Other | E8 | PACT BC Ratio | 0 | 0 | 0 | 0 | 0 | 0 | 0 | 0 | 0 | 0 | 0 | 0 | 0 | 0 | 0 | 0 | 0 | 0 | 0 | 0 | 0 | 0 | 0 | 0 | 0 | 0 | 0 | 0 | 0 | 0
F3_Commercial_Healthcare_New_Food Preparation_Natural Gas_Food Prep Other_E9 | F3 | Commercial | Healthcare | New | Food Preparation | Natural Gas | Food Prep Other | E9 | PACT BC Ratio | 0 | 0 | 0 | 0 | 0 | 0 | 0 | 0 | 0 | 0 | 0 | 0 | 0 | 0 | 0 | 0 | 0 | 0 | 0 | 0 | 0 | 0 | 0 | 0 | 0 | 0 | 0 | 0 | 0 | 0
F3_Commercial_Healthcare_New_Food Preparation_Natural Gas_Food Prep Other_E10 | F3 | Commercial | Healthcare | New | Food Preparation | Natural Gas | Food Prep Other | E10 | PACT BC Ratio | 0 | 0 | 0 | 0 | 0 | 0 | 0 | 0 | 0 | 0 | 0 | 0 | 0 | 0 | 0 | 0 | 0 | 0 | 0 | 0 | 0 | 0 | 0 | 0 | 0 | 0 | 0 | 0 | 0 | 0
F4_Commercial_Healthcare_New_Food Preparation_Natural Gas_Food Prep Other_E1 | F4 | Commercial | Healthcare | New | Food Preparation | Natural Gas | Food Prep Other | E1 | PCT BC Ratio | 0.9 | 0.9 | 0.9 | 0.9 | 0.9 | 0.9 | 0.9 | 0.9 | 0.9 | 0.9 | 0.9 | 0.9 | 0.9 | 0.9 | 0.9 | 0.9 | 0.9 | 0.9 | 0.9 | 0.9 | 0.9 | 0.9 | 0 | 0 | 0 | 0 | 0 | 0 | 0 | 0
F4_Commercial_Healthcare_New_Food Preparation_Natural Gas_Food Prep Other_E2 | F4 | Commercial | Healthcare | New | Food Preparation | Natural Gas | Food Prep Other | E2 | PCT BC Ratio | 0.1043 | 0.10481 | 0.10547 | 0.10674 | 0.10851 | 0.11064 | 0.11258 | 0.11424 | 0.11581 | 0.11741 | 0.11913 | 0.12081 | 0.1224 | 0.124 | 0.12541 | 0.12675 | 0.12819 | 0.12964 | 0.1311 | 0.13256 | 0.134 | 0.13539 | 0 | 0 | 0 | 0 | 0 | 0 | 0 | 0
F4_Commercial_Healthcare_New_Food Preparation_Natural Gas_Food Prep Other_E3 | F4 | Commercial | Healthcare | New | Food Preparation | Natural Gas | Food Prep Other | E3 | PCT BC Ratio | 0 | 0 | 0 | 0 | 0 | 0 | 0 | 0 | 0 | 0 | 0 | 0 | 0 | 0 | 0 | 0 | 0 | 0 | 0 | 0 | 0 | 0 | 0 | 0 | 0 | 0 | 0 | 0 | 0 | 0
F4_Commercial_Healthcare_New_Food Preparation_Natural Gas_Food Prep Other_E4 | F4 | Commercial | Healthcare | New | Food Preparation | Natural Gas | Food Prep Other | E4 | PCT BC Ratio | 0 | 0 | 0 | 0 | 0 | 0 | 0 | 0 | 0 | 0 | 0 | 0 | 0 | 0 | 0 | 0 | 0 | 0 | 0 | 0 | 0 | 0 | 0 | 0 | 0 | 0 | 0 | 0 | 0 | 0
F4_Commercial_Healthcare_New_Food Preparation_Natural Gas_Food Prep Other_E5 | F4 | Commercial | Healthcare | New | Food Preparation | Natural Gas | Food Prep Other | E5 | PCT BC Ratio | 0 | 0 | 0 | 0 | 0 | 0 | 0 | 0 | 0 | 0 | 0 | 0 | 0 | 0 | 0 | 0 | 0 | 0 | 0 | 0 | 0 | 0 | 0 | 0 | 0 | 0 | 0 | 0 | 0 | 0
F4_Commercial_Healthcare_New_Food Preparation_Natural Gas_Food Prep Other_E6 | F4 | Commercial | Healthcare | New | Food Preparation | Natural Gas | Food Prep Other | E6 | PCT BC Ratio | 0 | 0 | 0 | 0 | 0 | 0 | 0 | 0 | 0 | 0 | 0 | 0 | 0 | 0 | 0 | 0 | 0 | 0 | 0 | 0 | 0 | 0 | 0 | 0 | 0 | 0 | 0 | 0 | 0 | 0
F4_Commercial_Healthcare_New_Food Preparation_Natural Gas_Food Prep Other_E7 | F4 | Commercial | Healthcare | New | Food Preparation | Natural Gas | Food Prep Other | E7 | PCT BC Ratio | 0 | 0 | 0 | 0 | 0 | 0 | 0 | 0 | 0 | 0 | 0 | 0 | 0 | 0 | 0 | 0 | 0 | 0 | 0 | 0 | 0 | 0 | 0 | 0 | 0 | 0 | 0 | 0 | 0 | 0
F4_Commercial_Healthcare_New_Food Preparation_Natural Gas_Food Prep Other_E8 | F4 | Commercial | Healthcare | New | Food Preparation | Natural Gas | Food Prep Other | E8 | PCT BC Ratio | 0 | 0 | 0 | 0 | 0 | 0 | 0 | 0 | 0 | 0 | 0 | 0 | 0 | 0 | 0 | 0 | 0 | 0 | 0 | 0 | 0 | 0 | 0 | 0 | 0 | 0 | 0 | 0 | 0 | 0
F4_Commercial_Healthcare_New_Food Preparation_Natural Gas_Food Prep Other_E9 | F4 | Commercial | Healthcare | New | Food Preparation | Natural Gas | Food Prep Other | E9 | PCT BC Ratio | 0 | 0 | 0 | 0 | 0 | 0 | 0 | 0 | 0 | 0 | 0 | 0 | 0 | 0 | 0 | 0 | 0 | 0 | 0 | 0 | 0 | 0 | 0 | 0 | 0 | 0 | 0 | 0 | 0 | 0
F4_Commercial_Healthcare_New_Food Preparation_Natural Gas_Food Prep Other_E10 | F4 | Commercial | Healthcare | New | Food Preparation | Natural Gas | Food Prep Other | E10 | PCT BC Ratio | 0 | 0 | 0 | 0 | 0 | 0 | 0 | 0 | 0 | 0 | 0 | 0 | 0 | 0 | 0 | 0 | 0 | 0 | 0 | 0 | 0 | 0 | 0 | 0 | 0 | 0 | 0 | 0 | 0 | 0
F5_Commercial_Healthcare_New_Food Preparation_Natural Gas_Food Prep Other_E1 | F5 | Commercial | Healthcare | New | Food Preparation | Natural Gas | Food Prep Other | E1 | RIM BC Ratio | 0.9 | 0.9 | 0.9 | 0.9 | 0.9 | 0.9 | 0.9 | 0.9 | 0.9 | 0.9 | 0.9 | 0.9 | 0.9 | 0.9 | 0.9 | 0.9 | 0.9 | 0.9 | 0.9 | 0.9 | 0.9 | 0.9 | 0 | 0 | 0 | 0 | 0 | 0 | 0 | 0
F5_Commercial_Healthcare_New_Food Preparation_Natural Gas_Food Prep Other_E2 | F5 | Commercial | Healthcare | New | Food Preparation | Natural Gas | Food Prep Other | E2 | RIM BC Ratio | 0.4734 | 0.47476 | 0.47651 | 0.47983 | 0.48435 | 0.48963 | 0.4943 | 0.49819 | 0.50181 | 0.50542 | 0.5092 | 0.51281 | 0.51615 | 0.51944 | 0.5223 | 0.52495 | 0.52777 | 0.53055 | 0.5333 | 0.53599 | 0.53859 | 0.54109 | 0 | 0 | 0 | 0 | 0 | 0 | 0 | 0
F5_Commercial_Healthcare_New_Food Preparation_Natural Gas_Food Prep Other_E3 | F5 | Commercial | Healthcare | New | Food Preparation | Natural Gas | Food Prep Other | E3 | RIM BC Ratio | 0 | 0 | 0 | 0 | 0 | 0 | 0 | 0 | 0 | 0 | 0 | 0 | 0 | 0 | 0 | 0 | 0 | 0 | 0 | 0 | 0 | 0 | 0 | 0 | 0 | 0 | 0 | 0 | 0 | 0
F5_Commercial_Healthcare_New_Food Preparation_Natural Gas_Food Prep Other_E4 | F5 | Commercial | Healthcare | New | Food Preparation | Natural Gas | Food Prep Other | E4 | RIM BC Ratio | 0 | 0 | 0 | 0 | 0 | 0 | 0 | 0 | 0 | 0 | 0 | 0 | 0 | 0 | 0 | 0 | 0 | 0 | 0 | 0 | 0 | 0 | 0 | 0 | 0 | 0 | 0 | 0 | 0 | 0
F5_Commercial_Healthcare_New_Food Preparation_Natural Gas_Food Prep Other_E5 | F5 | Commercial | Healthcare | New | Food Preparation | Natural Gas | Food Prep Other | E5 | RIM BC Ratio | 0 | 0 | 0 | 0 | 0 | 0 | 0 | 0 | 0 | 0 | 0 | 0 | 0 | 0 | 0 | 0 | 0 | 0 | 0 | 0 | 0 | 0 | 0 | 0 | 0 | 0 | 0 | 0 | 0 | 0
F5_Commercial_Healthcare_New_Food Preparation_Natural Gas_Food Prep Other_E6 | F5 | Commercial | Healthcare | New | Food Preparation | Natural Gas | Food Prep Other | E6 | RIM BC Ratio | 0 | 0 | 0 | 0 | 0 | 0 | 0 | 0 | 0 | 0 | 0 | 0 | 0 | 0 | 0 | 0 | 0 | 0 | 0 | 0 | 0 | 0 | 0 | 0 | 0 | 0 | 0 | 0 | 0 | 0
F5_Commercial_Healthcare_New_Food Preparation_Natural Gas_Food Prep Other_E7 | F5 | Commercial | Healthcare | New | Food Preparation | Natural Gas | Food Prep Other | E7 | RIM BC Ratio | 0 | 0 | 0 | 0 | 0 | 0 | 0 | 0 | 0 | 0 | 0 | 0 | 0 | 0 | 0 | 0 | 0 | 0 | 0 | 0 | 0 | 0 | 0 | 0 | 0 | 0 | 0 | 0 | 0 | 0
F5_Commercial_Healthcare_New_Food Preparation_Natural Gas_Food Prep Other_E8 | F5 | Commercial | Healthcare | New | Food Preparation | Natural Gas | Food Prep Other | E8 | RIM BC Ratio | 0 | 0 | 0 | 0 | 0 | 0 | 0 | 0 | 0 | 0 | 0 | 0 | 0 | 0 | 0 | 0 | 0 | 0 | 0 | 0 | 0 | 0 | 0 | 0 | 0 | 0 | 0 | 0 | 0 | 0
F5_Commercial_Healthcare_New_Food Preparation_Natural Gas_Food Prep Other_E9 | F5 | Commercial | Healthcare | New | Food Preparation | Natural Gas | Food Prep Other | E9 | RIM BC Ratio | 0 | 0 | 0 | 0 | 0 | 0 | 0 | 0 | 0 | 0 | 0 | 0 | 0 | 0 | 0 | 0 | 0 | 0 | 0 | 0 | 0 | 0 | 0 | 0 | 0 | 0 | 0 | 0 | 0 | 0
F5_Commercial_Healthcare_New_Food Preparation_Natural Gas_Food Prep Other_E10 | F5 | Commercial | Healthcare | New | Food Preparation | Natural Gas | Food Prep Other | E10 | RIM BC Ratio | 0 | 0 | 0 | 0 | 0 | 0 | 0 | 0 | 0 | 0 | 0 | 0 | 0 | 0 | 0 | 0 | 0 | 0 | 0 | 0 | 0 | 0 | 0 | 0 | 0 | 0 | 0 | 0 | 0 | 0
F0_Commercial_Healthcare_New_Miscellaneous_Natural Gas_Pool Heater_E0 | F0 | Commercial | Healthcare | New | Miscellaneous | Natural Gas | Pool Heater | E0 | Economic Unit | Standard (EF .78) | Standard (EF .78) | Standard (EF .78) | Standard (EF .78) | Standard (EF .78) | Standard (EF .78) | Standard (EF .78) | Standard (EF .78) | Standard (EF .78) | Standard (EF .78) | Standard (EF .78) | Standard (EF .78) | Condensing (EF .90) | Condensing (EF .90) | Condensing (EF .90) | Condensing (EF .90) | Condensing (EF .90) | Condensing (EF .90) | Condensing (EF .90) | Condensing (EF .90) | Condensing (EF .90) | Condensing (EF .90) | 0 | 0 | 0 | 0 | 0 | 0 | 0 | 0
F1_Commercial_Healthcare_New_Miscellaneous_Natural Gas_Pool Heater_E1 | F1 | Commercial | Healthcare | New | Miscellaneous | Natural Gas | Pool Heater | E1 | CCE | 0 | 0 | 0 | 0 | 0 | 0 | 0 | 0 | 0 | 0 | 0 | 0 | 0 | 0 | 0 | 0 | 0 | 0 | 0 | 0 | 0 | 0 | 0 | 0 | 0 | 0 | 0 | 0 | 0 | 0
F1_Commercial_Healthcare_New_Miscellaneous_Natural Gas_Pool Heater_E2 | F1 | Commercial | Healthcare | New | Miscellaneous | Natural Gas | Pool Heater | E2 | CCE | 0.016289 | 0.016289 | 0.017113 | 0.016853 | 0.0166 | 0.016284 | 0.016239 | 0.016135 | 0.016038 | 0.015891 | 0.015869 | 0.015796 | 0.015731 | 0.015606 | 0.015623 | 0.015575 | 0.015528 | 0.015425 | 0.015456 | 0.015426 | 0.015403 | 0.015317 | 0 | 0 | 0 | 0 | 0 | 0 | 0 | 0
F1_Commercial_Healthcare_New_Miscellaneous_Natural Gas_Pool Heater_E3 | F1 | Commercial | Healthcare | New | Miscellaneous | Natural Gas | Pool Heater | E3 | CCE | 0 | 0 | 0 | 0 | 0 | 0 | 0 | 0 | 0 | 0 | 0 | 0 | 0 | 0 | 0 | 0 | 0 | 0 | 0 | 0 | 0 | 0 | 0 | 0 | 0 | 0 | 0 | 0 | 0 | 0
F1_Commercial_Healthcare_New_Miscellaneous_Natural Gas_Pool Heater_E4 | F1 | Commercial | Healthcare | New | Miscellaneous | Natural Gas | Pool Heater | E4 | CCE | 0 | 0 | 0 | 0 | 0 | 0 | 0 | 0 | 0 | 0 | 0 | 0 | 0 | 0 | 0 | 0 | 0 | 0 | 0 | 0 | 0 | 0 | 0 | 0 | 0 | 0 | 0 | 0 | 0 | 0
F1_Commercial_Healthcare_New_Miscellaneous_Natural Gas_Pool Heater_E5 | F1 | Commercial | Healthcare | New | Miscellaneous | Natural Gas | Pool Heater | E5 | CCE | 0 | 0 | 0 | 0 | 0 | 0 | 0 | 0 | 0 | 0 | 0 | 0 | 0 | 0 | 0 | 0 | 0 | 0 | 0 | 0 | 0 | 0 | 0 | 0 | 0 | 0 | 0 | 0 | 0 | 0
F1_Commercial_Healthcare_New_Miscellaneous_Natural Gas_Pool Heater_E6 | F1 | Commercial | Healthcare | New | Miscellaneous | Natural Gas | Pool Heater | E6 | CCE | 0 | 0 | 0 | 0 | 0 | 0 | 0 | 0 | 0 | 0 | 0 | 0 | 0 | 0 | 0 | 0 | 0 | 0 | 0 | 0 | 0 | 0 | 0 | 0 | 0 | 0 | 0 | 0 | 0 | 0
F1_Commercial_Healthcare_New_Miscellaneous_Natural Gas_Pool Heater_E7 | F1 | Commercial | Healthcare | New | Miscellaneous | Natural Gas | Pool Heater | E7 | CCE | 0 | 0 | 0 | 0 | 0 | 0 | 0 | 0 | 0 | 0 | 0 | 0 | 0 | 0 | 0 | 0 | 0 | 0 | 0 | 0 | 0 | 0 | 0 | 0 | 0 | 0 | 0 | 0 | 0 | 0
F1_Commercial_Healthcare_New_Miscellaneous_Natural Gas_Pool Heater_E8 | F1 | Commercial | Healthcare | New | Miscellaneous | Natural Gas | Pool Heater | E8 | CCE | 0 | 0 | 0 | 0 | 0 | 0 | 0 | 0 | 0 | 0 | 0 | 0 | 0 | 0 | 0 | 0 | 0 | 0 | 0 | 0 | 0 | 0 | 0 | 0 | 0 | 0 | 0 | 0 | 0 | 0
F1_Commercial_Healthcare_New_Miscellaneous_Natural Gas_Pool Heater_E9 | F1 | Commercial | Healthcare | New | Miscellaneous | Natural Gas | Pool Heater | E9 | CCE | 0 | 0 | 0 | 0 | 0 | 0 | 0 | 0 | 0 | 0 | 0 | 0 | 0 | 0 | 0 | 0 | 0 | 0 | 0 | 0 | 0 | 0 | 0 | 0 | 0 | 0 | 0 | 0 | 0 | 0
F1_Commercial_Healthcare_New_Miscellaneous_Natural Gas_Pool Heater_E10 | F1 | Commercial | Healthcare | New | Miscellaneous | Natural Gas | Pool Heater | E10 | CCE | 0 | 0 | 0 | 0 | 0 | 0 | 0 | 0 | 0 | 0 | 0 | 0 | 0 | 0 | 0 | 0 | 0 | 0 | 0 | 0 | 0 | 0 | 0 | 0 | 0 | 0 | 0 | 0 | 0 | 0
F2_Commercial_Healthcare_New_Miscellaneous_Natural Gas_Pool Heater_E1 | F2 | Commercial | Healthcare | New | Miscellaneous | Natural Gas | Pool Heater | E1 | TRC BC Ratio | 0.9 | 0.9 | 0.9 | 0.9 | 0.9 | 0.9 | 0.9 | 0.9 | 0.9 | 0.9 | 0.9 | 0.9 | 0.9 | 0.9 | 0.9 | 0.9 | 0.9 | 0.9 | 0.9 | 0.9 | 0.9 | 0.9 | 0 | 0 | 0 | 0 | 0 | 0 | 0 | 0
F2_Commercial_Healthcare_New_Miscellaneous_Natural Gas_Pool Heater_E2 | F2 | Commercial | Healthcare | New | Miscellaneous | Natural Gas | Pool Heater | E2 | TRC BC Ratio | 0.5239 | 0.52164 | 0.52208 | 0.52981 | 0.54312 | 0.56021 | 0.57494 | 0.58666 | 0.59726 | 0.60773 | 0.61914 | 0.63073 | 0.64215 | 0.65494 | 0.66711 | 0.67867 | 0.69034 | 0.7008 | 0.70989 | 0.71743 | 0.72449 | 0.73101 | 0 | 0 | 0 | 0 | 0 | 0 | 0 | 0
F2_Commercial_Healthcare_New_Miscellaneous_Natural Gas_Pool Heater_E3 | F2 | Commercial | Healthcare | New | Miscellaneous | Natural Gas | Pool Heater | E3 | TRC BC Ratio | 0 | 0 | 0 | 0 | 0 | 0 | 0 | 0 | 0 | 0 | 0 | 0 | 0 | 0 | 0 | 0 | 0 | 0 | 0 | 0 | 0 | 0 | 0 | 0 | 0 | 0 | 0 | 0 | 0 | 0
F2_Commercial_Healthcare_New_Miscellaneous_Natural Gas_Pool Heater_E4 | F2 | Commercial | Healthcare | New | Miscellaneous | Natural Gas | Pool Heater | E4 | TRC BC Ratio | 0 | 0 | 0 | 0 | 0 | 0 | 0 | 0 | 0 | 0 | 0 | 0 | 0 | 0 | 0 | 0 | 0 | 0 | 0 | 0 | 0 | 0 | 0 | 0 | 0 | 0 | 0 | 0 | 0 | 0
F2_Commercial_Healthcare_New_Miscellaneous_Natural Gas_Pool Heater_E5 | F2 | Commercial | Healthcare | New | Miscellaneous | Natural Gas | Pool Heater | E5 | TRC BC Ratio | 0 | 0 | 0 | 0 | 0 | 0 | 0 | 0 | 0 | 0 | 0 | 0 | 0 | 0 | 0 | 0 | 0 | 0 | 0 | 0 | 0 | 0 | 0 | 0 | 0 | 0 | 0 | 0 | 0 | 0
F2_Commercial_Healthcare_New_Miscellaneous_Natural Gas_Pool Heater_E6 | F2 | Commercial | Healthcare | New | Miscellaneous | Natural Gas | Pool Heater | E6 | TRC BC Ratio | 0 | 0 | 0 | 0 | 0 | 0 | 0 | 0 | 0 | 0 | 0 | 0 | 0 | 0 | 0 | 0 | 0 | 0 | 0 | 0 | 0 | 0 | 0 | 0 | 0 | 0 | 0 | 0 | 0 | 0
F2_Commercial_Healthcare_New_Miscellaneous_Natural Gas_Pool Heater_E7 | F2 | Commercial | Healthcare | New | Miscellaneous | Natural Gas | Pool Heater | E7 | TRC BC Ratio | 0 | 0 | 0 | 0 | 0 | 0 | 0 | 0 | 0 | 0 | 0 | 0 | 0 | 0 | 0 | 0 | 0 | 0 | 0 | 0 | 0 | 0 | 0 | 0 | 0 | 0 | 0 | 0 | 0 | 0
F2_Commercial_Healthcare_New_Miscellaneous_Natural Gas_Pool Heater_E8 | F2 | Commercial | Healthcare | New | Miscellaneous | Natural Gas | Pool Heater | E8 | TRC BC Ratio | 0 | 0 | 0 | 0 | 0 | 0 | 0 | 0 | 0 | 0 | 0 | 0 | 0 | 0 | 0 | 0 | 0 | 0 | 0 | 0 | 0 | 0 | 0 | 0 | 0 | 0 | 0 | 0 | 0 | 0
F2_Commercial_Healthcare_New_Miscellaneous_Natural Gas_Pool Heater_E9 | F2 | Commercial | Healthcare | New | Miscellaneous | Natural Gas | Pool Heater | E9 | TRC BC Ratio | 0 | 0 | 0 | 0 | 0 | 0 | 0 | 0 | 0 | 0 | 0 | 0 | 0 | 0 | 0 | 0 | 0 | 0 | 0 | 0 | 0 | 0 | 0 | 0 | 0 | 0 | 0 | 0 | 0 | 0
F2_Commercial_Healthcare_New_Miscellaneous_Natural Gas_Pool Heater_E10 | F2 | Commercial | Healthcare | New | Miscellaneous | Natural Gas | Pool Heater | E10 | TRC BC Ratio | 0 | 0 | 0 | 0 | 0 | 0 | 0 | 0 | 0 | 0 | 0 | 0 | 0 | 0 | 0 | 0 | 0 | 0 | 0 | 0 | 0 | 0 | 0 | 0 | 0 | 0 | 0 | 0 | 0 | 0
F3_Commercial_Healthcare_New_Miscellaneous_Natural Gas_Pool Heater_E1 | F3 | Commercial | Healthcare | New | Miscellaneous | Natural Gas | Pool Heater | E1 | PACT BC Ratio | 0.9 | 0.9 | 0.9 | 0.9 | 0.9 | 0.9 | 0.9 | 0.9 | 0.9 | 0.9 | 0.9 | 0.9 | 0.9 | 0.9 | 0.9 | 0.9 | 0.9 | 0.9 | 0.9 | 0.9 | 0.9 | 0.9 | 0 | 0 | 0 | 0 | 0 | 0 | 0 | 0
F3_Commercial_Healthcare_New_Miscellaneous_Natural Gas_Pool Heater_E2 | F3 | Commercial | Healthcare | New | Miscellaneous | Natural Gas | Pool Heater | E2 | PACT BC Ratio | 0.73673 | 0.73355 | 0.73416 | 0.74503 | 0.76375 | 0.78778 | 0.8085 | 0.82498 | 0.83988 | 0.8546 | 0.87065 | 0.88694 | 0.903 | 0.921 | 0.93811 | 0.95437 | 0.97078 | 0.98549 | 0.99827 | 1.0089 | 1.0188 | 1.028 | 0 | 0 | 0 | 0 | 0 | 0 | 0 | 0
F3_Commercial_Healthcare_New_Miscellaneous_Natural Gas_Pool Heater_E3 | F3 | Commercial | Healthcare | New | Miscellaneous | Natural Gas | Pool Heater | E3 | PACT BC Ratio | 0 | 0 | 0 | 0 | 0 | 0 | 0 | 0 | 0 | 0 | 0 | 0 | 0 | 0 | 0 | 0 | 0 | 0 | 0 | 0 | 0 | 0 | 0 | 0 | 0 | 0 | 0 | 0 | 0 | 0
F3_Commercial_Healthcare_New_Miscellaneous_Natural Gas_Pool Heater_E4 | F3 | Commercial | Healthcare | New | Miscellaneous | Natural Gas | Pool Heater | E4 | PACT BC Ratio | 0 | 0 | 0 | 0 | 0 | 0 | 0 | 0 | 0 | 0 | 0 | 0 | 0 | 0 | 0 | 0 | 0 | 0 | 0 | 0 | 0 | 0 | 0 | 0 | 0 | 0 | 0 | 0 | 0 | 0
F3_Commercial_Healthcare_New_Miscellaneous_Natural Gas_Pool Heater_E5 | F3 | Commercial | Healthcare | New | Miscellaneous | Natural Gas | Pool Heater | E5 | PACT BC Ratio | 0 | 0 | 0 | 0 | 0 | 0 | 0 | 0 | 0 | 0 | 0 | 0 | 0 | 0 | 0 | 0 | 0 | 0 | 0 | 0 | 0 | 0 | 0 | 0 | 0 | 0 | 0 | 0 | 0 | 0
F3_Commercial_Healthcare_New_Miscellaneous_Natural Gas_Pool Heater_E6 | F3 | Commercial | Healthcare | New | Miscellaneous | Natural Gas | Pool Heater | E6 | PACT BC Ratio | 0 | 0 | 0 | 0 | 0 | 0 | 0 | 0 | 0 | 0 | 0 | 0 | 0 | 0 | 0 | 0 | 0 | 0 | 0 | 0 | 0 | 0 | 0 | 0 | 0 | 0 | 0 | 0 | 0 | 0
F3_Commercial_Healthcare_New_Miscellaneous_Natural Gas_Pool Heater_E7 | F3 | Commercial | Healthcare | New | Miscellaneous | Natural Gas | Pool Heater | E7 | PACT BC Ratio | 0 | 0 | 0 | 0 | 0 | 0 | 0 | 0 | 0 | 0 | 0 | 0 | 0 | 0 | 0 | 0 | 0 | 0 | 0 | 0 | 0 | 0 | 0 | 0 | 0 | 0 | 0 | 0 | 0 | 0
F3_Commercial_Healthcare_New_Miscellaneous_Natural Gas_Pool Heater_E8 | F3 | Commercial | Healthcare | New | Miscellaneous | Natural Gas | Pool Heater | E8 | PACT BC Ratio | 0 | 0 | 0 | 0 | 0 | 0 | 0 | 0 | 0 | 0 | 0 | 0 | 0 | 0 | 0 | 0 | 0 | 0 | 0 | 0 | 0 | 0 | 0 | 0 | 0 | 0 | 0 | 0 | 0 | 0
F3_Commercial_Healthcare_New_Miscellaneous_Natural Gas_Pool Heater_E9 | F3 | Commercial | Healthcare | New | Miscellaneous | Natural Gas | Pool Heater | E9 | PACT BC Ratio | 0 | 0 | 0 | 0 | 0 | 0 | 0 | 0 | 0 | 0 | 0 | 0 | 0 | 0 | 0 | 0 | 0 | 0 | 0 | 0 | 0 | 0 | 0 | 0 | 0 | 0 | 0 | 0 | 0 | 0
F3_Commercial_Healthcare_New_Miscellaneous_Natural Gas_Pool Heater_E10 | F3 | Commercial | Healthcare | New | Miscellaneous | Natural Gas | Pool Heater | E10 | PACT BC Ratio | 0 | 0 | 0 | 0 | 0 | 0 | 0 | 0 | 0 | 0 | 0 | 0 | 0 | 0 | 0 | 0 | 0 | 0 | 0 | 0 | 0 | 0 | 0 | 0 | 0 | 0 | 0 | 0 | 0 | 0
F4_Commercial_Healthcare_New_Miscellaneous_Natural Gas_Pool Heater_E1 | F4 | Commercial | Healthcare | New | Miscellaneous | Natural Gas | Pool Heater | E1 | PCT BC Ratio | 0.9 | 0.9 | 0.9 | 0.9 | 0.9 | 0.9 | 0.9 | 0.9 | 0.9 | 0.9 | 0.9 | 0.9 | 0.9 | 0.9 | 0.9 | 0.9 | 0.9 | 0.9 | 0.9 | 0.9 | 0.9 | 0.9 | 0 | 0 | 0 | 0 | 0 | 0 | 0 | 0
F4_Commercial_Healthcare_New_Miscellaneous_Natural Gas_Pool Heater_E2 | F4 | Commercial | Healthcare | New | Miscellaneous | Natural Gas | Pool Heater | E2 | PCT BC Ratio | 1.5399 | 1.5356 | 1.5364 | 1.5512 | 1.5766 | 1.6092 | 1.6373 | 1.6597 | 1.6799 | 1.6999 | 1.7217 | 1.7439 | 1.7657 | 1.7901 | 1.8133 | 1.8354 | 1.8577 | 1.8776 | 1.895 | 1.9094 | 1.9229 | 1.9353 | 0 | 0 | 0 | 0 | 0 | 0 | 0 | 0
F4_Commercial_Healthcare_New_Miscellaneous_Natural Gas_Pool Heater_E3 | F4 | Commercial | Healthcare | New | Miscellaneous | Natural Gas | Pool Heater | E3 | PCT BC Ratio | 0 | 0 | 0 | 0 | 0 | 0 | 0 | 0 | 0 | 0 | 0 | 0 | 0 | 0 | 0 | 0 | 0 | 0 | 0 | 0 | 0 | 0 | 0 | 0 | 0 | 0 | 0 | 0 | 0 | 0
F4_Commercial_Healthcare_New_Miscellaneous_Natural Gas_Pool Heater_E4 | F4 | Commercial | Healthcare | New | Miscellaneous | Natural Gas | Pool Heater | E4 | PCT BC Ratio | 0 | 0 | 0 | 0 | 0 | 0 | 0 | 0 | 0 | 0 | 0 | 0 | 0 | 0 | 0 | 0 | 0 | 0 | 0 | 0 | 0 | 0 | 0 | 0 | 0 | 0 | 0 | 0 | 0 | 0
F4_Commercial_Healthcare_New_Miscellaneous_Natural Gas_Pool Heater_E5 | F4 | Commercial | Healthcare | New | Miscellaneous | Natural Gas | Pool Heater | E5 | PCT BC Ratio | 0 | 0 | 0 | 0 | 0 | 0 | 0 | 0 | 0 | 0 | 0 | 0 | 0 | 0 | 0 | 0 | 0 | 0 | 0 | 0 | 0 | 0 | 0 | 0 | 0 | 0 | 0 | 0 | 0 | 0
F4_Commercial_Healthcare_New_Miscellaneous_Natural Gas_Pool Heater_E6 | F4 | Commercial | Healthcare | New | Miscellaneous | Natural Gas | Pool Heater | E6 | PCT BC Ratio | 0 | 0 | 0 | 0 | 0 | 0 | 0 | 0 | 0 | 0 | 0 | 0 | 0 | 0 | 0 | 0 | 0 | 0 | 0 | 0 | 0 | 0 | 0 | 0 | 0 | 0 | 0 | 0 | 0 | 0
F4_Commercial_Healthcare_New_Miscellaneous_Natural Gas_Pool Heater_E7 | F4 | Commercial | Healthcare | New | Miscellaneous | Natural Gas | Pool Heater | E7 | PCT BC Ratio | 0 | 0 | 0 | 0 | 0 | 0 | 0 | 0 | 0 | 0 | 0 | 0 | 0 | 0 | 0 | 0 | 0 | 0 | 0 | 0 | 0 | 0 | 0 | 0 | 0 | 0 | 0 | 0 | 0 | 0
F4_Commercial_Healthcare_New_Miscellaneous_Natural Gas_Pool Heater_E8 | F4 | Commercial | Healthcare | New | Miscellaneous | Natural Gas | Pool Heater | E8 | PCT BC Ratio | 0 | 0 | 0 | 0 | 0 | 0 | 0 | 0 | 0 | 0 | 0 | 0 | 0 | 0 | 0 | 0 | 0 | 0 | 0 | 0 | 0 | 0 | 0 | 0 | 0 | 0 | 0 | 0 | 0 | 0
F4_Commercial_Healthcare_New_Miscellaneous_Natural Gas_Pool Heater_E9 | F4 | Commercial | Healthcare | New | Miscellaneous | Natural Gas | Pool Heater | E9 | PCT BC Ratio | 0 | 0 | 0 | 0 | 0 | 0 | 0 | 0 | 0 | 0 | 0 | 0 | 0 | 0 | 0 | 0 | 0 | 0 | 0 | 0 | 0 | 0 | 0 | 0 | 0 | 0 | 0 | 0 | 0 | 0
F4_Commercial_Healthcare_New_Miscellaneous_Natural Gas_Pool Heater_E10 | F4 | Commercial | Healthcare | New | Miscellaneous | Natural Gas | Pool Heater | E10 | PCT BC Ratio | 0 | 0 | 0 | 0 | 0 | 0 | 0 | 0 | 0 | 0 | 0 | 0 | 0 | 0 | 0 | 0 | 0 | 0 | 0 | 0 | 0 | 0 | 0 | 0 | 0 | 0 | 0 | 0 | 0 | 0
F5_Commercial_Healthcare_New_Miscellaneous_Natural Gas_Pool Heater_E1 | F5 | Commercial | Healthcare | New | Miscellaneous | Natural Gas | Pool Heater | E1 | RIM BC Ratio | 0.9 | 0.9 | 0.9 | 0.9 | 0.9 | 0.9 | 0.9 | 0.9 | 0.9 | 0.9 | 0.9 | 0.9 | 0.9 | 0.9 | 0.9 | 0.9 | 0.9 | 0.9 | 0.9 | 0.9 | 0.9 | 0.9 | 0 | 0 | 0 | 0 | 0 | 0 | 0 | 0
F5_Commercial_Healthcare_New_Miscellaneous_Natural Gas_Pool Heater_E2 | F5 | Commercial | Healthcare | New | Miscellaneous | Natural Gas | Pool Heater | E2 | RIM BC Ratio | 0.39133 | 0.39043 | 0.3906 | 0.39366 | 0.39882 | 0.40528 | 0.41069 | 0.4149 | 0.41863 | 0.42226 | 0.42614 | 0.43001 | 0.43375 | 0.43786 | 0.44169 | 0.44526 | 0.4488 | 0.45192 | 0.45459 | 0.45677 | 0.4588 | 0.46065 | 0 | 0 | 0 | 0 | 0 | 0 | 0 | 0
F5_Commercial_Healthcare_New_Miscellaneous_Natural Gas_Pool Heater_E3 | F5 | Commercial | Healthcare | New | Miscellaneous | Natural Gas | Pool Heater | E3 | RIM BC Ratio | 0 | 0 | 0 | 0 | 0 | 0 | 0 | 0 | 0 | 0 | 0 | 0 | 0 | 0 | 0 | 0 | 0 | 0 | 0 | 0 | 0 | 0 | 0 | 0 | 0 | 0 | 0 | 0 | 0 | 0
F5_Commercial_Healthcare_New_Miscellaneous_Natural Gas_Pool Heater_E4 | F5 | Commercial | Healthcare | New | Miscellaneous | Natural Gas | Pool Heater | E4 | RIM BC Ratio | 0 | 0 | 0 | 0 | 0 | 0 | 0 | 0 | 0 | 0 | 0 | 0 | 0 | 0 | 0 | 0 | 0 | 0 | 0 | 0 | 0 | 0 | 0 | 0 | 0 | 0 | 0 | 0 | 0 | 0
F5_Commercial_Healthcare_New_Miscellaneous_Natural Gas_Pool Heater_E5 | F5 | Commercial | Healthcare | New | Miscellaneous | Natural Gas | Pool Heater | E5 | RIM BC Ratio | 0 | 0 | 0 | 0 | 0 | 0 | 0 | 0 | 0 | 0 | 0 | 0 | 0 | 0 | 0 | 0 | 0 | 0 | 0 | 0 | 0 | 0 | 0 | 0 | 0 | 0 | 0 | 0 | 0 | 0
F5_Commercial_Healthcare_New_Miscellaneous_Natural Gas_Pool Heater_E6 | F5 | Commercial | Healthcare | New | Miscellaneous | Natural Gas | Pool Heater | E6 | RIM BC Ratio | 0 | 0 | 0 | 0 | 0 | 0 | 0 | 0 | 0 | 0 | 0 | 0 | 0 | 0 | 0 | 0 | 0 | 0 | 0 | 0 | 0 | 0 | 0 | 0 | 0 | 0 | 0 | 0 | 0 | 0
F5_Commercial_Healthcare_New_Miscellaneous_Natural Gas_Pool Heater_E7 | F5 | Commercial | Healthcare | New | Miscellaneous | Natural Gas | Pool Heater | E7 | RIM BC Ratio | 0 | 0 | 0 | 0 | 0 | 0 | 0 | 0 | 0 | 0 | 0 | 0 | 0 | 0 | 0 | 0 | 0 | 0 | 0 | 0 | 0 | 0 | 0 | 0 | 0 | 0 | 0 | 0 | 0 | 0
F5_Commercial_Healthcare_New_Miscellaneous_Natural Gas_Pool Heater_E8 | F5 | Commercial | Healthcare | New | Miscellaneous | Natural Gas | Pool Heater | E8 | RIM BC Ratio | 0 | 0 | 0 | 0 | 0 | 0 | 0 | 0 | 0 | 0 | 0 | 0 | 0 | 0 | 0 | 0 | 0 | 0 | 0 | 0 | 0 | 0 | 0 | 0 | 0 | 0 | 0 | 0 | 0 | 0
F5_Commercial_Healthcare_New_Miscellaneous_Natural Gas_Pool Heater_E9 | F5 | Commercial | Healthcare | New | Miscellaneous | Natural Gas | Pool Heater | E9 | RIM BC Ratio | 0 | 0 | 0 | 0 | 0 | 0 | 0 | 0 | 0 | 0 | 0 | 0 | 0 | 0 | 0 | 0 | 0 | 0 | 0 | 0 | 0 | 0 | 0 | 0 | 0 | 0 | 0 | 0 | 0 | 0
F5_Commercial_Healthcare_New_Miscellaneous_Natural Gas_Pool Heater_E10 | F5 | Commercial | Healthcare | New | Miscellaneous | Natural Gas | Pool Heater | E10 | RIM BC Ratio | 0 | 0 | 0 | 0 | 0 | 0 | 0 | 0 | 0 | 0 | 0 | 0 | 0 | 0 | 0 | 0 | 0 | 0 | 0 | 0 | 0 | 0 | 0 | 0 | 0 | 0 | 0 | 0 | 0 | 0
F0_Commercial_Healthcare_New_Miscellaneous_Natural Gas_Miscellaneous_E0 | F0 | Commercial | Healthcare | New | Miscellaneous | Natural Gas | Miscellaneous | E0 | Economic Unit | Miscellaneous | Miscellaneous | Miscellaneous | Miscellaneous | Miscellaneous | Miscellaneous | Miscellaneous | Miscellaneous | Miscellaneous | Miscellaneous | Miscellaneous | Miscellaneous | Miscellaneous | Miscellaneous | Miscellaneous | Miscellaneous | Miscellaneous | Miscellaneous | Miscellaneous | Miscellaneous | Miscellaneous | Miscellaneous | 0 | 0 | 0 | 0 | 0 | 0 | 0 | 0
F1_Commercial_Healthcare_New_Miscellaneous_Natural Gas_Miscellaneous_E1 | F1 | Commercial | Healthcare | New | Miscellaneous | Natural Gas | Miscellaneous | E1 | CCE | 0 | 0 | 0 | 0 | 0 | 0 | 0 | 0 | 0 | 0 | 0 | 0 | 0 | 0 | 0 | 0 | 0 | 0 | 0 | 0 | 0 | 0 | 0 | 0 | 0 | 0 | 0 | 0 | 0 | 0
F1_Commercial_Healthcare_New_Miscellaneous_Natural Gas_Miscellaneous_E2 | F1 | Commercial | Healthcare | New | Miscellaneous | Natural Gas | Miscellaneous | E2 | CCE | 0 | 0 | 0 | 0 | 0 | 0 | 0 | 0 | 0 | 0 | 0 | 0 | 0 | 0 | 0 | 0 | 0 | 0 | 0 | 0 | 0 | 0 | 0 | 0 | 0 | 0 | 0 | 0 | 0 | 0
F1_Commercial_Healthcare_New_Miscellaneous_Natural Gas_Miscellaneous_E3 | F1 | Commercial | Healthcare | New | Miscellaneous | Natural Gas | Miscellaneous | E3 | CCE | 0 | 0 | 0 | 0 | 0 | 0 | 0 | 0 | 0 | 0 | 0 | 0 | 0 | 0 | 0 | 0 | 0 | 0 | 0 | 0 | 0 | 0 | 0 | 0 | 0 | 0 | 0 | 0 | 0 | 0
F1_Commercial_Healthcare_New_Miscellaneous_Natural Gas_Miscellaneous_E4 | F1 | Commercial | Healthcare | New | Miscellaneous | Natural Gas | Miscellaneous | E4 | CCE | 0 | 0 | 0 | 0 | 0 | 0 | 0 | 0 | 0 | 0 | 0 | 0 | 0 | 0 | 0 | 0 | 0 | 0 | 0 | 0 | 0 | 0 | 0 | 0 | 0 | 0 | 0 | 0 | 0 | 0
F1_Commercial_Healthcare_New_Miscellaneous_Natural Gas_Miscellaneous_E5 | F1 | Commercial | Healthcare | New | Miscellaneous | Natural Gas | Miscellaneous | E5 | CCE | 0 | 0 | 0 | 0 | 0 | 0 | 0 | 0 | 0 | 0 | 0 | 0 | 0 | 0 | 0 | 0 | 0 | 0 | 0 | 0 | 0 | 0 | 0 | 0 | 0 | 0 | 0 | 0 | 0 | 0
F1_Commercial_Healthcare_New_Miscellaneous_Natural Gas_Miscellaneous_E6 | F1 | Commercial | Healthcare | New | Miscellaneous | Natural Gas | Miscellaneous | E6 | CCE | 0 | 0 | 0 | 0 | 0 | 0 | 0 | 0 | 0 | 0 | 0 | 0 | 0 | 0 | 0 | 0 | 0 | 0 | 0 | 0 | 0 | 0 | 0 | 0 | 0 | 0 | 0 | 0 | 0 | 0
F1_Commercial_Healthcare_New_Miscellaneous_Natural Gas_Miscellaneous_E7 | F1 | Commercial | Healthcare | New | Miscellaneous | Natural Gas | Miscellaneous | E7 | CCE | 0 | 0 | 0 | 0 | 0 | 0 | 0 | 0 | 0 | 0 | 0 | 0 | 0 | 0 | 0 | 0 | 0 | 0 | 0 | 0 | 0 | 0 | 0 | 0 | 0 | 0 | 0 | 0 | 0 | 0
F1_Commercial_Healthcare_New_Miscellaneous_Natural Gas_Miscellaneous_E8 | F1 | Commercial | Healthcare | New | Miscellaneous | Natural Gas | Miscellaneous | E8 | CCE | 0 | 0 | 0 | 0 | 0 | 0 | 0 | 0 | 0 | 0 | 0 | 0 | 0 | 0 | 0 | 0 | 0 | 0 | 0 | 0 | 0 | 0 | 0 | 0 | 0 | 0 | 0 | 0 | 0 | 0
F1_Commercial_Healthcare_New_Miscellaneous_Natural Gas_Miscellaneous_E9 | F1 | Commercial | Healthcare | New | Miscellaneous | Natural Gas | Miscellaneous | E9 | CCE | 0 | 0 | 0 | 0 | 0 | 0 | 0 | 0 | 0 | 0 | 0 | 0 | 0 | 0 | 0 | 0 | 0 | 0 | 0 | 0 | 0 | 0 | 0 | 0 | 0 | 0 | 0 | 0 | 0 | 0
F1_Commercial_Healthcare_New_Miscellaneous_Natural Gas_Miscellaneous_E10 | F1 | Commercial | Healthcare | New | Miscellaneous | Natural Gas | Miscellaneous | E10 | CCE | 0 | 0 | 0 | 0 | 0 | 0 | 0 | 0 | 0 | 0 | 0 | 0 | 0 | 0 | 0 | 0 | 0 | 0 | 0 | 0 | 0 | 0 | 0 | 0 | 0 | 0 | 0 | 0 | 0 | 0
F2_Commercial_Healthcare_New_Miscellaneous_Natural Gas_Miscellaneous_E1 | F2 | Commercial | Healthcare | New | Miscellaneous | Natural Gas | Miscellaneous | E1 | TRC BC Ratio | 0.9 | 0.9 | 0.9 | 0.9 | 0.9 | 0.9 | 0.9 | 0.9 | 0.9 | 0.9 | 0.9 | 0.9 | 0.9 | 0.9 | 0.9 | 0.9 | 0.9 | 0.9 | 0.9 | 0.9 | 0.9 | 0.9 | 0 | 0 | 0 | 0 | 0 | 0 | 0 | 0
F2_Commercial_Healthcare_New_Miscellaneous_Natural Gas_Miscellaneous_E2 | F2 | Commercial | Healthcare | New | Miscellaneous | Natural Gas | Miscellaneous | E2 | TRC BC Ratio | 0 | 0 | 0 | 0 | 0 | 0 | 0 | 0 | 0 | 0 | 0 | 0 | 0 | 0 | 0 | 0 | 0 | 0 | 0 | 0 | 0 | 0 | 0 | 0 | 0 | 0 | 0 | 0 | 0 | 0
F2_Commercial_Healthcare_New_Miscellaneous_Natural Gas_Miscellaneous_E3 | F2 | Commercial | Healthcare | New | Miscellaneous | Natural Gas | Miscellaneous | E3 | TRC BC Ratio | 0 | 0 | 0 | 0 | 0 | 0 | 0 | 0 | 0 | 0 | 0 | 0 | 0 | 0 | 0 | 0 | 0 | 0 | 0 | 0 | 0 | 0 | 0 | 0 | 0 | 0 | 0 | 0 | 0 | 0
F2_Commercial_Healthcare_New_Miscellaneous_Natural Gas_Miscellaneous_E4 | F2 | Commercial | Healthcare | New | Miscellaneous | Natural Gas | Miscellaneous | E4 | TRC BC Ratio | 0 | 0 | 0 | 0 | 0 | 0 | 0 | 0 | 0 | 0 | 0 | 0 | 0 | 0 | 0 | 0 | 0 | 0 | 0 | 0 | 0 | 0 | 0 | 0 | 0 | 0 | 0 | 0 | 0 | 0
F2_Commercial_Healthcare_New_Miscellaneous_Natural Gas_Miscellaneous_E5 | F2 | Commercial | Healthcare | New | Miscellaneous | Natural Gas | Miscellaneous | E5 | TRC BC Ratio | 0 | 0 | 0 | 0 | 0 | 0 | 0 | 0 | 0 | 0 | 0 | 0 | 0 | 0 | 0 | 0 | 0 | 0 | 0 | 0 | 0 | 0 | 0 | 0 | 0 | 0 | 0 | 0 | 0 | 0
F2_Commercial_Healthcare_New_Miscellaneous_Natural Gas_Miscellaneous_E6 | F2 | Commercial | Healthcare | New | Miscellaneous | Natural Gas | Miscellaneous | E6 | TRC BC Ratio | 0 | 0 | 0 | 0 | 0 | 0 | 0 | 0 | 0 | 0 | 0 | 0 | 0 | 0 | 0 | 0 | 0 | 0 | 0 | 0 | 0 | 0 | 0 | 0 | 0 | 0 | 0 | 0 | 0 | 0
F2_Commercial_Healthcare_New_Miscellaneous_Natural Gas_Miscellaneous_E7 | F2 | Commercial | Healthcare | New | Miscellaneous | Natural Gas | Miscellaneous | E7 | TRC BC Ratio | 0 | 0 | 0 | 0 | 0 | 0 | 0 | 0 | 0 | 0 | 0 | 0 | 0 | 0 | 0 | 0 | 0 | 0 | 0 | 0 | 0 | 0 | 0 | 0 | 0 | 0 | 0 | 0 | 0 | 0
F2_Commercial_Healthcare_New_Miscellaneous_Natural Gas_Miscellaneous_E8 | F2 | Commercial | Healthcare | New | Miscellaneous | Natural Gas | Miscellaneous | E8 | TRC BC Ratio | 0 | 0 | 0 | 0 | 0 | 0 | 0 | 0 | 0 | 0 | 0 | 0 | 0 | 0 | 0 | 0 | 0 | 0 | 0 | 0 | 0 | 0 | 0 | 0 | 0 | 0 | 0 | 0 | 0 | 0
F2_Commercial_Healthcare_New_Miscellaneous_Natural Gas_Miscellaneous_E9 | F2 | Commercial | Healthcare | New | Miscellaneous | Natural Gas | Miscellaneous | E9 | TRC BC Ratio | 0 | 0 | 0 | 0 | 0 | 0 | 0 | 0 | 0 | 0 | 0 | 0 | 0 | 0 | 0 | 0 | 0 | 0 | 0 | 0 | 0 | 0 | 0 | 0 | 0 | 0 | 0 | 0 | 0 | 0
F2_Commercial_Healthcare_New_Miscellaneous_Natural Gas_Miscellaneous_E10 | F2 | Commercial | Healthcare | New | Miscellaneous | Natural Gas | Miscellaneous | E10 | TRC BC Ratio | 0 | 0 | 0 | 0 | 0 | 0 | 0 | 0 | 0 | 0 | 0 | 0 | 0 | 0 | 0 | 0 | 0 | 0 | 0 | 0 | 0 | 0 | 0 | 0 | 0 | 0 | 0 | 0 | 0 | 0
F3_Commercial_Healthcare_New_Miscellaneous_Natural Gas_Miscellaneous_E1 | F3 | Commercial | Healthcare | New | Miscellaneous | Natural Gas | Miscellaneous | E1 | PACT BC Ratio | 0.9 | 0.9 | 0.9 | 0.9 | 0.9 | 0.9 | 0.9 | 0.9 | 0.9 | 0.9 | 0.9 | 0.9 | 0.9 | 0.9 | 0.9 | 0.9 | 0.9 | 0.9 | 0.9 | 0.9 | 0.9 | 0.9 | 0 | 0 | 0 | 0 | 0 | 0 | 0 | 0
F3_Commercial_Healthcare_New_Miscellaneous_Natural Gas_Miscellaneous_E2 | F3 | Commercial | Healthcare | New | Miscellaneous | Natural Gas | Miscellaneous | E2 | PACT BC Ratio | 0 | 0 | 0 | 0 | 0 | 0 | 0 | 0 | 0 | 0 | 0 | 0 | 0 | 0 | 0 | 0 | 0 | 0 | 0 | 0 | 0 | 0 | 0 | 0 | 0 | 0 | 0 | 0 | 0 | 0
F3_Commercial_Healthcare_New_Miscellaneous_Natural Gas_Miscellaneous_E3 | F3 | Commercial | Healthcare | New | Miscellaneous | Natural Gas | Miscellaneous | E3 | PACT BC Ratio | 0 | 0 | 0 | 0 | 0 | 0 | 0 | 0 | 0 | 0 | 0 | 0 | 0 | 0 | 0 | 0 | 0 | 0 | 0 | 0 | 0 | 0 | 0 | 0 | 0 | 0 | 0 | 0 | 0 | 0
F3_Commercial_Healthcare_New_Miscellaneous_Natural Gas_Miscellaneous_E4 | F3 | Commercial | Healthcare | New | Miscellaneous | Natural Gas | Miscellaneous | E4 | PACT BC Ratio | 0 | 0 | 0 | 0 | 0 | 0 | 0 | 0 | 0 | 0 | 0 | 0 | 0 | 0 | 0 | 0 | 0 | 0 | 0 | 0 | 0 | 0 | 0 | 0 | 0 | 0 | 0 | 0 | 0 | 0
F3_Commercial_Healthcare_New_Miscellaneous_Natural Gas_Miscellaneous_E5 | F3 | Commercial | Healthcare | New | Miscellaneous | Natural Gas | Miscellaneous | E5 | PACT BC Ratio | 0 | 0 | 0 | 0 | 0 | 0 | 0 | 0 | 0 | 0 | 0 | 0 | 0 | 0 | 0 | 0 | 0 | 0 | 0 | 0 | 0 | 0 | 0 | 0 | 0 | 0 | 0 | 0 | 0 | 0
F3_Commercial_Healthcare_New_Miscellaneous_Natural Gas_Miscellaneous_E6 | F3 | Commercial | Healthcare | New | Miscellaneous | Natural Gas | Miscellaneous | E6 | PACT BC Ratio | 0 | 0 | 0 | 0 | 0 | 0 | 0 | 0 | 0 | 0 | 0 | 0 | 0 | 0 | 0 | 0 | 0 | 0 | 0 | 0 | 0 | 0 | 0 | 0 | 0 | 0 | 0 | 0 | 0 | 0
F3_Commercial_Healthcare_New_Miscellaneous_Natural Gas_Miscellaneous_E7 | F3 | Commercial | Healthcare | New | Miscellaneous | Natural Gas | Miscellaneous | E7 | PACT BC Ratio | 0 | 0 | 0 | 0 | 0 | 0 | 0 | 0 | 0 | 0 | 0 | 0 | 0 | 0 | 0 | 0 | 0 | 0 | 0 | 0 | 0 | 0 | 0 | 0 | 0 | 0 | 0 | 0 | 0 | 0
F3_Commercial_Healthcare_New_Miscellaneous_Natural Gas_Miscellaneous_E8 | F3 | Commercial | Healthcare | New | Miscellaneous | Natural Gas | Miscellaneous | E8 | PACT BC Ratio | 0 | 0 | 0 | 0 | 0 | 0 | 0 | 0 | 0 | 0 | 0 | 0 | 0 | 0 | 0 | 0 | 0 | 0 | 0 | 0 | 0 | 0 | 0 | 0 | 0 | 0 | 0 | 0 | 0 | 0
F3_Commercial_Healthcare_New_Miscellaneous_Natural Gas_Miscellaneous_E9 | F3 | Commercial | Healthcare | New | Miscellaneous | Natural Gas | Miscellaneous | E9 | PACT BC Ratio | 0 | 0 | 0 | 0 | 0 | 0 | 0 | 0 | 0 | 0 | 0 | 0 | 0 | 0 | 0 | 0 | 0 | 0 | 0 | 0 | 0 | 0 | 0 | 0 | 0 | 0 | 0 | 0 | 0 | 0
F3_Commercial_Healthcare_New_Miscellaneous_Natural Gas_Miscellaneous_E10 | F3 | Commercial | Healthcare | New | Miscellaneous | Natural Gas | Miscellaneous | E10 | PACT BC Ratio | 0 | 0 | 0 | 0 | 0 | 0 | 0 | 0 | 0 | 0 | 0 | 0 | 0 | 0 | 0 | 0 | 0 | 0 | 0 | 0 | 0 | 0 | 0 | 0 | 0 | 0 | 0 | 0 | 0 | 0
F4_Commercial_Healthcare_New_Miscellaneous_Natural Gas_Miscellaneous_E1 | F4 | Commercial | Healthcare | New | Miscellaneous | Natural Gas | Miscellaneous | E1 | PCT BC Ratio | 0.9 | 0.9 | 0.9 | 0.9 | 0.9 | 0.9 | 0.9 | 0.9 | 0.9 | 0.9 | 0.9 | 0.9 | 0.9 | 0.9 | 0.9 | 0.9 | 0.9 | 0.9 | 0.9 | 0.9 | 0.9 | 0.9 | 0 | 0 | 0 | 0 | 0 | 0 | 0 | 0
F4_Commercial_Healthcare_New_Miscellaneous_Natural Gas_Miscellaneous_E2 | F4 | Commercial | Healthcare | New | Miscellaneous | Natural Gas | Miscellaneous | E2 | PCT BC Ratio | 0 | 0 | 0 | 0 | 0 | 0 | 0 | 0 | 0 | 0 | 0 | 0 | 0 | 0 | 0 | 0 | 0 | 0 | 0 | 0 | 0 | 0 | 0 | 0 | 0 | 0 | 0 | 0 | 0 | 0
F4_Commercial_Healthcare_New_Miscellaneous_Natural Gas_Miscellaneous_E3 | F4 | Commercial | Healthcare | New | Miscellaneous | Natural Gas | Miscellaneous | E3 | PCT BC Ratio | 0 | 0 | 0 | 0 | 0 | 0 | 0 | 0 | 0 | 0 | 0 | 0 | 0 | 0 | 0 | 0 | 0 | 0 | 0 | 0 | 0 | 0 | 0 | 0 | 0 | 0 | 0 | 0 | 0 | 0
F4_Commercial_Healthcare_New_Miscellaneous_Natural Gas_Miscellaneous_E4 | F4 | Commercial | Healthcare | New | Miscellaneous | Natural Gas | Miscellaneous | E4 | PCT BC Ratio | 0 | 0 | 0 | 0 | 0 | 0 | 0 | 0 | 0 | 0 | 0 | 0 | 0 | 0 | 0 | 0 | 0 | 0 | 0 | 0 | 0 | 0 | 0 | 0 | 0 | 0 | 0 | 0 | 0 | 0
F4_Commercial_Healthcare_New_Miscellaneous_Natural Gas_Miscellaneous_E5 | F4 | Commercial | Healthcare | New | Miscellaneous | Natural Gas | Miscellaneous | E5 | PCT BC Ratio | 0 | 0 | 0 | 0 | 0 | 0 | 0 | 0 | 0 | 0 | 0 | 0 | 0 | 0 | 0 | 0 | 0 | 0 | 0 | 0 | 0 | 0 | 0 | 0 | 0 | 0 | 0 | 0 | 0 | 0
F4_Commercial_Healthcare_New_Miscellaneous_Natural Gas_Miscellaneous_E6 | F4 | Commercial | Healthcare | New | Miscellaneous | Natural Gas | Miscellaneous | E6 | PCT BC Ratio | 0 | 0 | 0 | 0 | 0 | 0 | 0 | 0 | 0 | 0 | 0 | 0 | 0 | 0 | 0 | 0 | 0 | 0 | 0 | 0 | 0 | 0 | 0 | 0 | 0 | 0 | 0 | 0 | 0 | 0
F4_Commercial_Healthcare_New_Miscellaneous_Natural Gas_Miscellaneous_E7 | F4 | Commercial | Healthcare | New | Miscellaneous | Natural Gas | Miscellaneous | E7 | PCT BC Ratio | 0 | 0 | 0 | 0 | 0 | 0 | 0 | 0 | 0 | 0 | 0 | 0 | 0 | 0 | 0 | 0 | 0 | 0 | 0 | 0 | 0 | 0 | 0 | 0 | 0 | 0 | 0 | 0 | 0 | 0
F4_Commercial_Healthcare_New_Miscellaneous_Natural Gas_Miscellaneous_E8 | F4 | Commercial | Healthcare | New | Miscellaneous | Natural Gas | Miscellaneous | E8 | PCT BC Ratio | 0 | 0 | 0 | 0 | 0 | 0 | 0 | 0 | 0 | 0 | 0 | 0 | 0 | 0 | 0 | 0 | 0 | 0 | 0 | 0 | 0 | 0 | 0 | 0 | 0 | 0 | 0 | 0 | 0 | 0
F4_Commercial_Healthcare_New_Miscellaneous_Natural Gas_Miscellaneous_E9 | F4 | Commercial | Healthcare | New | Miscellaneous | Natural Gas | Miscellaneous | E9 | PCT BC Ratio | 0 | 0 | 0 | 0 | 0 | 0 | 0 | 0 | 0 | 0 | 0 | 0 | 0 | 0 | 0 | 0 | 0 | 0 | 0 | 0 | 0 | 0 | 0 | 0 | 0 | 0 | 0 | 0 | 0 | 0
F4_Commercial_Healthcare_New_Miscellaneous_Natural Gas_Miscellaneous_E10 | F4 | Commercial | Healthcare | New | Miscellaneous | Natural Gas | Miscellaneous | E10 | PCT BC Ratio | 0 | 0 | 0 | 0 | 0 | 0 | 0 | 0 | 0 | 0 | 0 | 0 | 0 | 0 | 0 | 0 | 0 | 0 | 0 | 0 | 0 | 0 | 0 | 0 | 0 | 0 | 0 | 0 | 0 | 0
F5_Commercial_Healthcare_New_Miscellaneous_Natural Gas_Miscellaneous_E1 | F5 | Commercial | Healthcare | New | Miscellaneous | Natural Gas | Miscellaneous | E1 | RIM BC Ratio | 0.9 | 0.9 | 0.9 | 0.9 | 0.9 | 0.9 | 0.9 | 0.9 | 0.9 | 0.9 | 0.9 | 0.9 | 0.9 | 0.9 | 0.9 | 0.9 | 0.9 | 0.9 | 0.9 | 0.9 | 0.9 | 0.9 | 0 | 0 | 0 | 0 | 0 | 0 | 0 | 0
F5_Commercial_Healthcare_New_Miscellaneous_Natural Gas_Miscellaneous_E2 | F5 | Commercial | Healthcare | New | Miscellaneous | Natural Gas | Miscellaneous | E2 | RIM BC Ratio | 0 | 0 | 0 | 0 | 0 | 0 | 0 | 0 | 0 | 0 | 0 | 0 | 0 | 0 | 0 | 0 | 0 | 0 | 0 | 0 | 0 | 0 | 0 | 0 | 0 | 0 | 0 | 0 | 0 | 0
F5_Commercial_Healthcare_New_Miscellaneous_Natural Gas_Miscellaneous_E3 | F5 | Commercial | Healthcare | New | Miscellaneous | Natural Gas | Miscellaneous | E3 | RIM BC Ratio | 0 | 0 | 0 | 0 | 0 | 0 | 0 | 0 | 0 | 0 | 0 | 0 | 0 | 0 | 0 | 0 | 0 | 0 | 0 | 0 | 0 | 0 | 0 | 0 | 0 | 0 | 0 | 0 | 0 | 0
F5_Commercial_Healthcare_New_Miscellaneous_Natural Gas_Miscellaneous_E4 | F5 | Commercial | Healthcare | New | Miscellaneous | Natural Gas | Miscellaneous | E4 | RIM BC Ratio | 0 | 0 | 0 | 0 | 0 | 0 | 0 | 0 | 0 | 0 | 0 | 0 | 0 | 0 | 0 | 0 | 0 | 0 | 0 | 0 | 0 | 0 | 0 | 0 | 0 | 0 | 0 | 0 | 0 | 0
F5_Commercial_Healthcare_New_Miscellaneous_Natural Gas_Miscellaneous_E5 | F5 | Commercial | Healthcare | New | Miscellaneous | Natural Gas | Miscellaneous | E5 | RIM BC Ratio | 0 | 0 | 0 | 0 | 0 | 0 | 0 | 0 | 0 | 0 | 0 | 0 | 0 | 0 | 0 | 0 | 0 | 0 | 0 | 0 | 0 | 0 | 0 | 0 | 0 | 0 | 0 | 0 | 0 | 0
F5_Commercial_Healthcare_New_Miscellaneous_Natural Gas_Miscellaneous_E6 | F5 | Commercial | Healthcare | New | Miscellaneous | Natural Gas | Miscellaneous | E6 | RIM BC Ratio | 0 | 0 | 0 | 0 | 0 | 0 | 0 | 0 | 0 | 0 | 0 | 0 | 0 | 0 | 0 | 0 | 0 | 0 | 0 | 0 | 0 | 0 | 0 | 0 | 0 | 0 | 0 | 0 | 0 | 0
F5_Commercial_Healthcare_New_Miscellaneous_Natural Gas_Miscellaneous_E7 | F5 | Commercial | Healthcare | New | Miscellaneous | Natural Gas | Miscellaneous | E7 | RIM BC Ratio | 0 | 0 | 0 | 0 | 0 | 0 | 0 | 0 | 0 | 0 | 0 | 0 | 0 | 0 | 0 | 0 | 0 | 0 | 0 | 0 | 0 | 0 | 0 | 0 | 0 | 0 | 0 | 0 | 0 | 0
F5_Commercial_Healthcare_New_Miscellaneous_Natural Gas_Miscellaneous_E8 | F5 | Commercial | Healthcare | New | Miscellaneous | Natural Gas | Miscellaneous | E8 | RIM BC Ratio | 0 | 0 | 0 | 0 | 0 | 0 | 0 | 0 | 0 | 0 | 0 | 0 | 0 | 0 | 0 | 0 | 0 | 0 | 0 | 0 | 0 | 0 | 0 | 0 | 0 | 0 | 0 | 0 | 0 | 0
F5_Commercial_Healthcare_New_Miscellaneous_Natural Gas_Miscellaneous_E9 | F5 | Commercial | Healthcare | New | Miscellaneous | Natural Gas | Miscellaneous | E9 | RIM BC Ratio | 0 | 0 | 0 | 0 | 0 | 0 | 0 | 0 | 0 | 0 | 0 | 0 | 0 | 0 | 0 | 0 | 0 | 0 | 0 | 0 | 0 | 0 | 0 | 0 | 0 | 0 | 0 | 0 | 0 | 0
F5_Commercial_Healthcare_New_Miscellaneous_Natural Gas_Miscellaneous_E10 | F5 | Commercial | Healthcare | New | Miscellaneous | Natural Gas | Miscellaneous | E10 | RIM BC Ratio | 0 | 0 | 0 | 0 | 0 | 0 | 0 | 0 | 0 | 0 | 0 | 0 | 0 | 0 | 0 | 0 | 0 | 0 | 0 | 0 | 0 | 0 | 0 | 0 | 0 | 0 | 0 | 0 | 0 | 0
F0_Commercial_Lodging_Existing_Space Heating_Natural Gas_Furnace_E0 | F0 | Commercial | Lodging | Existing | Space Heating | Natural Gas | Furnace | E0 | Economic Unit | AFUE 96% | AFUE 96% | AFUE 96% | AFUE 96% | AFUE 96% | AFUE 96% | AFUE 96% | AFUE 96% | AFUE 96% | AFUE 96% | AFUE 96% | AFUE 96% | AFUE 96% | AFUE 96% | AFUE 96% | AFUE 96% | AFUE 96% | AFUE 96% | AFUE 96% | AFUE 96% | AFUE 96% | AFUE 96% | 0 | 0 | 0 | 0 | 0 | 0 | 0 | 0
F1_Commercial_Lodging_Existing_Space Heating_Natural Gas_Furnace_E1 | F1 | Commercial | Lodging | Existing | Space Heating | Natural Gas | Furnace | E1 | CCE | 0 | 0 | 0 | 0 | 0 | 0 | 0 | 0 | 0 | 0 | 0 | 0 | 0 | 0 | 0 | 0 | 0 | 0 | 0 | 0 | 0 | 0 | 0 | 0 | 0 | 0 | 0 | 0 | 0 | 0
F1_Commercial_Lodging_Existing_Space Heating_Natural Gas_Furnace_E2 | F1 | Commercial | Lodging | Existing | Space Heating | Natural Gas | Furnace | E2 | CCE | 0.0061736 | 0.0061736 | 0.0064858 | 0.0063872 | 0.0062914 | 0.0061717 | 0.0061549 | 0.0061153 | 0.0060785 | 0.0060229 | 0.0060143 | 0.0059867 | 0.005962 | 0.0059148 | 0.0059211 | 0.005903 | 0.0058852 | 0.0058464 | 0.0058578 | 0.0058464 | 0.0058378 | 0.0058052 | 0 | 0 | 0 | 0 | 0 | 0 | 0 | 0
F1_Commercial_Lodging_Existing_Space Heating_Natural Gas_Furnace_E3 | F1 | Commercial | Lodging | Existing | Space Heating | Natural Gas | Furnace | E3 | CCE | 0.0086871 | 0.0086871 | 0.0091264 | 0.0089877 | 0.0088528 | 0.0086844 | 0.0086607 | 0.008605 | 0.0085532 | 0.0084751 | 0.008463 | 0.008424 | 0.0083893 | 0.008323 | 0.0083318 | 0.0083063 | 0.0082813 | 0.0082266 | 0.0082427 | 0.0082267 | 0.0082146 | 0.0081687 | 0 | 0 | 0 | 0 | 0 | 0 | 0 | 0
F1_Commercial_Lodging_Existing_Space Heating_Natural Gas_Furnace_E4 | F1 | Commercial | Lodging | Existing | Space Heating | Natural Gas | Furnace | E4 | CCE | 0 | 0 | 0 | 0 | 0 | 0 | 0 | 0 | 0 | 0 | 0 | 0 | 0 | 0 | 0 | 0 | 0 | 0 | 0 | 0 | 0 | 0 | 0 | 0 | 0 | 0 | 0 | 0 | 0 | 0
F1_Commercial_Lodging_Existing_Space Heating_Natural Gas_Furnace_E5 | F1 | Commercial | Lodging | Existing | Space Heating | Natural Gas | Furnace | E5 | CCE | 0 | 0 | 0 | 0 | 0 | 0 | 0 | 0 | 0 | 0 | 0 | 0 | 0 | 0 | 0 | 0 | 0 | 0 | 0 | 0 | 0 | 0 | 0 | 0 | 0 | 0 | 0 | 0 | 0 | 0
F1_Commercial_Lodging_Existing_Space Heating_Natural Gas_Furnace_E6 | F1 | Commercial | Lodging | Existing | Space Heating | Natural Gas | Furnace | E6 | CCE | 0 | 0 | 0 | 0 | 0 | 0 | 0 | 0 | 0 | 0 | 0 | 0 | 0 | 0 | 0 | 0 | 0 | 0 | 0 | 0 | 0 | 0 | 0 | 0 | 0 | 0 | 0 | 0 | 0 | 0
F1_Commercial_Lodging_Existing_Space Heating_Natural Gas_Furnace_E7 | F1 | Commercial | Lodging | Existing | Space Heating | Natural Gas | Furnace | E7 | CCE | 0 | 0 | 0 | 0 | 0 | 0 | 0 | 0 | 0 | 0 | 0 | 0 | 0 | 0 | 0 | 0 | 0 | 0 | 0 | 0 | 0 | 0 | 0 | 0 | 0 | 0 | 0 | 0 | 0 | 0
F1_Commercial_Lodging_Existing_Space Heating_Natural Gas_Furnace_E8 | F1 | Commercial | Lodging | Existing | Space Heating | Natural Gas | Furnace | E8 | CCE | 0 | 0 | 0 | 0 | 0 | 0 | 0 | 0 | 0 | 0 | 0 | 0 | 0 | 0 | 0 | 0 | 0 | 0 | 0 | 0 | 0 | 0 | 0 | 0 | 0 | 0 | 0 | 0 | 0 | 0
F1_Commercial_Lodging_Existing_Space Heating_Natural Gas_Furnace_E9 | F1 | Commercial | Lodging | Existing | Space Heating | Natural Gas | Furnace | E9 | CCE | 0 | 0 | 0 | 0 | 0 | 0 | 0 | 0 | 0 | 0 | 0 | 0 | 0 | 0 | 0 | 0 | 0 | 0 | 0 | 0 | 0 | 0 | 0 | 0 | 0 | 0 | 0 | 0 | 0 | 0
F1_Commercial_Lodging_Existing_Space Heating_Natural Gas_Furnace_E10 | F1 | Commercial | Lodging | Existing | Space Heating | Natural Gas | Furnace | E10 | CCE | 0 | 0 | 0 | 0 | 0 | 0 | 0 | 0 | 0 | 0 | 0 | 0 | 0 | 0 | 0 | 0 | 0 | 0 | 0 | 0 | 0 | 0 | 0 | 0 | 0 | 0 | 0 | 0 | 0 | 0
F2_Commercial_Lodging_Existing_Space Heating_Natural Gas_Furnace_E1 | F2 | Commercial | Lodging | Existing | Space Heating | Natural Gas | Furnace | E1 | TRC BC Ratio | 0.9 | 0.9 | 0.9 | 0.9 | 0.9 | 0.9 | 0.9 | 0.9 | 0.9 | 0.9 | 0.9 | 0.9 | 0.9 | 0.9 | 0.9 | 0.9 | 0.9 | 0.9 | 0.9 | 0.9 | 0.9 | 0.9 | 0 | 0 | 0 | 0 | 0 | 0 | 0 | 0
F2_Commercial_Lodging_Existing_Space Heating_Natural Gas_Furnace_E2 | F2 | Commercial | Lodging | Existing | Space Heating | Natural Gas | Furnace | E2 | TRC BC Ratio | 1.5593 | 1.5778 | 1.5979 | 1.6239 | 1.6548 | 1.6893 | 1.7217 | 1.7517 | 1.7811 | 1.8109 | 1.8417 | 1.8732 | 1.9049 | 1.9379 | 1.9706 | 2.0039 | 2.0388 | 2.0741 | 2.1099 | 2.1462 | 2.1825 | 2.2186 | 0 | 0 | 0 | 0 | 0 | 0 | 0 | 0
F2_Commercial_Lodging_Existing_Space Heating_Natural Gas_Furnace_E3 | F2 | Commercial | Lodging | Existing | Space Heating | Natural Gas | Furnace | E3 | TRC BC Ratio | 1.1081 | 1.1213 | 1.1355 | 1.1541 | 1.176 | 1.2005 | 1.2236 | 1.2449 | 1.2658 | 1.2869 | 1.3089 | 1.3312 | 1.3537 | 1.3772 | 1.4004 | 1.4241 | 1.4489 | 1.474 | 1.4994 | 1.5252 | 1.551 | 1.5767 | 0 | 0 | 0 | 0 | 0 | 0 | 0 | 0
F2_Commercial_Lodging_Existing_Space Heating_Natural Gas_Furnace_E4 | F2 | Commercial | Lodging | Existing | Space Heating | Natural Gas | Furnace | E4 | TRC BC Ratio | 0 | 0 | 0 | 0 | 0 | 0 | 0 | 0 | 0 | 0 | 0 | 0 | 0 | 0 | 0 | 0 | 0 | 0 | 0 | 0 | 0 | 0 | 0 | 0 | 0 | 0 | 0 | 0 | 0 | 0
F2_Commercial_Lodging_Existing_Space Heating_Natural Gas_Furnace_E5 | F2 | Commercial | Lodging | Existing | Space Heating | Natural Gas | Furnace | E5 | TRC BC Ratio | 0 | 0 | 0 | 0 | 0 | 0 | 0 | 0 | 0 | 0 | 0 | 0 | 0 | 0 | 0 | 0 | 0 | 0 | 0 | 0 | 0 | 0 | 0 | 0 | 0 | 0 | 0 | 0 | 0 | 0
F2_Commercial_Lodging_Existing_Space Heating_Natural Gas_Furnace_E6 | F2 | Commercial | Lodging | Existing | Space Heating | Natural Gas | Furnace | E6 | TRC BC Ratio | 0 | 0 | 0 | 0 | 0 | 0 | 0 | 0 | 0 | 0 | 0 | 0 | 0 | 0 | 0 | 0 | 0 | 0 | 0 | 0 | 0 | 0 | 0 | 0 | 0 | 0 | 0 | 0 | 0 | 0
F2_Commercial_Lodging_Existing_Space Heating_Natural Gas_Furnace_E7 | F2 | Commercial | Lodging | Existing | Space Heating | Natural Gas | Furnace | E7 | TRC BC Ratio | 0 | 0 | 0 | 0 | 0 | 0 | 0 | 0 | 0 | 0 | 0 | 0 | 0 | 0 | 0 | 0 | 0 | 0 | 0 | 0 | 0 | 0 | 0 | 0 | 0 | 0 | 0 | 0 | 0 | 0
F2_Commercial_Lodging_Existing_Space Heating_Natural Gas_Furnace_E8 | F2 | Commercial | Lodging | Existing | Space Heating | Natural Gas | Furnace | E8 | TRC BC Ratio | 0 | 0 | 0 | 0 | 0 | 0 | 0 | 0 | 0 | 0 | 0 | 0 | 0 | 0 | 0 | 0 | 0 | 0 | 0 | 0 | 0 | 0 | 0 | 0 | 0 | 0 | 0 | 0 | 0 | 0
F2_Commercial_Lodging_Existing_Space Heating_Natural Gas_Furnace_E9 | F2 | Commercial | Lodging | Existing | Space Heating | Natural Gas | Furnace | E9 | TRC BC Ratio | 0 | 0 | 0 | 0 | 0 | 0 | 0 | 0 | 0 | 0 | 0 | 0 | 0 | 0 | 0 | 0 | 0 | 0 | 0 | 0 | 0 | 0 | 0 | 0 | 0 | 0 | 0 | 0 | 0 | 0
F2_Commercial_Lodging_Existing_Space Heating_Natural Gas_Furnace_E10 | F2 | Commercial | Lodging | Existing | Space Heating | Natural Gas | Furnace | E10 | TRC BC Ratio | 0 | 0 | 0 | 0 | 0 | 0 | 0 | 0 | 0 | 0 | 0 | 0 | 0 | 0 | 0 | 0 | 0 | 0 | 0 | 0 | 0 | 0 | 0 | 0 | 0 | 0 | 0 | 0 | 0 | 0
F3_Commercial_Lodging_Existing_Space Heating_Natural Gas_Furnace_E1 | F3 | Commercial | Lodging | Existing | Space Heating | Natural Gas | Furnace | E1 | PACT BC Ratio | 0.9 | 0.9 | 0.9 | 0.9 | 0.9 | 0.9 | 0.9 | 0.9 | 0.9 | 0.9 | 0.9 | 0.9 | 0.9 | 0.9 | 0.9 | 0.9 | 0.9 | 0.9 | 0.9 | 0.9 | 0.9 | 0.9 | 0 | 0 | 0 | 0 | 0 | 0 | 0 | 0
F3_Commercial_Lodging_Existing_Space Heating_Natural Gas_Furnace_E2 | F3 | Commercial | Lodging | Existing | Space Heating | Natural Gas | Furnace | E2 | PACT BC Ratio | 4.4996 | 4.5531 | 4.611 | 4.6862 | 4.7754 | 4.8749 | 4.9685 | 5.055 | 5.1398 | 5.2256 | 5.3147 | 5.4055 | 5.497 | 5.5924 | 5.6865 | 5.7828 | 5.8834 | 5.9853 | 6.0886 | 6.1932 | 6.2979 | 6.4023 | 0 | 0 | 0 | 0 | 0 | 0 | 0 | 0
F3_Commercial_Lodging_Existing_Space Heating_Natural Gas_Furnace_E3 | F3 | Commercial | Lodging | Existing | Space Heating | Natural Gas | Furnace | E3 | PACT BC Ratio | 3.1977 | 3.2357 | 3.2769 | 3.3303 | 3.3937 | 3.4644 | 3.5309 | 3.5924 | 3.6527 | 3.7137 | 3.777 | 3.8415 | 3.9065 | 3.9743 | 4.0412 | 4.1096 | 4.1811 | 4.2535 | 4.3269 | 4.4013 | 4.4757 | 4.5499 | 0 | 0 | 0 | 0 | 0 | 0 | 0 | 0
F3_Commercial_Lodging_Existing_Space Heating_Natural Gas_Furnace_E4 | F3 | Commercial | Lodging | Existing | Space Heating | Natural Gas | Furnace | E4 | PACT BC Ratio | 0 | 0 | 0 | 0 | 0 | 0 | 0 | 0 | 0 | 0 | 0 | 0 | 0 | 0 | 0 | 0 | 0 | 0 | 0 | 0 | 0 | 0 | 0 | 0 | 0 | 0 | 0 | 0 | 0 | 0
F3_Commercial_Lodging_Existing_Space Heating_Natural Gas_Furnace_E5 | F3 | Commercial | Lodging | Existing | Space Heating | Natural Gas | Furnace | E5 | PACT BC Ratio | 0 | 0 | 0 | 0 | 0 | 0 | 0 | 0 | 0 | 0 | 0 | 0 | 0 | 0 | 0 | 0 | 0 | 0 | 0 | 0 | 0 | 0 | 0 | 0 | 0 | 0 | 0 | 0 | 0 | 0
F3_Commercial_Lodging_Existing_Space Heating_Natural Gas_Furnace_E6 | F3 | Commercial | Lodging | Existing | Space Heating | Natural Gas | Furnace | E6 | PACT BC Ratio | 0 | 0 | 0 | 0 | 0 | 0 | 0 | 0 | 0 | 0 | 0 | 0 | 0 | 0 | 0 | 0 | 0 | 0 | 0 | 0 | 0 | 0 | 0 | 0 | 0 | 0 | 0 | 0 | 0 | 0
F3_Commercial_Lodging_Existing_Space Heating_Natural Gas_Furnace_E7 | F3 | Commercial | Lodging | Existing | Space Heating | Natural Gas | Furnace | E7 | PACT BC Ratio | 0 | 0 | 0 | 0 | 0 | 0 | 0 | 0 | 0 | 0 | 0 | 0 | 0 | 0 | 0 | 0 | 0 | 0 | 0 | 0 | 0 | 0 | 0 | 0 | 0 | 0 | 0 | 0 | 0 | 0
F3_Commercial_Lodging_Existing_Space Heating_Natural Gas_Furnace_E8 | F3 | Commercial | Lodging | Existing | Space Heating | Natural Gas | Furnace | E8 | PACT BC Ratio | 0 | 0 | 0 | 0 | 0 | 0 | 0 | 0 | 0 | 0 | 0 | 0 | 0 | 0 | 0 | 0 | 0 | 0 | 0 | 0 | 0 | 0 | 0 | 0 | 0 | 0 | 0 | 0 | 0 | 0
F3_Commercial_Lodging_Existing_Space Heating_Natural Gas_Furnace_E9 | F3 | Commercial | Lodging | Existing | Space Heating | Natural Gas | Furnace | E9 | PACT BC Ratio | 0 | 0 | 0 | 0 | 0 | 0 | 0 | 0 | 0 | 0 | 0 | 0 | 0 | 0 | 0 | 0 | 0 | 0 | 0 | 0 | 0 | 0 | 0 | 0 | 0 | 0 | 0 | 0 | 0 | 0
F3_Commercial_Lodging_Existing_Space Heating_Natural Gas_Furnace_E10 | F3 | Commercial | Lodging | Existing | Space Heating | Natural Gas | Furnace | E10 | PACT BC Ratio | 0 | 0 | 0 | 0 | 0 | 0 | 0 | 0 | 0 | 0 | 0 | 0 | 0 | 0 | 0 | 0 | 0 | 0 | 0 | 0 | 0 | 0 | 0 | 0 | 0 | 0 | 0 | 0 | 0 | 0
F4_Commercial_Lodging_Existing_Space Heating_Natural Gas_Furnace_E1 | F4 | Commercial | Lodging | Existing | Space Heating | Natural Gas | Furnace | E1 | PCT BC Ratio | 0.9 | 0.9 | 0.9 | 0.9 | 0.9 | 0.9 | 0.9 | 0.9 | 0.9 | 0.9 | 0.9 | 0.9 | 0.9 | 0.9 | 0.9 | 0.9 | 0.9 | 0.9 | 0.9 | 0.9 | 0.9 | 0.9 | 0 | 0 | 0 | 0 | 0 | 0 | 0 | 0
F4_Commercial_Lodging_Existing_Space Heating_Natural Gas_Furnace_E2 | F4 | Commercial | Lodging | Existing | Space Heating | Natural Gas | Furnace | E2 | PCT BC Ratio | 2.484 | 2.5111 | 2.5405 | 2.5787 | 2.6239 | 2.6744 | 2.7218 | 2.7657 | 2.8088 | 2.8523 | 2.8975 | 2.9435 | 2.9899 | 3.0383 | 3.0861 | 3.1349 | 3.1859 | 3.2376 | 3.29 | 3.3431 | 3.3962 | 3.4492 | 0 | 0 | 0 | 0 | 0 | 0 | 0 | 0
F4_Commercial_Lodging_Existing_Space Heating_Natural Gas_Furnace_E3 | F4 | Commercial | Lodging | Existing | Space Heating | Natural Gas | Furnace | E3 | PCT BC Ratio | 1.8236 | 1.8429 | 1.8638 | 1.8909 | 1.9231 | 1.9589 | 1.9926 | 2.0239 | 2.0544 | 2.0854 | 2.1175 | 2.1502 | 2.1832 | 2.2175 | 2.2515 | 2.2862 | 2.3224 | 2.3592 | 2.3964 | 2.4341 | 2.4719 | 2.5095 | 0 | 0 | 0 | 0 | 0 | 0 | 0 | 0
F4_Commercial_Lodging_Existing_Space Heating_Natural Gas_Furnace_E4 | F4 | Commercial | Lodging | Existing | Space Heating | Natural Gas | Furnace | E4 | PCT BC Ratio | 0 | 0 | 0 | 0 | 0 | 0 | 0 | 0 | 0 | 0 | 0 | 0 | 0 | 0 | 0 | 0 | 0 | 0 | 0 | 0 | 0 | 0 | 0 | 0 | 0 | 0 | 0 | 0 | 0 | 0
F4_Commercial_Lodging_Existing_Space Heating_Natural Gas_Furnace_E5 | F4 | Commercial | Lodging | Existing | Space Heating | Natural Gas | Furnace | E5 | PCT BC Ratio | 0 | 0 | 0 | 0 | 0 | 0 | 0 | 0 | 0 | 0 | 0 | 0 | 0 | 0 | 0 | 0 | 0 | 0 | 0 | 0 | 0 | 0 | 0 | 0 | 0 | 0 | 0 | 0 | 0 | 0
F4_Commercial_Lodging_Existing_Space Heating_Natural Gas_Furnace_E6 | F4 | Commercial | Lodging | Existing | Space Heating | Natural Gas | Furnace | E6 | PCT BC Ratio | 0 | 0 | 0 | 0 | 0 | 0 | 0 | 0 | 0 | 0 | 0 | 0 | 0 | 0 | 0 | 0 | 0 | 0 | 0 | 0 | 0 | 0 | 0 | 0 | 0 | 0 | 0 | 0 | 0 | 0
F4_Commercial_Lodging_Existing_Space Heating_Natural Gas_Furnace_E7 | F4 | Commercial | Lodging | Existing | Space Heating | Natural Gas | Furnace | E7 | PCT BC Ratio | 0 | 0 | 0 | 0 | 0 | 0 | 0 | 0 | 0 | 0 | 0 | 0 | 0 | 0 | 0 | 0 | 0 | 0 | 0 | 0 | 0 | 0 | 0 | 0 | 0 | 0 | 0 | 0 | 0 | 0
F4_Commercial_Lodging_Existing_Space Heating_Natural Gas_Furnace_E8 | F4 | Commercial | Lodging | Existing | Space Heating | Natural Gas | Furnace | E8 | PCT BC Ratio | 0 | 0 | 0 | 0 | 0 | 0 | 0 | 0 | 0 | 0 | 0 | 0 | 0 | 0 | 0 | 0 | 0 | 0 | 0 | 0 | 0 | 0 | 0 | 0 | 0 | 0 | 0 | 0 | 0 | 0
F4_Commercial_Lodging_Existing_Space Heating_Natural Gas_Furnace_E9 | F4 | Commercial | Lodging | Existing | Space Heating | Natural Gas | Furnace | E9 | PCT BC Ratio | 0 | 0 | 0 | 0 | 0 | 0 | 0 | 0 | 0 | 0 | 0 | 0 | 0 | 0 | 0 | 0 | 0 | 0 | 0 | 0 | 0 | 0 | 0 | 0 | 0 | 0 | 0 | 0 | 0 | 0
F4_Commercial_Lodging_Existing_Space Heating_Natural Gas_Furnace_E10 | F4 | Commercial | Lodging | Existing | Space Heating | Natural Gas | Furnace | E10 | PCT BC Ratio | 0 | 0 | 0 | 0 | 0 | 0 | 0 | 0 | 0 | 0 | 0 | 0 | 0 | 0 | 0 | 0 | 0 | 0 | 0 | 0 | 0 | 0 | 0 | 0 | 0 | 0 | 0 | 0 | 0 | 0
F5_Commercial_Lodging_Existing_Space Heating_Natural Gas_Furnace_E1 | F5 | Commercial | Lodging | Existing | Space Heating | Natural Gas | Furnace | E1 | RIM BC Ratio | 0.9 | 0.9 | 0.9 | 0.9 | 0.9 | 0.9 | 0.9 | 0.9 | 0.9 | 0.9 | 0.9 | 0.9 | 0.9 | 0.9 | 0.9 | 0.9 | 0.9 | 0.9 | 0.9 | 0.9 | 0.9 | 0.9 | 0 | 0 | 0 | 0 | 0 | 0 | 0 | 0
F5_Commercial_Lodging_Existing_Space Heating_Natural Gas_Furnace_E2 | F5 | Commercial | Lodging | Existing | Space Heating | Natural Gas | Furnace | E2 | RIM BC Ratio | 0.70407 | 0.70537 | 0.70674 | 0.70849 | 0.71049 | 0.71266 | 0.71463 | 0.71639 | 0.71807 | 0.71972 | 0.72139 | 0.72303 | 0.72465 | 0.72628 | 0.72784 | 0.7294 | 0.73097 | 0.73252 | 0.73405 | 0.73555 | 0.737 | 0.73841 | 0 | 0 | 0 | 0 | 0 | 0 | 0 | 0
F5_Commercial_Lodging_Existing_Space Heating_Natural Gas_Furnace_E3 | F5 | Commercial | Lodging | Existing | Space Heating | Natural Gas | Furnace | E3 | RIM BC Ratio | 0.6619 | 0.66352 | 0.66523 | 0.66741 | 0.66991 | 0.67262 | 0.67509 | 0.67731 | 0.67942 | 0.6815 | 0.68361 | 0.68569 | 0.68774 | 0.68981 | 0.69179 | 0.69377 | 0.69578 | 0.69776 | 0.6997 | 0.70162 | 0.70349 | 0.70529 | 0 | 0 | 0 | 0 | 0 | 0 | 0 | 0
F5_Commercial_Lodging_Existing_Space Heating_Natural Gas_Furnace_E4 | F5 | Commercial | Lodging | Existing | Space Heating | Natural Gas | Furnace | E4 | RIM BC Ratio | 0 | 0 | 0 | 0 | 0 | 0 | 0 | 0 | 0 | 0 | 0 | 0 | 0 | 0 | 0 | 0 | 0 | 0 | 0 | 0 | 0 | 0 | 0 | 0 | 0 | 0 | 0 | 0 | 0 | 0
F5_Commercial_Lodging_Existing_Space Heating_Natural Gas_Furnace_E5 | F5 | Commercial | Lodging | Existing | Space Heating | Natural Gas | Furnace | E5 | RIM BC Ratio | 0 | 0 | 0 | 0 | 0 | 0 | 0 | 0 | 0 | 0 | 0 | 0 | 0 | 0 | 0 | 0 | 0 | 0 | 0 | 0 | 0 | 0 | 0 | 0 | 0 | 0 | 0 | 0 | 0 | 0
F5_Commercial_Lodging_Existing_Space Heating_Natural Gas_Furnace_E6 | F5 | Commercial | Lodging | Existing | Space Heating | Natural Gas | Furnace | E6 | RIM BC Ratio | 0 | 0 | 0 | 0 | 0 | 0 | 0 | 0 | 0 | 0 | 0 | 0 | 0 | 0 | 0 | 0 | 0 | 0 | 0 | 0 | 0 | 0 | 0 | 0 | 0 | 0 | 0 | 0 | 0 | 0
F5_Commercial_Lodging_Existing_Space Heating_Natural Gas_Furnace_E7 | F5 | Commercial | Lodging | Existing | Space Heating | Natural Gas | Furnace | E7 | RIM BC Ratio | 0 | 0 | 0 | 0 | 0 | 0 | 0 | 0 | 0 | 0 | 0 | 0 | 0 | 0 | 0 | 0 | 0 | 0 | 0 | 0 | 0 | 0 | 0 | 0 | 0 | 0 | 0 | 0 | 0 | 0
F5_Commercial_Lodging_Existing_Space Heating_Natural Gas_Furnace_E8 | F5 | Commercial | Lodging | Existing | Space Heating | Natural Gas | Furnace | E8 | RIM BC Ratio | 0 | 0 | 0 | 0 | 0 | 0 | 0 | 0 | 0 | 0 | 0 | 0 | 0 | 0 | 0 | 0 | 0 | 0 | 0 | 0 | 0 | 0 | 0 | 0 | 0 | 0 | 0 | 0 | 0 | 0
F5_Commercial_Lodging_Existing_Space Heating_Natural Gas_Furnace_E9 | F5 | Commercial | Lodging | Existing | Space Heating | Natural Gas | Furnace | E9 | RIM BC Ratio | 0 | 0 | 0 | 0 | 0 | 0 | 0 | 0 | 0 | 0 | 0 | 0 | 0 | 0 | 0 | 0 | 0 | 0 | 0 | 0 | 0 | 0 | 0 | 0 | 0 | 0 | 0 | 0 | 0 | 0
F5_Commercial_Lodging_Existing_Space Heating_Natural Gas_Furnace_E10 | F5 | Commercial | Lodging | Existing | Space Heating | Natural Gas | Furnace | E10 | RIM BC Ratio | 0 | 0 | 0 | 0 | 0 | 0 | 0 | 0 | 0 | 0 | 0 | 0 | 0 | 0 | 0 | 0 | 0 | 0 | 0 | 0 | 0 | 0 | 0 | 0 | 0 | 0 | 0 | 0 | 0 | 0
F0_Commercial_Lodging_Existing_Space Heating_Natural Gas_Boiler_E0 | F0 | Commercial | Lodging | Existing | Space Heating | Natural Gas | Boiler | E0 | Economic Unit | AFUE 80% (Standard) | AFUE 80% (Standard) | AFUE 80% (Standard) | AFUE 80% (Standard) | AFUE 80% (Standard) | AFUE 80% (Standard) | AFUE 80% (Standard) | AFUE 80% (Standard) | AFUE 80% (Standard) | AFUE 80% (Standard) | AFUE 80% (Standard) | AFUE 80% (Standard) | AFUE 80% (Standard) | AFUE 80% (Standard) | AFUE 80% (Standard) | AFUE 80% (Standard) | AFUE 80% (Standard) | AFUE 80% (Standard) | AFUE 80% (Standard) | AFUE 80% (Standard) | AFUE 80% (Standard) | AFUE 80% (Standard) | 0 | 0 | 0 | 0 | 0 | 0 | 0 | 0
F1_Commercial_Lodging_Existing_Space Heating_Natural Gas_Boiler_E1 | F1 | Commercial | Lodging | Existing | Space Heating | Natural Gas | Boiler | E1 | CCE | 0 | 0 | 0 | 0 | 0 | 0 | 0 | 0 | 0 | 0 | 0 | 0 | 0 | 0 | 0 | 0 | 0 | 0 | 0 | 0 | 0 | 0 | 0 | 0 | 0 | 0 | 0 | 0 | 0 | 0
F1_Commercial_Lodging_Existing_Space Heating_Natural Gas_Boiler_E2 | F1 | Commercial | Lodging | Existing | Space Heating | Natural Gas | Boiler | E2 | CCE | 0.024297 | 0.024297 | 0.025526 | 0.025138 | 0.024761 | 0.02429 | 0.024224 | 0.024068 | 0.023923 | 0.023704 | 0.02367 | 0.023562 | 0.023465 | 0.023279 | 0.023304 | 0.023232 | 0.023162 | 0.023009 | 0.023054 | 0.02301 | 0.022976 | 0.022847 | 0 | 0 | 0 | 0 | 0 | 0 | 0 | 0
F1_Commercial_Lodging_Existing_Space Heating_Natural Gas_Boiler_E3 | F1 | Commercial | Lodging | Existing | Space Heating | Natural Gas | Boiler | E3 | CCE | 0.024534 | 0.024534 | 0.025774 | 0.025383 | 0.025002 | 0.024526 | 0.024459 | 0.024302 | 0.024156 | 0.023935 | 0.023901 | 0.023791 | 0.023693 | 0.023505 | 0.02353 | 0.023458 | 0.023388 | 0.023233 | 0.023279 | 0.023233 | 0.023199 | 0.02307 | 0 | 0 | 0 | 0 | 0 | 0 | 0 | 0
F1_Commercial_Lodging_Existing_Space Heating_Natural Gas_Boiler_E4 | F1 | Commercial | Lodging | Existing | Space Heating | Natural Gas | Boiler | E4 | CCE | 0.1679 | 0.1679 | 0.17639 | 0.17371 | 0.1711 | 0.16785 | 0.16739 | 0.16631 | 0.16531 | 0.1638 | 0.16357 | 0.16281 | 0.16214 | 0.16086 | 0.16103 | 0.16054 | 0.16006 | 0.159 | 0.15931 | 0.159 | 0.15877 | 0.15788 | 0 | 0 | 0 | 0 | 0 | 0 | 0 | 0
F1_Commercial_Lodging_Existing_Space Heating_Natural Gas_Boiler_E5 | F1 | Commercial | Lodging | Existing | Space Heating | Natural Gas | Boiler | E5 | CCE | 0 | 0 | 0 | 0 | 0 | 0 | 0 | 0 | 0 | 0 | 0 | 0 | 0 | 0 | 0 | 0 | 0 | 0 | 0 | 0 | 0 | 0 | 0 | 0 | 0 | 0 | 0 | 0 | 0 | 0
F1_Commercial_Lodging_Existing_Space Heating_Natural Gas_Boiler_E6 | F1 | Commercial | Lodging | Existing | Space Heating | Natural Gas | Boiler | E6 | CCE | 0 | 0 | 0 | 0 | 0 | 0 | 0 | 0 | 0 | 0 | 0 | 0 | 0 | 0 | 0 | 0 | 0 | 0 | 0 | 0 | 0 | 0 | 0 | 0 | 0 | 0 | 0 | 0 | 0 | 0
F1_Commercial_Lodging_Existing_Space Heating_Natural Gas_Boiler_E7 | F1 | Commercial | Lodging | Existing | Space Heating | Natural Gas | Boiler | E7 | CCE | 0 | 0 | 0 | 0 | 0 | 0 | 0 | 0 | 0 | 0 | 0 | 0 | 0 | 0 | 0 | 0 | 0 | 0 | 0 | 0 | 0 | 0 | 0 | 0 | 0 | 0 | 0 | 0 | 0 | 0
F1_Commercial_Lodging_Existing_Space Heating_Natural Gas_Boiler_E8 | F1 | Commercial | Lodging | Existing | Space Heating | Natural Gas | Boiler | E8 | CCE | 0 | 0 | 0 | 0 | 0 | 0 | 0 | 0 | 0 | 0 | 0 | 0 | 0 | 0 | 0 | 0 | 0 | 0 | 0 | 0 | 0 | 0 | 0 | 0 | 0 | 0 | 0 | 0 | 0 | 0
F1_Commercial_Lodging_Existing_Space Heating_Natural Gas_Boiler_E9 | F1 | Commercial | Lodging | Existing | Space Heating | Natural Gas | Boiler | E9 | CCE | 0 | 0 | 0 | 0 | 0 | 0 | 0 | 0 | 0 | 0 | 0 | 0 | 0 | 0 | 0 | 0 | 0 | 0 | 0 | 0 | 0 | 0 | 0 | 0 | 0 | 0 | 0 | 0 | 0 | 0
F1_Commercial_Lodging_Existing_Space Heating_Natural Gas_Boiler_E10 | F1 | Commercial | Lodging | Existing | Space Heating | Natural Gas | Boiler | E10 | CCE | 0 | 0 | 0 | 0 | 0 | 0 | 0 | 0 | 0 | 0 | 0 | 0 | 0 | 0 | 0 | 0 | 0 | 0 | 0 | 0 | 0 | 0 | 0 | 0 | 0 | 0 | 0 | 0 | 0 | 0
F2_Commercial_Lodging_Existing_Space Heating_Natural Gas_Boiler_E1 | F2 | Commercial | Lodging | Existing | Space Heating | Natural Gas | Boiler | E1 | TRC BC Ratio | 0.9 | 0.9 | 0.9 | 0.9 | 0.9 | 0.9 | 0.9 | 0.9 | 0.9 | 0.9 | 0.9 | 0.9 | 0.9 | 0.9 | 0.9 | 0.9 | 0.9 | 0.9 | 0.9 | 0.9 | 0.9 | 0.9 | 0 | 0 | 0 | 0 | 0 | 0 | 0 | 0
F2_Commercial_Lodging_Existing_Space Heating_Natural Gas_Boiler_E2 | F2 | Commercial | Lodging | Existing | Space Heating | Natural Gas | Boiler | E2 | TRC BC Ratio | 0.40208 | 0.40692 | 0.41211 | 0.41872 | 0.42657 | 0.43536 | 0.44374 | 0.45154 | 0.45921 | 0.46698 | 0.47503 | 0.48325 | 0.49152 | 0.50014 | 0.50866 | 0.51738 | 0.52647 | 0.53569 | 0.54503 | 0.55447 | 0.5639 | 0.57327 | 0 | 0 | 0 | 0 | 0 | 0 | 0 | 0
F2_Commercial_Lodging_Existing_Space Heating_Natural Gas_Boiler_E3 | F2 | Commercial | Lodging | Existing | Space Heating | Natural Gas | Boiler | E3 | TRC BC Ratio | 0.39821 | 0.403 | 0.40814 | 0.41468 | 0.42246 | 0.43117 | 0.43946 | 0.44719 | 0.45479 | 0.46248 | 0.47046 | 0.47859 | 0.48679 | 0.49532 | 0.50376 | 0.5124 | 0.5214 | 0.53053 | 0.53979 | 0.54913 | 0.55847 | 0.56775 | 0 | 0 | 0 | 0 | 0 | 0 | 0 | 0
F2_Commercial_Lodging_Existing_Space Heating_Natural Gas_Boiler_E4 | F2 | Commercial | Lodging | Existing | Space Heating | Natural Gas | Boiler | E4 | TRC BC Ratio | 0.063671 | 0.064559 | 0.065452 | 0.066437 | 0.067525 | 0.068701 | 0.069887 | 0.071069 | 0.072277 | 0.073526 | 0.074831 | 0.076189 | 0.077597 | 0.079075 | 0.080568 | 0.082091 | 0.083657 | 0.08525 | 0.086873 | 0.088513 | 0.090156 | 0.09179 | 0 | 0 | 0 | 0 | 0 | 0 | 0 | 0
F2_Commercial_Lodging_Existing_Space Heating_Natural Gas_Boiler_E5 | F2 | Commercial | Lodging | Existing | Space Heating | Natural Gas | Boiler | E5 | TRC BC Ratio | 0 | 0 | 0 | 0 | 0 | 0 | 0 | 0 | 0 | 0 | 0 | 0 | 0 | 0 | 0 | 0 | 0 | 0 | 0 | 0 | 0 | 0 | 0 | 0 | 0 | 0 | 0 | 0 | 0 | 0
F2_Commercial_Lodging_Existing_Space Heating_Natural Gas_Boiler_E6 | F2 | Commercial | Lodging | Existing | Space Heating | Natural Gas | Boiler | E6 | TRC BC Ratio | 0 | 0 | 0 | 0 | 0 | 0 | 0 | 0 | 0 | 0 | 0 | 0 | 0 | 0 | 0 | 0 | 0 | 0 | 0 | 0 | 0 | 0 | 0 | 0 | 0 | 0 | 0 | 0 | 0 | 0
F2_Commercial_Lodging_Existing_Space Heating_Natural Gas_Boiler_E7 | F2 | Commercial | Lodging | Existing | Space Heating | Natural Gas | Boiler | E7 | TRC BC Ratio | 0 | 0 | 0 | 0 | 0 | 0 | 0 | 0 | 0 | 0 | 0 | 0 | 0 | 0 | 0 | 0 | 0 | 0 | 0 | 0 | 0 | 0 | 0 | 0 | 0 | 0 | 0 | 0 | 0 | 0
F2_Commercial_Lodging_Existing_Space Heating_Natural Gas_Boiler_E8 | F2 | Commercial | Lodging | Existing | Space Heating | Natural Gas | Boiler | E8 | TRC BC Ratio | 0 | 0 | 0 | 0 | 0 | 0 | 0 | 0 | 0 | 0 | 0 | 0 | 0 | 0 | 0 | 0 | 0 | 0 | 0 | 0 | 0 | 0 | 0 | 0 | 0 | 0 | 0 | 0 | 0 | 0
F2_Commercial_Lodging_Existing_Space Heating_Natural Gas_Boiler_E9 | F2 | Commercial | Lodging | Existing | Space Heating | Natural Gas | Boiler | E9 | TRC BC Ratio | 0 | 0 | 0 | 0 | 0 | 0 | 0 | 0 | 0 | 0 | 0 | 0 | 0 | 0 | 0 | 0 | 0 | 0 | 0 | 0 | 0 | 0 | 0 | 0 | 0 | 0 | 0 | 0 | 0 | 0
F2_Commercial_Lodging_Existing_Space Heating_Natural Gas_Boiler_E10 | F2 | Commercial | Lodging | Existing | Space Heating | Natural Gas | Boiler | E10 | TRC BC Ratio | 0 | 0 | 0 | 0 | 0 | 0 | 0 | 0 | 0 | 0 | 0 | 0 | 0 | 0 | 0 | 0 | 0 | 0 | 0 | 0 | 0 | 0 | 0 | 0 | 0 | 0 | 0 | 0 | 0 | 0
F3_Commercial_Lodging_Existing_Space Heating_Natural Gas_Boiler_E1 | F3 | Commercial | Lodging | Existing | Space Heating | Natural Gas | Boiler | E1 | PACT BC Ratio | 0.9 | 0.9 | 0.9 | 0.9 | 0.9 | 0.9 | 0.9 | 0.9 | 0.9 | 0.9 | 0.9 | 0.9 | 0.9 | 0.9 | 0.9 | 0.9 | 0.9 | 0.9 | 0.9 | 0.9 | 0.9 | 0.9 | 0 | 0 | 0 | 0 | 0 | 0 | 0 | 0
F3_Commercial_Lodging_Existing_Space Heating_Natural Gas_Boiler_E2 | F3 | Commercial | Lodging | Existing | Space Heating | Natural Gas | Boiler | E2 | PACT BC Ratio | 0.41405 | 0.41903 | 0.42437 | 0.43118 | 0.43927 | 0.44832 | 0.45694 | 0.46498 | 0.47288 | 0.48088 | 0.48917 | 0.49763 | 0.50615 | 0.51502 | 0.5238 | 0.53278 | 0.54214 | 0.55163 | 0.56126 | 0.57097 | 0.58068 | 0.59033 | 0 | 0 | 0 | 0 | 0 | 0 | 0 | 0
F3_Commercial_Lodging_Existing_Space Heating_Natural Gas_Boiler_E3 | F3 | Commercial | Lodging | Existing | Space Heating | Natural Gas | Boiler | E3 | PACT BC Ratio | 0.41006 | 0.415 | 0.42029 | 0.42703 | 0.43504 | 0.444 | 0.45254 | 0.4605 | 0.46833 | 0.47625 | 0.48446 | 0.49284 | 0.50127 | 0.51006 | 0.51876 | 0.52765 | 0.53692 | 0.54632 | 0.55585 | 0.56547 | 0.57509 | 0.58464 | 0 | 0 | 0 | 0 | 0 | 0 | 0 | 0
F3_Commercial_Lodging_Existing_Space Heating_Natural Gas_Boiler_E4 | F3 | Commercial | Lodging | Existing | Space Heating | Natural Gas | Boiler | E4 | PACT BC Ratio | 0.065566 | 0.06648 | 0.0674 | 0.068414 | 0.069534 | 0.070746 | 0.071967 | 0.073184 | 0.074428 | 0.075714 | 0.077058 | 0.078456 | 0.079906 | 0.081429 | 0.082965 | 0.084534 | 0.086146 | 0.087787 | 0.089458 | 0.091147 | 0.092839 | 0.094522 | 0 | 0 | 0 | 0 | 0 | 0 | 0 | 0
F3_Commercial_Lodging_Existing_Space Heating_Natural Gas_Boiler_E5 | F3 | Commercial | Lodging | Existing | Space Heating | Natural Gas | Boiler | E5 | PACT BC Ratio | 0 | 0 | 0 | 0 | 0 | 0 | 0 | 0 | 0 | 0 | 0 | 0 | 0 | 0 | 0 | 0 | 0 | 0 | 0 | 0 | 0 | 0 | 0 | 0 | 0 | 0 | 0 | 0 | 0 | 0
F3_Commercial_Lodging_Existing_Space Heating_Natural Gas_Boiler_E6 | F3 | Commercial | Lodging | Existing | Space Heating | Natural Gas | Boiler | E6 | PACT BC Ratio | 0 | 0 | 0 | 0 | 0 | 0 | 0 | 0 | 0 | 0 | 0 | 0 | 0 | 0 | 0 | 0 | 0 | 0 | 0 | 0 | 0 | 0 | 0 | 0 | 0 | 0 | 0 | 0 | 0 | 0
F3_Commercial_Lodging_Existing_Space Heating_Natural Gas_Boiler_E7 | F3 | Commercial | Lodging | Existing | Space Heating | Natural Gas | Boiler | E7 | PACT BC Ratio | 0 | 0 | 0 | 0 | 0 | 0 | 0 | 0 | 0 | 0 | 0 | 0 | 0 | 0 | 0 | 0 | 0 | 0 | 0 | 0 | 0 | 0 | 0 | 0 | 0 | 0 | 0 | 0 | 0 | 0
F3_Commercial_Lodging_Existing_Space Heating_Natural Gas_Boiler_E8 | F3 | Commercial | Lodging | Existing | Space Heating | Natural Gas | Boiler | E8 | PACT BC Ratio | 0 | 0 | 0 | 0 | 0 | 0 | 0 | 0 | 0 | 0 | 0 | 0 | 0 | 0 | 0 | 0 | 0 | 0 | 0 | 0 | 0 | 0 | 0 | 0 | 0 | 0 | 0 | 0 | 0 | 0
F3_Commercial_Lodging_Existing_Space Heating_Natural Gas_Boiler_E9 | F3 | Commercial | Lodging | Existing | Space Heating | Natural Gas | Boiler | E9 | PACT BC Ratio | 0 | 0 | 0 | 0 | 0 | 0 | 0 | 0 | 0 | 0 | 0 | 0 | 0 | 0 | 0 | 0 | 0 | 0 | 0 | 0 | 0 | 0 | 0 | 0 | 0 | 0 | 0 | 0 | 0 | 0
F3_Commercial_Lodging_Existing_Space Heating_Natural Gas_Boiler_E10 | F3 | Commercial | Lodging | Existing | Space Heating | Natural Gas | Boiler | E10 | PACT BC Ratio | 0 | 0 | 0 | 0 | 0 | 0 | 0 | 0 | 0 | 0 | 0 | 0 | 0 | 0 | 0 | 0 | 0 | 0 | 0 | 0 | 0 | 0 | 0 | 0 | 0 | 0 | 0 | 0 | 0 | 0
F4_Commercial_Lodging_Existing_Space Heating_Natural Gas_Boiler_E1 | F4 | Commercial | Lodging | Existing | Space Heating | Natural Gas | Boiler | E1 | PCT BC Ratio | 0.9 | 0.9 | 0.9 | 0.9 | 0.9 | 0.9 | 0.9 | 0.9 | 0.9 | 0.9 | 0.9 | 0.9 | 0.9 | 0.9 | 0.9 | 0.9 | 0.9 | 0.9 | 0.9 | 0.9 | 0.9 | 0.9 | 0 | 0 | 0 | 0 | 0 | 0 | 0 | 0
F4_Commercial_Lodging_Existing_Space Heating_Natural Gas_Boiler_E2 | F4 | Commercial | Lodging | Existing | Space Heating | Natural Gas | Boiler | E2 | PCT BC Ratio | 1.9216 | 1.9334 | 1.9461 | 1.9622 | 1.9813 | 2.0028 | 2.0232 | 2.0422 | 2.0609 | 2.0799 | 2.0995 | 2.1195 | 2.1397 | 2.1607 | 2.1815 | 2.2028 | 2.2249 | 2.2474 | 2.2702 | 2.2932 | 2.3162 | 2.339 | 0 | 0 | 0 | 0 | 0 | 0 | 0 | 0
F4_Commercial_Lodging_Existing_Space Heating_Natural Gas_Boiler_E3 | F4 | Commercial | Lodging | Existing | Space Heating | Natural Gas | Boiler | E3 | PCT BC Ratio | 1.9122 | 1.9239 | 1.9364 | 1.9523 | 1.9713 | 1.9925 | 2.0128 | 2.0316 | 2.0501 | 2.0689 | 2.0884 | 2.1082 | 2.1282 | 2.149 | 2.1696 | 2.1906 | 2.2126 | 2.2348 | 2.2574 | 2.2802 | 2.303 | 2.3256 | 0 | 0 | 0 | 0 | 0 | 0 | 0 | 0
F4_Commercial_Lodging_Existing_Space Heating_Natural Gas_Boiler_E4 | F4 | Commercial | Lodging | Existing | Space Heating | Natural Gas | Boiler | E4 | PCT BC Ratio | 1.0964 | 1.0986 | 1.1008 | 1.1032 | 1.1058 | 1.1087 | 1.1116 | 1.1145 | 1.1174 | 1.1205 | 1.1236 | 1.127 | 1.1304 | 1.134 | 1.1376 | 1.1413 | 1.1452 | 1.1491 | 1.153 | 1.157 | 1.161 | 1.165 | 0 | 0 | 0 | 0 | 0 | 0 | 0 | 0
F4_Commercial_Lodging_Existing_Space Heating_Natural Gas_Boiler_E5 | F4 | Commercial | Lodging | Existing | Space Heating | Natural Gas | Boiler | E5 | PCT BC Ratio | 0 | 0 | 0 | 0 | 0 | 0 | 0 | 0 | 0 | 0 | 0 | 0 | 0 | 0 | 0 | 0 | 0 | 0 | 0 | 0 | 0 | 0 | 0 | 0 | 0 | 0 | 0 | 0 | 0 | 0
F4_Commercial_Lodging_Existing_Space Heating_Natural Gas_Boiler_E6 | F4 | Commercial | Lodging | Existing | Space Heating | Natural Gas | Boiler | E6 | PCT BC Ratio | 0 | 0 | 0 | 0 | 0 | 0 | 0 | 0 | 0 | 0 | 0 | 0 | 0 | 0 | 0 | 0 | 0 | 0 | 0 | 0 | 0 | 0 | 0 | 0 | 0 | 0 | 0 | 0 | 0 | 0
F4_Commercial_Lodging_Existing_Space Heating_Natural Gas_Boiler_E7 | F4 | Commercial | Lodging | Existing | Space Heating | Natural Gas | Boiler | E7 | PCT BC Ratio | 0 | 0 | 0 | 0 | 0 | 0 | 0 | 0 | 0 | 0 | 0 | 0 | 0 | 0 | 0 | 0 | 0 | 0 | 0 | 0 | 0 | 0 | 0 | 0 | 0 | 0 | 0 | 0 | 0 | 0
F4_Commercial_Lodging_Existing_Space Heating_Natural Gas_Boiler_E8 | F4 | Commercial | Lodging | Existing | Space Heating | Natural Gas | Boiler | E8 | PCT BC Ratio | 0 | 0 | 0 | 0 | 0 | 0 | 0 | 0 | 0 | 0 | 0 | 0 | 0 | 0 | 0 | 0 | 0 | 0 | 0 | 0 | 0 | 0 | 0 | 0 | 0 | 0 | 0 | 0 | 0 | 0
F4_Commercial_Lodging_Existing_Space Heating_Natural Gas_Boiler_E9 | F4 | Commercial | Lodging | Existing | Space Heating | Natural Gas | Boiler | E9 | PCT BC Ratio | 0 | 0 | 0 | 0 | 0 | 0 | 0 | 0 | 0 | 0 | 0 | 0 | 0 | 0 | 0 | 0 | 0 | 0 | 0 | 0 | 0 | 0 | 0 | 0 | 0 | 0 | 0 | 0 | 0 | 0
F4_Commercial_Lodging_Existing_Space Heating_Natural Gas_Boiler_E10 | F4 | Commercial | Lodging | Existing | Space Heating | Natural Gas | Boiler | E10 | PCT BC Ratio | 0 | 0 | 0 | 0 | 0 | 0 | 0 | 0 | 0 | 0 | 0 | 0 | 0 | 0 | 0 | 0 | 0 | 0 | 0 | 0 | 0 | 0 | 0 | 0 | 0 | 0 | 0 | 0 | 0 | 0
F5_Commercial_Lodging_Existing_Space Heating_Natural Gas_Boiler_E1 | F5 | Commercial | Lodging | Existing | Space Heating | Natural Gas | Boiler | E1 | RIM BC Ratio | 0.9 | 0.9 | 0.9 | 0.9 | 0.9 | 0.9 | 0.9 | 0.9 | 0.9 | 0.9 | 0.9 | 0.9 | 0.9 | 0.9 | 0.9 | 0.9 | 0.9 | 0.9 | 0.9 | 0.9 | 0.9 | 0.9 | 0 | 0 | 0 | 0 | 0 | 0 | 0 | 0
F5_Commercial_Lodging_Existing_Space Heating_Natural Gas_Boiler_E2 | F5 | Commercial | Lodging | Existing | Space Heating | Natural Gas | Boiler | E2 | RIM BC Ratio | 0.27676 | 0.27898 | 0.28133 | 0.28431 | 0.2878 | 0.29166 | 0.29529 | 0.29862 | 0.30186 | 0.3051 | 0.30842 | 0.31176 | 0.31508 | 0.3185 | 0.32183 | 0.3252 | 0.32867 | 0.33213 | 0.33559 | 0.33905 | 0.34244 | 0.34578 | 0 | 0 | 0 | 0 | 0 | 0 | 0 | 0
F5_Commercial_Lodging_Existing_Space Heating_Natural Gas_Boiler_E3 | F5 | Commercial | Lodging | Existing | Space Heating | Natural Gas | Boiler | E3 | RIM BC Ratio | 0.27497 | 0.27718 | 0.27953 | 0.2825 | 0.28598 | 0.28983 | 0.29344 | 0.29677 | 0.3 | 0.30323 | 0.30654 | 0.30987 | 0.31319 | 0.31659 | 0.31992 | 0.32328 | 0.32674 | 0.3302 | 0.33365 | 0.3371 | 0.34049 | 0.34382 | 0 | 0 | 0 | 0 | 0 | 0 | 0 | 0
F5_Commercial_Lodging_Existing_Space Heating_Natural Gas_Boiler_E4 | F5 | Commercial | Lodging | Existing | Space Heating | Natural Gas | Boiler | E4 | RIM BC Ratio | 0.060791 | 0.061576 | 0.062364 | 0.063232 | 0.064187 | 0.065218 | 0.066254 | 0.067285 | 0.068335 | 0.069418 | 0.070546 | 0.071715 | 0.072925 | 0.074191 | 0.075464 | 0.07676 | 0.078087 | 0.079433 | 0.080798 | 0.082174 | 0.083547 | 0.084907 | 0 | 0 | 0 | 0 | 0 | 0 | 0 | 0
F5_Commercial_Lodging_Existing_Space Heating_Natural Gas_Boiler_E5 | F5 | Commercial | Lodging | Existing | Space Heating | Natural Gas | Boiler | E5 | RIM BC Ratio | 0 | 0 | 0 | 0 | 0 | 0 | 0 | 0 | 0 | 0 | 0 | 0 | 0 | 0 | 0 | 0 | 0 | 0 | 0 | 0 | 0 | 0 | 0 | 0 | 0 | 0 | 0 | 0 | 0 | 0
F5_Commercial_Lodging_Existing_Space Heating_Natural Gas_Boiler_E6 | F5 | Commercial | Lodging | Existing | Space Heating | Natural Gas | Boiler | E6 | RIM BC Ratio | 0 | 0 | 0 | 0 | 0 | 0 | 0 | 0 | 0 | 0 | 0 | 0 | 0 | 0 | 0 | 0 | 0 | 0 | 0 | 0 | 0 | 0 | 0 | 0 | 0 | 0 | 0 | 0 | 0 | 0
F5_Commercial_Lodging_Existing_Space Heating_Natural Gas_Boiler_E7 | F5 | Commercial | Lodging | Existing | Space Heating | Natural Gas | Boiler | E7 | RIM BC Ratio | 0 | 0 | 0 | 0 | 0 | 0 | 0 | 0 | 0 | 0 | 0 | 0 | 0 | 0 | 0 | 0 | 0 | 0 | 0 | 0 | 0 | 0 | 0 | 0 | 0 | 0 | 0 | 0 | 0 | 0
F5_Commercial_Lodging_Existing_Space Heating_Natural Gas_Boiler_E8 | F5 | Commercial | Lodging | Existing | Space Heating | Natural Gas | Boiler | E8 | RIM BC Ratio | 0 | 0 | 0 | 0 | 0 | 0 | 0 | 0 | 0 | 0 | 0 | 0 | 0 | 0 | 0 | 0 | 0 | 0 | 0 | 0 | 0 | 0 | 0 | 0 | 0 | 0 | 0 | 0 | 0 | 0
F5_Commercial_Lodging_Existing_Space Heating_Natural Gas_Boiler_E9 | F5 | Commercial | Lodging | Existing | Space Heating | Natural Gas | Boiler | E9 | RIM BC Ratio | 0 | 0 | 0 | 0 | 0 | 0 | 0 | 0 | 0 | 0 | 0 | 0 | 0 | 0 | 0 | 0 | 0 | 0 | 0 | 0 | 0 | 0 | 0 | 0 | 0 | 0 | 0 | 0 | 0 | 0
F5_Commercial_Lodging_Existing_Space Heating_Natural Gas_Boiler_E10 | F5 | Commercial | Lodging | Existing | Space Heating | Natural Gas | Boiler | E10 | RIM BC Ratio | 0 | 0 | 0 | 0 | 0 | 0 | 0 | 0 | 0 | 0 | 0 | 0 | 0 | 0 | 0 | 0 | 0 | 0 | 0 | 0 | 0 | 0 | 0 | 0 | 0 | 0 | 0 | 0 | 0 | 0
F0_Commercial_Lodging_Existing_Space Heating_Natural Gas_Unit Heater_E0 | F0 | Commercial | Lodging | Existing | Space Heating | Natural Gas | Unit Heater | E0 | Economic Unit | Infrared Radiant | Infrared Radiant | Infrared Radiant | Infrared Radiant | Infrared Radiant | Infrared Radiant | Infrared Radiant | Infrared Radiant | Infrared Radiant | Infrared Radiant | Infrared Radiant | Infrared Radiant | Infrared Radiant | Infrared Radiant | Infrared Radiant | Infrared Radiant | Infrared Radiant | Infrared Radiant | Infrared Radiant | Infrared Radiant | Infrared Radiant | Infrared Radiant | 0 | 0 | 0 | 0 | 0 | 0 | 0 | 0
F1_Commercial_Lodging_Existing_Space Heating_Natural Gas_Unit Heater_E1 | F1 | Commercial | Lodging | Existing | Space Heating | Natural Gas | Unit Heater | E1 | CCE | 0 | 0 | 0 | 0 | 0 | 0 | 0 | 0 | 0 | 0 | 0 | 0 | 0 | 0 | 0 | 0 | 0 | 0 | 0 | 0 | 0 | 0 | 0 | 0 | 0 | 0 | 0 | 0 | 0 | 0
F1_Commercial_Lodging_Existing_Space Heating_Natural Gas_Unit Heater_E2 | F1 | Commercial | Lodging | Existing | Space Heating | Natural Gas | Unit Heater | E2 | CCE | 0.025298 | 0.025298 | 0.026577 | 0.026173 | 0.025781 | 0.02529 | 0.025221 | 0.025059 | 0.024908 | 0.024681 | 0.024645 | 0.024532 | 0.024431 | 0.024238 | 0.024263 | 0.024189 | 0.024116 | 0.023957 | 0.024004 | 0.023957 | 0.023922 | 0.023788 | 0 | 0 | 0 | 0 | 0 | 0 | 0 | 0
F1_Commercial_Lodging_Existing_Space Heating_Natural Gas_Unit Heater_E3 | F1 | Commercial | Lodging | Existing | Space Heating | Natural Gas | Unit Heater | E3 | CCE | 0.0011378 | 0.0011378 | 0.0011954 | 0.0011772 | 0.0011596 | 0.0011375 | 0.0011344 | 0.0011271 | 0.0011203 | 0.0011101 | 0.0011085 | 0.0011034 | 0.0010988 | 0.0010902 | 0.0010913 | 0.001088 | 0.0010847 | 0.0010775 | 0.0010796 | 0.0010775 | 0.001076 | 0.0010699 | 0 | 0 | 0 | 0 | 0 | 0 | 0 | 0
F1_Commercial_Lodging_Existing_Space Heating_Natural Gas_Unit Heater_E4 | F1 | Commercial | Lodging | Existing | Space Heating | Natural Gas | Unit Heater | E4 | CCE | 0 | 0 | 0 | 0 | 0 | 0 | 0 | 0 | 0 | 0 | 0 | 0 | 0 | 0 | 0 | 0 | 0 | 0 | 0 | 0 | 0 | 0 | 0 | 0 | 0 | 0 | 0 | 0 | 0 | 0
F1_Commercial_Lodging_Existing_Space Heating_Natural Gas_Unit Heater_E5 | F1 | Commercial | Lodging | Existing | Space Heating | Natural Gas | Unit Heater | E5 | CCE | 0 | 0 | 0 | 0 | 0 | 0 | 0 | 0 | 0 | 0 | 0 | 0 | 0 | 0 | 0 | 0 | 0 | 0 | 0 | 0 | 0 | 0 | 0 | 0 | 0 | 0 | 0 | 0 | 0 | 0
F1_Commercial_Lodging_Existing_Space Heating_Natural Gas_Unit Heater_E6 | F1 | Commercial | Lodging | Existing | Space Heating | Natural Gas | Unit Heater | E6 | CCE | 0 | 0 | 0 | 0 | 0 | 0 | 0 | 0 | 0 | 0 | 0 | 0 | 0 | 0 | 0 | 0 | 0 | 0 | 0 | 0 | 0 | 0 | 0 | 0 | 0 | 0 | 0 | 0 | 0 | 0
F1_Commercial_Lodging_Existing_Space Heating_Natural Gas_Unit Heater_E7 | F1 | Commercial | Lodging | Existing | Space Heating | Natural Gas | Unit Heater | E7 | CCE | 0 | 0 | 0 | 0 | 0 | 0 | 0 | 0 | 0 | 0 | 0 | 0 | 0 | 0 | 0 | 0 | 0 | 0 | 0 | 0 | 0 | 0 | 0 | 0 | 0 | 0 | 0 | 0 | 0 | 0
F1_Commercial_Lodging_Existing_Space Heating_Natural Gas_Unit Heater_E8 | F1 | Commercial | Lodging | Existing | Space Heating | Natural Gas | Unit Heater | E8 | CCE | 0 | 0 | 0 | 0 | 0 | 0 | 0 | 0 | 0 | 0 | 0 | 0 | 0 | 0 | 0 | 0 | 0 | 0 | 0 | 0 | 0 | 0 | 0 | 0 | 0 | 0 | 0 | 0 | 0 | 0
F1_Commercial_Lodging_Existing_Space Heating_Natural Gas_Unit Heater_E9 | F1 | Commercial | Lodging | Existing | Space Heating | Natural Gas | Unit Heater | E9 | CCE | 0 | 0 | 0 | 0 | 0 | 0 | 0 | 0 | 0 | 0 | 0 | 0 | 0 | 0 | 0 | 0 | 0 | 0 | 0 | 0 | 0 | 0 | 0 | 0 | 0 | 0 | 0 | 0 | 0 | 0
F1_Commercial_Lodging_Existing_Space Heating_Natural Gas_Unit Heater_E10 | F1 | Commercial | Lodging | Existing | Space Heating | Natural Gas | Unit Heater | E10 | CCE | 0 | 0 | 0 | 0 | 0 | 0 | 0 | 0 | 0 | 0 | 0 | 0 | 0 | 0 | 0 | 0 | 0 | 0 | 0 | 0 | 0 | 0 | 0 | 0 | 0 | 0 | 0 | 0 | 0 | 0
F2_Commercial_Lodging_Existing_Space Heating_Natural Gas_Unit Heater_E1 | F2 | Commercial | Lodging | Existing | Space Heating | Natural Gas | Unit Heater | E1 | TRC BC Ratio | 0.9 | 0.9 | 0.9 | 0.9 | 0.9 | 0.9 | 0.9 | 0.9 | 0.9 | 0.9 | 0.9 | 0.9 | 0.9 | 0.9 | 0.9 | 0.9 | 0.9 | 0.9 | 0.9 | 0.9 | 0.9 | 0.9 | 0 | 0 | 0 | 0 | 0 | 0 | 0 | 0
F2_Commercial_Lodging_Existing_Space Heating_Natural Gas_Unit Heater_E2 | F2 | Commercial | Lodging | Existing | Space Heating | Natural Gas | Unit Heater | E2 | TRC BC Ratio | 0.35171 | 0.35472 | 0.35832 | 0.36428 | 0.37222 | 0.3816 | 0.39021 | 0.39788 | 0.40532 | 0.41254 | 0.41981 | 0.42689 | 0.43355 | 0.44022 | 0.44659 | 0.45313 | 0.46012 | 0.46716 | 0.47426 | 0.48138 | 0.48843 | 0.49538 | 0 | 0 | 0 | 0 | 0 | 0 | 0 | 0
F2_Commercial_Lodging_Existing_Space Heating_Natural Gas_Unit Heater_E3 | F2 | Commercial | Lodging | Existing | Space Heating | Natural Gas | Unit Heater | E3 | TRC BC Ratio | 6.8506 | 6.8286 | 6.8252 | 6.9114 | 7.0978 | 7.356 | 7.5942 | 7.8144 | 8.0481 | 8.2587 | 8.4576 | 8.6317 | 8.7675 | 8.8576 | 8.9311 | 9.0076 | 9.0994 | 9.1891 | 9.2771 | 9.362 | 9.4392 | 9.5076 | 0 | 0 | 0 | 0 | 0 | 0 | 0 | 0
F2_Commercial_Lodging_Existing_Space Heating_Natural Gas_Unit Heater_E4 | F2 | Commercial | Lodging | Existing | Space Heating | Natural Gas | Unit Heater | E4 | TRC BC Ratio | 0 | 0 | 0 | 0 | 0 | 0 | 0 | 0 | 0 | 0 | 0 | 0 | 0 | 0 | 0 | 0 | 0 | 0 | 0 | 0 | 0 | 0 | 0 | 0 | 0 | 0 | 0 | 0 | 0 | 0
F2_Commercial_Lodging_Existing_Space Heating_Natural Gas_Unit Heater_E5 | F2 | Commercial | Lodging | Existing | Space Heating | Natural Gas | Unit Heater | E5 | TRC BC Ratio | 0 | 0 | 0 | 0 | 0 | 0 | 0 | 0 | 0 | 0 | 0 | 0 | 0 | 0 | 0 | 0 | 0 | 0 | 0 | 0 | 0 | 0 | 0 | 0 | 0 | 0 | 0 | 0 | 0 | 0
F2_Commercial_Lodging_Existing_Space Heating_Natural Gas_Unit Heater_E6 | F2 | Commercial | Lodging | Existing | Space Heating | Natural Gas | Unit Heater | E6 | TRC BC Ratio | 0 | 0 | 0 | 0 | 0 | 0 | 0 | 0 | 0 | 0 | 0 | 0 | 0 | 0 | 0 | 0 | 0 | 0 | 0 | 0 | 0 | 0 | 0 | 0 | 0 | 0 | 0 | 0 | 0 | 0
F2_Commercial_Lodging_Existing_Space Heating_Natural Gas_Unit Heater_E7 | F2 | Commercial | Lodging | Existing | Space Heating | Natural Gas | Unit Heater | E7 | TRC BC Ratio | 0 | 0 | 0 | 0 | 0 | 0 | 0 | 0 | 0 | 0 | 0 | 0 | 0 | 0 | 0 | 0 | 0 | 0 | 0 | 0 | 0 | 0 | 0 | 0 | 0 | 0 | 0 | 0 | 0 | 0
F2_Commercial_Lodging_Existing_Space Heating_Natural Gas_Unit Heater_E8 | F2 | Commercial | Lodging | Existing | Space Heating | Natural Gas | Unit Heater | E8 | TRC BC Ratio | 0 | 0 | 0 | 0 | 0 | 0 | 0 | 0 | 0 | 0 | 0 | 0 | 0 | 0 | 0 | 0 | 0 | 0 | 0 | 0 | 0 | 0 | 0 | 0 | 0 | 0 | 0 | 0 | 0 | 0
F2_Commercial_Lodging_Existing_Space Heating_Natural Gas_Unit Heater_E9 | F2 | Commercial | Lodging | Existing | Space Heating | Natural Gas | Unit Heater | E9 | TRC BC Ratio | 0 | 0 | 0 | 0 | 0 | 0 | 0 | 0 | 0 | 0 | 0 | 0 | 0 | 0 | 0 | 0 | 0 | 0 | 0 | 0 | 0 | 0 | 0 | 0 | 0 | 0 | 0 | 0 | 0 | 0
F2_Commercial_Lodging_Existing_Space Heating_Natural Gas_Unit Heater_E10 | F2 | Commercial | Lodging | Existing | Space Heating | Natural Gas | Unit Heater | E10 | TRC BC Ratio | 0 | 0 | 0 | 0 | 0 | 0 | 0 | 0 | 0 | 0 | 0 | 0 | 0 | 0 | 0 | 0 | 0 | 0 | 0 | 0 | 0 | 0 | 0 | 0 | 0 | 0 | 0 | 0 | 0 | 0
F3_Commercial_Lodging_Existing_Space Heating_Natural Gas_Unit Heater_E1 | F3 | Commercial | Lodging | Existing | Space Heating | Natural Gas | Unit Heater | E1 | PACT BC Ratio | 0.9 | 0.9 | 0.9 | 0.9 | 0.9 | 0.9 | 0.9 | 0.9 | 0.9 | 0.9 | 0.9 | 0.9 | 0.9 | 0.9 | 0.9 | 0.9 | 0.9 | 0.9 | 0.9 | 0.9 | 0.9 | 0.9 | 0 | 0 | 0 | 0 | 0 | 0 | 0 | 0
F3_Commercial_Lodging_Existing_Space Heating_Natural Gas_Unit Heater_E2 | F3 | Commercial | Lodging | Existing | Space Heating | Natural Gas | Unit Heater | E2 | PACT BC Ratio | 0.74493 | 0.75131 | 0.75894 | 0.77156 | 0.78839 | 0.80825 | 0.82649 | 0.84273 | 0.85849 | 0.87378 | 0.88919 | 0.90417 | 0.91828 | 0.93241 | 0.94591 | 0.95975 | 0.97456 | 0.98947 | 1.0045 | 1.0196 | 1.0345 | 1.0492 | 0 | 0 | 0 | 0 | 0 | 0 | 0 | 0
F3_Commercial_Lodging_Existing_Space Heating_Natural Gas_Unit Heater_E3 | F3 | Commercial | Lodging | Existing | Space Heating | Natural Gas | Unit Heater | E3 | PACT BC Ratio | 14.5099 | 14.4632 | 14.4561 | 14.6387 | 15.0334 | 15.5804 | 16.085 | 16.5514 | 17.0463 | 17.4923 | 17.9137 | 18.2824 | 18.5701 | 18.7607 | 18.9164 | 19.0784 | 19.273 | 19.463 | 19.6493 | 19.8292 | 19.9928 | 20.1376 | 0 | 0 | 0 | 0 | 0 | 0 | 0 | 0
F3_Commercial_Lodging_Existing_Space Heating_Natural Gas_Unit Heater_E4 | F3 | Commercial | Lodging | Existing | Space Heating | Natural Gas | Unit Heater | E4 | PACT BC Ratio | 0 | 0 | 0 | 0 | 0 | 0 | 0 | 0 | 0 | 0 | 0 | 0 | 0 | 0 | 0 | 0 | 0 | 0 | 0 | 0 | 0 | 0 | 0 | 0 | 0 | 0 | 0 | 0 | 0 | 0
F3_Commercial_Lodging_Existing_Space Heating_Natural Gas_Unit Heater_E5 | F3 | Commercial | Lodging | Existing | Space Heating | Natural Gas | Unit Heater | E5 | PACT BC Ratio | 0 | 0 | 0 | 0 | 0 | 0 | 0 | 0 | 0 | 0 | 0 | 0 | 0 | 0 | 0 | 0 | 0 | 0 | 0 | 0 | 0 | 0 | 0 | 0 | 0 | 0 | 0 | 0 | 0 | 0
F3_Commercial_Lodging_Existing_Space Heating_Natural Gas_Unit Heater_E6 | F3 | Commercial | Lodging | Existing | Space Heating | Natural Gas | Unit Heater | E6 | PACT BC Ratio | 0 | 0 | 0 | 0 | 0 | 0 | 0 | 0 | 0 | 0 | 0 | 0 | 0 | 0 | 0 | 0 | 0 | 0 | 0 | 0 | 0 | 0 | 0 | 0 | 0 | 0 | 0 | 0 | 0 | 0
F3_Commercial_Lodging_Existing_Space Heating_Natural Gas_Unit Heater_E7 | F3 | Commercial | Lodging | Existing | Space Heating | Natural Gas | Unit Heater | E7 | PACT BC Ratio | 0 | 0 | 0 | 0 | 0 | 0 | 0 | 0 | 0 | 0 | 0 | 0 | 0 | 0 | 0 | 0 | 0 | 0 | 0 | 0 | 0 | 0 | 0 | 0 | 0 | 0 | 0 | 0 | 0 | 0
F3_Commercial_Lodging_Existing_Space Heating_Natural Gas_Unit Heater_E8 | F3 | Commercial | Lodging | Existing | Space Heating | Natural Gas | Unit Heater | E8 | PACT BC Ratio | 0 | 0 | 0 | 0 | 0 | 0 | 0 | 0 | 0 | 0 | 0 | 0 | 0 | 0 | 0 | 0 | 0 | 0 | 0 | 0 | 0 | 0 | 0 | 0 | 0 | 0 | 0 | 0 | 0 | 0
F3_Commercial_Lodging_Existing_Space Heating_Natural Gas_Unit Heater_E9 | F3 | Commercial | Lodging | Existing | Space Heating | Natural Gas | Unit Heater | E9 | PACT BC Ratio | 0 | 0 | 0 | 0 | 0 | 0 | 0 | 0 | 0 | 0 | 0 | 0 | 0 | 0 | 0 | 0 | 0 | 0 | 0 | 0 | 0 | 0 | 0 | 0 | 0 | 0 | 0 | 0 | 0 | 0
F3_Commercial_Lodging_Existing_Space Heating_Natural Gas_Unit Heater_E10 | F3 | Commercial | Lodging | Existing | Space Heating | Natural Gas | Unit Heater | E10 | PACT BC Ratio | 0 | 0 | 0 | 0 | 0 | 0 | 0 | 0 | 0 | 0 | 0 | 0 | 0 | 0 | 0 | 0 | 0 | 0 | 0 | 0 | 0 | 0 | 0 | 0 | 0 | 0 | 0 | 0 | 0 | 0
F4_Commercial_Lodging_Existing_Space Heating_Natural Gas_Unit Heater_E1 | F4 | Commercial | Lodging | Existing | Space Heating | Natural Gas | Unit Heater | E1 | PCT BC Ratio | 0.9 | 0.9 | 0.9 | 0.9 | 0.9 | 0.9 | 0.9 | 0.9 | 0.9 | 0.9 | 0.9 | 0.9 | 0.9 | 0.9 | 0.9 | 0.9 | 0.9 | 0.9 | 0.9 | 0.9 | 0.9 | 0.9 | 0 | 0 | 0 | 0 | 0 | 0 | 0 | 0
F4_Commercial_Lodging_Existing_Space Heating_Natural Gas_Unit Heater_E2 | F4 | Commercial | Lodging | Existing | Space Heating | Natural Gas | Unit Heater | E2 | PCT BC Ratio | 0.85851 | 0.8633 | 0.86903 | 0.87852 | 0.89117 | 0.90609 | 0.9198 | 0.93201 | 0.94385 | 0.95533 | 0.96692 | 0.97818 | 0.98878 | 0.99939 | 1.0095 | 1.0199 | 1.0311 | 1.0423 | 1.0536 | 1.0649 | 1.0761 | 1.0872 | 0 | 0 | 0 | 0 | 0 | 0 | 0 | 0
F4_Commercial_Lodging_Existing_Space Heating_Natural Gas_Unit Heater_E3 | F4 | Commercial | Lodging | Existing | Space Heating | Natural Gas | Unit Heater | E3 | PCT BC Ratio | 11.2028 | 11.1678 | 11.1624 | 11.2996 | 11.5963 | 12.0073 | 12.3865 | 12.737 | 13.1089 | 13.4441 | 13.7607 | 14.0378 | 14.254 | 14.3973 | 14.5143 | 14.6361 | 14.7822 | 14.925 | 15.0651 | 15.2002 | 15.3232 | 15.432 | 0 | 0 | 0 | 0 | 0 | 0 | 0 | 0
F4_Commercial_Lodging_Existing_Space Heating_Natural Gas_Unit Heater_E4 | F4 | Commercial | Lodging | Existing | Space Heating | Natural Gas | Unit Heater | E4 | PCT BC Ratio | 0 | 0 | 0 | 0 | 0 | 0 | 0 | 0 | 0 | 0 | 0 | 0 | 0 | 0 | 0 | 0 | 0 | 0 | 0 | 0 | 0 | 0 | 0 | 0 | 0 | 0 | 0 | 0 | 0 | 0
F4_Commercial_Lodging_Existing_Space Heating_Natural Gas_Unit Heater_E5 | F4 | Commercial | Lodging | Existing | Space Heating | Natural Gas | Unit Heater | E5 | PCT BC Ratio | 0 | 0 | 0 | 0 | 0 | 0 | 0 | 0 | 0 | 0 | 0 | 0 | 0 | 0 | 0 | 0 | 0 | 0 | 0 | 0 | 0 | 0 | 0 | 0 | 0 | 0 | 0 | 0 | 0 | 0
F4_Commercial_Lodging_Existing_Space Heating_Natural Gas_Unit Heater_E6 | F4 | Commercial | Lodging | Existing | Space Heating | Natural Gas | Unit Heater | E6 | PCT BC Ratio | 0 | 0 | 0 | 0 | 0 | 0 | 0 | 0 | 0 | 0 | 0 | 0 | 0 | 0 | 0 | 0 | 0 | 0 | 0 | 0 | 0 | 0 | 0 | 0 | 0 | 0 | 0 | 0 | 0 | 0
F4_Commercial_Lodging_Existing_Space Heating_Natural Gas_Unit Heater_E7 | F4 | Commercial | Lodging | Existing | Space Heating | Natural Gas | Unit Heater | E7 | PCT BC Ratio | 0 | 0 | 0 | 0 | 0 | 0 | 0 | 0 | 0 | 0 | 0 | 0 | 0 | 0 | 0 | 0 | 0 | 0 | 0 | 0 | 0 | 0 | 0 | 0 | 0 | 0 | 0 | 0 | 0 | 0
F4_Commercial_Lodging_Existing_Space Heating_Natural Gas_Unit Heater_E8 | F4 | Commercial | Lodging | Existing | Space Heating | Natural Gas | Unit Heater | E8 | PCT BC Ratio | 0 | 0 | 0 | 0 | 0 | 0 | 0 | 0 | 0 | 0 | 0 | 0 | 0 | 0 | 0 | 0 | 0 | 0 | 0 | 0 | 0 | 0 | 0 | 0 | 0 | 0 | 0 | 0 | 0 | 0
F4_Commercial_Lodging_Existing_Space Heating_Natural Gas_Unit Heater_E9 | F4 | Commercial | Lodging | Existing | Space Heating | Natural Gas | Unit Heater | E9 | PCT BC Ratio | 0 | 0 | 0 | 0 | 0 | 0 | 0 | 0 | 0 | 0 | 0 | 0 | 0 | 0 | 0 | 0 | 0 | 0 | 0 | 0 | 0 | 0 | 0 | 0 | 0 | 0 | 0 | 0 | 0 | 0
F4_Commercial_Lodging_Existing_Space Heating_Natural Gas_Unit Heater_E10 | F4 | Commercial | Lodging | Existing | Space Heating | Natural Gas | Unit Heater | E10 | PCT BC Ratio | 0 | 0 | 0 | 0 | 0 | 0 | 0 | 0 | 0 | 0 | 0 | 0 | 0 | 0 | 0 | 0 | 0 | 0 | 0 | 0 | 0 | 0 | 0 | 0 | 0 | 0 | 0 | 0 | 0 | 0
F5_Commercial_Lodging_Existing_Space Heating_Natural Gas_Unit Heater_E1 | F5 | Commercial | Lodging | Existing | Space Heating | Natural Gas | Unit Heater | E1 | RIM BC Ratio | 0.9 | 0.9 | 0.9 | 0.9 | 0.9 | 0.9 | 0.9 | 0.9 | 0.9 | 0.9 | 0.9 | 0.9 | 0.9 | 0.9 | 0.9 | 0.9 | 0.9 | 0.9 | 0.9 | 0.9 | 0.9 | 0.9 | 0 | 0 | 0 | 0 | 0 | 0 | 0 | 0
F5_Commercial_Lodging_Existing_Space Heating_Natural Gas_Unit Heater_E2 | F5 | Commercial | Lodging | Existing | Space Heating | Natural Gas | Unit Heater | E2 | RIM BC Ratio | 0.39363 | 0.3954 | 0.3975 | 0.40094 | 0.40544 | 0.41062 | 0.41528 | 0.41934 | 0.42321 | 0.42689 | 0.43054 | 0.43402 | 0.43724 | 0.44042 | 0.44341 | 0.44643 | 0.44961 | 0.45275 | 0.45587 | 0.45896 | 0.46196 | 0.46487 | 0 | 0 | 0 | 0 | 0 | 0 | 0 | 0
F5_Commercial_Lodging_Existing_Space Heating_Natural Gas_Unit Heater_E3 | F5 | Commercial | Lodging | Existing | Space Heating | Natural Gas | Unit Heater | E3 | RIM BC Ratio | 0.78928 | 0.78914 | 0.78912 | 0.78965 | 0.79077 | 0.79224 | 0.7935 | 0.79461 | 0.79572 | 0.79666 | 0.79752 | 0.79824 | 0.79878 | 0.79913 | 0.79941 | 0.79969 | 0.80003 | 0.80036 | 0.80067 | 0.80096 | 0.80123 | 0.80146 | 0 | 0 | 0 | 0 | 0 | 0 | 0 | 0
F5_Commercial_Lodging_Existing_Space Heating_Natural Gas_Unit Heater_E4 | F5 | Commercial | Lodging | Existing | Space Heating | Natural Gas | Unit Heater | E4 | RIM BC Ratio | 0 | 0 | 0 | 0 | 0 | 0 | 0 | 0 | 0 | 0 | 0 | 0 | 0 | 0 | 0 | 0 | 0 | 0 | 0 | 0 | 0 | 0 | 0 | 0 | 0 | 0 | 0 | 0 | 0 | 0
F5_Commercial_Lodging_Existing_Space Heating_Natural Gas_Unit Heater_E5 | F5 | Commercial | Lodging | Existing | Space Heating | Natural Gas | Unit Heater | E5 | RIM BC Ratio | 0 | 0 | 0 | 0 | 0 | 0 | 0 | 0 | 0 | 0 | 0 | 0 | 0 | 0 | 0 | 0 | 0 | 0 | 0 | 0 | 0 | 0 | 0 | 0 | 0 | 0 | 0 | 0 | 0 | 0
F5_Commercial_Lodging_Existing_Space Heating_Natural Gas_Unit Heater_E6 | F5 | Commercial | Lodging | Existing | Space Heating | Natural Gas | Unit Heater | E6 | RIM BC Ratio | 0 | 0 | 0 | 0 | 0 | 0 | 0 | 0 | 0 | 0 | 0 | 0 | 0 | 0 | 0 | 0 | 0 | 0 | 0 | 0 | 0 | 0 | 0 | 0 | 0 | 0 | 0 | 0 | 0 | 0
F5_Commercial_Lodging_Existing_Space Heating_Natural Gas_Unit Heater_E7 | F5 | Commercial | Lodging | Existing | Space Heating | Natural Gas | Unit Heater | E7 | RIM BC Ratio | 0 | 0 | 0 | 0 | 0 | 0 | 0 | 0 | 0 | 0 | 0 | 0 | 0 | 0 | 0 | 0 | 0 | 0 | 0 | 0 | 0 | 0 | 0 | 0 | 0 | 0 | 0 | 0 | 0 | 0
F5_Commercial_Lodging_Existing_Space Heating_Natural Gas_Unit Heater_E8 | F5 | Commercial | Lodging | Existing | Space Heating | Natural Gas | Unit Heater | E8 | RIM BC Ratio | 0 | 0 | 0 | 0 | 0 | 0 | 0 | 0 | 0 | 0 | 0 | 0 | 0 | 0 | 0 | 0 | 0 | 0 | 0 | 0 | 0 | 0 | 0 | 0 | 0 | 0 | 0 | 0 | 0 | 0
F5_Commercial_Lodging_Existing_Space Heating_Natural Gas_Unit Heater_E9 | F5 | Commercial | Lodging | Existing | Space Heating | Natural Gas | Unit Heater | E9 | RIM BC Ratio | 0 | 0 | 0 | 0 | 0 | 0 | 0 | 0 | 0 | 0 | 0 | 0 | 0 | 0 | 0 | 0 | 0 | 0 | 0 | 0 | 0 | 0 | 0 | 0 | 0 | 0 | 0 | 0 | 0 | 0
F5_Commercial_Lodging_Existing_Space Heating_Natural Gas_Unit Heater_E10 | F5 | Commercial | Lodging | Existing | Space Heating | Natural Gas | Unit Heater | E10 | RIM BC Ratio | 0 | 0 | 0 | 0 | 0 | 0 | 0 | 0 | 0 | 0 | 0 | 0 | 0 | 0 | 0 | 0 | 0 | 0 | 0 | 0 | 0 | 0 | 0 | 0 | 0 | 0 | 0 | 0 | 0 | 0
F0_Commercial_Lodging_Existing_Water Heating_Natural Gas_Water Heater_E0 | F0 | Commercial | Lodging | Existing | Water Heating | Natural Gas | Water Heater | E0 | Economic Unit | Gas-Fired Absorption HPWH | Gas-Fired Absorption HPWH | Gas-Fired Absorption HPWH | Gas-Fired Absorption HPWH | Gas-Fired Absorption HPWH | Gas-Fired Absorption HPWH | Gas-Fired Absorption HPWH | Gas-Fired Absorption HPWH | Gas-Fired Absorption HPWH | Gas-Fired Absorption HPWH | Gas-Fired Absorption HPWH | Gas-Fired Absorption HPWH | Gas-Fired Absorption HPWH | Gas-Fired Absorption HPWH | Gas-Fired Absorption HPWH | Gas-Fired Absorption HPWH | Gas-Fired Absorption HPWH | Gas-Fired Absorption HPWH | Gas-Fired Absorption HPWH | Gas-Fired Absorption HPWH | Gas-Fired Absorption HPWH | Gas-Fired Absorption HPWH | 0 | 0 | 0 | 0 | 0 | 0 | 0 | 0
F1_Commercial_Lodging_Existing_Water Heating_Natural Gas_Water Heater_E1 | F1 | Commercial | Lodging | Existing | Water Heating | Natural Gas | Water Heater | E1 | CCE | 0 | 0 | 0 | 0 | 0 | 0 | 0 | 0 | 0 | 0 | 0 | 0 | 0 | 0 | 0 | 0 | 0 | 0 | 0 | 0 | 0 | 0 | 0 | 0 | 0 | 0 | 0 | 0 | 0 | 0
F1_Commercial_Lodging_Existing_Water Heating_Natural Gas_Water Heater_E2 | F1 | Commercial | Lodging | Existing | Water Heating | Natural Gas | Water Heater | E2 | CCE | -0.00040588 | -0.00040588 | -0.0004264 | -0.00041992 | -0.00041362 | -0.00040575 | -0.00040465 | -0.00040204 | -0.00039962 | -0.00039597 | -0.00039541 | -0.00039359 | -0.00039197 | -0.00038887 | -0.00038928 | -0.00038809 | -0.00038692 | -0.00038436 | -0.00038512 | -0.00038437 | -0.0003838 | -0.00038166 | 0 | 0 | 0 | 0 | 0 | 0 | 0 | 0
F1_Commercial_Lodging_Existing_Water Heating_Natural Gas_Water Heater_E3 | F1 | Commercial | Lodging | Existing | Water Heating | Natural Gas | Water Heater | E3 | CCE | 0.00037798 | 0.00037798 | 0.00039709 | 0.00039105 | 0.00038519 | 0.00037786 | 0.00037683 | 0.00037441 | 0.00037215 | 0.00036875 | 0.00036822 | 0.00036653 | 0.00036502 | 0.00036213 | 0.00036252 | 0.00036141 | 0.00036032 | 0.00035794 | 0.00035864 | 0.00035794 | 0.00035742 | 0.00035542 | 0 | 0 | 0 | 0 | 0 | 0 | 0 | 0
F1_Commercial_Lodging_Existing_Water Heating_Natural Gas_Water Heater_E4 | F1 | Commercial | Lodging | Existing | Water Heating | Natural Gas | Water Heater | E4 | CCE | -0.0016374 | -0.0016374 | -0.0017202 | -0.0016941 | -0.0016687 | -0.0016369 | -0.0016325 | -0.001622 | -0.0016122 | -0.0015975 | -0.0015952 | -0.0015878 | -0.0015813 | -0.0015688 | -0.0015705 | -0.0015657 | -0.0015609 | -0.0015506 | -0.0015537 | -0.0015506 | -0.0015484 | -0.0015397 | 0 | 0 | 0 | 0 | 0 | 0 | 0 | 0
F1_Commercial_Lodging_Existing_Water Heating_Natural Gas_Water Heater_E5 | F1 | Commercial | Lodging | Existing | Water Heating | Natural Gas | Water Heater | E5 | CCE | 0 | 0 | 0 | 0 | 0 | 0 | 0 | 0 | 0 | 0 | 0 | 0 | 0 | 0 | 0 | 0 | 0 | 0 | 0 | 0 | 0 | 0 | 0 | 0 | 0 | 0 | 0 | 0 | 0 | 0
F1_Commercial_Lodging_Existing_Water Heating_Natural Gas_Water Heater_E6 | F1 | Commercial | Lodging | Existing | Water Heating | Natural Gas | Water Heater | E6 | CCE | 0 | 0 | 0 | 0 | 0 | 0 | 0 | 0 | 0 | 0 | 0 | 0 | 0 | 0 | 0 | 0 | 0 | 0 | 0 | 0 | 0 | 0 | 0 | 0 | 0 | 0 | 0 | 0 | 0 | 0
F1_Commercial_Lodging_Existing_Water Heating_Natural Gas_Water Heater_E7 | F1 | Commercial | Lodging | Existing | Water Heating | Natural Gas | Water Heater | E7 | CCE | 0 | 0 | 0 | 0 | 0 | 0 | 0 | 0 | 0 | 0 | 0 | 0 | 0 | 0 | 0 | 0 | 0 | 0 | 0 | 0 | 0 | 0 | 0 | 0 | 0 | 0 | 0 | 0 | 0 | 0
F1_Commercial_Lodging_Existing_Water Heating_Natural Gas_Water Heater_E8 | F1 | Commercial | Lodging | Existing | Water Heating | Natural Gas | Water Heater | E8 | CCE | 0 | 0 | 0 | 0 | 0 | 0 | 0 | 0 | 0 | 0 | 0 | 0 | 0 | 0 | 0 | 0 | 0 | 0 | 0 | 0 | 0 | 0 | 0 | 0 | 0 | 0 | 0 | 0 | 0 | 0
F1_Commercial_Lodging_Existing_Water Heating_Natural Gas_Water Heater_E9 | F1 | Commercial | Lodging | Existing | Water Heating | Natural Gas | Water Heater | E9 | CCE | 0 | 0 | 0 | 0 | 0 | 0 | 0 | 0 | 0 | 0 | 0 | 0 | 0 | 0 | 0 | 0 | 0 | 0 | 0 | 0 | 0 | 0 | 0 | 0 | 0 | 0 | 0 | 0 | 0 | 0
F1_Commercial_Lodging_Existing_Water Heating_Natural Gas_Water Heater_E10 | F1 | Commercial | Lodging | Existing | Water Heating | Natural Gas | Water Heater | E10 | CCE | 0 | 0 | 0 | 0 | 0 | 0 | 0 | 0 | 0 | 0 | 0 | 0 | 0 | 0 | 0 | 0 | 0 | 0 | 0 | 0 | 0 | 0 | 0 | 0 | 0 | 0 | 0 | 0 | 0 | 0
F2_Commercial_Lodging_Existing_Water Heating_Natural Gas_Water Heater_E1 | F2 | Commercial | Lodging | Existing | Water Heating | Natural Gas | Water Heater | E1 | TRC BC Ratio | 0.9 | 0.9 | 0.9 | 0.9 | 0.9 | 0.9 | 0.9 | 0.9 | 0.9 | 0.9 | 0.9 | 0.9 | 0.9 | 0.9 | 0.9 | 0.9 | 0.9 | 0.9 | 0.9 | 0.9 | 0.9 | 0.9 | 0 | 0 | 0 | 0 | 0 | 0 | 0 | 0
F2_Commercial_Lodging_Existing_Water Heating_Natural Gas_Water Heater_E2 | F2 | Commercial | Lodging | Existing | Water Heating | Natural Gas | Water Heater | E2 | TRC BC Ratio | 0.9 | 0.9 | 0.9 | 0.9 | 0.9 | 0.9 | 0.9 | 0.9 | 0.9 | 0.9 | 0.9 | 0.9 | 0.9 | 0.9 | 0.9 | 0.9 | 0.9 | 0.9 | 0.9 | 0.9 | 0.9 | 0.9 | 0 | 0 | 0 | 0 | 0 | 0 | 0 | 0
F2_Commercial_Lodging_Existing_Water Heating_Natural Gas_Water Heater_E3 | F2 | Commercial | Lodging | Existing | Water Heating | Natural Gas | Water Heater | E3 | TRC BC Ratio | 23.1689 | 23.3233 | 23.5234 | 23.9097 | 24.4459 | 25.0912 | 25.677 | 26.179 | 26.6554 | 27.142 | 27.663 | 28.1712 | 28.6517 | 29.1357 | 29.5633 | 29.9682 | 30.4064 | 30.8461 | 31.2881 | 31.7303 | 32.1641 | 32.5876 | 0 | 0 | 0 | 0 | 0 | 0 | 0 | 0
F2_Commercial_Lodging_Existing_Water Heating_Natural Gas_Water Heater_E4 | F2 | Commercial | Lodging | Existing | Water Heating | Natural Gas | Water Heater | E4 | TRC BC Ratio | 0.9 | 0.9 | 0.9 | 0.9 | 0.9 | 0.9 | 0.9 | 0.9 | 0.9 | 0.9 | 0.9 | 0.9 | 0.9 | 0.9 | 0.9 | 0.9 | 0.9 | 0.9 | 0.9 | 0.9 | 0.9 | 0.9 | 0 | 0 | 0 | 0 | 0 | 0 | 0 | 0
F2_Commercial_Lodging_Existing_Water Heating_Natural Gas_Water Heater_E5 | F2 | Commercial | Lodging | Existing | Water Heating | Natural Gas | Water Heater | E5 | TRC BC Ratio | 0 | 0 | 0 | 0 | 0 | 0 | 0 | 0 | 0 | 0 | 0 | 0 | 0 | 0 | 0 | 0 | 0 | 0 | 0 | 0 | 0 | 0 | 0 | 0 | 0 | 0 | 0 | 0 | 0 | 0
F2_Commercial_Lodging_Existing_Water Heating_Natural Gas_Water Heater_E6 | F2 | Commercial | Lodging | Existing | Water Heating | Natural Gas | Water Heater | E6 | TRC BC Ratio | 0 | 0 | 0 | 0 | 0 | 0 | 0 | 0 | 0 | 0 | 0 | 0 | 0 | 0 | 0 | 0 | 0 | 0 | 0 | 0 | 0 | 0 | 0 | 0 | 0 | 0 | 0 | 0 | 0 | 0
F2_Commercial_Lodging_Existing_Water Heating_Natural Gas_Water Heater_E7 | F2 | Commercial | Lodging | Existing | Water Heating | Natural Gas | Water Heater | E7 | TRC BC Ratio | 0 | 0 | 0 | 0 | 0 | 0 | 0 | 0 | 0 | 0 | 0 | 0 | 0 | 0 | 0 | 0 | 0 | 0 | 0 | 0 | 0 | 0 | 0 | 0 | 0 | 0 | 0 | 0 | 0 | 0
F2_Commercial_Lodging_Existing_Water Heating_Natural Gas_Water Heater_E8 | F2 | Commercial | Lodging | Existing | Water Heating | Natural Gas | Water Heater | E8 | TRC BC Ratio | 0 | 0 | 0 | 0 | 0 | 0 | 0 | 0 | 0 | 0 | 0 | 0 | 0 | 0 | 0 | 0 | 0 | 0 | 0 | 0 | 0 | 0 | 0 | 0 | 0 | 0 | 0 | 0 | 0 | 0
F2_Commercial_Lodging_Existing_Water Heating_Natural Gas_Water Heater_E9 | F2 | Commercial | Lodging | Existing | Water Heating | Natural Gas | Water Heater | E9 | TRC BC Ratio | 0 | 0 | 0 | 0 | 0 | 0 | 0 | 0 | 0 | 0 | 0 | 0 | 0 | 0 | 0 | 0 | 0 | 0 | 0 | 0 | 0 | 0 | 0 | 0 | 0 | 0 | 0 | 0 | 0 | 0
F2_Commercial_Lodging_Existing_Water Heating_Natural Gas_Water Heater_E10 | F2 | Commercial | Lodging | Existing | Water Heating | Natural Gas | Water Heater | E10 | TRC BC Ratio | 0 | 0 | 0 | 0 | 0 | 0 | 0 | 0 | 0 | 0 | 0 | 0 | 0 | 0 | 0 | 0 | 0 | 0 | 0 | 0 | 0 | 0 | 0 | 0 | 0 | 0 | 0 | 0 | 0 | 0
F3_Commercial_Lodging_Existing_Water Heating_Natural Gas_Water Heater_E1 | F3 | Commercial | Lodging | Existing | Water Heating | Natural Gas | Water Heater | E1 | PACT BC Ratio | 0.9 | 0.9 | 0.9 | 0.9 | 0.9 | 0.9 | 0.9 | 0.9 | 0.9 | 0.9 | 0.9 | 0.9 | 0.9 | 0.9 | 0.9 | 0.9 | 0.9 | 0.9 | 0.9 | 0.9 | 0.9 | 0.9 | 0 | 0 | 0 | 0 | 0 | 0 | 0 | 0
F3_Commercial_Lodging_Existing_Water Heating_Natural Gas_Water Heater_E2 | F3 | Commercial | Lodging | Existing | Water Heating | Natural Gas | Water Heater | E2 | PACT BC Ratio | 0.9 | 0.9 | 0.9 | 0.9 | 0.9 | 0.9 | 0.9 | 0.9 | 0.9 | 0.9 | 0.9 | 0.9 | 0.9 | 0.9 | 0.9 | 0.9 | 0.9 | 0.9 | 0.9 | 0.9 | 0.9 | 0.9 | 0 | 0 | 0 | 0 | 0 | 0 | 0 | 0
F3_Commercial_Lodging_Existing_Water Heating_Natural Gas_Water Heater_E3 | F3 | Commercial | Lodging | Existing | Water Heating | Natural Gas | Water Heater | E3 | PACT BC Ratio | 37.8872 | 38.1397 | 38.4668 | 39.0985 | 39.9753 | 41.0305 | 41.9885 | 42.8093 | 43.5884 | 44.3842 | 45.2361 | 46.0672 | 46.853 | 47.6443 | 48.3436 | 49.0057 | 49.7222 | 50.4413 | 51.1641 | 51.8871 | 52.5965 | 53.289 | 0 | 0 | 0 | 0 | 0 | 0 | 0 | 0
F3_Commercial_Lodging_Existing_Water Heating_Natural Gas_Water Heater_E4 | F3 | Commercial | Lodging | Existing | Water Heating | Natural Gas | Water Heater | E4 | PACT BC Ratio | 0.9 | 0.9 | 0.9 | 0.9 | 0.9 | 0.9 | 0.9 | 0.9 | 0.9 | 0.9 | 0.9 | 0.9 | 0.9 | 0.9 | 0.9 | 0.9 | 0.9 | 0.9 | 0.9 | 0.9 | 0.9 | 0.9 | 0 | 0 | 0 | 0 | 0 | 0 | 0 | 0
F3_Commercial_Lodging_Existing_Water Heating_Natural Gas_Water Heater_E5 | F3 | Commercial | Lodging | Existing | Water Heating | Natural Gas | Water Heater | E5 | PACT BC Ratio | 0 | 0 | 0 | 0 | 0 | 0 | 0 | 0 | 0 | 0 | 0 | 0 | 0 | 0 | 0 | 0 | 0 | 0 | 0 | 0 | 0 | 0 | 0 | 0 | 0 | 0 | 0 | 0 | 0 | 0
F3_Commercial_Lodging_Existing_Water Heating_Natural Gas_Water Heater_E6 | F3 | Commercial | Lodging | Existing | Water Heating | Natural Gas | Water Heater | E6 | PACT BC Ratio | 0 | 0 | 0 | 0 | 0 | 0 | 0 | 0 | 0 | 0 | 0 | 0 | 0 | 0 | 0 | 0 | 0 | 0 | 0 | 0 | 0 | 0 | 0 | 0 | 0 | 0 | 0 | 0 | 0 | 0
F3_Commercial_Lodging_Existing_Water Heating_Natural Gas_Water Heater_E7 | F3 | Commercial | Lodging | Existing | Water Heating | Natural Gas | Water Heater | E7 | PACT BC Ratio | 0 | 0 | 0 | 0 | 0 | 0 | 0 | 0 | 0 | 0 | 0 | 0 | 0 | 0 | 0 | 0 | 0 | 0 | 0 | 0 | 0 | 0 | 0 | 0 | 0 | 0 | 0 | 0 | 0 | 0
F3_Commercial_Lodging_Existing_Water Heating_Natural Gas_Water Heater_E8 | F3 | Commercial | Lodging | Existing | Water Heating | Natural Gas | Water Heater | E8 | PACT BC Ratio | 0 | 0 | 0 | 0 | 0 | 0 | 0 | 0 | 0 | 0 | 0 | 0 | 0 | 0 | 0 | 0 | 0 | 0 | 0 | 0 | 0 | 0 | 0 | 0 | 0 | 0 | 0 | 0 | 0 | 0
F3_Commercial_Lodging_Existing_Water Heating_Natural Gas_Water Heater_E9 | F3 | Commercial | Lodging | Existing | Water Heating | Natural Gas | Water Heater | E9 | PACT BC Ratio | 0 | 0 | 0 | 0 | 0 | 0 | 0 | 0 | 0 | 0 | 0 | 0 | 0 | 0 | 0 | 0 | 0 | 0 | 0 | 0 | 0 | 0 | 0 | 0 | 0 | 0 | 0 | 0 | 0 | 0
F3_Commercial_Lodging_Existing_Water Heating_Natural Gas_Water Heater_E10 | F3 | Commercial | Lodging | Existing | Water Heating | Natural Gas | Water Heater | E10 | PACT BC Ratio | 0 | 0 | 0 | 0 | 0 | 0 | 0 | 0 | 0 | 0 | 0 | 0 | 0 | 0 | 0 | 0 | 0 | 0 | 0 | 0 | 0 | 0 | 0 | 0 | 0 | 0 | 0 | 0 | 0 | 0
F4_Commercial_Lodging_Existing_Water Heating_Natural Gas_Water Heater_E1 | F4 | Commercial | Lodging | Existing | Water Heating | Natural Gas | Water Heater | E1 | PCT BC Ratio | 0.9 | 0.9 | 0.9 | 0.9 | 0.9 | 0.9 | 0.9 | 0.9 | 0.9 | 0.9 | 0.9 | 0.9 | 0.9 | 0.9 | 0.9 | 0.9 | 0.9 | 0.9 | 0.9 | 0.9 | 0.9 | 0.9 | 0 | 0 | 0 | 0 | 0 | 0 | 0 | 0
F4_Commercial_Lodging_Existing_Water Heating_Natural Gas_Water Heater_E2 | F4 | Commercial | Lodging | Existing | Water Heating | Natural Gas | Water Heater | E2 | PCT BC Ratio | 0.9 | 0.9 | 0.9 | 0.9 | 0.9 | 0.9 | 0.9 | 0.9 | 0.9 | 0.9 | 0.9 | 0.9 | 0.9 | 0.9 | 0.9 | 0.9 | 0.9 | 0.9 | 0.9 | 0.9 | 0.9 | 0.9 | 0 | 0 | 0 | 0 | 0 | 0 | 0 | 0
F4_Commercial_Lodging_Existing_Water Heating_Natural Gas_Water Heater_E3 | F4 | Commercial | Lodging | Existing | Water Heating | Natural Gas | Water Heater | E3 | PCT BC Ratio | 41.2683 | 41.5404 | 41.893 | 42.5739 | 43.5191 | 44.6565 | 45.6892 | 46.574 | 47.4138 | 48.2716 | 49.1899 | 50.0857 | 50.9328 | 51.7858 | 52.5396 | 53.2533 | 54.0256 | 54.8007 | 55.5799 | 56.3592 | 57.124 | 57.8704 | 0 | 0 | 0 | 0 | 0 | 0 | 0 | 0
F4_Commercial_Lodging_Existing_Water Heating_Natural Gas_Water Heater_E4 | F4 | Commercial | Lodging | Existing | Water Heating | Natural Gas | Water Heater | E4 | PCT BC Ratio | 0.9 | 0.9 | 0.9 | 0.9 | 0.9 | 0.9 | 0.9 | 0.9 | 0.9 | 0.9 | 0.9 | 0.9 | 0.9 | 0.9 | 0.9 | 0.9 | 0.9 | 0.9 | 0.9 | 0.9 | 0.9 | 0.9 | 0 | 0 | 0 | 0 | 0 | 0 | 0 | 0
F4_Commercial_Lodging_Existing_Water Heating_Natural Gas_Water Heater_E5 | F4 | Commercial | Lodging | Existing | Water Heating | Natural Gas | Water Heater | E5 | PCT BC Ratio | 0 | 0 | 0 | 0 | 0 | 0 | 0 | 0 | 0 | 0 | 0 | 0 | 0 | 0 | 0 | 0 | 0 | 0 | 0 | 0 | 0 | 0 | 0 | 0 | 0 | 0 | 0 | 0 | 0 | 0
F4_Commercial_Lodging_Existing_Water Heating_Natural Gas_Water Heater_E6 | F4 | Commercial | Lodging | Existing | Water Heating | Natural Gas | Water Heater | E6 | PCT BC Ratio | 0 | 0 | 0 | 0 | 0 | 0 | 0 | 0 | 0 | 0 | 0 | 0 | 0 | 0 | 0 | 0 | 0 | 0 | 0 | 0 | 0 | 0 | 0 | 0 | 0 | 0 | 0 | 0 | 0 | 0
F4_Commercial_Lodging_Existing_Water Heating_Natural Gas_Water Heater_E7 | F4 | Commercial | Lodging | Existing | Water Heating | Natural Gas | Water Heater | E7 | PCT BC Ratio | 0 | 0 | 0 | 0 | 0 | 0 | 0 | 0 | 0 | 0 | 0 | 0 | 0 | 0 | 0 | 0 | 0 | 0 | 0 | 0 | 0 | 0 | 0 | 0 | 0 | 0 | 0 | 0 | 0 | 0
F4_Commercial_Lodging_Existing_Water Heating_Natural Gas_Water Heater_E8 | F4 | Commercial | Lodging | Existing | Water Heating | Natural Gas | Water Heater | E8 | PCT BC Ratio | 0 | 0 | 0 | 0 | 0 | 0 | 0 | 0 | 0 | 0 | 0 | 0 | 0 | 0 | 0 | 0 | 0 | 0 | 0 | 0 | 0 | 0 | 0 | 0 | 0 | 0 | 0 | 0 | 0 | 0
F4_Commercial_Lodging_Existing_Water Heating_Natural Gas_Water Heater_E9 | F4 | Commercial | Lodging | Existing | Water Heating | Natural Gas | Water Heater | E9 | PCT BC Ratio | 0 | 0 | 0 | 0 | 0 | 0 | 0 | 0 | 0 | 0 | 0 | 0 | 0 | 0 | 0 | 0 | 0 | 0 | 0 | 0 | 0 | 0 | 0 | 0 | 0 | 0 | 0 | 0 | 0 | 0
F4_Commercial_Lodging_Existing_Water Heating_Natural Gas_Water Heater_E10 | F4 | Commercial | Lodging | Existing | Water Heating | Natural Gas | Water Heater | E10 | PCT BC Ratio | 0 | 0 | 0 | 0 | 0 | 0 | 0 | 0 | 0 | 0 | 0 | 0 | 0 | 0 | 0 | 0 | 0 | 0 | 0 | 0 | 0 | 0 | 0 | 0 | 0 | 0 | 0 | 0 | 0 | 0
F5_Commercial_Lodging_Existing_Water Heating_Natural Gas_Water Heater_E1 | F5 | Commercial | Lodging | Existing | Water Heating | Natural Gas | Water Heater | E1 | RIM BC Ratio | 0.9 | 0.9 | 0.9 | 0.9 | 0.9 | 0.9 | 0.9 | 0.9 | 0.9 | 0.9 | 0.9 | 0.9 | 0.9 | 0.9 | 0.9 | 0.9 | 0.9 | 0.9 | 0.9 | 0.9 | 0.9 | 0.9 | 0 | 0 | 0 | 0 | 0 | 0 | 0 | 0
F5_Commercial_Lodging_Existing_Water Heating_Natural Gas_Water Heater_E2 | F5 | Commercial | Lodging | Existing | Water Heating | Natural Gas | Water Heater | E2 | RIM BC Ratio | 0.9 | 0.9 | 0.9 | 0.9 | 0.9 | 0.9 | 0.9 | 0.9 | 0.9 | 0.9 | 0.9 | 0.9 | 0.9 | 0.9 | 0.9 | 0.9 | 0.9 | 0.9 | 0.9 | 0.9 | 0.9 | 0.9 | 0 | 0 | 0 | 0 | 0 | 0 | 0 | 0
F5_Commercial_Lodging_Existing_Water Heating_Natural Gas_Water Heater_E3 | F5 | Commercial | Lodging | Existing | Water Heating | Natural Gas | Water Heater | E3 | RIM BC Ratio | 0.81669 | 0.8168 | 0.81695 | 0.81723 | 0.81761 | 0.81804 | 0.81841 | 0.81872 | 0.819 | 0.81927 | 0.81956 | 0.81982 | 0.82007 | 0.82031 | 0.82051 | 0.8207 | 0.8209 | 0.82109 | 0.82128 | 0.82146 | 0.82164 | 0.82181 | 0 | 0 | 0 | 0 | 0 | 0 | 0 | 0
F5_Commercial_Lodging_Existing_Water Heating_Natural Gas_Water Heater_E4 | F5 | Commercial | Lodging | Existing | Water Heating | Natural Gas | Water Heater | E4 | RIM BC Ratio | 0.9 | 0.9 | 0.9 | 0.9 | 0.9 | 0.9 | 0.9 | 0.9 | 0.9 | 0.9 | 0.9 | 0.9 | 0.9 | 0.9 | 0.9 | 0.9 | 0.9 | 0.9 | 0.9 | 0.9 | 0.9 | 0.9 | 0 | 0 | 0 | 0 | 0 | 0 | 0 | 0
F5_Commercial_Lodging_Existing_Water Heating_Natural Gas_Water Heater_E5 | F5 | Commercial | Lodging | Existing | Water Heating | Natural Gas | Water Heater | E5 | RIM BC Ratio | 0 | 0 | 0 | 0 | 0 | 0 | 0 | 0 | 0 | 0 | 0 | 0 | 0 | 0 | 0 | 0 | 0 | 0 | 0 | 0 | 0 | 0 | 0 | 0 | 0 | 0 | 0 | 0 | 0 | 0
F5_Commercial_Lodging_Existing_Water Heating_Natural Gas_Water Heater_E6 | F5 | Commercial | Lodging | Existing | Water Heating | Natural Gas | Water Heater | E6 | RIM BC Ratio | 0 | 0 | 0 | 0 | 0 | 0 | 0 | 0 | 0 | 0 | 0 | 0 | 0 | 0 | 0 | 0 | 0 | 0 | 0 | 0 | 0 | 0 | 0 | 0 | 0 | 0 | 0 | 0 | 0 | 0
F5_Commercial_Lodging_Existing_Water Heating_Natural Gas_Water Heater_E7 | F5 | Commercial | Lodging | Existing | Water Heating | Natural Gas | Water Heater | E7 | RIM BC Ratio | 0 | 0 | 0 | 0 | 0 | 0 | 0 | 0 | 0 | 0 | 0 | 0 | 0 | 0 | 0 | 0 | 0 | 0 | 0 | 0 | 0 | 0 | 0 | 0 | 0 | 0 | 0 | 0 | 0 | 0
F5_Commercial_Lodging_Existing_Water Heating_Natural Gas_Water Heater_E8 | F5 | Commercial | Lodging | Existing | Water Heating | Natural Gas | Water Heater | E8 | RIM BC Ratio | 0 | 0 | 0 | 0 | 0 | 0 | 0 | 0 | 0 | 0 | 0 | 0 | 0 | 0 | 0 | 0 | 0 | 0 | 0 | 0 | 0 | 0 | 0 | 0 | 0 | 0 | 0 | 0 | 0 | 0
F5_Commercial_Lodging_Existing_Water Heating_Natural Gas_Water Heater_E9 | F5 | Commercial | Lodging | Existing | Water Heating | Natural Gas | Water Heater | E9 | RIM BC Ratio | 0 | 0 | 0 | 0 | 0 | 0 | 0 | 0 | 0 | 0 | 0 | 0 | 0 | 0 | 0 | 0 | 0 | 0 | 0 | 0 | 0 | 0 | 0 | 0 | 0 | 0 | 0 | 0 | 0 | 0
F5_Commercial_Lodging_Existing_Water Heating_Natural Gas_Water Heater_E10 | F5 | Commercial | Lodging | Existing | Water Heating | Natural Gas | Water Heater | E10 | RIM BC Ratio | 0 | 0 | 0 | 0 | 0 | 0 | 0 | 0 | 0 | 0 | 0 | 0 | 0 | 0 | 0 | 0 | 0 | 0 | 0 | 0 | 0 | 0 | 0 | 0 | 0 | 0 | 0 | 0 | 0 | 0
F0_Commercial_Lodging_Existing_Food Preparation_Natural Gas_Oven_E0 | F0 | Commercial | Lodging | Existing | Food Preparation | Natural Gas | Oven | E0 | Economic Unit | ENERGY STAR (>44% Baking Efficiency) | ENERGY STAR (>44% Baking Efficiency) | ENERGY STAR (>44% Baking Efficiency) | ENERGY STAR (>44% Baking Efficiency) | ENERGY STAR (>44% Baking Efficiency) | ENERGY STAR (>44% Baking Efficiency) | ENERGY STAR (>44% Baking Efficiency) | ENERGY STAR (>44% Baking Efficiency) | ENERGY STAR (>44% Baking Efficiency) | ENERGY STAR (>44% Baking Efficiency) | ENERGY STAR (>44% Baking Efficiency) | ENERGY STAR (>44% Baking Efficiency) | ENERGY STAR (>44% Baking Efficiency) | ENERGY STAR (>44% Baking Efficiency) | ENERGY STAR (>44% Baking Efficiency) | ENERGY STAR (>44% Baking Efficiency) | ENERGY STAR (>44% Baking Efficiency) | ENERGY STAR (>44% Baking Efficiency) | ENERGY STAR (>44% Baking Efficiency) | ENERGY STAR (>44% Baking Efficiency) | ENERGY STAR (>44% Baking Efficiency) | ENERGY STAR (>44% Baking Efficiency) | 0 | 0 | 0 | 0 | 0 | 0 | 0 | 0
F1_Commercial_Lodging_Existing_Food Preparation_Natural Gas_Oven_E1 | F1 | Commercial | Lodging | Existing | Food Preparation | Natural Gas | Oven | E1 | CCE | 0 | 0 | 0 | 0 | 0 | 0 | 0 | 0 | 0 | 0 | 0 | 0 | 0 | 0 | 0 | 0 | 0 | 0 | 0 | 0 | 0 | 0 | 0 | 0 | 0 | 0 | 0 | 0 | 0 | 0
F1_Commercial_Lodging_Existing_Food Preparation_Natural Gas_Oven_E2 | F1 | Commercial | Lodging | Existing | Food Preparation | Natural Gas | Oven | E2 | CCE | 0.00045896 | 0.00045896 | 0.00048217 | 0.00047484 | 0.00046772 | 0.00045882 | 0.00045757 | 0.00045463 | 0.00045189 | 0.00044776 | 0.00044712 | 0.00044507 | 0.00044323 | 0.00043973 | 0.00044019 | 0.00043885 | 0.00043753 | 0.00043464 | 0.00043549 | 0.00043464 | 0.000434 | 0.00043158 | 0 | 0 | 0 | 0 | 0 | 0 | 0 | 0
F1_Commercial_Lodging_Existing_Food Preparation_Natural Gas_Oven_E3 | F1 | Commercial | Lodging | Existing | Food Preparation | Natural Gas | Oven | E3 | CCE | 0 | 0 | 0 | 0 | 0 | 0 | 0 | 0 | 0 | 0 | 0 | 0 | 0 | 0 | 0 | 0 | 0 | 0 | 0 | 0 | 0 | 0 | 0 | 0 | 0 | 0 | 0 | 0 | 0 | 0
F1_Commercial_Lodging_Existing_Food Preparation_Natural Gas_Oven_E4 | F1 | Commercial | Lodging | Existing | Food Preparation | Natural Gas | Oven | E4 | CCE | 0 | 0 | 0 | 0 | 0 | 0 | 0 | 0 | 0 | 0 | 0 | 0 | 0 | 0 | 0 | 0 | 0 | 0 | 0 | 0 | 0 | 0 | 0 | 0 | 0 | 0 | 0 | 0 | 0 | 0
F1_Commercial_Lodging_Existing_Food Preparation_Natural Gas_Oven_E5 | F1 | Commercial | Lodging | Existing | Food Preparation | Natural Gas | Oven | E5 | CCE | 0 | 0 | 0 | 0 | 0 | 0 | 0 | 0 | 0 | 0 | 0 | 0 | 0 | 0 | 0 | 0 | 0 | 0 | 0 | 0 | 0 | 0 | 0 | 0 | 0 | 0 | 0 | 0 | 0 | 0
F1_Commercial_Lodging_Existing_Food Preparation_Natural Gas_Oven_E6 | F1 | Commercial | Lodging | Existing | Food Preparation | Natural Gas | Oven | E6 | CCE | 0 | 0 | 0 | 0 | 0 | 0 | 0 | 0 | 0 | 0 | 0 | 0 | 0 | 0 | 0 | 0 | 0 | 0 | 0 | 0 | 0 | 0 | 0 | 0 | 0 | 0 | 0 | 0 | 0 | 0
F1_Commercial_Lodging_Existing_Food Preparation_Natural Gas_Oven_E7 | F1 | Commercial | Lodging | Existing | Food Preparation | Natural Gas | Oven | E7 | CCE | 0 | 0 | 0 | 0 | 0 | 0 | 0 | 0 | 0 | 0 | 0 | 0 | 0 | 0 | 0 | 0 | 0 | 0 | 0 | 0 | 0 | 0 | 0 | 0 | 0 | 0 | 0 | 0 | 0 | 0
F1_Commercial_Lodging_Existing_Food Preparation_Natural Gas_Oven_E8 | F1 | Commercial | Lodging | Existing | Food Preparation | Natural Gas | Oven | E8 | CCE | 0 | 0 | 0 | 0 | 0 | 0 | 0 | 0 | 0 | 0 | 0 | 0 | 0 | 0 | 0 | 0 | 0 | 0 | 0 | 0 | 0 | 0 | 0 | 0 | 0 | 0 | 0 | 0 | 0 | 0
F1_Commercial_Lodging_Existing_Food Preparation_Natural Gas_Oven_E9 | F1 | Commercial | Lodging | Existing | Food Preparation | Natural Gas | Oven | E9 | CCE | 0 | 0 | 0 | 0 | 0 | 0 | 0 | 0 | 0 | 0 | 0 | 0 | 0 | 0 | 0 | 0 | 0 | 0 | 0 | 0 | 0 | 0 | 0 | 0 | 0 | 0 | 0 | 0 | 0 | 0
F1_Commercial_Lodging_Existing_Food Preparation_Natural Gas_Oven_E10 | F1 | Commercial | Lodging | Existing | Food Preparation | Natural Gas | Oven | E10 | CCE | 0 | 0 | 0 | 0 | 0 | 0 | 0 | 0 | 0 | 0 | 0 | 0 | 0 | 0 | 0 | 0 | 0 | 0 | 0 | 0 | 0 | 0 | 0 | 0 | 0 | 0 | 0 | 0 | 0 | 0
F2_Commercial_Lodging_Existing_Food Preparation_Natural Gas_Oven_E1 | F2 | Commercial | Lodging | Existing | Food Preparation | Natural Gas | Oven | E1 | TRC BC Ratio | 0.9 | 0.9 | 0.9 | 0.9 | 0.9 | 0.9 | 0.9 | 0.9 | 0.9 | 0.9 | 0.9 | 0.9 | 0.9 | 0.9 | 0.9 | 0.9 | 0.9 | 0.9 | 0.9 | 0.9 | 0.9 | 0.9 | 0 | 0 | 0 | 0 | 0 | 0 | 0 | 0
F2_Commercial_Lodging_Existing_Food Preparation_Natural Gas_Oven_E2 | F2 | Commercial | Lodging | Existing | Food Preparation | Natural Gas | Oven | E2 | TRC BC Ratio | 19.3861 | 19.5519 | 19.7505 | 20.079 | 20.517 | 21.0337 | 21.5085 | 21.9312 | 22.3413 | 22.739 | 23.1401 | 23.5301 | 23.8972 | 24.2648 | 24.6161 | 24.9765 | 25.3618 | 25.7498 | 26.141 | 26.5337 | 26.9222 | 27.305 | 0 | 0 | 0 | 0 | 0 | 0 | 0 | 0
F2_Commercial_Lodging_Existing_Food Preparation_Natural Gas_Oven_E3 | F2 | Commercial | Lodging | Existing | Food Preparation | Natural Gas | Oven | E3 | TRC BC Ratio | 0 | 0 | 0 | 0 | 0 | 0 | 0 | 0 | 0 | 0 | 0 | 0 | 0 | 0 | 0 | 0 | 0 | 0 | 0 | 0 | 0 | 0 | 0 | 0 | 0 | 0 | 0 | 0 | 0 | 0
F2_Commercial_Lodging_Existing_Food Preparation_Natural Gas_Oven_E4 | F2 | Commercial | Lodging | Existing | Food Preparation | Natural Gas | Oven | E4 | TRC BC Ratio | 0 | 0 | 0 | 0 | 0 | 0 | 0 | 0 | 0 | 0 | 0 | 0 | 0 | 0 | 0 | 0 | 0 | 0 | 0 | 0 | 0 | 0 | 0 | 0 | 0 | 0 | 0 | 0 | 0 | 0
F2_Commercial_Lodging_Existing_Food Preparation_Natural Gas_Oven_E5 | F2 | Commercial | Lodging | Existing | Food Preparation | Natural Gas | Oven | E5 | TRC BC Ratio | 0 | 0 | 0 | 0 | 0 | 0 | 0 | 0 | 0 | 0 | 0 | 0 | 0 | 0 | 0 | 0 | 0 | 0 | 0 | 0 | 0 | 0 | 0 | 0 | 0 | 0 | 0 | 0 | 0 | 0
F2_Commercial_Lodging_Existing_Food Preparation_Natural Gas_Oven_E6 | F2 | Commercial | Lodging | Existing | Food Preparation | Natural Gas | Oven | E6 | TRC BC Ratio | 0 | 0 | 0 | 0 | 0 | 0 | 0 | 0 | 0 | 0 | 0 | 0 | 0 | 0 | 0 | 0 | 0 | 0 | 0 | 0 | 0 | 0 | 0 | 0 | 0 | 0 | 0 | 0 | 0 | 0
F2_Commercial_Lodging_Existing_Food Preparation_Natural Gas_Oven_E7 | F2 | Commercial | Lodging | Existing | Food Preparation | Natural Gas | Oven | E7 | TRC BC Ratio | 0 | 0 | 0 | 0 | 0 | 0 | 0 | 0 | 0 | 0 | 0 | 0 | 0 | 0 | 0 | 0 | 0 | 0 | 0 | 0 | 0 | 0 | 0 | 0 | 0 | 0 | 0 | 0 | 0 | 0
F2_Commercial_Lodging_Existing_Food Preparation_Natural Gas_Oven_E8 | F2 | Commercial | Lodging | Existing | Food Preparation | Natural Gas | Oven | E8 | TRC BC Ratio | 0 | 0 | 0 | 0 | 0 | 0 | 0 | 0 | 0 | 0 | 0 | 0 | 0 | 0 | 0 | 0 | 0 | 0 | 0 | 0 | 0 | 0 | 0 | 0 | 0 | 0 | 0 | 0 | 0 | 0
F2_Commercial_Lodging_Existing_Food Preparation_Natural Gas_Oven_E9 | F2 | Commercial | Lodging | Existing | Food Preparation | Natural Gas | Oven | E9 | TRC BC Ratio | 0 | 0 | 0 | 0 | 0 | 0 | 0 | 0 | 0 | 0 | 0 | 0 | 0 | 0 | 0 | 0 | 0 | 0 | 0 | 0 | 0 | 0 | 0 | 0 | 0 | 0 | 0 | 0 | 0 | 0
F2_Commercial_Lodging_Existing_Food Preparation_Natural Gas_Oven_E10 | F2 | Commercial | Lodging | Existing | Food Preparation | Natural Gas | Oven | E10 | TRC BC Ratio | 0 | 0 | 0 | 0 | 0 | 0 | 0 | 0 | 0 | 0 | 0 | 0 | 0 | 0 | 0 | 0 | 0 | 0 | 0 | 0 | 0 | 0 | 0 | 0 | 0 | 0 | 0 | 0 | 0 | 0
F3_Commercial_Lodging_Existing_Food Preparation_Natural Gas_Oven_E1 | F3 | Commercial | Lodging | Existing | Food Preparation | Natural Gas | Oven | E1 | PACT BC Ratio | 0.9 | 0.9 | 0.9 | 0.9 | 0.9 | 0.9 | 0.9 | 0.9 | 0.9 | 0.9 | 0.9 | 0.9 | 0.9 | 0.9 | 0.9 | 0.9 | 0.9 | 0.9 | 0.9 | 0.9 | 0.9 | 0.9 | 0 | 0 | 0 | 0 | 0 | 0 | 0 | 0
F3_Commercial_Lodging_Existing_Food Preparation_Natural Gas_Oven_E2 | F3 | Commercial | Lodging | Existing | Food Preparation | Natural Gas | Oven | E2 | PACT BC Ratio | 19.3861 | 19.5519 | 19.7505 | 20.079 | 20.517 | 21.0337 | 21.5085 | 21.9312 | 22.3413 | 22.739 | 23.1401 | 23.5301 | 23.8972 | 24.2648 | 24.6161 | 24.9765 | 25.3618 | 25.7498 | 26.141 | 26.5337 | 26.9222 | 27.305 | 0 | 0 | 0 | 0 | 0 | 0 | 0 | 0
F3_Commercial_Lodging_Existing_Food Preparation_Natural Gas_Oven_E3 | F3 | Commercial | Lodging | Existing | Food Preparation | Natural Gas | Oven | E3 | PACT BC Ratio | 0 | 0 | 0 | 0 | 0 | 0 | 0 | 0 | 0 | 0 | 0 | 0 | 0 | 0 | 0 | 0 | 0 | 0 | 0 | 0 | 0 | 0 | 0 | 0 | 0 | 0 | 0 | 0 | 0 | 0
F3_Commercial_Lodging_Existing_Food Preparation_Natural Gas_Oven_E4 | F3 | Commercial | Lodging | Existing | Food Preparation | Natural Gas | Oven | E4 | PACT BC Ratio | 0 | 0 | 0 | 0 | 0 | 0 | 0 | 0 | 0 | 0 | 0 | 0 | 0 | 0 | 0 | 0 | 0 | 0 | 0 | 0 | 0 | 0 | 0 | 0 | 0 | 0 | 0 | 0 | 0 | 0
F3_Commercial_Lodging_Existing_Food Preparation_Natural Gas_Oven_E5 | F3 | Commercial | Lodging | Existing | Food Preparation | Natural Gas | Oven | E5 | PACT BC Ratio | 0 | 0 | 0 | 0 | 0 | 0 | 0 | 0 | 0 | 0 | 0 | 0 | 0 | 0 | 0 | 0 | 0 | 0 | 0 | 0 | 0 | 0 | 0 | 0 | 0 | 0 | 0 | 0 | 0 | 0
F3_Commercial_Lodging_Existing_Food Preparation_Natural Gas_Oven_E6 | F3 | Commercial | Lodging | Existing | Food Preparation | Natural Gas | Oven | E6 | PACT BC Ratio | 0 | 0 | 0 | 0 | 0 | 0 | 0 | 0 | 0 | 0 | 0 | 0 | 0 | 0 | 0 | 0 | 0 | 0 | 0 | 0 | 0 | 0 | 0 | 0 | 0 | 0 | 0 | 0 | 0 | 0
F3_Commercial_Lodging_Existing_Food Preparation_Natural Gas_Oven_E7 | F3 | Commercial | Lodging | Existing | Food Preparation | Natural Gas | Oven | E7 | PACT BC Ratio | 0 | 0 | 0 | 0 | 0 | 0 | 0 | 0 | 0 | 0 | 0 | 0 | 0 | 0 | 0 | 0 | 0 | 0 | 0 | 0 | 0 | 0 | 0 | 0 | 0 | 0 | 0 | 0 | 0 | 0
F3_Commercial_Lodging_Existing_Food Preparation_Natural Gas_Oven_E8 | F3 | Commercial | Lodging | Existing | Food Preparation | Natural Gas | Oven | E8 | PACT BC Ratio | 0 | 0 | 0 | 0 | 0 | 0 | 0 | 0 | 0 | 0 | 0 | 0 | 0 | 0 | 0 | 0 | 0 | 0 | 0 | 0 | 0 | 0 | 0 | 0 | 0 | 0 | 0 | 0 | 0 | 0
F3_Commercial_Lodging_Existing_Food Preparation_Natural Gas_Oven_E9 | F3 | Commercial | Lodging | Existing | Food Preparation | Natural Gas | Oven | E9 | PACT BC Ratio | 0 | 0 | 0 | 0 | 0 | 0 | 0 | 0 | 0 | 0 | 0 | 0 | 0 | 0 | 0 | 0 | 0 | 0 | 0 | 0 | 0 | 0 | 0 | 0 | 0 | 0 | 0 | 0 | 0 | 0
F3_Commercial_Lodging_Existing_Food Preparation_Natural Gas_Oven_E10 | F3 | Commercial | Lodging | Existing | Food Preparation | Natural Gas | Oven | E10 | PACT BC Ratio | 0 | 0 | 0 | 0 | 0 | 0 | 0 | 0 | 0 | 0 | 0 | 0 | 0 | 0 | 0 | 0 | 0 | 0 | 0 | 0 | 0 | 0 | 0 | 0 | 0 | 0 | 0 | 0 | 0 | 0
F4_Commercial_Lodging_Existing_Food Preparation_Natural Gas_Oven_E1 | F4 | Commercial | Lodging | Existing | Food Preparation | Natural Gas | Oven | E1 | PCT BC Ratio | 0.9 | 0.9 | 0.9 | 0.9 | 0.9 | 0.9 | 0.9 | 0.9 | 0.9 | 0.9 | 0.9 | 0.9 | 0.9 | 0.9 | 0.9 | 0.9 | 0.9 | 0.9 | 0.9 | 0.9 | 0.9 | 0.9 | 0 | 0 | 0 | 0 | 0 | 0 | 0 | 0
F4_Commercial_Lodging_Existing_Food Preparation_Natural Gas_Oven_E2 | F4 | Commercial | Lodging | Existing | Food Preparation | Natural Gas | Oven | E2 | PCT BC Ratio | 49.7741 | 50.1913 | 50.6909 | 51.5175 | 52.6194 | 53.9194 | 55.1139 | 56.1776 | 57.2092 | 58.2099 | 59.2191 | 60.2001 | 61.1237 | 62.0487 | 62.9326 | 63.8392 | 64.8088 | 65.7849 | 66.769 | 67.7572 | 68.7346 | 69.6977 | 0 | 0 | 0 | 0 | 0 | 0 | 0 | 0
F4_Commercial_Lodging_Existing_Food Preparation_Natural Gas_Oven_E3 | F4 | Commercial | Lodging | Existing | Food Preparation | Natural Gas | Oven | E3 | PCT BC Ratio | 0 | 0 | 0 | 0 | 0 | 0 | 0 | 0 | 0 | 0 | 0 | 0 | 0 | 0 | 0 | 0 | 0 | 0 | 0 | 0 | 0 | 0 | 0 | 0 | 0 | 0 | 0 | 0 | 0 | 0
F4_Commercial_Lodging_Existing_Food Preparation_Natural Gas_Oven_E4 | F4 | Commercial | Lodging | Existing | Food Preparation | Natural Gas | Oven | E4 | PCT BC Ratio | 0 | 0 | 0 | 0 | 0 | 0 | 0 | 0 | 0 | 0 | 0 | 0 | 0 | 0 | 0 | 0 | 0 | 0 | 0 | 0 | 0 | 0 | 0 | 0 | 0 | 0 | 0 | 0 | 0 | 0
F4_Commercial_Lodging_Existing_Food Preparation_Natural Gas_Oven_E5 | F4 | Commercial | Lodging | Existing | Food Preparation | Natural Gas | Oven | E5 | PCT BC Ratio | 0 | 0 | 0 | 0 | 0 | 0 | 0 | 0 | 0 | 0 | 0 | 0 | 0 | 0 | 0 | 0 | 0 | 0 | 0 | 0 | 0 | 0 | 0 | 0 | 0 | 0 | 0 | 0 | 0 | 0
F4_Commercial_Lodging_Existing_Food Preparation_Natural Gas_Oven_E6 | F4 | Commercial | Lodging | Existing | Food Preparation | Natural Gas | Oven | E6 | PCT BC Ratio | 0 | 0 | 0 | 0 | 0 | 0 | 0 | 0 | 0 | 0 | 0 | 0 | 0 | 0 | 0 | 0 | 0 | 0 | 0 | 0 | 0 | 0 | 0 | 0 | 0 | 0 | 0 | 0 | 0 | 0
F4_Commercial_Lodging_Existing_Food Preparation_Natural Gas_Oven_E7 | F4 | Commercial | Lodging | Existing | Food Preparation | Natural Gas | Oven | E7 | PCT BC Ratio | 0 | 0 | 0 | 0 | 0 | 0 | 0 | 0 | 0 | 0 | 0 | 0 | 0 | 0 | 0 | 0 | 0 | 0 | 0 | 0 | 0 | 0 | 0 | 0 | 0 | 0 | 0 | 0 | 0 | 0
F4_Commercial_Lodging_Existing_Food Preparation_Natural Gas_Oven_E8 | F4 | Commercial | Lodging | Existing | Food Preparation | Natural Gas | Oven | E8 | PCT BC Ratio | 0 | 0 | 0 | 0 | 0 | 0 | 0 | 0 | 0 | 0 | 0 | 0 | 0 | 0 | 0 | 0 | 0 | 0 | 0 | 0 | 0 | 0 | 0 | 0 | 0 | 0 | 0 | 0 | 0 | 0
F4_Commercial_Lodging_Existing_Food Preparation_Natural Gas_Oven_E9 | F4 | Commercial | Lodging | Existing | Food Preparation | Natural Gas | Oven | E9 | PCT BC Ratio | 0 | 0 | 0 | 0 | 0 | 0 | 0 | 0 | 0 | 0 | 0 | 0 | 0 | 0 | 0 | 0 | 0 | 0 | 0 | 0 | 0 | 0 | 0 | 0 | 0 | 0 | 0 | 0 | 0 | 0
F4_Commercial_Lodging_Existing_Food Preparation_Natural Gas_Oven_E10 | F4 | Commercial | Lodging | Existing | Food Preparation | Natural Gas | Oven | E10 | PCT BC Ratio | 0 | 0 | 0 | 0 | 0 | 0 | 0 | 0 | 0 | 0 | 0 | 0 | 0 | 0 | 0 | 0 | 0 | 0 | 0 | 0 | 0 | 0 | 0 | 0 | 0 | 0 | 0 | 0 | 0 | 0
F5_Commercial_Lodging_Existing_Food Preparation_Natural Gas_Oven_E1 | F5 | Commercial | Lodging | Existing | Food Preparation | Natural Gas | Oven | E1 | RIM BC Ratio | 0.9 | 0.9 | 0.9 | 0.9 | 0.9 | 0.9 | 0.9 | 0.9 | 0.9 | 0.9 | 0.9 | 0.9 | 0.9 | 0.9 | 0.9 | 0.9 | 0.9 | 0.9 | 0.9 | 0.9 | 0.9 | 0.9 | 0 | 0 | 0 | 0 | 0 | 0 | 0 | 0
F5_Commercial_Lodging_Existing_Food Preparation_Natural Gas_Oven_E2 | F5 | Commercial | Lodging | Existing | Food Preparation | Natural Gas | Oven | E2 | RIM BC Ratio | 0.80022 | 0.80051 | 0.80083 | 0.80137 | 0.80205 | 0.80282 | 0.8035 | 0.80408 | 0.80462 | 0.80513 | 0.80562 | 0.80608 | 0.80651 | 0.80692 | 0.80731 | 0.80769 | 0.80808 | 0.80847 | 0.80885 | 0.80922 | 0.80958 | 0.80992 | 0 | 0 | 0 | 0 | 0 | 0 | 0 | 0
F5_Commercial_Lodging_Existing_Food Preparation_Natural Gas_Oven_E3 | F5 | Commercial | Lodging | Existing | Food Preparation | Natural Gas | Oven | E3 | RIM BC Ratio | 0 | 0 | 0 | 0 | 0 | 0 | 0 | 0 | 0 | 0 | 0 | 0 | 0 | 0 | 0 | 0 | 0 | 0 | 0 | 0 | 0 | 0 | 0 | 0 | 0 | 0 | 0 | 0 | 0 | 0
F5_Commercial_Lodging_Existing_Food Preparation_Natural Gas_Oven_E4 | F5 | Commercial | Lodging | Existing | Food Preparation | Natural Gas | Oven | E4 | RIM BC Ratio | 0 | 0 | 0 | 0 | 0 | 0 | 0 | 0 | 0 | 0 | 0 | 0 | 0 | 0 | 0 | 0 | 0 | 0 | 0 | 0 | 0 | 0 | 0 | 0 | 0 | 0 | 0 | 0 | 0 | 0
F5_Commercial_Lodging_Existing_Food Preparation_Natural Gas_Oven_E5 | F5 | Commercial | Lodging | Existing | Food Preparation | Natural Gas | Oven | E5 | RIM BC Ratio | 0 | 0 | 0 | 0 | 0 | 0 | 0 | 0 | 0 | 0 | 0 | 0 | 0 | 0 | 0 | 0 | 0 | 0 | 0 | 0 | 0 | 0 | 0 | 0 | 0 | 0 | 0 | 0 | 0 | 0
F5_Commercial_Lodging_Existing_Food Preparation_Natural Gas_Oven_E6 | F5 | Commercial | Lodging | Existing | Food Preparation | Natural Gas | Oven | E6 | RIM BC Ratio | 0 | 0 | 0 | 0 | 0 | 0 | 0 | 0 | 0 | 0 | 0 | 0 | 0 | 0 | 0 | 0 | 0 | 0 | 0 | 0 | 0 | 0 | 0 | 0 | 0 | 0 | 0 | 0 | 0 | 0
F5_Commercial_Lodging_Existing_Food Preparation_Natural Gas_Oven_E7 | F5 | Commercial | Lodging | Existing | Food Preparation | Natural Gas | Oven | E7 | RIM BC Ratio | 0 | 0 | 0 | 0 | 0 | 0 | 0 | 0 | 0 | 0 | 0 | 0 | 0 | 0 | 0 | 0 | 0 | 0 | 0 | 0 | 0 | 0 | 0 | 0 | 0 | 0 | 0 | 0 | 0 | 0
F5_Commercial_Lodging_Existing_Food Preparation_Natural Gas_Oven_E8 | F5 | Commercial | Lodging | Existing | Food Preparation | Natural Gas | Oven | E8 | RIM BC Ratio | 0 | 0 | 0 | 0 | 0 | 0 | 0 | 0 | 0 | 0 | 0 | 0 | 0 | 0 | 0 | 0 | 0 | 0 | 0 | 0 | 0 | 0 | 0 | 0 | 0 | 0 | 0 | 0 | 0 | 0
F5_Commercial_Lodging_Existing_Food Preparation_Natural Gas_Oven_E9 | F5 | Commercial | Lodging | Existing | Food Preparation | Natural Gas | Oven | E9 | RIM BC Ratio | 0 | 0 | 0 | 0 | 0 | 0 | 0 | 0 | 0 | 0 | 0 | 0 | 0 | 0 | 0 | 0 | 0 | 0 | 0 | 0 | 0 | 0 | 0 | 0 | 0 | 0 | 0 | 0 | 0 | 0
F5_Commercial_Lodging_Existing_Food Preparation_Natural Gas_Oven_E10 | F5 | Commercial | Lodging | Existing | Food Preparation | Natural Gas | Oven | E10 | RIM BC Ratio | 0 | 0 | 0 | 0 | 0 | 0 | 0 | 0 | 0 | 0 | 0 | 0 | 0 | 0 | 0 | 0 | 0 | 0 | 0 | 0 | 0 | 0 | 0 | 0 | 0 | 0 | 0 | 0 | 0 | 0
F0_Commercial_Lodging_Existing_Food Preparation_Natural Gas_Conveyor Oven_E0 | F0 | Commercial | Lodging | Existing | Food Preparation | Natural Gas | Conveyor Oven | E0 | Economic Unit | Efficient (>44% Baking Efficiency) | Efficient (>44% Baking Efficiency) | Efficient (>44% Baking Efficiency) | Efficient (>44% Baking Efficiency) | Efficient (>44% Baking Efficiency) | Efficient (>44% Baking Efficiency) | Efficient (>44% Baking Efficiency) | Efficient (>44% Baking Efficiency) | Efficient (>44% Baking Efficiency) | Efficient (>44% Baking Efficiency) | Efficient (>44% Baking Efficiency) | Efficient (>44% Baking Efficiency) | Efficient (>44% Baking Efficiency) | Efficient (>44% Baking Efficiency) | Efficient (>44% Baking Efficiency) | Efficient (>44% Baking Efficiency) | Efficient (>44% Baking Efficiency) | Efficient (>44% Baking Efficiency) | Efficient (>44% Baking Efficiency) | Efficient (>44% Baking Efficiency) | Efficient (>44% Baking Efficiency) | Efficient (>44% Baking Efficiency) | 0 | 0 | 0 | 0 | 0 | 0 | 0 | 0
F1_Commercial_Lodging_Existing_Food Preparation_Natural Gas_Conveyor Oven_E1 | F1 | Commercial | Lodging | Existing | Food Preparation | Natural Gas | Conveyor Oven | E1 | CCE | 0 | 0 | 0 | 0 | 0 | 0 | 0 | 0 | 0 | 0 | 0 | 0 | 0 | 0 | 0 | 0 | 0 | 0 | 0 | 0 | 0 | 0 | 0 | 0 | 0 | 0 | 0 | 0 | 0 | 0
F1_Commercial_Lodging_Existing_Food Preparation_Natural Gas_Conveyor Oven_E2 | F1 | Commercial | Lodging | Existing | Food Preparation | Natural Gas | Conveyor Oven | E2 | CCE | 0.0034054 | 0.0034054 | 0.0035776 | 0.0035232 | 0.0034703 | 0.0034043 | 0.003395 | 0.0033732 | 0.0033529 | 0.0033223 | 0.0033175 | 0.0033023 | 0.0032887 | 0.0032626 | 0.0032661 | 0.0032561 | 0.0032463 | 0.0032249 | 0.0032312 | 0.0032249 | 0.0032202 | 0.0032022 | 0 | 0 | 0 | 0 | 0 | 0 | 0 | 0
F1_Commercial_Lodging_Existing_Food Preparation_Natural Gas_Conveyor Oven_E3 | F1 | Commercial | Lodging | Existing | Food Preparation | Natural Gas | Conveyor Oven | E3 | CCE | 0 | 0 | 0 | 0 | 0 | 0 | 0 | 0 | 0 | 0 | 0 | 0 | 0 | 0 | 0 | 0 | 0 | 0 | 0 | 0 | 0 | 0 | 0 | 0 | 0 | 0 | 0 | 0 | 0 | 0
F1_Commercial_Lodging_Existing_Food Preparation_Natural Gas_Conveyor Oven_E4 | F1 | Commercial | Lodging | Existing | Food Preparation | Natural Gas | Conveyor Oven | E4 | CCE | 0 | 0 | 0 | 0 | 0 | 0 | 0 | 0 | 0 | 0 | 0 | 0 | 0 | 0 | 0 | 0 | 0 | 0 | 0 | 0 | 0 | 0 | 0 | 0 | 0 | 0 | 0 | 0 | 0 | 0
F1_Commercial_Lodging_Existing_Food Preparation_Natural Gas_Conveyor Oven_E5 | F1 | Commercial | Lodging | Existing | Food Preparation | Natural Gas | Conveyor Oven | E5 | CCE | 0 | 0 | 0 | 0 | 0 | 0 | 0 | 0 | 0 | 0 | 0 | 0 | 0 | 0 | 0 | 0 | 0 | 0 | 0 | 0 | 0 | 0 | 0 | 0 | 0 | 0 | 0 | 0 | 0 | 0
F1_Commercial_Lodging_Existing_Food Preparation_Natural Gas_Conveyor Oven_E6 | F1 | Commercial | Lodging | Existing | Food Preparation | Natural Gas | Conveyor Oven | E6 | CCE | 0 | 0 | 0 | 0 | 0 | 0 | 0 | 0 | 0 | 0 | 0 | 0 | 0 | 0 | 0 | 0 | 0 | 0 | 0 | 0 | 0 | 0 | 0 | 0 | 0 | 0 | 0 | 0 | 0 | 0
F1_Commercial_Lodging_Existing_Food Preparation_Natural Gas_Conveyor Oven_E7 | F1 | Commercial | Lodging | Existing | Food Preparation | Natural Gas | Conveyor Oven | E7 | CCE | 0 | 0 | 0 | 0 | 0 | 0 | 0 | 0 | 0 | 0 | 0 | 0 | 0 | 0 | 0 | 0 | 0 | 0 | 0 | 0 | 0 | 0 | 0 | 0 | 0 | 0 | 0 | 0 | 0 | 0
F1_Commercial_Lodging_Existing_Food Preparation_Natural Gas_Conveyor Oven_E8 | F1 | Commercial | Lodging | Existing | Food Preparation | Natural Gas | Conveyor Oven | E8 | CCE | 0 | 0 | 0 | 0 | 0 | 0 | 0 | 0 | 0 | 0 | 0 | 0 | 0 | 0 | 0 | 0 | 0 | 0 | 0 | 0 | 0 | 0 | 0 | 0 | 0 | 0 | 0 | 0 | 0 | 0
F1_Commercial_Lodging_Existing_Food Preparation_Natural Gas_Conveyor Oven_E9 | F1 | Commercial | Lodging | Existing | Food Preparation | Natural Gas | Conveyor Oven | E9 | CCE | 0 | 0 | 0 | 0 | 0 | 0 | 0 | 0 | 0 | 0 | 0 | 0 | 0 | 0 | 0 | 0 | 0 | 0 | 0 | 0 | 0 | 0 | 0 | 0 | 0 | 0 | 0 | 0 | 0 | 0
F1_Commercial_Lodging_Existing_Food Preparation_Natural Gas_Conveyor Oven_E10 | F1 | Commercial | Lodging | Existing | Food Preparation | Natural Gas | Conveyor Oven | E10 | CCE | 0 | 0 | 0 | 0 | 0 | 0 | 0 | 0 | 0 | 0 | 0 | 0 | 0 | 0 | 0 | 0 | 0 | 0 | 0 | 0 | 0 | 0 | 0 | 0 | 0 | 0 | 0 | 0 | 0 | 0
F2_Commercial_Lodging_Existing_Food Preparation_Natural Gas_Conveyor Oven_E1 | F2 | Commercial | Lodging | Existing | Food Preparation | Natural Gas | Conveyor Oven | E1 | TRC BC Ratio | 0.9 | 0.9 | 0.9 | 0.9 | 0.9 | 0.9 | 0.9 | 0.9 | 0.9 | 0.9 | 0.9 | 0.9 | 0.9 | 0.9 | 0.9 | 0.9 | 0.9 | 0.9 | 0.9 | 0.9 | 0.9 | 0.9 | 0 | 0 | 0 | 0 | 0 | 0 | 0 | 0
F2_Commercial_Lodging_Existing_Food Preparation_Natural Gas_Conveyor Oven_E2 | F2 | Commercial | Lodging | Existing | Food Preparation | Natural Gas | Conveyor Oven | E2 | TRC BC Ratio | 2.7176 | 2.748 | 2.7824 | 2.8311 | 2.8898 | 2.9554 | 3.0153 | 3.0676 | 3.1163 | 3.1654 | 3.2167 | 3.269 | 3.3215 | 3.3766 | 3.4303 | 3.4854 | 3.5434 | 3.602 | 3.6613 | 3.7212 | 3.781 | 3.8406 | 0 | 0 | 0 | 0 | 0 | 0 | 0 | 0
F2_Commercial_Lodging_Existing_Food Preparation_Natural Gas_Conveyor Oven_E3 | F2 | Commercial | Lodging | Existing | Food Preparation | Natural Gas | Conveyor Oven | E3 | TRC BC Ratio | 0 | 0 | 0 | 0 | 0 | 0 | 0 | 0 | 0 | 0 | 0 | 0 | 0 | 0 | 0 | 0 | 0 | 0 | 0 | 0 | 0 | 0 | 0 | 0 | 0 | 0 | 0 | 0 | 0 | 0
F2_Commercial_Lodging_Existing_Food Preparation_Natural Gas_Conveyor Oven_E4 | F2 | Commercial | Lodging | Existing | Food Preparation | Natural Gas | Conveyor Oven | E4 | TRC BC Ratio | 0 | 0 | 0 | 0 | 0 | 0 | 0 | 0 | 0 | 0 | 0 | 0 | 0 | 0 | 0 | 0 | 0 | 0 | 0 | 0 | 0 | 0 | 0 | 0 | 0 | 0 | 0 | 0 | 0 | 0
F2_Commercial_Lodging_Existing_Food Preparation_Natural Gas_Conveyor Oven_E5 | F2 | Commercial | Lodging | Existing | Food Preparation | Natural Gas | Conveyor Oven | E5 | TRC BC Ratio | 0 | 0 | 0 | 0 | 0 | 0 | 0 | 0 | 0 | 0 | 0 | 0 | 0 | 0 | 0 | 0 | 0 | 0 | 0 | 0 | 0 | 0 | 0 | 0 | 0 | 0 | 0 | 0 | 0 | 0
F2_Commercial_Lodging_Existing_Food Preparation_Natural Gas_Conveyor Oven_E6 | F2 | Commercial | Lodging | Existing | Food Preparation | Natural Gas | Conveyor Oven | E6 | TRC BC Ratio | 0 | 0 | 0 | 0 | 0 | 0 | 0 | 0 | 0 | 0 | 0 | 0 | 0 | 0 | 0 | 0 | 0 | 0 | 0 | 0 | 0 | 0 | 0 | 0 | 0 | 0 | 0 | 0 | 0 | 0
F2_Commercial_Lodging_Existing_Food Preparation_Natural Gas_Conveyor Oven_E7 | F2 | Commercial | Lodging | Existing | Food Preparation | Natural Gas | Conveyor Oven | E7 | TRC BC Ratio | 0 | 0 | 0 | 0 | 0 | 0 | 0 | 0 | 0 | 0 | 0 | 0 | 0 | 0 | 0 | 0 | 0 | 0 | 0 | 0 | 0 | 0 | 0 | 0 | 0 | 0 | 0 | 0 | 0 | 0
F2_Commercial_Lodging_Existing_Food Preparation_Natural Gas_Conveyor Oven_E8 | F2 | Commercial | Lodging | Existing | Food Preparation | Natural Gas | Conveyor Oven | E8 | TRC BC Ratio | 0 | 0 | 0 | 0 | 0 | 0 | 0 | 0 | 0 | 0 | 0 | 0 | 0 | 0 | 0 | 0 | 0 | 0 | 0 | 0 | 0 | 0 | 0 | 0 | 0 | 0 | 0 | 0 | 0 | 0
F2_Commercial_Lodging_Existing_Food Preparation_Natural Gas_Conveyor Oven_E9 | F2 | Commercial | Lodging | Existing | Food Preparation | Natural Gas | Conveyor Oven | E9 | TRC BC Ratio | 0 | 0 | 0 | 0 | 0 | 0 | 0 | 0 | 0 | 0 | 0 | 0 | 0 | 0 | 0 | 0 | 0 | 0 | 0 | 0 | 0 | 0 | 0 | 0 | 0 | 0 | 0 | 0 | 0 | 0
F2_Commercial_Lodging_Existing_Food Preparation_Natural Gas_Conveyor Oven_E10 | F2 | Commercial | Lodging | Existing | Food Preparation | Natural Gas | Conveyor Oven | E10 | TRC BC Ratio | 0 | 0 | 0 | 0 | 0 | 0 | 0 | 0 | 0 | 0 | 0 | 0 | 0 | 0 | 0 | 0 | 0 | 0 | 0 | 0 | 0 | 0 | 0 | 0 | 0 | 0 | 0 | 0 | 0 | 0
F3_Commercial_Lodging_Existing_Food Preparation_Natural Gas_Conveyor Oven_E1 | F3 | Commercial | Lodging | Existing | Food Preparation | Natural Gas | Conveyor Oven | E1 | PACT BC Ratio | 0.9 | 0.9 | 0.9 | 0.9 | 0.9 | 0.9 | 0.9 | 0.9 | 0.9 | 0.9 | 0.9 | 0.9 | 0.9 | 0.9 | 0.9 | 0.9 | 0.9 | 0.9 | 0.9 | 0.9 | 0.9 | 0.9 | 0 | 0 | 0 | 0 | 0 | 0 | 0 | 0
F3_Commercial_Lodging_Existing_Food Preparation_Natural Gas_Conveyor Oven_E2 | F3 | Commercial | Lodging | Existing | Food Preparation | Natural Gas | Conveyor Oven | E2 | PACT BC Ratio | 6.4385 | 6.5104 | 6.5921 | 6.7074 | 6.8464 | 7.002 | 7.1438 | 7.2678 | 7.3831 | 7.4995 | 7.621 | 7.745 | 7.8692 | 7.9997 | 8.1271 | 8.2575 | 8.3949 | 8.5337 | 8.6743 | 8.8161 | 8.9578 | 9.0991 | 0 | 0 | 0 | 0 | 0 | 0 | 0 | 0
F3_Commercial_Lodging_Existing_Food Preparation_Natural Gas_Conveyor Oven_E3 | F3 | Commercial | Lodging | Existing | Food Preparation | Natural Gas | Conveyor Oven | E3 | PACT BC Ratio | 0 | 0 | 0 | 0 | 0 | 0 | 0 | 0 | 0 | 0 | 0 | 0 | 0 | 0 | 0 | 0 | 0 | 0 | 0 | 0 | 0 | 0 | 0 | 0 | 0 | 0 | 0 | 0 | 0 | 0
F3_Commercial_Lodging_Existing_Food Preparation_Natural Gas_Conveyor Oven_E4 | F3 | Commercial | Lodging | Existing | Food Preparation | Natural Gas | Conveyor Oven | E4 | PACT BC Ratio | 0 | 0 | 0 | 0 | 0 | 0 | 0 | 0 | 0 | 0 | 0 | 0 | 0 | 0 | 0 | 0 | 0 | 0 | 0 | 0 | 0 | 0 | 0 | 0 | 0 | 0 | 0 | 0 | 0 | 0
F3_Commercial_Lodging_Existing_Food Preparation_Natural Gas_Conveyor Oven_E5 | F3 | Commercial | Lodging | Existing | Food Preparation | Natural Gas | Conveyor Oven | E5 | PACT BC Ratio | 0 | 0 | 0 | 0 | 0 | 0 | 0 | 0 | 0 | 0 | 0 | 0 | 0 | 0 | 0 | 0 | 0 | 0 | 0 | 0 | 0 | 0 | 0 | 0 | 0 | 0 | 0 | 0 | 0 | 0
F3_Commercial_Lodging_Existing_Food Preparation_Natural Gas_Conveyor Oven_E6 | F3 | Commercial | Lodging | Existing | Food Preparation | Natural Gas | Conveyor Oven | E6 | PACT BC Ratio | 0 | 0 | 0 | 0 | 0 | 0 | 0 | 0 | 0 | 0 | 0 | 0 | 0 | 0 | 0 | 0 | 0 | 0 | 0 | 0 | 0 | 0 | 0 | 0 | 0 | 0 | 0 | 0 | 0 | 0
F3_Commercial_Lodging_Existing_Food Preparation_Natural Gas_Conveyor Oven_E7 | F3 | Commercial | Lodging | Existing | Food Preparation | Natural Gas | Conveyor Oven | E7 | PACT BC Ratio | 0 | 0 | 0 | 0 | 0 | 0 | 0 | 0 | 0 | 0 | 0 | 0 | 0 | 0 | 0 | 0 | 0 | 0 | 0 | 0 | 0 | 0 | 0 | 0 | 0 | 0 | 0 | 0 | 0 | 0
F3_Commercial_Lodging_Existing_Food Preparation_Natural Gas_Conveyor Oven_E8 | F3 | Commercial | Lodging | Existing | Food Preparation | Natural Gas | Conveyor Oven | E8 | PACT BC Ratio | 0 | 0 | 0 | 0 | 0 | 0 | 0 | 0 | 0 | 0 | 0 | 0 | 0 | 0 | 0 | 0 | 0 | 0 | 0 | 0 | 0 | 0 | 0 | 0 | 0 | 0 | 0 | 0 | 0 | 0
F3_Commercial_Lodging_Existing_Food Preparation_Natural Gas_Conveyor Oven_E9 | F3 | Commercial | Lodging | Existing | Food Preparation | Natural Gas | Conveyor Oven | E9 | PACT BC Ratio | 0 | 0 | 0 | 0 | 0 | 0 | 0 | 0 | 0 | 0 | 0 | 0 | 0 | 0 | 0 | 0 | 0 | 0 | 0 | 0 | 0 | 0 | 0 | 0 | 0 | 0 | 0 | 0 | 0 | 0