Commercial_Miscellaneous (WA)_Existing_Space Heating_Natural Gas_Boiler_E2_Baseline Forecast | Commercial | Miscellaneous (WA) | Existing | Space Heating | Natural Gas | Boiler | E2 | AFUE 85% | Baseline Forecast | 0 | 0 | 0 | 0 | 0 | 0 | 0 | 0 | 0 | 0 | 0 | 0 | 0 | 0 | 0 | 0 | 0 | 0 | 0 | 0 | 0 | 0 | 0 | 0 | 0 | 0 | 0
Commercial_Miscellaneous (WA)_Existing_Space Heating_Natural Gas_Boiler_E3_Baseline Forecast | Commercial | Miscellaneous (WA) | Existing | Space Heating | Natural Gas | Boiler | E3 | AFUE 97% | Baseline Forecast | 0 | 21967.8701 | 23586.4267 | 25831.575 | 26861.2394 | 28511.55 | 29059.4429 | 30385.0432 | 30549.2769 | 31624.048 | 31482.5574 | 32365.5822 | 31980.1062 | 32718.7611 | 32138.0118 | 32443.3353 | 31702.0789 | 32246.3709 | 32768.9854 | 31520.4193 | 31632.2895 | 32038.7796 | 30727.3142 | 30415.9783 | 30086.7277 | 29742.3528 | 29385.3313
Commercial_Miscellaneous (WA)_Existing_Space Heating_Natural Gas_Boiler_E4_Baseline Forecast | Commercial | Miscellaneous (WA) | Existing | Space Heating | Natural Gas | Boiler | E4 | Convert to NG Air Source Heat Pump | Baseline Forecast | 0 | 0 | 0 | 0 | 0 | 0 | 0 | 0 | 0 | 0 | 0 | 0 | 0 | 0 | 0 | 0 | 0 | 0 | 0 | 0 | 0 | 0 | 0 | 0 | 0 | 0 | 0
Commercial_Miscellaneous (WA)_Existing_Space Heating_Natural Gas_Boiler_E5_Baseline Forecast | Commercial | Miscellaneous (WA) | Existing | Space Heating | Natural Gas | Boiler | E5 |  | Baseline Forecast | 0 | 0 | 0 | 0 | 0 | 0 | 0 | 0 | 0 | 0 | 0 | 0 | 0 | 0 | 0 | 0 | 0 | 0 | 0 | 0 | 0 | 0 | 0 | 0 | 0 | 0 | 0
Commercial_Miscellaneous (WA)_Existing_Space Heating_Natural Gas_Boiler_E6_Baseline Forecast | Commercial | Miscellaneous (WA) | Existing | Space Heating | Natural Gas | Boiler | E6 |  | Baseline Forecast | 0 | 0 | 0 | 0 | 0 | 0 | 0 | 0 | 0 | 0 | 0 | 0 | 0 | 0 | 0 | 0 | 0 | 0 | 0 | 0 | 0 | 0 | 0 | 0 | 0 | 0 | 0
Commercial_Miscellaneous (WA)_Existing_Space Heating_Natural Gas_Boiler_E7_Baseline Forecast | Commercial | Miscellaneous (WA) | Existing | Space Heating | Natural Gas | Boiler | E7 |  | Baseline Forecast | 0 | 0 | 0 | 0 | 0 | 0 | 0 | 0 | 0 | 0 | 0 | 0 | 0 | 0 | 0 | 0 | 0 | 0 | 0 | 0 | 0 | 0 | 0 | 0 | 0 | 0 | 0
Commercial_Miscellaneous (WA)_Existing_Space Heating_Natural Gas_Boiler_E8_Baseline Forecast | Commercial | Miscellaneous (WA) | Existing | Space Heating | Natural Gas | Boiler | E8 |  | Baseline Forecast | 0 | 0 | 0 | 0 | 0 | 0 | 0 | 0 | 0 | 0 | 0 | 0 | 0 | 0 | 0 | 0 | 0 | 0 | 0 | 0 | 0 | 0 | 0 | 0 | 0 | 0 | 0
Commercial_Miscellaneous (WA)_Existing_Space Heating_Natural Gas_Boiler_E9_Baseline Forecast | Commercial | Miscellaneous (WA) | Existing | Space Heating | Natural Gas | Boiler | E9 |  | Baseline Forecast | 0 | 0 | 0 | 0 | 0 | 0 | 0 | 0 | 0 | 0 | 0 | 0 | 0 | 0 | 0 | 0 | 0 | 0 | 0 | 0 | 0 | 0 | 0 | 0 | 0 | 0 | 0
Commercial_Miscellaneous (WA)_Existing_Space Heating_Natural Gas_Boiler_E10_Baseline Forecast | Commercial | Miscellaneous (WA) | Existing | Space Heating | Natural Gas | Boiler | E10 |  | Baseline Forecast | 0 | 0 | 0 | 0 | 0 | 0 | 0 | 0 | 0 | 0 | 0 | 0 | 0 | 0 | 0 | 0 | 0 | 0 | 0 | 0 | 0 | 0 | 0 | 0 | 0 | 0 | 0
Commercial_Miscellaneous (WA)_Existing_Space Heating_Natural Gas_Unit Heater_E1_Baseline Forecast | Commercial | Miscellaneous (WA) | Existing | Space Heating | Natural Gas | Unit Heater | E1 | Standard | Baseline Forecast | 0 | 80.2588 | 229.4547 | 437.5441 | 695.624 | 995.8085 | 1331.119 | 1695.3858 | 2083.1607 | 2489.6382 | 2841.9557 | 3146.0727 | 3407.31 | 3630.4185 | 3819.6392 | 3978.7584 | 4111.1556 | 3678.5 | 3302.2268 | 2980.38 | 2710.5995 | 2490.2337 | 2316.4335 | 2186.2288 | 2096.5909 | 2044.4835 | 2022.1786
Commercial_Miscellaneous (WA)_Existing_Space Heating_Natural Gas_Unit Heater_E2_Baseline Forecast | Commercial | Miscellaneous (WA) | Existing | Space Heating | Natural Gas | Unit Heater | E2 | Condensing | Baseline Forecast | 0 | 0 | 0 | 0 | 0 | 0 | 0 | 0 | 0 | 0 | 0 | 0 | 0 | 0 | 0 | 0 | 0 | 0 | 0 | 0 | 0 | 0 | 0 | 0 | 0 | 0 | 0
Commercial_Miscellaneous (WA)_Existing_Space Heating_Natural Gas_Unit Heater_E3_Baseline Forecast | Commercial | Miscellaneous (WA) | Existing | Space Heating | Natural Gas | Unit Heater | E3 | Infrared Radiant | Baseline Forecast | 0 | 0 | 0 | 0 | 0 | 0 | 0 | 0 | 0 | 0 | 0 | 0 | 0 | 0 | 0 | 0 | 0 | 0 | 0 | 0 | 0 | 0 | 0 | 0 | 0 | 0 | 0
Commercial_Miscellaneous (WA)_Existing_Space Heating_Natural Gas_Unit Heater_E4_Baseline Forecast | Commercial | Miscellaneous (WA) | Existing | Space Heating | Natural Gas | Unit Heater | E4 |  | Baseline Forecast | 0 | 0 | 0 | 0 | 0 | 0 | 0 | 0 | 0 | 0 | 0 | 0 | 0 | 0 | 0 | 0 | 0 | 0 | 0 | 0 | 0 | 0 | 0 | 0 | 0 | 0 | 0
Commercial_Miscellaneous (WA)_Existing_Space Heating_Natural Gas_Unit Heater_E5_Baseline Forecast | Commercial | Miscellaneous (WA) | Existing | Space Heating | Natural Gas | Unit Heater | E5 |  | Baseline Forecast | 0 | 0 | 0 | 0 | 0 | 0 | 0 | 0 | 0 | 0 | 0 | 0 | 0 | 0 | 0 | 0 | 0 | 0 | 0 | 0 | 0 | 0 | 0 | 0 | 0 | 0 | 0
Commercial_Miscellaneous (WA)_Existing_Space Heating_Natural Gas_Unit Heater_E6_Baseline Forecast | Commercial | Miscellaneous (WA) | Existing | Space Heating | Natural Gas | Unit Heater | E6 |  | Baseline Forecast | 0 | 0 | 0 | 0 | 0 | 0 | 0 | 0 | 0 | 0 | 0 | 0 | 0 | 0 | 0 | 0 | 0 | 0 | 0 | 0 | 0 | 0 | 0 | 0 | 0 | 0 | 0
Commercial_Miscellaneous (WA)_Existing_Space Heating_Natural Gas_Unit Heater_E7_Baseline Forecast | Commercial | Miscellaneous (WA) | Existing | Space Heating | Natural Gas | Unit Heater | E7 |  | Baseline Forecast | 0 | 0 | 0 | 0 | 0 | 0 | 0 | 0 | 0 | 0 | 0 | 0 | 0 | 0 | 0 | 0 | 0 | 0 | 0 | 0 | 0 | 0 | 0 | 0 | 0 | 0 | 0
Commercial_Miscellaneous (WA)_Existing_Space Heating_Natural Gas_Unit Heater_E8_Baseline Forecast | Commercial | Miscellaneous (WA) | Existing | Space Heating | Natural Gas | Unit Heater | E8 |  | Baseline Forecast | 0 | 0 | 0 | 0 | 0 | 0 | 0 | 0 | 0 | 0 | 0 | 0 | 0 | 0 | 0 | 0 | 0 | 0 | 0 | 0 | 0 | 0 | 0 | 0 | 0 | 0 | 0
Commercial_Miscellaneous (WA)_Existing_Space Heating_Natural Gas_Unit Heater_E9_Baseline Forecast | Commercial | Miscellaneous (WA) | Existing | Space Heating | Natural Gas | Unit Heater | E9 |  | Baseline Forecast | 0 | 0 | 0 | 0 | 0 | 0 | 0 | 0 | 0 | 0 | 0 | 0 | 0 | 0 | 0 | 0 | 0 | 0 | 0 | 0 | 0 | 0 | 0 | 0 | 0 | 0 | 0
Commercial_Miscellaneous (WA)_Existing_Space Heating_Natural Gas_Unit Heater_E10_Baseline Forecast | Commercial | Miscellaneous (WA) | Existing | Space Heating | Natural Gas | Unit Heater | E10 |  | Baseline Forecast | 0 | 0 | 0 | 0 | 0 | 0 | 0 | 0 | 0 | 0 | 0 | 0 | 0 | 0 | 0 | 0 | 0 | 0 | 0 | 0 | 0 | 0 | 0 | 0 | 0 | 0 | 0
Commercial_Miscellaneous (WA)_Existing_Water Heating_Natural Gas_Water Heater_E1_Baseline Forecast | Commercial | Miscellaneous (WA) | Existing | Water Heating | Natural Gas | Water Heater | E1 | TE 0.80 | Baseline Forecast | 0 | 240488.7496 | 262125.1982 | 280640.5939 | 296381.6394 | 309657.8423 | 320745.4843 | 329891.1656 | 337314.9735 | 343213.3116 | 347761.428 | 351115.6741 | 331748.5212 | 316070.0381 | 303452.7471 | 293362.0795 | 285343.6802 | 279012.3638 | 274042.514 | 270159.7437 | 267133.6567 | 264771.5708 | 262913.0792 | 312063.8978 | 308136.9925 | 303084.1019 | 297278.5893
Commercial_Miscellaneous (WA)_Existing_Water Heating_Natural Gas_Water Heater_E2_Baseline Forecast | Commercial | Miscellaneous (WA) | Existing | Water Heating | Natural Gas | Water Heater | E2 | TE 0.90 | Baseline Forecast | 0 | 0 | 0 | 0 | 0 | 0 | 0 | 0 | 0 | 0 | 0 | 0 | 0 | 0 | 0 | 0 | 0 | 0 | 0 | 0 | 0 | 0 | 0 | 0 | 0 | 0 | 0
Commercial_Miscellaneous (WA)_Existing_Water Heating_Natural Gas_Water Heater_E3_Baseline Forecast | Commercial | Miscellaneous (WA) | Existing | Water Heating | Natural Gas | Water Heater | E3 | TE 0.94 | Baseline Forecast | 0 | 271189.441 | 295587.9895 | 316467.0527 | 334217.5933 | 349188.6307 | 361691.7163 | 372004.9315 | 380376.4595 | 387027.7769 | 392156.5039 | 395938.9516 | 374099.3963 | 356419.4047 | 342191.3957 | 330812.5577 | 321770.5329 | 314630.9634 | 309026.6647 | 304648.2216 | 301235.8257 | 298572.1969 | 296476.451 | 351901.8422 | 347473.6298 | 341775.6894 | 335229.0475
Commercial_Miscellaneous (WA)_Existing_Water Heating_Natural Gas_Water Heater_E4_Baseline Forecast | Commercial | Miscellaneous (WA) | Existing | Water Heating | Natural Gas | Water Heater | E4 | Instantaneous TE 0.94 | Baseline Forecast | 0 | 0 | 0 | 0 | 0 | 0 | 0 | 0 | 0 | 0 | 0 | 0 | 0 | 0 | 0 | 0 | 0 | 0 | 0 | 0 | 0 | 0 | 0 | 0 | 0 | 0 | 0
Commercial_Miscellaneous (WA)_Existing_Water Heating_Natural Gas_Water Heater_E5_Baseline Forecast | Commercial | Miscellaneous (WA) | Existing | Water Heating | Natural Gas | Water Heater | E5 | Gas-Fired Absorption HPWH | Baseline Forecast | 0 | 0 | 0 | 0 | 0 | 0 | 0 | 0 | 0 | 0 | 0 | 0 | 0 | 0 | 0 | 0 | 0 | 0 | 0 | 0 | 0 | 0 | 0 | 0 | 0 | 0 | 0
Commercial_Miscellaneous (WA)_Existing_Water Heating_Natural Gas_Water Heater_E6_Baseline Forecast | Commercial | Miscellaneous (WA) | Existing | Water Heating | Natural Gas | Water Heater | E6 |  | Baseline Forecast | 0 | 0 | 0 | 0 | 0 | 0 | 0 | 0 | 0 | 0 | 0 | 0 | 0 | 0 | 0 | 0 | 0 | 0 | 0 | 0 | 0 | 0 | 0 | 0 | 0 | 0 | 0
Commercial_Miscellaneous (WA)_Existing_Water Heating_Natural Gas_Water Heater_E7_Baseline Forecast | Commercial | Miscellaneous (WA) | Existing | Water Heating | Natural Gas | Water Heater | E7 |  | Baseline Forecast | 0 | 0 | 0 | 0 | 0 | 0 | 0 | 0 | 0 | 0 | 0 | 0 | 0 | 0 | 0 | 0 | 0 | 0 | 0 | 0 | 0 | 0 | 0 | 0 | 0 | 0 | 0
Commercial_Miscellaneous (WA)_Existing_Water Heating_Natural Gas_Water Heater_E8_Baseline Forecast | Commercial | Miscellaneous (WA) | Existing | Water Heating | Natural Gas | Water Heater | E8 |  | Baseline Forecast | 0 | 0 | 0 | 0 | 0 | 0 | 0 | 0 | 0 | 0 | 0 | 0 | 0 | 0 | 0 | 0 | 0 | 0 | 0 | 0 | 0 | 0 | 0 | 0 | 0 | 0 | 0
Commercial_Miscellaneous (WA)_Existing_Water Heating_Natural Gas_Water Heater_E9_Baseline Forecast | Commercial | Miscellaneous (WA) | Existing | Water Heating | Natural Gas | Water Heater | E9 |  | Baseline Forecast | 0 | 0 | 0 | 0 | 0 | 0 | 0 | 0 | 0 | 0 | 0 | 0 | 0 | 0 | 0 | 0 | 0 | 0 | 0 | 0 | 0 | 0 | 0 | 0 | 0 | 0 | 0
Commercial_Miscellaneous (WA)_Existing_Water Heating_Natural Gas_Water Heater_E10_Baseline Forecast | Commercial | Miscellaneous (WA) | Existing | Water Heating | Natural Gas | Water Heater | E10 |  | Baseline Forecast | 0 | 0 | 0 | 0 | 0 | 0 | 0 | 0 | 0 | 0 | 0 | 0 | 0 | 0 | 0 | 0 | 0 | 0 | 0 | 0 | 0 | 0 | 0 | 0 | 0 | 0 | 0
Commercial_Miscellaneous (WA)_Existing_Food Preparation_Natural Gas_Oven_E1_Baseline Forecast | Commercial | Miscellaneous (WA) | Existing | Food Preparation | Natural Gas | Oven | E1 | Standard | Baseline Forecast | 0 | 108356.1001 | 138434.2589 | 161163.9157 | 178131.9572 | 190585.7316 | 199505.6446 | 205662.2344 | 209661.0442 | 211977.902 | 185189.7558 | 169272.7547 | 160645.9679 | 156765.4356 | 155844.4026 | 178912.1474 | 182399.4516 | 184421.5824 | 185304.1908 | 180549.213 | 173406.602 | 165779.4232 | 158697.6317 | 152640.9006 | 145851.495 | 143249.0521 | 142990.5131
Commercial_Miscellaneous (WA)_Existing_Food Preparation_Natural Gas_Oven_E2_Baseline Forecast | Commercial | Miscellaneous (WA) | Existing | Food Preparation | Natural Gas | Oven | E2 | ENERGY STAR (>42% Baking Efficiency) | Baseline Forecast | 0 | 155927.0709 | 199210.275 | 231918.8056 | 256336.2311 | 274257.5162 | 287093.4886 | 295952.9714 | 301707.3563 | 305041.3712 | 266492.5754 | 243587.6225 | 231173.4661 | 225589.2854 | 224263.8965 | 257458.9438 | 262477.2597 | 265387.1552 | 266657.2502 | 259814.7211 | 249536.3297 | 238560.6334 | 228369.7627 | 219653.979 | 209883.8587 | 206138.8798 | 205766.8359
Commercial_Miscellaneous (WA)_Existing_Food Preparation_Natural Gas_Oven_E3_Baseline Forecast | Commercial | Miscellaneous (WA) | Existing | Food Preparation | Natural Gas | Oven | E3 |  | Baseline Forecast | 0 | 0 | 0 | 0 | 0 | 0 | 0 | 0 | 0 | 0 | 0 | 0 | 0 | 0 | 0 | 0 | 0 | 0 | 0 | 0 | 0 | 0 | 0 | 0 | 0 | 0 | 0
Commercial_Miscellaneous (WA)_Existing_Food Preparation_Natural Gas_Oven_E4_Baseline Forecast | Commercial | Miscellaneous (WA) | Existing | Food Preparation | Natural Gas | Oven | E4 |  | Baseline Forecast | 0 | 0 | 0 | 0 | 0 | 0 | 0 | 0 | 0 | 0 | 0 | 0 | 0 | 0 | 0 | 0 | 0 | 0 | 0 | 0 | 0 | 0 | 0 | 0 | 0 | 0 | 0
Commercial_Miscellaneous (WA)_Existing_Food Preparation_Natural Gas_Oven_E5_Baseline Forecast | Commercial | Miscellaneous (WA) | Existing | Food Preparation | Natural Gas | Oven | E5 |  | Baseline Forecast | 0 | 0 | 0 | 0 | 0 | 0 | 0 | 0 | 0 | 0 | 0 | 0 | 0 | 0 | 0 | 0 | 0 | 0 | 0 | 0 | 0 | 0 | 0 | 0 | 0 | 0 | 0
Commercial_Miscellaneous (WA)_Existing_Food Preparation_Natural Gas_Oven_E6_Baseline Forecast | Commercial | Miscellaneous (WA) | Existing | Food Preparation | Natural Gas | Oven | E6 |  | Baseline Forecast | 0 | 0 | 0 | 0 | 0 | 0 | 0 | 0 | 0 | 0 | 0 | 0 | 0 | 0 | 0 | 0 | 0 | 0 | 0 | 0 | 0 | 0 | 0 | 0 | 0 | 0 | 0
Commercial_Miscellaneous (WA)_Existing_Food Preparation_Natural Gas_Oven_E7_Baseline Forecast | Commercial | Miscellaneous (WA) | Existing | Food Preparation | Natural Gas | Oven | E7 |  | Baseline Forecast | 0 | 0 | 0 | 0 | 0 | 0 | 0 | 0 | 0 | 0 | 0 | 0 | 0 | 0 | 0 | 0 | 0 | 0 | 0 | 0 | 0 | 0 | 0 | 0 | 0 | 0 | 0
Commercial_Miscellaneous (WA)_Existing_Food Preparation_Natural Gas_Oven_E8_Baseline Forecast | Commercial | Miscellaneous (WA) | Existing | Food Preparation | Natural Gas | Oven | E8 |  | Baseline Forecast | 0 | 0 | 0 | 0 | 0 | 0 | 0 | 0 | 0 | 0 | 0 | 0 | 0 | 0 | 0 | 0 | 0 | 0 | 0 | 0 | 0 | 0 | 0 | 0 | 0 | 0 | 0
Commercial_Miscellaneous (WA)_Existing_Food Preparation_Natural Gas_Oven_E9_Baseline Forecast | Commercial | Miscellaneous (WA) | Existing | Food Preparation | Natural Gas | Oven | E9 |  | Baseline Forecast | 0 | 0 | 0 | 0 | 0 | 0 | 0 | 0 | 0 | 0 | 0 | 0 | 0 | 0 | 0 | 0 | 0 | 0 | 0 | 0 | 0 | 0 | 0 | 0 | 0 | 0 | 0
Commercial_Miscellaneous (WA)_Existing_Food Preparation_Natural Gas_Oven_E10_Baseline Forecast | Commercial | Miscellaneous (WA) | Existing | Food Preparation | Natural Gas | Oven | E10 |  | Baseline Forecast | 0 | 0 | 0 | 0 | 0 | 0 | 0 | 0 | 0 | 0 | 0 | 0 | 0 | 0 | 0 | 0 | 0 | 0 | 0 | 0 | 0 | 0 | 0 | 0 | 0 | 0 | 0
Commercial_Miscellaneous (WA)_Existing_Food Preparation_Natural Gas_Conveyor Oven_E1_Baseline Forecast | Commercial | Miscellaneous (WA) | Existing | Food Preparation | Natural Gas | Conveyor Oven | E1 | Standard | Baseline Forecast | 0 | 0 | 0 | 0 | 0 | 5053.7158 | 13906.4319 | 25576.1888 | 39295.3669 | 54464.76 | 65984.6541 | 74642.2935 | 81056.4944 | 85713.6556 | 88996.0707 | 91204.1866 | 92574.1042 | 72782.3992 | 57222.0242 | 44988.35 | 35370.1511 | 28573.4843 | 24570.3656 | 23190.1066 | 24182.2789 | 27259.2628 | 32342.2016
Commercial_Miscellaneous (WA)_Existing_Food Preparation_Natural Gas_Conveyor Oven_E2_Baseline Forecast | Commercial | Miscellaneous (WA) | Existing | Food Preparation | Natural Gas | Conveyor Oven | E2 | ENERGY STAR (>42% Baking Efficiency) | Baseline Forecast | 0 | 0 | 0 | 0 | 0 | 7272.4203 | 20011.6946 | 36804.7595 | 56546.9914 | 78376.1181 | 94953.5266 | 107412.0808 | 116642.2724 | 123344.041 | 128067.5163 | 131245.049 | 133216.3939 | 104735.6476 | 82343.8884 | 64739.333 | 50898.5101 | 41117.9408 | 35357.3553 | 33371.129 | 34798.8891 | 39226.7441 | 46541.2169
Commercial_Miscellaneous (WA)_Existing_Food Preparation_Natural Gas_Conveyor Oven_E3_Baseline Forecast | Commercial | Miscellaneous (WA) | Existing | Food Preparation | Natural Gas | Conveyor Oven | E3 |  | Baseline Forecast | 0 | 0 | 0 | 0 | 0 | 0 | 0 | 0 | 0 | 0 | 0 | 0 | 0 | 0 | 0 | 0 | 0 | 0 | 0 | 0 | 0 | 0 | 0 | 0 | 0 | 0 | 0
Commercial_Miscellaneous (WA)_Existing_Food Preparation_Natural Gas_Conveyor Oven_E4_Baseline Forecast | Commercial | Miscellaneous (WA) | Existing | Food Preparation | Natural Gas | Conveyor Oven | E4 |  | Baseline Forecast | 0 | 0 | 0 | 0 | 0 | 0 | 0 | 0 | 0 | 0 | 0 | 0 | 0 | 0 | 0 | 0 | 0 | 0 | 0 | 0 | 0 | 0 | 0 | 0 | 0 | 0 | 0
Commercial_Miscellaneous (WA)_Existing_Food Preparation_Natural Gas_Conveyor Oven_E5_Baseline Forecast | Commercial | Miscellaneous (WA) | Existing | Food Preparation | Natural Gas | Conveyor Oven | E5 |  | Baseline Forecast | 0 | 0 | 0 | 0 | 0 | 0 | 0 | 0 | 0 | 0 | 0 | 0 | 0 | 0 | 0 | 0 | 0 | 0 | 0 | 0 | 0 | 0 | 0 | 0 | 0 | 0 | 0
Commercial_Miscellaneous (WA)_Existing_Food Preparation_Natural Gas_Conveyor Oven_E6_Baseline Forecast | Commercial | Miscellaneous (WA) | Existing | Food Preparation | Natural Gas | Conveyor Oven | E6 |  | Baseline Forecast | 0 | 0 | 0 | 0 | 0 | 0 | 0 | 0 | 0 | 0 | 0 | 0 | 0 | 0 | 0 | 0 | 0 | 0 | 0 | 0 | 0 | 0 | 0 | 0 | 0 | 0 | 0
Commercial_Miscellaneous (WA)_Existing_Food Preparation_Natural Gas_Conveyor Oven_E7_Baseline Forecast | Commercial | Miscellaneous (WA) | Existing | Food Preparation | Natural Gas | Conveyor Oven | E7 |  | Baseline Forecast | 0 | 0 | 0 | 0 | 0 | 0 | 0 | 0 | 0 | 0 | 0 | 0 | 0 | 0 | 0 | 0 | 0 | 0 | 0 | 0 | 0 | 0 | 0 | 0 | 0 | 0 | 0
Commercial_Miscellaneous (WA)_Existing_Food Preparation_Natural Gas_Conveyor Oven_E8_Baseline Forecast | Commercial | Miscellaneous (WA) | Existing | Food Preparation | Natural Gas | Conveyor Oven | E8 |  | Baseline Forecast | 0 | 0 | 0 | 0 | 0 | 0 | 0 | 0 | 0 | 0 | 0 | 0 | 0 | 0 | 0 | 0 | 0 | 0 | 0 | 0 | 0 | 0 | 0 | 0 | 0 | 0 | 0
Commercial_Miscellaneous (WA)_Existing_Food Preparation_Natural Gas_Conveyor Oven_E9_Baseline Forecast | Commercial | Miscellaneous (WA) | Existing | Food Preparation | Natural Gas | Conveyor Oven | E9 |  | Baseline Forecast | 0 | 0 | 0 | 0 | 0 | 0 | 0 | 0 | 0 | 0 | 0 | 0 | 0 | 0 | 0 | 0 | 0 | 0 | 0 | 0 | 0 | 0 | 0 | 0 | 0 | 0 | 0
Commercial_Miscellaneous (WA)_Existing_Food Preparation_Natural Gas_Conveyor Oven_E10_Baseline Forecast | Commercial | Miscellaneous (WA) | Existing | Food Preparation | Natural Gas | Conveyor Oven | E10 |  | Baseline Forecast | 0 | 0 | 0 | 0 | 0 | 0 | 0 | 0 | 0 | 0 | 0 | 0 | 0 | 0 | 0 | 0 | 0 | 0 | 0 | 0 | 0 | 0 | 0 | 0 | 0 | 0 | 0
Commercial_Miscellaneous (WA)_Existing_Food Preparation_Natural Gas_Double Rack Oven_E1_Baseline Forecast | Commercial | Miscellaneous (WA) | Existing | Food Preparation | Natural Gas | Double Rack Oven | E1 | Standard | Baseline Forecast | 0 | 30098.9167 | 41083.2915 | 50423.8375 | 58332.7918 | 64995.4809 | 70573.7248 | 75208.8103 | 79024.0885 | 82127.2435 | 74603.1026 | 69073.9392 | 65131.331 | 62438.6604 | 60719.479 | 59747.6664 | 59339.1163 | 59344.7197 | 59644.4522 | 65968.8968 | 66781.116 | 66788.5424 | 66253.0989 | 65372.0905 | 64291.8177 | 63118.5955 | 61927.6397
Commercial_Miscellaneous (WA)_Existing_Food Preparation_Natural Gas_Double Rack Oven_E2_Baseline Forecast | Commercial | Miscellaneous (WA) | Existing | Food Preparation | Natural Gas | Double Rack Oven | E2 | FTSC Qualified (>50% Cooking Efficiency) | Baseline Forecast | 0 | 43313.0752 | 59119.8584 | 72561.132 | 83942.3101 | 93530.0822 | 101557.3113 | 108227.3124 | 113717.5908 | 118183.1065 | 107355.6843 | 99399.0833 | 93725.5739 | 89850.7552 | 87376.8112 | 85978.3492 | 85390.4356 | 85398.4991 | 85829.8215 | 94930.8514 | 96099.6548 | 96110.3415 | 95339.8253 | 94072.0327 | 92517.4937 | 90829.1985 | 89115.384
Commercial_Miscellaneous (WA)_Existing_Food Preparation_Natural Gas_Double Rack Oven_E3_Baseline Forecast | Commercial | Miscellaneous (WA) | Existing | Food Preparation | Natural Gas | Double Rack Oven | E3 |  | Baseline Forecast | 0 | 0 | 0 | 0 | 0 | 0 | 0 | 0 | 0 | 0 | 0 | 0 | 0 | 0 | 0 | 0 | 0 | 0 | 0 | 0 | 0 | 0 | 0 | 0 | 0 | 0 | 0
Commercial_Miscellaneous (WA)_Existing_Food Preparation_Natural Gas_Double Rack Oven_E4_Baseline Forecast | Commercial | Miscellaneous (WA) | Existing | Food Preparation | Natural Gas | Double Rack Oven | E4 |  | Baseline Forecast | 0 | 0 | 0 | 0 | 0 | 0 | 0 | 0 | 0 | 0 | 0 | 0 | 0 | 0 | 0 | 0 | 0 | 0 | 0 | 0 | 0 | 0 | 0 | 0 | 0 | 0 | 0
Commercial_Miscellaneous (WA)_Existing_Food Preparation_Natural Gas_Double Rack Oven_E5_Baseline Forecast | Commercial | Miscellaneous (WA) | Existing | Food Preparation | Natural Gas | Double Rack Oven | E5 |  | Baseline Forecast | 0 | 0 | 0 | 0 | 0 | 0 | 0 | 0 | 0 | 0 | 0 | 0 | 0 | 0 | 0 | 0 | 0 | 0 | 0 | 0 | 0 | 0 | 0 | 0 | 0 | 0 | 0
Commercial_Miscellaneous (WA)_Existing_Food Preparation_Natural Gas_Double Rack Oven_E6_Baseline Forecast | Commercial | Miscellaneous (WA) | Existing | Food Preparation | Natural Gas | Double Rack Oven | E6 |  | Baseline Forecast | 0 | 0 | 0 | 0 | 0 | 0 | 0 | 0 | 0 | 0 | 0 | 0 | 0 | 0 | 0 | 0 | 0 | 0 | 0 | 0 | 0 | 0 | 0 | 0 | 0 | 0 | 0
Commercial_Miscellaneous (WA)_Existing_Food Preparation_Natural Gas_Double Rack Oven_E7_Baseline Forecast | Commercial | Miscellaneous (WA) | Existing | Food Preparation | Natural Gas | Double Rack Oven | E7 |  | Baseline Forecast | 0 | 0 | 0 | 0 | 0 | 0 | 0 | 0 | 0 | 0 | 0 | 0 | 0 | 0 | 0 | 0 | 0 | 0 | 0 | 0 | 0 | 0 | 0 | 0 | 0 | 0 | 0
Commercial_Miscellaneous (WA)_Existing_Food Preparation_Natural Gas_Double Rack Oven_E8_Baseline Forecast | Commercial | Miscellaneous (WA) | Existing | Food Preparation | Natural Gas | Double Rack Oven | E8 |  | Baseline Forecast | 0 | 0 | 0 | 0 | 0 | 0 | 0 | 0 | 0 | 0 | 0 | 0 | 0 | 0 | 0 | 0 | 0 | 0 | 0 | 0 | 0 | 0 | 0 | 0 | 0 | 0 | 0
Commercial_Miscellaneous (WA)_Existing_Food Preparation_Natural Gas_Double Rack Oven_E9_Baseline Forecast | Commercial | Miscellaneous (WA) | Existing | Food Preparation | Natural Gas | Double Rack Oven | E9 |  | Baseline Forecast | 0 | 0 | 0 | 0 | 0 | 0 | 0 | 0 | 0 | 0 | 0 | 0 | 0 | 0 | 0 | 0 | 0 | 0 | 0 | 0 | 0 | 0 | 0 | 0 | 0 | 0 | 0
Commercial_Miscellaneous (WA)_Existing_Food Preparation_Natural Gas_Double Rack Oven_E10_Baseline Forecast | Commercial | Miscellaneous (WA) | Existing | Food Preparation | Natural Gas | Double Rack Oven | E10 |  | Baseline Forecast | 0 | 0 | 0 | 0 | 0 | 0 | 0 | 0 | 0 | 0 | 0 | 0 | 0 | 0 | 0 | 0 | 0 | 0 | 0 | 0 | 0 | 0 | 0 | 0 | 0 | 0 | 0
Commercial_Miscellaneous (WA)_Existing_Food Preparation_Natural Gas_Fryer_E1_Baseline Forecast | Commercial | Miscellaneous (WA) | Existing | Food Preparation | Natural Gas | Fryer | E1 | Standard | Baseline Forecast | 0 | 12722.3426 | 13866.9546 | 14846.4566 | 15679.1898 | 16381.5279 | 16968.0866 | 17451.9117 | 17844.6462 | 18156.6802 | 18397.2848 | 18574.7312 | 17550.1696 | 16720.746 | 16053.2658 | 15519.449 | 15095.2594 | 14760.3199 | 14497.4048 | 14291.9983 | 14131.9122 | 14006.9531 | 13908.6351 | 16508.8131 | 16301.0718 | 16033.7637 | 15726.6403
Commercial_Miscellaneous (WA)_Existing_Food Preparation_Natural Gas_Fryer_E2_Baseline Forecast | Commercial | Miscellaneous (WA) | Existing | Food Preparation | Natural Gas | Fryer | E2 | ENERGY STAR | Baseline Forecast | 0 | 4470.0123 | 4872.1732 | 5216.3226 | 5508.9045 | 5755.672 | 5961.7602 | 6131.7528 | 6269.7406 | 6379.3741 | 6463.9109 | 6526.2569 | 6166.2758 | 5874.8567 | 5640.3366 | 5452.7794 | 5303.7398 | 5186.0583 | 5093.6828 | 5021.5129 | 4965.2665 | 4921.3619 | 4886.8177 | 5800.3938 | 5727.4036 | 5633.4845 | 5525.5763
Commercial_Miscellaneous (WA)_Existing_Food Preparation_Natural Gas_Fryer_E3_Baseline Forecast | Commercial | Miscellaneous (WA) | Existing | Food Preparation | Natural Gas | Fryer | E3 |  | Baseline Forecast | 0 | 0 | 0 | 0 | 0 | 0 | 0 | 0 | 0 | 0 | 0 | 0 | 0 | 0 | 0 | 0 | 0 | 0 | 0 | 0 | 0 | 0 | 0 | 0 | 0 | 0 | 0
Commercial_Miscellaneous (WA)_Existing_Food Preparation_Natural Gas_Fryer_E4_Baseline Forecast | Commercial | Miscellaneous (WA) | Existing | Food Preparation | Natural Gas | Fryer | E4 |  | Baseline Forecast | 0 | 0 | 0 | 0 | 0 | 0 | 0 | 0 | 0 | 0 | 0 | 0 | 0 | 0 | 0 | 0 | 0 | 0 | 0 | 0 | 0 | 0 | 0 | 0 | 0 | 0 | 0
Commercial_Miscellaneous (WA)_Existing_Food Preparation_Natural Gas_Fryer_E5_Baseline Forecast | Commercial | Miscellaneous (WA) | Existing | Food Preparation | Natural Gas | Fryer | E5 |  | Baseline Forecast | 0 | 0 | 0 | 0 | 0 | 0 | 0 | 0 | 0 | 0 | 0 | 0 | 0 | 0 | 0 | 0 | 0 | 0 | 0 | 0 | 0 | 0 | 0 | 0 | 0 | 0 | 0
Commercial_Miscellaneous (WA)_Existing_Food Preparation_Natural Gas_Fryer_E6_Baseline Forecast | Commercial | Miscellaneous (WA) | Existing | Food Preparation | Natural Gas | Fryer | E6 |  | Baseline Forecast | 0 | 0 | 0 | 0 | 0 | 0 | 0 | 0 | 0 | 0 | 0 | 0 | 0 | 0 | 0 | 0 | 0 | 0 | 0 | 0 | 0 | 0 | 0 | 0 | 0 | 0 | 0
Commercial_Miscellaneous (WA)_Existing_Food Preparation_Natural Gas_Fryer_E7_Baseline Forecast | Commercial | Miscellaneous (WA) | Existing | Food Preparation | Natural Gas | Fryer | E7 |  | Baseline Forecast | 0 | 0 | 0 | 0 | 0 | 0 | 0 | 0 | 0 | 0 | 0 | 0 | 0 | 0 | 0 | 0 | 0 | 0 | 0 | 0 | 0 | 0 | 0 | 0 | 0 | 0 | 0
Commercial_Miscellaneous (WA)_Existing_Food Preparation_Natural Gas_Fryer_E8_Baseline Forecast | Commercial | Miscellaneous (WA) | Existing | Food Preparation | Natural Gas | Fryer | E8 |  | Baseline Forecast | 0 | 0 | 0 | 0 | 0 | 0 | 0 | 0 | 0 | 0 | 0 | 0 | 0 | 0 | 0 | 0 | 0 | 0 | 0 | 0 | 0 | 0 | 0 | 0 | 0 | 0 | 0
Commercial_Miscellaneous (WA)_Existing_Food Preparation_Natural Gas_Fryer_E9_Baseline Forecast | Commercial | Miscellaneous (WA) | Existing | Food Preparation | Natural Gas | Fryer | E9 |  | Baseline Forecast | 0 | 0 | 0 | 0 | 0 | 0 | 0 | 0 | 0 | 0 | 0 | 0 | 0 | 0 | 0 | 0 | 0 | 0 | 0 | 0 | 0 | 0 | 0 | 0 | 0 | 0 | 0
Commercial_Miscellaneous (WA)_Existing_Food Preparation_Natural Gas_Fryer_E10_Baseline Forecast | Commercial | Miscellaneous (WA) | Existing | Food Preparation | Natural Gas | Fryer | E10 |  | Baseline Forecast | 0 | 0 | 0 | 0 | 0 | 0 | 0 | 0 | 0 | 0 | 0 | 0 | 0 | 0 | 0 | 0 | 0 | 0 | 0 | 0 | 0 | 0 | 0 | 0 | 0 | 0 | 0
Commercial_Miscellaneous (WA)_Existing_Food Preparation_Natural Gas_Broiler_E1_Baseline Forecast | Commercial | Miscellaneous (WA) | Existing | Food Preparation | Natural Gas | Broiler | E1 | Standard | Baseline Forecast | 0 | 177230.0855 | 198365.2825 | 216077.4614 | 230812.3618 | 242959.1419 | 252857.5369 | 260804.1112 | 267057.7209 | 271844.285 | 254312.184 | 241004.8864 | 231062.9933 | 223778.1161 | 218568.4072 | 214957.8652 | 212558.8498 | 211057.3273 | 210200.4342 | 247693.7329 | 244721.6921 | 240492.1043 | 235503.4984 | 230125.0779 | 224624.5219 | 219190.4321 | 213950.3876
Commercial_Miscellaneous (WA)_Existing_Food Preparation_Natural Gas_Broiler_E2_Baseline Forecast | Commercial | Miscellaneous (WA) | Existing | Food Preparation | Natural Gas | Broiler | E2 | Infrared Burners | Baseline Forecast | 0 | 62270.03 | 69695.9101 | 75919.1081 | 81096.2352 | 85364.0228 | 88841.8373 | 91633.8769 | 93831.0911 | 95512.8569 | 89352.9295 | 84677.3925 | 81184.295 | 78624.7435 | 76794.3052 | 75525.7364 | 74682.8391 | 74155.2771 | 73854.2066 | 87027.5278 | 85983.2972 | 84497.2258 | 82744.4724 | 80854.7571 | 78922.1293 | 77012.8545 | 75171.7578
Commercial_Miscellaneous (WA)_Existing_Food Preparation_Natural Gas_Broiler_E3_Baseline Forecast | Commercial | Miscellaneous (WA) | Existing | Food Preparation | Natural Gas | Broiler | E3 |  | Baseline Forecast | 0 | 0 | 0 | 0 | 0 | 0 | 0 | 0 | 0 | 0 | 0 | 0 | 0 | 0 | 0 | 0 | 0 | 0 | 0 | 0 | 0 | 0 | 0 | 0 | 0 | 0 | 0
Commercial_Miscellaneous (WA)_Existing_Food Preparation_Natural Gas_Broiler_E4_Baseline Forecast | Commercial | Miscellaneous (WA) | Existing | Food Preparation | Natural Gas | Broiler | E4 |  | Baseline Forecast | 0 | 0 | 0 | 0 | 0 | 0 | 0 | 0 | 0 | 0 | 0 | 0 | 0 | 0 | 0 | 0 | 0 | 0 | 0 | 0 | 0 | 0 | 0 | 0 | 0 | 0 | 0
Commercial_Miscellaneous (WA)_Existing_Food Preparation_Natural Gas_Broiler_E5_Baseline Forecast | Commercial | Miscellaneous (WA) | Existing | Food Preparation | Natural Gas | Broiler | E5 |  | Baseline Forecast | 0 | 0 | 0 | 0 | 0 | 0 | 0 | 0 | 0 | 0 | 0 | 0 | 0 | 0 | 0 | 0 | 0 | 0 | 0 | 0 | 0 | 0 | 0 | 0 | 0 | 0 | 0
Commercial_Miscellaneous (WA)_Existing_Food Preparation_Natural Gas_Broiler_E6_Baseline Forecast | Commercial | Miscellaneous (WA) | Existing | Food Preparation | Natural Gas | Broiler | E6 |  | Baseline Forecast | 0 | 0 | 0 | 0 | 0 | 0 | 0 | 0 | 0 | 0 | 0 | 0 | 0 | 0 | 0 | 0 | 0 | 0 | 0 | 0 | 0 | 0 | 0 | 0 | 0 | 0 | 0
Commercial_Miscellaneous (WA)_Existing_Food Preparation_Natural Gas_Broiler_E7_Baseline Forecast | Commercial | Miscellaneous (WA) | Existing | Food Preparation | Natural Gas | Broiler | E7 |  | Baseline Forecast | 0 | 0 | 0 | 0 | 0 | 0 | 0 | 0 | 0 | 0 | 0 | 0 | 0 | 0 | 0 | 0 | 0 | 0 | 0 | 0 | 0 | 0 | 0 | 0 | 0 | 0 | 0
Commercial_Miscellaneous (WA)_Existing_Food Preparation_Natural Gas_Broiler_E8_Baseline Forecast | Commercial | Miscellaneous (WA) | Existing | Food Preparation | Natural Gas | Broiler | E8 |  | Baseline Forecast | 0 | 0 | 0 | 0 | 0 | 0 | 0 | 0 | 0 | 0 | 0 | 0 | 0 | 0 | 0 | 0 | 0 | 0 | 0 | 0 | 0 | 0 | 0 | 0 | 0 | 0 | 0
Commercial_Miscellaneous (WA)_Existing_Food Preparation_Natural Gas_Broiler_E9_Baseline Forecast | Commercial | Miscellaneous (WA) | Existing | Food Preparation | Natural Gas | Broiler | E9 |  | Baseline Forecast | 0 | 0 | 0 | 0 | 0 | 0 | 0 | 0 | 0 | 0 | 0 | 0 | 0 | 0 | 0 | 0 | 0 | 0 | 0 | 0 | 0 | 0 | 0 | 0 | 0 | 0 | 0
Commercial_Miscellaneous (WA)_Existing_Food Preparation_Natural Gas_Broiler_E10_Baseline Forecast | Commercial | Miscellaneous (WA) | Existing | Food Preparation | Natural Gas | Broiler | E10 |  | Baseline Forecast | 0 | 0 | 0 | 0 | 0 | 0 | 0 | 0 | 0 | 0 | 0 | 0 | 0 | 0 | 0 | 0 | 0 | 0 | 0 | 0 | 0 | 0 | 0 | 0 | 0 | 0 | 0
Commercial_Miscellaneous (WA)_Existing_Food Preparation_Natural Gas_Griddle_E1_Baseline Forecast | Commercial | Miscellaneous (WA) | Existing | Food Preparation | Natural Gas | Griddle | E1 | Standard | Baseline Forecast | 0 | 188611.1272 | 211103.5461 | 229953.1339 | 245634.2535 | 258561.0536 | 269095.0858 | 277551.9589 | 284207.1517 | 289301.0907 | 270643.1449 | 256481.3032 | 245900.9796 | 238148.2953 | 232604.0387 | 228761.6415 | 226208.5704 | 224610.6258 | 223698.7063 | 263599.682 | 260436.788 | 255935.5922 | 250626.637 | 244902.8348 | 239049.054 | 233266.0077 | 227689.4675
Commercial_Miscellaneous (WA)_Existing_Food Preparation_Natural Gas_Griddle_E2_Baseline Forecast | Commercial | Miscellaneous (WA) | Existing | Food Preparation | Natural Gas | Griddle | E2 | ENERGY STAR | Baseline Forecast | 0 | 77038.3477 | 86225.3921 | 93924.5195 | 100329.4838 | 105609.4444 | 109912.0773 | 113366.2931 | 116084.6112 | 118165.2342 | 110544.3831 | 104759.9689 | 100438.4283 | 97271.8389 | 95007.2834 | 93437.8536 | 92395.0499 | 91742.3683 | 91369.8941 | 107667.4758 | 106375.5895 | 104537.0729 | 102368.6264 | 100030.7354 | 97639.7545 | 95277.6651 | 92999.9233
Commercial_Miscellaneous (WA)_Existing_Food Preparation_Natural Gas_Griddle_E3_Baseline Forecast | Commercial | Miscellaneous (WA) | Existing | Food Preparation | Natural Gas | Griddle | E3 |  | Baseline Forecast | 0 | 0 | 0 | 0 | 0 | 0 | 0 | 0 | 0 | 0 | 0 | 0 | 0 | 0 | 0 | 0 | 0 | 0 | 0 | 0 | 0 | 0 | 0 | 0 | 0 | 0 | 0
Commercial_Miscellaneous (WA)_Existing_Food Preparation_Natural Gas_Griddle_E4_Baseline Forecast | Commercial | Miscellaneous (WA) | Existing | Food Preparation | Natural Gas | Griddle | E4 |  | Baseline Forecast | 0 | 0 | 0 | 0 | 0 | 0 | 0 | 0 | 0 | 0 | 0 | 0 | 0 | 0 | 0 | 0 | 0 | 0 | 0 | 0 | 0 | 0 | 0 | 0 | 0 | 0 | 0
Commercial_Miscellaneous (WA)_Existing_Food Preparation_Natural Gas_Griddle_E5_Baseline Forecast | Commercial | Miscellaneous (WA) | Existing | Food Preparation | Natural Gas | Griddle | E5 |  | Baseline Forecast | 0 | 0 | 0 | 0 | 0 | 0 | 0 | 0 | 0 | 0 | 0 | 0 | 0 | 0 | 0 | 0 | 0 | 0 | 0 | 0 | 0 | 0 | 0 | 0 | 0 | 0 | 0
Commercial_Miscellaneous (WA)_Existing_Food Preparation_Natural Gas_Griddle_E6_Baseline Forecast | Commercial | Miscellaneous (WA) | Existing | Food Preparation | Natural Gas | Griddle | E6 |  | Baseline Forecast | 0 | 0 | 0 | 0 | 0 | 0 | 0 | 0 | 0 | 0 | 0 | 0 | 0 | 0 | 0 | 0 | 0 | 0 | 0 | 0 | 0 | 0 | 0 | 0 | 0 | 0 | 0
Commercial_Miscellaneous (WA)_Existing_Food Preparation_Natural Gas_Griddle_E7_Baseline Forecast | Commercial | Miscellaneous (WA) | Existing | Food Preparation | Natural Gas | Griddle | E7 |  | Baseline Forecast | 0 | 0 | 0 | 0 | 0 | 0 | 0 | 0 | 0 | 0 | 0 | 0 | 0 | 0 | 0 | 0 | 0 | 0 | 0 | 0 | 0 | 0 | 0 | 0 | 0 | 0 | 0
Commercial_Miscellaneous (WA)_Existing_Food Preparation_Natural Gas_Griddle_E8_Baseline Forecast | Commercial | Miscellaneous (WA) | Existing | Food Preparation | Natural Gas | Griddle | E8 |  | Baseline Forecast | 0 | 0 | 0 | 0 | 0 | 0 | 0 | 0 | 0 | 0 | 0 | 0 | 0 | 0 | 0 | 0 | 0 | 0 | 0 | 0 | 0 | 0 | 0 | 0 | 0 | 0 | 0
Commercial_Miscellaneous (WA)_Existing_Food Preparation_Natural Gas_Griddle_E9_Baseline Forecast | Commercial | Miscellaneous (WA) | Existing | Food Preparation | Natural Gas | Griddle | E9 |  | Baseline Forecast | 0 | 0 | 0 | 0 | 0 | 0 | 0 | 0 | 0 | 0 | 0 | 0 | 0 | 0 | 0 | 0 | 0 | 0 | 0 | 0 | 0 | 0 | 0 | 0 | 0 | 0 | 0
Commercial_Miscellaneous (WA)_Existing_Food Preparation_Natural Gas_Griddle_E10_Baseline Forecast | Commercial | Miscellaneous (WA) | Existing | Food Preparation | Natural Gas | Griddle | E10 |  | Baseline Forecast | 0 | 0 | 0 | 0 | 0 | 0 | 0 | 0 | 0 | 0 | 0 | 0 | 0 | 0 | 0 | 0 | 0 | 0 | 0 | 0 | 0 | 0 | 0 | 0 | 0 | 0 | 0
Commercial_Miscellaneous (WA)_Existing_Food Preparation_Natural Gas_Range_E1_Baseline Forecast | Commercial | Miscellaneous (WA) | Existing | Food Preparation | Natural Gas | Range | E1 | Standard | Baseline Forecast | 0 | 130767.5329 | 167066.7964 | 194497.6577 | 214975.2212 | 230004.8259 | 240769.6561 | 248199.6213 | 253025.5102 | 255821.5667 | 223492.7934 | 204283.6583 | 193872.5821 | 189189.4342 | 188077.9028 | 215916.7791 | 220125.367 | 222565.7377 | 223630.8972 | 217892.4411 | 209272.5146 | 200067.7966 | 191521.2689 | 184211.8163 | 176018.1491 | 172877.4395 | 172565.4266
Commercial_Miscellaneous (WA)_Existing_Food Preparation_Natural Gas_Range_E2_Baseline Forecast | Commercial | Miscellaneous (WA) | Existing | Food Preparation | Natural Gas | Range | E2 | High Efficiency | Baseline Forecast | 0 | 188177.6694 | 240413.1948 | 279886.8732 | 309354.5866 | 330982.5544 | 346473.4076 | 357165.3087 | 364109.8805 | 368133.474 | 321611.5807 | 293969.1668 | 278987.3742 | 272248.2102 | 270648.6893 | 310709.5115 | 316765.7721 | 320277.5251 | 321810.3155 | 313552.5372 | 301148.2528 | 287902.439 | 275603.7772 | 265085.2966 | 253294.4097 | 248774.852 | 248325.8577
Commercial_Miscellaneous (WA)_Existing_Food Preparation_Natural Gas_Range_E3_Baseline Forecast | Commercial | Miscellaneous (WA) | Existing | Food Preparation | Natural Gas | Range | E3 |  | Baseline Forecast | 0 | 0 | 0 | 0 | 0 | 0 | 0 | 0 | 0 | 0 | 0 | 0 | 0 | 0 | 0 | 0 | 0 | 0 | 0 | 0 | 0 | 0 | 0 | 0 | 0 | 0 | 0
Commercial_Miscellaneous (WA)_Existing_Food Preparation_Natural Gas_Range_E4_Baseline Forecast | Commercial | Miscellaneous (WA) | Existing | Food Preparation | Natural Gas | Range | E4 |  | Baseline Forecast | 0 | 0 | 0 | 0 | 0 | 0 | 0 | 0 | 0 | 0 | 0 | 0 | 0 | 0 | 0 | 0 | 0 | 0 | 0 | 0 | 0 | 0 | 0 | 0 | 0 | 0 | 0
Commercial_Miscellaneous (WA)_Existing_Food Preparation_Natural Gas_Range_E5_Baseline Forecast | Commercial | Miscellaneous (WA) | Existing | Food Preparation | Natural Gas | Range | E5 |  | Baseline Forecast | 0 | 0 | 0 | 0 | 0 | 0 | 0 | 0 | 0 | 0 | 0 | 0 | 0 | 0 | 0 | 0 | 0 | 0 | 0 | 0 | 0 | 0 | 0 | 0 | 0 | 0 | 0
Commercial_Miscellaneous (WA)_Existing_Food Preparation_Natural Gas_Range_E6_Baseline Forecast | Commercial | Miscellaneous (WA) | Existing | Food Preparation | Natural Gas | Range | E6 |  | Baseline Forecast | 0 | 0 | 0 | 0 | 0 | 0 | 0 | 0 | 0 | 0 | 0 | 0 | 0 | 0 | 0 | 0 | 0 | 0 | 0 | 0 | 0 | 0 | 0 | 0 | 0 | 0 | 0
Commercial_Miscellaneous (WA)_Existing_Food Preparation_Natural Gas_Range_E7_Baseline Forecast | Commercial | Miscellaneous (WA) | Existing | Food Preparation | Natural Gas | Range | E7 |  | Baseline Forecast | 0 | 0 | 0 | 0 | 0 | 0 | 0 | 0 | 0 | 0 | 0 | 0 | 0 | 0 | 0 | 0 | 0 | 0 | 0 | 0 | 0 | 0 | 0 | 0 | 0 | 0 | 0
Commercial_Miscellaneous (WA)_Existing_Food Preparation_Natural Gas_Range_E8_Baseline Forecast | Commercial | Miscellaneous (WA) | Existing | Food Preparation | Natural Gas | Range | E8 |  | Baseline Forecast | 0 | 0 | 0 | 0 | 0 | 0 | 0 | 0 | 0 | 0 | 0 | 0 | 0 | 0 | 0 | 0 | 0 | 0 | 0 | 0 | 0 | 0 | 0 | 0 | 0 | 0 | 0
Commercial_Miscellaneous (WA)_Existing_Food Preparation_Natural Gas_Range_E9_Baseline Forecast | Commercial | Miscellaneous (WA) | Existing | Food Preparation | Natural Gas | Range | E9 |  | Baseline Forecast | 0 | 0 | 0 | 0 | 0 | 0 | 0 | 0 | 0 | 0 | 0 | 0 | 0 | 0 | 0 | 0 | 0 | 0 | 0 | 0 | 0 | 0 | 0 | 0 | 0 | 0 | 0
Commercial_Miscellaneous (WA)_Existing_Food Preparation_Natural Gas_Range_E10_Baseline Forecast | Commercial | Miscellaneous (WA) | Existing | Food Preparation | Natural Gas | Range | E10 |  | Baseline Forecast | 0 | 0 | 0 | 0 | 0 | 0 | 0 | 0 | 0 | 0 | 0 | 0 | 0 | 0 | 0 | 0 | 0 | 0 | 0 | 0 | 0 | 0 | 0 | 0 | 0 | 0 | 0
Commercial_Miscellaneous (WA)_Existing_Food Preparation_Natural Gas_Steamer_E1_Baseline Forecast | Commercial | Miscellaneous (WA) | Existing | Food Preparation | Natural Gas | Steamer | E1 | Standard | Baseline Forecast | 0 | 5203.3632 | 5823.8793 | 6343.8976 | 6776.505 | 7133.1268 | 7423.7374 | 7657.0438 | 7840.6458 | 7981.1763 | 7466.4449 | 7075.7511 | 6783.8634 | 6569.984 | 6417.0302 | 6311.027 | 6240.5934 | 6196.5097 | 6171.3518 | 7272.1314 | 7184.8741 | 7060.6961 | 6914.2338 | 6756.3268 | 6594.8339 | 6435.2925 | 6281.4481
Commercial_Miscellaneous (WA)_Existing_Food Preparation_Natural Gas_Steamer_E2_Baseline Forecast | Commercial | Miscellaneous (WA) | Existing | Food Preparation | Natural Gas | Steamer | E2 | ENERGY STAR | Baseline Forecast | 0 | 5203.3632 | 5823.8793 | 6343.8976 | 6776.505 | 7133.1268 | 7423.7374 | 7657.0438 | 7840.6458 | 7981.1763 | 7466.4449 | 7075.7511 | 6783.8634 | 6569.984 | 6417.0302 | 6311.027 | 6240.5934 | 6196.5097 | 6171.3518 | 7272.1314 | 7184.8741 | 7060.6961 | 6914.2338 | 6756.3268 | 6594.8339 | 6435.2925 | 6281.4481
Commercial_Miscellaneous (WA)_Existing_Food Preparation_Natural Gas_Steamer_E3_Baseline Forecast | Commercial | Miscellaneous (WA) | Existing | Food Preparation | Natural Gas | Steamer | E3 |  | Baseline Forecast | 0 | 0 | 0 | 0 | 0 | 0 | 0 | 0 | 0 | 0 | 0 | 0 | 0 | 0 | 0 | 0 | 0 | 0 | 0 | 0 | 0 | 0 | 0 | 0 | 0 | 0 | 0
Commercial_Miscellaneous (WA)_Existing_Food Preparation_Natural Gas_Steamer_E4_Baseline Forecast | Commercial | Miscellaneous (WA) | Existing | Food Preparation | Natural Gas | Steamer | E4 |  | Baseline Forecast | 0 | 0 | 0 | 0 | 0 | 0 | 0 | 0 | 0 | 0 | 0 | 0 | 0 | 0 | 0 | 0 | 0 | 0 | 0 | 0 | 0 | 0 | 0 | 0 | 0 | 0 | 0
Commercial_Miscellaneous (WA)_Existing_Food Preparation_Natural Gas_Steamer_E5_Baseline Forecast | Commercial | Miscellaneous (WA) | Existing | Food Preparation | Natural Gas | Steamer | E5 |  | Baseline Forecast | 0 | 0 | 0 | 0 | 0 | 0 | 0 | 0 | 0 | 0 | 0 | 0 | 0 | 0 | 0 | 0 | 0 | 0 | 0 | 0 | 0 | 0 | 0 | 0 | 0 | 0 | 0
Commercial_Miscellaneous (WA)_Existing_Food Preparation_Natural Gas_Steamer_E6_Baseline Forecast | Commercial | Miscellaneous (WA) | Existing | Food Preparation | Natural Gas | Steamer | E6 |  | Baseline Forecast | 0 | 0 | 0 | 0 | 0 | 0 | 0 | 0 | 0 | 0 | 0 | 0 | 0 | 0 | 0 | 0 | 0 | 0 | 0 | 0 | 0 | 0 | 0 | 0 | 0 | 0 | 0
Commercial_Miscellaneous (WA)_Existing_Food Preparation_Natural Gas_Steamer_E7_Baseline Forecast | Commercial | Miscellaneous (WA) | Existing | Food Preparation | Natural Gas | Steamer | E7 |  | Baseline Forecast | 0 | 0 | 0 | 0 | 0 | 0 | 0 | 0 | 0 | 0 | 0 | 0 | 0 | 0 | 0 | 0 | 0 | 0 | 0 | 0 | 0 | 0 | 0 | 0 | 0 | 0 | 0
Commercial_Miscellaneous (WA)_Existing_Food Preparation_Natural Gas_Steamer_E8_Baseline Forecast | Commercial | Miscellaneous (WA) | Existing | Food Preparation | Natural Gas | Steamer | E8 |  | Baseline Forecast | 0 | 0 | 0 | 0 | 0 | 0 | 0 | 0 | 0 | 0 | 0 | 0 | 0 | 0 | 0 | 0 | 0 | 0 | 0 | 0 | 0 | 0 | 0 | 0 | 0 | 0 | 0
Commercial_Miscellaneous (WA)_Existing_Food Preparation_Natural Gas_Steamer_E9_Baseline Forecast | Commercial | Miscellaneous (WA) | Existing | Food Preparation | Natural Gas | Steamer | E9 |  | Baseline Forecast | 0 | 0 | 0 | 0 | 0 | 0 | 0 | 0 | 0 | 0 | 0 | 0 | 0 | 0 | 0 | 0 | 0 | 0 | 0 | 0 | 0 | 0 | 0 | 0 | 0 | 0 | 0
Commercial_Miscellaneous (WA)_Existing_Food Preparation_Natural Gas_Steamer_E10_Baseline Forecast | Commercial | Miscellaneous (WA) | Existing | Food Preparation | Natural Gas | Steamer | E10 |  | Baseline Forecast | 0 | 0 | 0 | 0 | 0 | 0 | 0 | 0 | 0 | 0 | 0 | 0 | 0 | 0 | 0 | 0 | 0 | 0 | 0 | 0 | 0 | 0 | 0 | 0 | 0 | 0 | 0
Commercial_Miscellaneous (WA)_Existing_Food Preparation_Natural Gas_Food Prep Other_E1_Baseline Forecast | Commercial | Miscellaneous (WA) | Existing | Food Preparation | Natural Gas | Food Prep Other | E1 | Standard | Baseline Forecast | 0 | 0 | 0 | 0 | 0 | 0 | 0 | 0 | 0 | 0 | 0 | 0 | 0 | 0 | 0 | 0 | 0 | 0 | 0 | 0 | 0 | 0 | 0 | 0 | 0 | 0 | 0
Commercial_Miscellaneous (WA)_Existing_Food Preparation_Natural Gas_Food Prep Other_E2_Baseline Forecast | Commercial | Miscellaneous (WA) | Existing | Food Preparation | Natural Gas | Food Prep Other | E2 | ENERGY STAR | Baseline Forecast | 0 | 0 | 0 | 0 | 0 | 0 | 0 | 0 | 0 | 0 | 0 | 0 | 0 | 0 | 0 | 0 | 0 | 0 | 0 | 0 | 0 | 0 | 0 | 0 | 0 | 0 | 0
Commercial_Miscellaneous (WA)_Existing_Food Preparation_Natural Gas_Food Prep Other_E3_Baseline Forecast | Commercial | Miscellaneous (WA) | Existing | Food Preparation | Natural Gas | Food Prep Other | E3 |  | Baseline Forecast | 0 | 0 | 0 | 0 | 0 | 0 | 0 | 0 | 0 | 0 | 0 | 0 | 0 | 0 | 0 | 0 | 0 | 0 | 0 | 0 | 0 | 0 | 0 | 0 | 0 | 0 | 0
Commercial_Miscellaneous (WA)_Existing_Food Preparation_Natural Gas_Food Prep Other_E4_Baseline Forecast | Commercial | Miscellaneous (WA) | Existing | Food Preparation | Natural Gas | Food Prep Other | E4 |  | Baseline Forecast | 0 | 0 | 0 | 0 | 0 | 0 | 0 | 0 | 0 | 0 | 0 | 0 | 0 | 0 | 0 | 0 | 0 | 0 | 0 | 0 | 0 | 0 | 0 | 0 | 0 | 0 | 0
Commercial_Miscellaneous (WA)_Existing_Food Preparation_Natural Gas_Food Prep Other_E5_Baseline Forecast | Commercial | Miscellaneous (WA) | Existing | Food Preparation | Natural Gas | Food Prep Other | E5 |  | Baseline Forecast | 0 | 0 | 0 | 0 | 0 | 0 | 0 | 0 | 0 | 0 | 0 | 0 | 0 | 0 | 0 | 0 | 0 | 0 | 0 | 0 | 0 | 0 | 0 | 0 | 0 | 0 | 0
Commercial_Miscellaneous (WA)_Existing_Food Preparation_Natural Gas_Food Prep Other_E6_Baseline Forecast | Commercial | Miscellaneous (WA) | Existing | Food Preparation | Natural Gas | Food Prep Other | E6 |  | Baseline Forecast | 0 | 0 | 0 | 0 | 0 | 0 | 0 | 0 | 0 | 0 | 0 | 0 | 0 | 0 | 0 | 0 | 0 | 0 | 0 | 0 | 0 | 0 | 0 | 0 | 0 | 0 | 0
Commercial_Miscellaneous (WA)_Existing_Food Preparation_Natural Gas_Food Prep Other_E7_Baseline Forecast | Commercial | Miscellaneous (WA) | Existing | Food Preparation | Natural Gas | Food Prep Other | E7 |  | Baseline Forecast | 0 | 0 | 0 | 0 | 0 | 0 | 0 | 0 | 0 | 0 | 0 | 0 | 0 | 0 | 0 | 0 | 0 | 0 | 0 | 0 | 0 | 0 | 0 | 0 | 0 | 0 | 0
Commercial_Miscellaneous (WA)_Existing_Food Preparation_Natural Gas_Food Prep Other_E8_Baseline Forecast | Commercial | Miscellaneous (WA) | Existing | Food Preparation | Natural Gas | Food Prep Other | E8 |  | Baseline Forecast | 0 | 0 | 0 | 0 | 0 | 0 | 0 | 0 | 0 | 0 | 0 | 0 | 0 | 0 | 0 | 0 | 0 | 0 | 0 | 0 | 0 | 0 | 0 | 0 | 0 | 0 | 0
Commercial_Miscellaneous (WA)_Existing_Food Preparation_Natural Gas_Food Prep Other_E9_Baseline Forecast | Commercial | Miscellaneous (WA) | Existing | Food Preparation | Natural Gas | Food Prep Other | E9 |  | Baseline Forecast | 0 | 0 | 0 | 0 | 0 | 0 | 0 | 0 | 0 | 0 | 0 | 0 | 0 | 0 | 0 | 0 | 0 | 0 | 0 | 0 | 0 | 0 | 0 | 0 | 0 | 0 | 0
Commercial_Miscellaneous (WA)_Existing_Food Preparation_Natural Gas_Food Prep Other_E10_Baseline Forecast | Commercial | Miscellaneous (WA) | Existing | Food Preparation | Natural Gas | Food Prep Other | E10 |  | Baseline Forecast | 0 | 0 | 0 | 0 | 0 | 0 | 0 | 0 | 0 | 0 | 0 | 0 | 0 | 0 | 0 | 0 | 0 | 0 | 0 | 0 | 0 | 0 | 0 | 0 | 0 | 0 | 0
Commercial_Miscellaneous (WA)_Existing_Miscellaneous_Natural Gas_Pool Heater_E1_Baseline Forecast | Commercial | Miscellaneous (WA) | Existing | Miscellaneous | Natural Gas | Pool Heater | E1 | Standard (EF .82) | Baseline Forecast | 0 | 26193.0846 | 24883.4304 | 23779.8014 | 22839.4263 | 22028.6558 | 22121.3995 | 21954.1994 | 21620.4028 | 21185.5585 | 20695.0318 | 26096.6376 | 24353.4793 | 22962.2094 | 21820.4302 | 20857.8006 | 21287.2832 | 21248.4369 | 20925.4803 | 20438.704 | 19865.5875 | 20789.8978 | 19956.0213 | 19312.1091 | 18766.2915 | 18267.2185 | 18347.3315
Commercial_Miscellaneous (WA)_Existing_Miscellaneous_Natural Gas_Pool Heater_E2_Baseline Forecast | Commercial | Miscellaneous (WA) | Existing | Miscellaneous | Natural Gas | Pool Heater | E2 | Condensing (EF .90) | Baseline Forecast | 0 | 2910.3427 | 2764.8256 | 2642.2002 | 2537.714 | 2447.6284 | 2457.9333 | 2439.3555 | 2402.267 | 2353.9509 | 2299.448 | 2899.6264 | 2705.9421 | 2551.3566 | 2424.4922 | 2317.5334 | 2365.2537 | 2360.9374 | 2325.0534 | 2270.9671 | 2207.2875 | 2309.9886 | 2217.3357 | 2145.7899 | 2085.1435 | 2029.6909 | 2038.5924
Commercial_Miscellaneous (WA)_Existing_Miscellaneous_Natural Gas_Pool Heater_E3_Baseline Forecast | Commercial | Miscellaneous (WA) | Existing | Miscellaneous | Natural Gas | Pool Heater | E3 |  | Baseline Forecast | 0 | 0 | 0 | 0 | 0 | 0 | 0 | 0 | 0 | 0 | 0 | 0 | 0 | 0 | 0 | 0 | 0 | 0 | 0 | 0 | 0 | 0 | 0 | 0 | 0 | 0 | 0
Commercial_Miscellaneous (WA)_Existing_Miscellaneous_Natural Gas_Pool Heater_E4_Baseline Forecast | Commercial | Miscellaneous (WA) | Existing | Miscellaneous | Natural Gas | Pool Heater | E4 |  | Baseline Forecast | 0 | 0 | 0 | 0 | 0 | 0 | 0 | 0 | 0 | 0 | 0 | 0 | 0 | 0 | 0 | 0 | 0 | 0 | 0 | 0 | 0 | 0 | 0 | 0 | 0 | 0 | 0
Commercial_Miscellaneous (WA)_Existing_Miscellaneous_Natural Gas_Pool Heater_E5_Baseline Forecast | Commercial | Miscellaneous (WA) | Existing | Miscellaneous | Natural Gas | Pool Heater | E5 |  | Baseline Forecast | 0 | 0 | 0 | 0 | 0 | 0 | 0 | 0 | 0 | 0 | 0 | 0 | 0 | 0 | 0 | 0 | 0 | 0 | 0 | 0 | 0 | 0 | 0 | 0 | 0 | 0 | 0
Commercial_Miscellaneous (WA)_Existing_Miscellaneous_Natural Gas_Pool Heater_E6_Baseline Forecast | Commercial | Miscellaneous (WA) | Existing | Miscellaneous | Natural Gas | Pool Heater | E6 |  | Baseline Forecast | 0 | 0 | 0 | 0 | 0 | 0 | 0 | 0 | 0 | 0 | 0 | 0 | 0 | 0 | 0 | 0 | 0 | 0 | 0 | 0 | 0 | 0 | 0 | 0 | 0 | 0 | 0
Commercial_Miscellaneous (WA)_Existing_Miscellaneous_Natural Gas_Pool Heater_E7_Baseline Forecast | Commercial | Miscellaneous (WA) | Existing | Miscellaneous | Natural Gas | Pool Heater | E7 |  | Baseline Forecast | 0 | 0 | 0 | 0 | 0 | 0 | 0 | 0 | 0 | 0 | 0 | 0 | 0 | 0 | 0 | 0 | 0 | 0 | 0 | 0 | 0 | 0 | 0 | 0 | 0 | 0 | 0
Commercial_Miscellaneous (WA)_Existing_Miscellaneous_Natural Gas_Pool Heater_E8_Baseline Forecast | Commercial | Miscellaneous (WA) | Existing | Miscellaneous | Natural Gas | Pool Heater | E8 |  | Baseline Forecast | 0 | 0 | 0 | 0 | 0 | 0 | 0 | 0 | 0 | 0 | 0 | 0 | 0 | 0 | 0 | 0 | 0 | 0 | 0 | 0 | 0 | 0 | 0 | 0 | 0 | 0 | 0
Commercial_Miscellaneous (WA)_Existing_Miscellaneous_Natural Gas_Pool Heater_E9_Baseline Forecast | Commercial | Miscellaneous (WA) | Existing | Miscellaneous | Natural Gas | Pool Heater | E9 |  | Baseline Forecast | 0 | 0 | 0 | 0 | 0 | 0 | 0 | 0 | 0 | 0 | 0 | 0 | 0 | 0 | 0 | 0 | 0 | 0 | 0 | 0 | 0 | 0 | 0 | 0 | 0 | 0 | 0
Commercial_Miscellaneous (WA)_Existing_Miscellaneous_Natural Gas_Pool Heater_E10_Baseline Forecast | Commercial | Miscellaneous (WA) | Existing | Miscellaneous | Natural Gas | Pool Heater | E10 |  | Baseline Forecast | 0 | 0 | 0 | 0 | 0 | 0 | 0 | 0 | 0 | 0 | 0 | 0 | 0 | 0 | 0 | 0 | 0 | 0 | 0 | 0 | 0 | 0 | 0 | 0 | 0 | 0 | 0
Commercial_Miscellaneous (WA)_Existing_Miscellaneous_Natural Gas_Miscellaneous_E1_Baseline Forecast | Commercial | Miscellaneous (WA) | Existing | Miscellaneous | Natural Gas | Miscellaneous | E1 | Standard | Baseline Forecast | 0 | 1711120.6927 | 2001926.9188 | 2237227.2945 | 2116579.7301 | 2054382.2686 | 2033894.8046 | 2000277.7276 | 1963526.2514 | 1929790.1209 | 1896813.7054 | 2283014.5413 | 2263226.1276 | 2229722.8557 | 2167708.2849 | 2126588.2104 | 2097357.2438 | 2061024.0399 | 2023933.2139 | 1989308.8064 | 1955259.4423 | 2024043.1168 | 1979514.366 | 1933946.4393 | 1897766 | 1866105.1758 | 1835993.8744
Commercial_Miscellaneous (WA)_Existing_Miscellaneous_Natural Gas_Miscellaneous_E2_Baseline Forecast | Commercial | Miscellaneous (WA) | Existing | Miscellaneous | Natural Gas | Miscellaneous | E2 |  | Baseline Forecast | 0 | 0 | 0 | 0 | 0 | 0 | 0 | 0 | 0 | 0 | 0 | 0 | 0 | 0 | 0 | 0 | 0 | 0 | 0 | 0 | 0 | 0 | 0 | 0 | 0 | 0 | 0
Commercial_Miscellaneous (WA)_Existing_Miscellaneous_Natural Gas_Miscellaneous_E3_Baseline Forecast | Commercial | Miscellaneous (WA) | Existing | Miscellaneous | Natural Gas | Miscellaneous | E3 |  | Baseline Forecast | 0 | 0 | 0 | 0 | 0 | 0 | 0 | 0 | 0 | 0 | 0 | 0 | 0 | 0 | 0 | 0 | 0 | 0 | 0 | 0 | 0 | 0 | 0 | 0 | 0 | 0 | 0
Commercial_Miscellaneous (WA)_Existing_Miscellaneous_Natural Gas_Miscellaneous_E4_Baseline Forecast | Commercial | Miscellaneous (WA) | Existing | Miscellaneous | Natural Gas | Miscellaneous | E4 |  | Baseline Forecast | 0 | 0 | 0 | 0 | 0 | 0 | 0 | 0 | 0 | 0 | 0 | 0 | 0 | 0 | 0 | 0 | 0 | 0 | 0 | 0 | 0 | 0 | 0 | 0 | 0 | 0 | 0
Commercial_Miscellaneous (WA)_Existing_Miscellaneous_Natural Gas_Miscellaneous_E5_Baseline Forecast | Commercial | Miscellaneous (WA) | Existing | Miscellaneous | Natural Gas | Miscellaneous | E5 |  | Baseline Forecast | 0 | 0 | 0 | 0 | 0 | 0 | 0 | 0 | 0 | 0 | 0 | 0 | 0 | 0 | 0 | 0 | 0 | 0 | 0 | 0 | 0 | 0 | 0 | 0 | 0 | 0 | 0
Commercial_Miscellaneous (WA)_Existing_Miscellaneous_Natural Gas_Miscellaneous_E6_Baseline Forecast | Commercial | Miscellaneous (WA) | Existing | Miscellaneous | Natural Gas | Miscellaneous | E6 |  | Baseline Forecast | 0 | 0 | 0 | 0 | 0 | 0 | 0 | 0 | 0 | 0 | 0 | 0 | 0 | 0 | 0 | 0 | 0 | 0 | 0 | 0 | 0 | 0 | 0 | 0 | 0 | 0 | 0
Commercial_Miscellaneous (WA)_Existing_Miscellaneous_Natural Gas_Miscellaneous_E7_Baseline Forecast | Commercial | Miscellaneous (WA) | Existing | Miscellaneous | Natural Gas | Miscellaneous | E7 |  | Baseline Forecast | 0 | 0 | 0 | 0 | 0 | 0 | 0 | 0 | 0 | 0 | 0 | 0 | 0 | 0 | 0 | 0 | 0 | 0 | 0 | 0 | 0 | 0 | 0 | 0 | 0 | 0 | 0
Commercial_Miscellaneous (WA)_Existing_Miscellaneous_Natural Gas_Miscellaneous_E8_Baseline Forecast | Commercial | Miscellaneous (WA) | Existing | Miscellaneous | Natural Gas | Miscellaneous | E8 |  | Baseline Forecast | 0 | 0 | 0 | 0 | 0 | 0 | 0 | 0 | 0 | 0 | 0 | 0 | 0 | 0 | 0 | 0 | 0 | 0 | 0 | 0 | 0 | 0 | 0 | 0 | 0 | 0 | 0
Commercial_Miscellaneous (WA)_Existing_Miscellaneous_Natural Gas_Miscellaneous_E9_Baseline Forecast | Commercial | Miscellaneous (WA) | Existing | Miscellaneous | Natural Gas | Miscellaneous | E9 |  | Baseline Forecast | 0 | 0 | 0 | 0 | 0 | 0 | 0 | 0 | 0 | 0 | 0 | 0 | 0 | 0 | 0 | 0 | 0 | 0 | 0 | 0 | 0 | 0 | 0 | 0 | 0 | 0 | 0
Commercial_Miscellaneous (WA)_Existing_Miscellaneous_Natural Gas_Miscellaneous_E10_Baseline Forecast | Commercial | Miscellaneous (WA) | Existing | Miscellaneous | Natural Gas | Miscellaneous | E10 |  | Baseline Forecast | 0 | 0 | 0 | 0 | 0 | 0 | 0 | 0 | 0 | 0 | 0 | 0 | 0 | 0 | 0 | 0 | 0 | 0 | 0 | 0 | 0 | 0 | 0 | 0 | 0 | 0 | 0
Commercial_Miscellaneous (WA)_New_Space Heating_Natural Gas_Furnace_E1_Baseline Forecast | Commercial | Miscellaneous (WA) | New | Space Heating | Natural Gas | Furnace | E1 | AFUE 80% (Standard) | Baseline Forecast | 0 | 292582.877 | 273048.1842 | 275186.8397 | 275150.6067 | 269758.7473 | 265224.8518 | 259813.499 | 255763.8016 | 251846.223 | 247842.9396 | 239561.6302 | 262777.2583 | 281565.7419 | 297844.1047 | 312231.5454 | 325783.5082 | 336752.7067 | 345810.4224 | 353244.8449 | 360001.0267 | 368291.2548 | 371697.9443 | 470062.2812 | 461768.5153 | 463031.7124 | 447353.3855
Commercial_Miscellaneous (WA)_New_Space Heating_Natural Gas_Furnace_E2_Baseline Forecast | Commercial | Miscellaneous (WA) | New | Space Heating | Natural Gas | Furnace | E2 | AFUE 90% | Baseline Forecast | 0 | 0 | 0 | 0 | 0 | 0 | 0 | 0 | 0 | 0 | 0 | 0 | 0 | 0 | 0 | 0 | 0 | 0 | 0 | 0 | 0 | 0 | 0 | 0 | 0 | 0 | 0
Commercial_Miscellaneous (WA)_New_Space Heating_Natural Gas_Furnace_E3_Baseline Forecast | Commercial | Miscellaneous (WA) | New | Space Heating | Natural Gas | Furnace | E3 | AFUE 96% | Baseline Forecast | 0 | 0 | 0 | 0 | 0 | 0 | 0 | 0 | 0 | 0 | 0 | 0 | 0 | 0 | 0 | 0 | 0 | 0 | 0 | 0 | 0 | 0 | 0 | 0 | 0 | 0 | 0
Commercial_Miscellaneous (WA)_New_Space Heating_Natural Gas_Furnace_E4_Baseline Forecast | Commercial | Miscellaneous (WA) | New | Space Heating | Natural Gas | Furnace | E4 |  | Baseline Forecast | 0 | 0 | 0 | 0 | 0 | 0 | 0 | 0 | 0 | 0 | 0 | 0 | 0 | 0 | 0 | 0 | 0 | 0 | 0 | 0 | 0 | 0 | 0 | 0 | 0 | 0 | 0
Commercial_Miscellaneous (WA)_New_Space Heating_Natural Gas_Furnace_E5_Baseline Forecast | Commercial | Miscellaneous (WA) | New | Space Heating | Natural Gas | Furnace | E5 |  | Baseline Forecast | 0 | 0 | 0 | 0 | 0 | 0 | 0 | 0 | 0 | 0 | 0 | 0 | 0 | 0 | 0 | 0 | 0 | 0 | 0 | 0 | 0 | 0 | 0 | 0 | 0 | 0 | 0
Commercial_Miscellaneous (WA)_New_Space Heating_Natural Gas_Furnace_E6_Baseline Forecast | Commercial | Miscellaneous (WA) | New | Space Heating | Natural Gas | Furnace | E6 |  | Baseline Forecast | 0 | 0 | 0 | 0 | 0 | 0 | 0 | 0 | 0 | 0 | 0 | 0 | 0 | 0 | 0 | 0 | 0 | 0 | 0 | 0 | 0 | 0 | 0 | 0 | 0 | 0 | 0
Commercial_Miscellaneous (WA)_New_Space Heating_Natural Gas_Furnace_E7_Baseline Forecast | Commercial | Miscellaneous (WA) | New | Space Heating | Natural Gas | Furnace | E7 |  | Baseline Forecast | 0 | 0 | 0 | 0 | 0 | 0 | 0 | 0 | 0 | 0 | 0 | 0 | 0 | 0 | 0 | 0 | 0 | 0 | 0 | 0 | 0 | 0 | 0 | 0 | 0 | 0 | 0
Commercial_Miscellaneous (WA)_New_Space Heating_Natural Gas_Furnace_E8_Baseline Forecast | Commercial | Miscellaneous (WA) | New | Space Heating | Natural Gas | Furnace | E8 |  | Baseline Forecast | 0 | 0 | 0 | 0 | 0 | 0 | 0 | 0 | 0 | 0 | 0 | 0 | 0 | 0 | 0 | 0 | 0 | 0 | 0 | 0 | 0 | 0 | 0 | 0 | 0 | 0 | 0
Commercial_Miscellaneous (WA)_New_Space Heating_Natural Gas_Furnace_E9_Baseline Forecast | Commercial | Miscellaneous (WA) | New | Space Heating | Natural Gas | Furnace | E9 |  | Baseline Forecast | 0 | 0 | 0 | 0 | 0 | 0 | 0 | 0 | 0 | 0 | 0 | 0 | 0 | 0 | 0 | 0 | 0 | 0 | 0 | 0 | 0 | 0 | 0 | 0 | 0 | 0 | 0
Commercial_Miscellaneous (WA)_New_Space Heating_Natural Gas_Furnace_E10_Baseline Forecast | Commercial | Miscellaneous (WA) | New | Space Heating | Natural Gas | Furnace | E10 |  | Baseline Forecast | 0 | 0 | 0 | 0 | 0 | 0 | 0 | 0 | 0 | 0 | 0 | 0 | 0 | 0 | 0 | 0 | 0 | 0 | 0 | 0 | 0 | 0 | 0 | 0 | 0 | 0 | 0
Commercial_Miscellaneous (WA)_New_Space Heating_Natural Gas_Boiler_E1_Baseline Forecast | Commercial | Miscellaneous (WA) | New | Space Heating | Natural Gas | Boiler | E1 | AFUE 80% (Standard) | Baseline Forecast | 0 | 122024.402 | 113877.2772 | 114421.5506 | 114406.4851 | 111807.5633 | 109560.2955 | 106946.3778 | 105279.4111 | 103281.091 | 101639.3611 | 97857.0434 | 96475.2182 | 94603.0052 | 92860.4174 | 91110.3691 | 92786.7471 | 90935.1232 | 89382.389 | 87449.7817 | 86490.8024 | 86360.2541 | 84500.0956 | 83084.7261 | 81809.002 | 80823.1338 | 72659.9212
Commercial_Miscellaneous (WA)_New_Space Heating_Natural Gas_Boiler_E2_Baseline Forecast | Commercial | Miscellaneous (WA) | New | Space Heating | Natural Gas | Boiler | E2 | AFUE 85% | Baseline Forecast | 0 | 0 | 0 | 0 | 0 | 0 | 0 | 0 | 0 | 0 | 0 | 0 | 0 | 0 | 0 | 0 | 0 | 0 | 0 | 0 | 0 | 0 | 0 | 0 | 0 | 0 | 0
Commercial_Miscellaneous (WA)_New_Space Heating_Natural Gas_Boiler_E3_Baseline Forecast | Commercial | Miscellaneous (WA) | New | Space Heating | Natural Gas | Boiler | E3 | AFUE 97% | Baseline Forecast | 0 | 15928.5933 | 14865.0991 | 15329.203 | 15327.1846 | 15383.8416 | 15493.3751 | 15555.8368 | 15313.3689 | 15464.5484 | 15218.7279 | 15096.4034 | 14883.2293 | 15050.4781 | 14773.2482 | 14494.8314 | 11428.2797 | 11573.5611 | 11375.9404 | 11513.7644 | 11007.9203 | 10991.3051 | 11125.4044 | 10939.0549 | 10771.0912 | 10641.2903 | 9566.51
Commercial_Miscellaneous (WA)_New_Space Heating_Natural Gas_Boiler_E4_Baseline Forecast | Commercial | Miscellaneous (WA) | New | Space Heating | Natural Gas | Boiler | E4 | Convert to NG Air Source Heat Pump | Baseline Forecast | 0 | 0 | 0 | 0 | 0 | 0 | 0 | 0 | 0 | 0 | 0 | 0 | 0 | 0 | 0 | 0 | 0 | 0 | 0 | 0 | 0 | 0 | 0 | 0 | 0 | 0 | 0
Commercial_Miscellaneous (WA)_New_Space Heating_Natural Gas_Boiler_E5_Baseline Forecast | Commercial | Miscellaneous (WA) | New | Space Heating | Natural Gas | Boiler | E5 |  | Baseline Forecast | 0 | 0 | 0 | 0 | 0 | 0 | 0 | 0 | 0 | 0 | 0 | 0 | 0 | 0 | 0 | 0 | 0 | 0 | 0 | 0 | 0 | 0 | 0 | 0 | 0 | 0 | 0
Commercial_Miscellaneous (WA)_New_Space Heating_Natural Gas_Boiler_E6_Baseline Forecast | Commercial | Miscellaneous (WA) | New | Space Heating | Natural Gas | Boiler | E6 |  | Baseline Forecast | 0 | 0 | 0 | 0 | 0 | 0 | 0 | 0 | 0 | 0 | 0 | 0 | 0 | 0 | 0 | 0 | 0 | 0 | 0 | 0 | 0 | 0 | 0 | 0 | 0 | 0 | 0
Commercial_Miscellaneous (WA)_New_Space Heating_Natural Gas_Boiler_E7_Baseline Forecast | Commercial | Miscellaneous (WA) | New | Space Heating | Natural Gas | Boiler | E7 |  | Baseline Forecast | 0 | 0 | 0 | 0 | 0 | 0 | 0 | 0 | 0 | 0 | 0 | 0 | 0 | 0 | 0 | 0 | 0 | 0 | 0 | 0 | 0 | 0 | 0 | 0 | 0 | 0 | 0
Commercial_Miscellaneous (WA)_New_Space Heating_Natural Gas_Boiler_E8_Baseline Forecast | Commercial | Miscellaneous (WA) | New | Space Heating | Natural Gas | Boiler | E8 |  | Baseline Forecast | 0 | 0 | 0 | 0 | 0 | 0 | 0 | 0 | 0 | 0 | 0 | 0 | 0 | 0 | 0 | 0 | 0 | 0 | 0 | 0 | 0 | 0 | 0 | 0 | 0 | 0 | 0
Commercial_Miscellaneous (WA)_New_Space Heating_Natural Gas_Boiler_E9_Baseline Forecast | Commercial | Miscellaneous (WA) | New | Space Heating | Natural Gas | Boiler | E9 |  | Baseline Forecast | 0 | 0 | 0 | 0 | 0 | 0 | 0 | 0 | 0 | 0 | 0 | 0 | 0 | 0 | 0 | 0 | 0 | 0 | 0 | 0 | 0 | 0 | 0 | 0 | 0 | 0 | 0
Commercial_Miscellaneous (WA)_New_Space Heating_Natural Gas_Boiler_E10_Baseline Forecast | Commercial | Miscellaneous (WA) | New | Space Heating | Natural Gas | Boiler | E10 |  | Baseline Forecast | 0 | 0 | 0 | 0 | 0 | 0 | 0 | 0 | 0 | 0 | 0 | 0 | 0 | 0 | 0 | 0 | 0 | 0 | 0 | 0 | 0 | 0 | 0 | 0 | 0 | 0 | 0
Commercial_Miscellaneous (WA)_New_Space Heating_Natural Gas_Unit Heater_E1_Baseline Forecast | Commercial | Miscellaneous (WA) | New | Space Heating | Natural Gas | Unit Heater | E1 | Standard | Baseline Forecast | 0 | 2189.8206 | 2043.6143 | 2059.6209 | 2059.3498 | 2018.9947 | 1985.061 | 1944.56 | 1914.2503 | 1884.9294 | 1854.967 | 1792.986 | 1767.6675 | 1740.6035 | 1708.5415 | 1676.3424 | 1654.2752 | 1826.2639 | 1966.1647 | 2091.5714 | 2208.2005 | 2329.3605 | 2411.1459 | 2481.2973 | 2542.513 | 2598.6216 | 2516.3646
Commercial_Miscellaneous (WA)_New_Space Heating_Natural Gas_Unit Heater_E2_Baseline Forecast | Commercial | Miscellaneous (WA) | New | Space Heating | Natural Gas | Unit Heater | E2 | Condensing | Baseline Forecast | 0 | 0 | 0 | 0 | 0 | 0 | 0 | 0 | 0 | 0 | 0 | 0 | 0 | 0 | 0 | 0 | 0 | 0 | 0 | 0 | 0 | 0 | 0 | 0 | 0 | 0 | 0
Commercial_Miscellaneous (WA)_New_Space Heating_Natural Gas_Unit Heater_E3_Baseline Forecast | Commercial | Miscellaneous (WA) | New | Space Heating | Natural Gas | Unit Heater | E3 | Infrared Radiant | Baseline Forecast | 0 | 0 | 0 | 0 | 0 | 0 | 0 | 0 | 0 | 0 | 0 | 0 | 0 | 0 | 0 | 0 | 0 | 0 | 0 | 0 | 0 | 0 | 0 | 0 | 0 | 0 | 0
Commercial_Miscellaneous (WA)_New_Space Heating_Natural Gas_Unit Heater_E4_Baseline Forecast | Commercial | Miscellaneous (WA) | New | Space Heating | Natural Gas | Unit Heater | E4 |  | Baseline Forecast | 0 | 0 | 0 | 0 | 0 | 0 | 0 | 0 | 0 | 0 | 0 | 0 | 0 | 0 | 0 | 0 | 0 | 0 | 0 | 0 | 0 | 0 | 0 | 0 | 0 | 0 | 0
Commercial_Miscellaneous (WA)_New_Space Heating_Natural Gas_Unit Heater_E5_Baseline Forecast | Commercial | Miscellaneous (WA) | New | Space Heating | Natural Gas | Unit Heater | E5 |  | Baseline Forecast | 0 | 0 | 0 | 0 | 0 | 0 | 0 | 0 | 0 | 0 | 0 | 0 | 0 | 0 | 0 | 0 | 0 | 0 | 0 | 0 | 0 | 0 | 0 | 0 | 0 | 0 | 0
Commercial_Miscellaneous (WA)_New_Space Heating_Natural Gas_Unit Heater_E6_Baseline Forecast | Commercial | Miscellaneous (WA) | New | Space Heating | Natural Gas | Unit Heater | E6 |  | Baseline Forecast | 0 | 0 | 0 | 0 | 0 | 0 | 0 | 0 | 0 | 0 | 0 | 0 | 0 | 0 | 0 | 0 | 0 | 0 | 0 | 0 | 0 | 0 | 0 | 0 | 0 | 0 | 0
Commercial_Miscellaneous (WA)_New_Space Heating_Natural Gas_Unit Heater_E7_Baseline Forecast | Commercial | Miscellaneous (WA) | New | Space Heating | Natural Gas | Unit Heater | E7 |  | Baseline Forecast | 0 | 0 | 0 | 0 | 0 | 0 | 0 | 0 | 0 | 0 | 0 | 0 | 0 | 0 | 0 | 0 | 0 | 0 | 0 | 0 | 0 | 0 | 0 | 0 | 0 | 0 | 0
Commercial_Miscellaneous (WA)_New_Space Heating_Natural Gas_Unit Heater_E8_Baseline Forecast | Commercial | Miscellaneous (WA) | New | Space Heating | Natural Gas | Unit Heater | E8 |  | Baseline Forecast | 0 | 0 | 0 | 0 | 0 | 0 | 0 | 0 | 0 | 0 | 0 | 0 | 0 | 0 | 0 | 0 | 0 | 0 | 0 | 0 | 0 | 0 | 0 | 0 | 0 | 0 | 0
Commercial_Miscellaneous (WA)_New_Space Heating_Natural Gas_Unit Heater_E9_Baseline Forecast | Commercial | Miscellaneous (WA) | New | Space Heating | Natural Gas | Unit Heater | E9 |  | Baseline Forecast | 0 | 0 | 0 | 0 | 0 | 0 | 0 | 0 | 0 | 0 | 0 | 0 | 0 | 0 | 0 | 0 | 0 | 0 | 0 | 0 | 0 | 0 | 0 | 0 | 0 | 0 | 0
Commercial_Miscellaneous (WA)_New_Space Heating_Natural Gas_Unit Heater_E10_Baseline Forecast | Commercial | Miscellaneous (WA) | New | Space Heating | Natural Gas | Unit Heater | E10 |  | Baseline Forecast | 0 | 0 | 0 | 0 | 0 | 0 | 0 | 0 | 0 | 0 | 0 | 0 | 0 | 0 | 0 | 0 | 0 | 0 | 0 | 0 | 0 | 0 | 0 | 0 | 0 | 0 | 0
Commercial_Miscellaneous (WA)_New_Water Heating_Natural Gas_Water Heater_E1_Baseline Forecast | Commercial | Miscellaneous (WA) | New | Water Heating | Natural Gas | Water Heater | E1 | TE 0.80 | Baseline Forecast | 0 | 200493.6758 | 187107.4435 | 188572.9664 | 188548.1376 | 184853.3427 | 181746.4713 | 178038.3185 | 175263.2459 | 172578.7084 | 169835.4412 | 164160.6382 | 180069.2473 | 192944.1366 | 204098.9548 | 213958.0105 | 223244.5513 | 230761.2418 | 236968.0805 | 242062.5505 | 246692.2531 | 252373.1676 | 254707.6162 | 322112.2015 | 316428.8627 | 317294.474 | 306550.833
Commercial_Miscellaneous (WA)_New_Water Heating_Natural Gas_Water Heater_E2_Baseline Forecast | Commercial | Miscellaneous (WA) | New | Water Heating | Natural Gas | Water Heater | E2 | TE 0.90 | Baseline Forecast | 0 | 0 | 0 | 0 | 0 | 0 | 0 | 0 | 0 | 0 | 0 | 0 | 0 | 0 | 0 | 0 | 0 | 0 | 0 | 0 | 0 | 0 | 0 | 0 | 0 | 0 | 0
Commercial_Miscellaneous (WA)_New_Water Heating_Natural Gas_Water Heater_E3_Baseline Forecast | Commercial | Miscellaneous (WA) | New | Water Heating | Natural Gas | Water Heater | E3 | TE 0.94 | Baseline Forecast | 0 | 226088.6132 | 210993.5001 | 212646.111 | 212618.1126 | 208451.6418 | 204948.1485 | 200766.6145 | 197637.2773 | 194610.0328 | 191516.5613 | 185117.3154 | 203056.8108 | 217575.303 | 230154.1405 | 241271.799 | 251743.8557 | 260220.1237 | 267219.3248 | 272964.1526 | 278184.8812 | 284591.0188 | 287223.4821 | 363232.908 | 356824.0367 | 357800.1515 | 345684.9819
Commercial_Miscellaneous (WA)_New_Water Heating_Natural Gas_Water Heater_E4_Baseline Forecast | Commercial | Miscellaneous (WA) | New | Water Heating | Natural Gas | Water Heater | E4 | Instantaneous TE 0.94 | Baseline Forecast | 0 | 0 | 0 | 0 | 0 | 0 | 0 | 0 | 0 | 0 | 0 | 0 | 0 | 0 | 0 | 0 | 0 | 0 | 0 | 0 | 0 | 0 | 0 | 0 | 0 | 0 | 0
Commercial_Miscellaneous (WA)_New_Water Heating_Natural Gas_Water Heater_E5_Baseline Forecast | Commercial | Miscellaneous (WA) | New | Water Heating | Natural Gas | Water Heater | E5 | Gas-Fired Absorption HPWH | Baseline Forecast | 0 | 0 | 0 | 0 | 0 | 0 | 0 | 0 | 0 | 0 | 0 | 0 | 0 | 0 | 0 | 0 | 0 | 0 | 0 | 0 | 0 | 0 | 0 | 0 | 0 | 0 | 0
Commercial_Miscellaneous (WA)_New_Water Heating_Natural Gas_Water Heater_E6_Baseline Forecast | Commercial | Miscellaneous (WA) | New | Water Heating | Natural Gas | Water Heater | E6 |  | Baseline Forecast | 0 | 0 | 0 | 0 | 0 | 0 | 0 | 0 | 0 | 0 | 0 | 0 | 0 | 0 | 0 | 0 | 0 | 0 | 0 | 0 | 0 | 0 | 0 | 0 | 0 | 0 | 0
Commercial_Miscellaneous (WA)_New_Water Heating_Natural Gas_Water Heater_E7_Baseline Forecast | Commercial | Miscellaneous (WA) | New | Water Heating | Natural Gas | Water Heater | E7 |  | Baseline Forecast | 0 | 0 | 0 | 0 | 0 | 0 | 0 | 0 | 0 | 0 | 0 | 0 | 0 | 0 | 0 | 0 | 0 | 0 | 0 | 0 | 0 | 0 | 0 | 0 | 0 | 0 | 0
Commercial_Miscellaneous (WA)_New_Water Heating_Natural Gas_Water Heater_E8_Baseline Forecast | Commercial | Miscellaneous (WA) | New | Water Heating | Natural Gas | Water Heater | E8 |  | Baseline Forecast | 0 | 0 | 0 | 0 | 0 | 0 | 0 | 0 | 0 | 0 | 0 | 0 | 0 | 0 | 0 | 0 | 0 | 0 | 0 | 0 | 0 | 0 | 0 | 0 | 0 | 0 | 0
Commercial_Miscellaneous (WA)_New_Water Heating_Natural Gas_Water Heater_E9_Baseline Forecast | Commercial | Miscellaneous (WA) | New | Water Heating | Natural Gas | Water Heater | E9 |  | Baseline Forecast | 0 | 0 | 0 | 0 | 0 | 0 | 0 | 0 | 0 | 0 | 0 | 0 | 0 | 0 | 0 | 0 | 0 | 0 | 0 | 0 | 0 | 0 | 0 | 0 | 0 | 0 | 0
Commercial_Miscellaneous (WA)_New_Water Heating_Natural Gas_Water Heater_E10_Baseline Forecast | Commercial | Miscellaneous (WA) | New | Water Heating | Natural Gas | Water Heater | E10 |  | Baseline Forecast | 0 | 0 | 0 | 0 | 0 | 0 | 0 | 0 | 0 | 0 | 0 | 0 | 0 | 0 | 0 | 0 | 0 | 0 | 0 | 0 | 0 | 0 | 0 | 0 | 0 | 0 | 0
Commercial_Miscellaneous (WA)_New_Food Preparation_Natural Gas_Oven_E1_Baseline Forecast | Commercial | Miscellaneous (WA) | New | Food Preparation | Natural Gas | Oven | E1 | Standard | Baseline Forecast | 0 | 62214.6501 | 58060.8046 | 58515.567 | 58507.8625 | 57361.3407 | 56397.2558 | 55246.589 | 54385.4637 | 53552.4321 | 65144.1063 | 72506.7485 | 79177.2411 | 84318.6378 | 87906.6744 | 106707.4028 | 104224.6475 | 103006.3606 | 101570.1361 | 102263.0442 | 104324.6468 | 107721.2375 | 110817.3601 | 113919.6204 | 123345.4359 | 129298.6371 | 129872.4265
Commercial_Miscellaneous (WA)_New_Food Preparation_Natural Gas_Oven_E2_Baseline Forecast | Commercial | Miscellaneous (WA) | New | Food Preparation | Natural Gas | Oven | E2 | ENERGY STAR (>42% Baking Efficiency) | Baseline Forecast | 0 | 89528.399 | 83550.914 | 84205.3282 | 84194.2411 | 82544.3683 | 81157.0267 | 79501.189 | 78262.0087 | 77063.256 | 93743.9579 | 104338.9795 | 113937.9811 | 121336.5764 | 126499.8485 | 153554.5553 | 149981.8099 | 148228.6653 | 146161.9032 | 147159.0149 | 150125.7112 | 155013.4882 | 159468.8841 | 163933.1122 | 177497.0907 | 186063.8924 | 186889.5893
Commercial_Miscellaneous (WA)_New_Food Preparation_Natural Gas_Oven_E3_Baseline Forecast | Commercial | Miscellaneous (WA) | New | Food Preparation | Natural Gas | Oven | E3 |  | Baseline Forecast | 0 | 0 | 0 | 0 | 0 | 0 | 0 | 0 | 0 | 0 | 0 | 0 | 0 | 0 | 0 | 0 | 0 | 0 | 0 | 0 | 0 | 0 | 0 | 0 | 0 | 0 | 0
Commercial_Miscellaneous (WA)_New_Food Preparation_Natural Gas_Oven_E4_Baseline Forecast | Commercial | Miscellaneous (WA) | New | Food Preparation | Natural Gas | Oven | E4 |  | Baseline Forecast | 0 | 0 | 0 | 0 | 0 | 0 | 0 | 0 | 0 | 0 | 0 | 0 | 0 | 0 | 0 | 0 | 0 | 0 | 0 | 0 | 0 | 0 | 0 | 0 | 0 | 0 | 0
Commercial_Miscellaneous (WA)_New_Food Preparation_Natural Gas_Oven_E5_Baseline Forecast | Commercial | Miscellaneous (WA) | New | Food Preparation | Natural Gas | Oven | E5 |  | Baseline Forecast | 0 | 0 | 0 | 0 | 0 | 0 | 0 | 0 | 0 | 0 | 0 | 0 | 0 | 0 | 0 | 0 | 0 | 0 | 0 | 0 | 0 | 0 | 0 | 0 | 0 | 0 | 0
Commercial_Miscellaneous (WA)_New_Food Preparation_Natural Gas_Oven_E6_Baseline Forecast | Commercial | Miscellaneous (WA) | New | Food Preparation | Natural Gas | Oven | E6 |  | Baseline Forecast | 0 | 0 | 0 | 0 | 0 | 0 | 0 | 0 | 0 | 0 | 0 | 0 | 0 | 0 | 0 | 0 | 0 | 0 | 0 | 0 | 0 | 0 | 0 | 0 | 0 | 0 | 0
Commercial_Miscellaneous (WA)_New_Food Preparation_Natural Gas_Oven_E7_Baseline Forecast | Commercial | Miscellaneous (WA) | New | Food Preparation | Natural Gas | Oven | E7 |  | Baseline Forecast | 0 | 0 | 0 | 0 | 0 | 0 | 0 | 0 | 0 | 0 | 0 | 0 | 0 | 0 | 0 | 0 | 0 | 0 | 0 | 0 | 0 | 0 | 0 | 0 | 0 | 0 | 0
Commercial_Miscellaneous (WA)_New_Food Preparation_Natural Gas_Oven_E8_Baseline Forecast | Commercial | Miscellaneous (WA) | New | Food Preparation | Natural Gas | Oven | E8 |  | Baseline Forecast | 0 | 0 | 0 | 0 | 0 | 0 | 0 | 0 | 0 | 0 | 0 | 0 | 0 | 0 | 0 | 0 | 0 | 0 | 0 | 0 | 0 | 0 | 0 | 0 | 0 | 0 | 0
Commercial_Miscellaneous (WA)_New_Food Preparation_Natural Gas_Oven_E9_Baseline Forecast | Commercial | Miscellaneous (WA) | New | Food Preparation | Natural Gas | Oven | E9 |  | Baseline Forecast | 0 | 0 | 0 | 0 | 0 | 0 | 0 | 0 | 0 | 0 | 0 | 0 | 0 | 0 | 0 | 0 | 0 | 0 | 0 | 0 | 0 | 0 | 0 | 0 | 0 | 0 | 0
Commercial_Miscellaneous (WA)_New_Food Preparation_Natural Gas_Oven_E10_Baseline Forecast | Commercial | Miscellaneous (WA) | New | Food Preparation | Natural Gas | Oven | E10 |  | Baseline Forecast | 0 | 0 | 0 | 0 | 0 | 0 | 0 | 0 | 0 | 0 | 0 | 0 | 0 | 0 | 0 | 0 | 0 | 0 | 0 | 0 | 0 | 0 | 0 | 0 | 0 | 0 | 0
Commercial_Miscellaneous (WA)_New_Food Preparation_Natural Gas_Conveyor Oven_E1_Baseline Forecast | Commercial | Miscellaneous (WA) | New | Food Preparation | Natural Gas | Conveyor Oven | E1 | Standard | Baseline Forecast | 0 | 31107.3251 | 29030.4023 | 29257.7835 | 29253.9312 | 28680.6703 | 28198.6279 | 27623.2945 | 27192.7318 | 26776.2161 | 26350.5881 | 25470.1218 | 25110.4619 | 24726.0057 | 24270.5526 | 23813.1495 | 23499.6762 | 29336.3743 | 33503.4703 | 36793.6669 | 39418.5152 | 41634.8023 | 51103.3568 | 49814.2773 | 49264.3604 | 48689.3649 | 46113.1402
Commercial_Miscellaneous (WA)_New_Food Preparation_Natural Gas_Conveyor Oven_E2_Baseline Forecast | Commercial | Miscellaneous (WA) | New | Food Preparation | Natural Gas | Conveyor Oven | E2 | ENERGY STAR (>42% Baking Efficiency) | Baseline Forecast | 0 | 44764.1995 | 41775.457 | 42102.6641 | 42097.1206 | 41272.1842 | 40578.5133 | 39750.5945 | 39131.0044 | 38531.628 | 37919.139 | 36652.1265 | 36134.5671 | 35581.3253 | 34925.9171 | 34267.703 | 33816.6072 | 42215.7581 | 48212.311 | 52946.9841 | 56724.2047 | 59913.4961 | 73538.9768 | 71683.96 | 70892.6162 | 70065.1836 | 66357.9334
Commercial_Miscellaneous (WA)_New_Food Preparation_Natural Gas_Conveyor Oven_E3_Baseline Forecast | Commercial | Miscellaneous (WA) | New | Food Preparation | Natural Gas | Conveyor Oven | E3 |  | Baseline Forecast | 0 | 0 | 0 | 0 | 0 | 0 | 0 | 0 | 0 | 0 | 0 | 0 | 0 | 0 | 0 | 0 | 0 | 0 | 0 | 0 | 0 | 0 | 0 | 0 | 0 | 0 | 0
Commercial_Miscellaneous (WA)_New_Food Preparation_Natural Gas_Conveyor Oven_E4_Baseline Forecast | Commercial | Miscellaneous (WA) | New | Food Preparation | Natural Gas | Conveyor Oven | E4 |  | Baseline Forecast | 0 | 0 | 0 | 0 | 0 | 0 | 0 | 0 | 0 | 0 | 0 | 0 | 0 | 0 | 0 | 0 | 0 | 0 | 0 | 0 | 0 | 0 | 0 | 0 | 0 | 0 | 0
Commercial_Miscellaneous (WA)_New_Food Preparation_Natural Gas_Conveyor Oven_E5_Baseline Forecast | Commercial | Miscellaneous (WA) | New | Food Preparation | Natural Gas | Conveyor Oven | E5 |  | Baseline Forecast | 0 | 0 | 0 | 0 | 0 | 0 | 0 | 0 | 0 | 0 | 0 | 0 | 0 | 0 | 0 | 0 | 0 | 0 | 0 | 0 | 0 | 0 | 0 | 0 | 0 | 0 | 0
Commercial_Miscellaneous (WA)_New_Food Preparation_Natural Gas_Conveyor Oven_E6_Baseline Forecast | Commercial | Miscellaneous (WA) | New | Food Preparation | Natural Gas | Conveyor Oven | E6 |  | Baseline Forecast | 0 | 0 | 0 | 0 | 0 | 0 | 0 | 0 | 0 | 0 | 0 | 0 | 0 | 0 | 0 | 0 | 0 | 0 | 0 | 0 | 0 | 0 | 0 | 0 | 0 | 0 | 0
Commercial_Miscellaneous (WA)_New_Food Preparation_Natural Gas_Conveyor Oven_E7_Baseline Forecast | Commercial | Miscellaneous (WA) | New | Food Preparation | Natural Gas | Conveyor Oven | E7 |  | Baseline Forecast | 0 | 0 | 0 | 0 | 0 | 0 | 0 | 0 | 0 | 0 | 0 | 0 | 0 | 0 | 0 | 0 | 0 | 0 | 0 | 0 | 0 | 0 | 0 | 0 | 0 | 0 | 0
Commercial_Miscellaneous (WA)_New_Food Preparation_Natural Gas_Conveyor Oven_E8_Baseline Forecast | Commercial | Miscellaneous (WA) | New | Food Preparation | Natural Gas | Conveyor Oven | E8 |  | Baseline Forecast | 0 | 0 | 0 | 0 | 0 | 0 | 0 | 0 | 0 | 0 | 0 | 0 | 0 | 0 | 0 | 0 | 0 | 0 | 0 | 0 | 0 | 0 | 0 | 0 | 0 | 0 | 0
Commercial_Miscellaneous (WA)_New_Food Preparation_Natural Gas_Conveyor Oven_E9_Baseline Forecast | Commercial | Miscellaneous (WA) | New | Food Preparation | Natural Gas | Conveyor Oven | E9 |  | Baseline Forecast | 0 | 0 | 0 | 0 | 0 | 0 | 0 | 0 | 0 | 0 | 0 | 0 | 0 | 0 | 0 | 0 | 0 | 0 | 0 | 0 | 0 | 0 | 0 | 0 | 0 | 0 | 0
Commercial_Miscellaneous (WA)_New_Food Preparation_Natural Gas_Conveyor Oven_E10_Baseline Forecast | Commercial | Miscellaneous (WA) | New | Food Preparation | Natural Gas | Conveyor Oven | E10 |  | Baseline Forecast | 0 | 0 | 0 | 0 | 0 | 0 | 0 | 0 | 0 | 0 | 0 | 0 | 0 | 0 | 0 | 0 | 0 | 0 | 0 | 0 | 0 | 0 | 0 | 0 | 0 | 0 | 0
Commercial_Miscellaneous (WA)_New_Food Preparation_Natural Gas_Double Rack Oven_E1_Baseline Forecast | Commercial | Miscellaneous (WA) | New | Food Preparation | Natural Gas | Double Rack Oven | E1 | Standard | Baseline Forecast | 0 | 31107.3251 | 29030.4023 | 29257.7835 | 29253.9312 | 28680.6703 | 28198.6279 | 27623.2945 | 27192.7318 | 26776.2161 | 29806.9576 | 31768.0504 | 33959.4855 | 35842.2413 | 37338.392 | 38562.1877 | 39679.1873 | 40518.1115 | 41164.8661 | 51602.0162 | 50907.8565 | 51504.3413 | 51812.8219 | 52062.7105 | 52444.4056 | 52916.8671 | 51615.1548
Commercial_Miscellaneous (WA)_New_Food Preparation_Natural Gas_Double Rack Oven_E2_Baseline Forecast | Commercial | Miscellaneous (WA) | New | Food Preparation | Natural Gas | Double Rack Oven | E2 | FTSC Qualified (>50% Cooking Efficiency) | Baseline Forecast | 0 | 44764.1995 | 41775.457 | 42102.6641 | 42097.1206 | 41272.1842 | 40578.5133 | 39750.5945 | 39131.0044 | 38531.628 | 42892.939 | 45714.9994 | 48868.5279 | 51577.8595 | 53730.8568 | 55491.9286 | 57099.3183 | 58306.5508 | 59237.2464 | 74256.5599 | 73257.6472 | 74116.0034 | 74559.9145 | 74919.5102 | 75468.7788 | 76148.6624 | 74275.4667
Commercial_Miscellaneous (WA)_New_Food Preparation_Natural Gas_Double Rack Oven_E3_Baseline Forecast | Commercial | Miscellaneous (WA) | New | Food Preparation | Natural Gas | Double Rack Oven | E3 |  | Baseline Forecast | 0 | 0 | 0 | 0 | 0 | 0 | 0 | 0 | 0 | 0 | 0 | 0 | 0 | 0 | 0 | 0 | 0 | 0 | 0 | 0 | 0 | 0 | 0 | 0 | 0 | 0 | 0
Commercial_Miscellaneous (WA)_New_Food Preparation_Natural Gas_Double Rack Oven_E4_Baseline Forecast | Commercial | Miscellaneous (WA) | New | Food Preparation | Natural Gas | Double Rack Oven | E4 |  | Baseline Forecast | 0 | 0 | 0 | 0 | 0 | 0 | 0 | 0 | 0 | 0 | 0 | 0 | 0 | 0 | 0 | 0 | 0 | 0 | 0 | 0 | 0 | 0 | 0 | 0 | 0 | 0 | 0
Commercial_Miscellaneous (WA)_New_Food Preparation_Natural Gas_Double Rack Oven_E5_Baseline Forecast | Commercial | Miscellaneous (WA) | New | Food Preparation | Natural Gas | Double Rack Oven | E5 |  | Baseline Forecast | 0 | 0 | 0 | 0 | 0 | 0 | 0 | 0 | 0 | 0 | 0 | 0 | 0 | 0 | 0 | 0 | 0 | 0 | 0 | 0 | 0 | 0 | 0 | 0 | 0 | 0 | 0
Commercial_Miscellaneous (WA)_New_Food Preparation_Natural Gas_Double Rack Oven_E6_Baseline Forecast | Commercial | Miscellaneous (WA) | New | Food Preparation | Natural Gas | Double Rack Oven | E6 |  | Baseline Forecast | 0 | 0 | 0 | 0 | 0 | 0 | 0 | 0 | 0 | 0 | 0 | 0 | 0 | 0 | 0 | 0 | 0 | 0 | 0 | 0 | 0 | 0 | 0 | 0 | 0 | 0 | 0
Commercial_Miscellaneous (WA)_New_Food Preparation_Natural Gas_Double Rack Oven_E7_Baseline Forecast | Commercial | Miscellaneous (WA) | New | Food Preparation | Natural Gas | Double Rack Oven | E7 |  | Baseline Forecast | 0 | 0 | 0 | 0 | 0 | 0 | 0 | 0 | 0 | 0 | 0 | 0 | 0 | 0 | 0 | 0 | 0 | 0 | 0 | 0 | 0 | 0 | 0 | 0 | 0 | 0 | 0
Commercial_Miscellaneous (WA)_New_Food Preparation_Natural Gas_Double Rack Oven_E8_Baseline Forecast | Commercial | Miscellaneous (WA) | New | Food Preparation | Natural Gas | Double Rack Oven | E8 |  | Baseline Forecast | 0 | 0 | 0 | 0 | 0 | 0 | 0 | 0 | 0 | 0 | 0 | 0 | 0 | 0 | 0 | 0 | 0 | 0 | 0 | 0 | 0 | 0 | 0 | 0 | 0 | 0 | 0
Commercial_Miscellaneous (WA)_New_Food Preparation_Natural Gas_Double Rack Oven_E9_Baseline Forecast | Commercial | Miscellaneous (WA) | New | Food Preparation | Natural Gas | Double Rack Oven | E9 |  | Baseline Forecast | 0 | 0 | 0 | 0 | 0 | 0 | 0 | 0 | 0 | 0 | 0 | 0 | 0 | 0 | 0 | 0 | 0 | 0 | 0 | 0 | 0 | 0 | 0 | 0 | 0 | 0 | 0
Commercial_Miscellaneous (WA)_New_Food Preparation_Natural Gas_Double Rack Oven_E10_Baseline Forecast | Commercial | Miscellaneous (WA) | New | Food Preparation | Natural Gas | Double Rack Oven | E10 |  | Baseline Forecast | 0 | 0 | 0 | 0 | 0 | 0 | 0 | 0 | 0 | 0 | 0 | 0 | 0 | 0 | 0 | 0 | 0 | 0 | 0 | 0 | 0 | 0 | 0 | 0 | 0 | 0 | 0
Commercial_Miscellaneous (WA)_New_Food Preparation_Natural Gas_Fryer_E1_Baseline Forecast | Commercial | Miscellaneous (WA) | New | Food Preparation | Natural Gas | Fryer | E1 | Standard | Baseline Forecast | 0 | 9642.2928 | 8998.512 | 9068.9931 | 9067.799 | 8890.1061 | 8740.6881 | 8562.3528 | 8428.892 | 8299.7852 | 8167.8539 | 7894.937 | 8660.0258 | 9279.2147 | 9815.6806 | 10289.8297 | 10736.445 | 11097.9434 | 11396.4473 | 11641.4544 | 11864.1095 | 12137.3204 | 12249.5904 | 15491.2625 | 15217.9351 | 15259.5647 | 14742.8734
Commercial_Miscellaneous (WA)_New_Food Preparation_Natural Gas_Fryer_E2_Baseline Forecast | Commercial | Miscellaneous (WA) | New | Food Preparation | Natural Gas | Fryer | E2 | ENERGY STAR | Baseline Forecast | 0 | 3387.8326 | 3161.6394 | 3186.403 | 3185.9834 | 3123.5508 | 3071.0526 | 3008.3942 | 2961.5026 | 2916.1407 | 2869.7865 | 2773.8968 | 3042.7118 | 3260.2646 | 3448.7526 | 3615.3456 | 3772.2645 | 3899.2774 | 4004.1572 | 4090.2407 | 4168.4709 | 4264.4639 | 4303.9101 | 5442.876 | 5346.8421 | 5361.4687 | 5179.9285
Commercial_Miscellaneous (WA)_New_Food Preparation_Natural Gas_Fryer_E3_Baseline Forecast | Commercial | Miscellaneous (WA) | New | Food Preparation | Natural Gas | Fryer | E3 |  | Baseline Forecast | 0 | 0 | 0 | 0 | 0 | 0 | 0 | 0 | 0 | 0 | 0 | 0 | 0 | 0 | 0 | 0 | 0 | 0 | 0 | 0 | 0 | 0 | 0 | 0 | 0 | 0 | 0
Commercial_Miscellaneous (WA)_New_Food Preparation_Natural Gas_Fryer_E4_Baseline Forecast | Commercial | Miscellaneous (WA) | New | Food Preparation | Natural Gas | Fryer | E4 |  | Baseline Forecast | 0 | 0 | 0 | 0 | 0 | 0 | 0 | 0 | 0 | 0 | 0 | 0 | 0 | 0 | 0 | 0 | 0 | 0 | 0 | 0 | 0 | 0 | 0 | 0 | 0 | 0 | 0
Commercial_Miscellaneous (WA)_New_Food Preparation_Natural Gas_Fryer_E5_Baseline Forecast | Commercial | Miscellaneous (WA) | New | Food Preparation | Natural Gas | Fryer | E5 |  | Baseline Forecast | 0 | 0 | 0 | 0 | 0 | 0 | 0 | 0 | 0 | 0 | 0 | 0 | 0 | 0 | 0 | 0 | 0 | 0 | 0 | 0 | 0 | 0 | 0 | 0 | 0 | 0 | 0
Commercial_Miscellaneous (WA)_New_Food Preparation_Natural Gas_Fryer_E6_Baseline Forecast | Commercial | Miscellaneous (WA) | New | Food Preparation | Natural Gas | Fryer | E6 |  | Baseline Forecast | 0 | 0 | 0 | 0 | 0 | 0 | 0 | 0 | 0 | 0 | 0 | 0 | 0 | 0 | 0 | 0 | 0 | 0 | 0 | 0 | 0 | 0 | 0 | 0 | 0 | 0 | 0
Commercial_Miscellaneous (WA)_New_Food Preparation_Natural Gas_Fryer_E7_Baseline Forecast | Commercial | Miscellaneous (WA) | New | Food Preparation | Natural Gas | Fryer | E7 |  | Baseline Forecast | 0 | 0 | 0 | 0 | 0 | 0 | 0 | 0 | 0 | 0 | 0 | 0 | 0 | 0 | 0 | 0 | 0 | 0 | 0 | 0 | 0 | 0 | 0 | 0 | 0 | 0 | 0
Commercial_Miscellaneous (WA)_New_Food Preparation_Natural Gas_Fryer_E8_Baseline Forecast | Commercial | Miscellaneous (WA) | New | Food Preparation | Natural Gas | Fryer | E8 |  | Baseline Forecast | 0 | 0 | 0 | 0 | 0 | 0 | 0 | 0 | 0 | 0 | 0 | 0 | 0 | 0 | 0 | 0 | 0 | 0 | 0 | 0 | 0 | 0 | 0 | 0 | 0 | 0 | 0
Commercial_Miscellaneous (WA)_New_Food Preparation_Natural Gas_Fryer_E9_Baseline Forecast | Commercial | Miscellaneous (WA) | New | Food Preparation | Natural Gas | Fryer | E9 |  | Baseline Forecast | 0 | 0 | 0 | 0 | 0 | 0 | 0 | 0 | 0 | 0 | 0 | 0 | 0 | 0 | 0 | 0 | 0 | 0 | 0 | 0 | 0 | 0 | 0 | 0 | 0 | 0 | 0
Commercial_Miscellaneous (WA)_New_Food Preparation_Natural Gas_Fryer_E10_Baseline Forecast | Commercial | Miscellaneous (WA) | New | Food Preparation | Natural Gas | Fryer | E10 |  | Baseline Forecast | 0 | 0 | 0 | 0 | 0 | 0 | 0 | 0 | 0 | 0 | 0 | 0 | 0 | 0 | 0 | 0 | 0 | 0 | 0 | 0 | 0 | 0 | 0 | 0 | 0 | 0 | 0
Commercial_Miscellaneous (WA)_New_Food Preparation_Natural Gas_Broiler_E1_Baseline Forecast | Commercial | Miscellaneous (WA) | New | Food Preparation | Natural Gas | Broiler | E1 | Standard | Baseline Forecast | 0 | 109900.7105 | 102563.0404 | 103366.3675 | 103352.7576 | 101327.4539 | 99624.4208 | 97591.7949 | 96070.6375 | 94599.1068 | 105306.5736 | 112235.022 | 119977.2586 | 126628.946 | 131914.7758 | 136238.3881 | 140184.6949 | 143148.5747 | 145433.5281 | 182307.4865 | 179855.0531 | 181962.4058 | 183052.253 | 183935.0976 | 185283.6083 | 186952.7925 | 182353.9045
Commercial_Miscellaneous (WA)_New_Food Preparation_Natural Gas_Broiler_E2_Baseline Forecast | Commercial | Miscellaneous (WA) | New | Food Preparation | Natural Gas | Broiler | E2 | Infrared Burners | Baseline Forecast | 0 | 38613.7631 | 36035.6629 | 36317.9129 | 36313.131 | 35601.5379 | 35003.1749 | 34289.009 | 33754.5483 | 33237.524 | 36999.6069 | 39433.9266 | 42154.1719 | 44491.2513 | 46348.4347 | 47867.5418 | 49254.082 | 50295.4452 | 51098.2666 | 64053.9817 | 63192.3159 | 63932.7372 | 64315.6565 | 64625.8451 | 65099.6462 | 65686.1163 | 64070.2908
Commercial_Miscellaneous (WA)_New_Food Preparation_Natural Gas_Broiler_E3_Baseline Forecast | Commercial | Miscellaneous (WA) | New | Food Preparation | Natural Gas | Broiler | E3 |  | Baseline Forecast | 0 | 0 | 0 | 0 | 0 | 0 | 0 | 0 | 0 | 0 | 0 | 0 | 0 | 0 | 0 | 0 | 0 | 0 | 0 | 0 | 0 | 0 | 0 | 0 | 0 | 0 | 0
Commercial_Miscellaneous (WA)_New_Food Preparation_Natural Gas_Broiler_E4_Baseline Forecast | Commercial | Miscellaneous (WA) | New | Food Preparation | Natural Gas | Broiler | E4 |  | Baseline Forecast | 0 | 0 | 0 | 0 | 0 | 0 | 0 | 0 | 0 | 0 | 0 | 0 | 0 | 0 | 0 | 0 | 0 | 0 | 0 | 0 | 0 | 0 | 0 | 0 | 0 | 0 | 0
Commercial_Miscellaneous (WA)_New_Food Preparation_Natural Gas_Broiler_E5_Baseline Forecast | Commercial | Miscellaneous (WA) | New | Food Preparation | Natural Gas | Broiler | E5 |  | Baseline Forecast | 0 | 0 | 0 | 0 | 0 | 0 | 0 | 0 | 0 | 0 | 0 | 0 | 0 | 0 | 0 | 0 | 0 | 0 | 0 | 0 | 0 | 0 | 0 | 0 | 0 | 0 | 0
Commercial_Miscellaneous (WA)_New_Food Preparation_Natural Gas_Broiler_E6_Baseline Forecast | Commercial | Miscellaneous (WA) | New | Food Preparation | Natural Gas | Broiler | E6 |  | Baseline Forecast | 0 | 0 | 0 | 0 | 0 | 0 | 0 | 0 | 0 | 0 | 0 | 0 | 0 | 0 | 0 | 0 | 0 | 0 | 0 | 0 | 0 | 0 | 0 | 0 | 0 | 0 | 0
Commercial_Miscellaneous (WA)_New_Food Preparation_Natural Gas_Broiler_E7_Baseline Forecast | Commercial | Miscellaneous (WA) | New | Food Preparation | Natural Gas | Broiler | E7 |  | Baseline Forecast | 0 | 0 | 0 | 0 | 0 | 0 | 0 | 0 | 0 | 0 | 0 | 0 | 0 | 0 | 0 | 0 | 0 | 0 | 0 | 0 | 0 | 0 | 0 | 0 | 0 | 0 | 0
Commercial_Miscellaneous (WA)_New_Food Preparation_Natural Gas_Broiler_E8_Baseline Forecast | Commercial | Miscellaneous (WA) | New | Food Preparation | Natural Gas | Broiler | E8 |  | Baseline Forecast | 0 | 0 | 0 | 0 | 0 | 0 | 0 | 0 | 0 | 0 | 0 | 0 | 0 | 0 | 0 | 0 | 0 | 0 | 0 | 0 | 0 | 0 | 0 | 0 | 0 | 0 | 0
Commercial_Miscellaneous (WA)_New_Food Preparation_Natural Gas_Broiler_E9_Baseline Forecast | Commercial | Miscellaneous (WA) | New | Food Preparation | Natural Gas | Broiler | E9 |  | Baseline Forecast | 0 | 0 | 0 | 0 | 0 | 0 | 0 | 0 | 0 | 0 | 0 | 0 | 0 | 0 | 0 | 0 | 0 | 0 | 0 | 0 | 0 | 0 | 0 | 0 | 0 | 0 | 0
Commercial_Miscellaneous (WA)_New_Food Preparation_Natural Gas_Broiler_E10_Baseline Forecast | Commercial | Miscellaneous (WA) | New | Food Preparation | Natural Gas | Broiler | E10 |  | Baseline Forecast | 0 | 0 | 0 | 0 | 0 | 0 | 0 | 0 | 0 | 0 | 0 | 0 | 0 | 0 | 0 | 0 | 0 | 0 | 0 | 0 | 0 | 0 | 0 | 0 | 0 | 0 | 0
Commercial_Miscellaneous (WA)_New_Food Preparation_Natural Gas_Griddle_E1_Baseline Forecast | Commercial | Miscellaneous (WA) | New | Food Preparation | Natural Gas | Griddle | E1 | Standard | Baseline Forecast | 0 | 116958.116 | 109149.2486 | 110004.1624 | 109989.6784 | 107834.3175 | 106021.922 | 103858.7687 | 102239.9283 | 100673.9016 | 112068.9611 | 119442.328 | 127681.7416 | 134760.5751 | 140385.8408 | 144987.099 | 149186.8226 | 152341.0315 | 154772.7159 | 194014.5796 | 191404.6603 | 193647.3391 | 194807.1722 | 195746.7097 | 197181.8167 | 198958.1895 | 194063.9784
Commercial_Miscellaneous (WA)_New_Food Preparation_Natural Gas_Griddle_E2_Baseline Forecast | Commercial | Miscellaneous (WA) | New | Food Preparation | Natural Gas | Griddle | E2 | ENERGY STAR | Baseline Forecast | 0 | 47771.6248 | 44582.0875 | 44931.2776 | 44925.3616 | 44045.0029 | 43304.7287 | 42421.1872 | 41759.9707 | 41120.326 | 45774.6461 | 48786.303 | 52151.6973 | 55043.0518 | 57340.6955 | 59220.0827 | 60935.4627 | 62223.8016 | 63217.0248 | 79245.3917 | 78179.3683 | 79095.392 | 79569.1267 | 79952.8814 | 80539.0519 | 81264.6126 | 79265.5687
Commercial_Miscellaneous (WA)_New_Food Preparation_Natural Gas_Griddle_E3_Baseline Forecast | Commercial | Miscellaneous (WA) | New | Food Preparation | Natural Gas | Griddle | E3 |  | Baseline Forecast | 0 | 0 | 0 | 0 | 0 | 0 | 0 | 0 | 0 | 0 | 0 | 0 | 0 | 0 | 0 | 0 | 0 | 0 | 0 | 0 | 0 | 0 | 0 | 0 | 0 | 0 | 0
Commercial_Miscellaneous (WA)_New_Food Preparation_Natural Gas_Griddle_E4_Baseline Forecast | Commercial | Miscellaneous (WA) | New | Food Preparation | Natural Gas | Griddle | E4 |  | Baseline Forecast | 0 | 0 | 0 | 0 | 0 | 0 | 0 | 0 | 0 | 0 | 0 | 0 | 0 | 0 | 0 | 0 | 0 | 0 | 0 | 0 | 0 | 0 | 0 | 0 | 0 | 0 | 0
Commercial_Miscellaneous (WA)_New_Food Preparation_Natural Gas_Griddle_E5_Baseline Forecast | Commercial | Miscellaneous (WA) | New | Food Preparation | Natural Gas | Griddle | E5 |  | Baseline Forecast | 0 | 0 | 0 | 0 | 0 | 0 | 0 | 0 | 0 | 0 | 0 | 0 | 0 | 0 | 0 | 0 | 0 | 0 | 0 | 0 | 0 | 0 | 0 | 0 | 0 | 0 | 0
Commercial_Miscellaneous (WA)_New_Food Preparation_Natural Gas_Griddle_E6_Baseline Forecast | Commercial | Miscellaneous (WA) | New | Food Preparation | Natural Gas | Griddle | E6 |  | Baseline Forecast | 0 | 0 | 0 | 0 | 0 | 0 | 0 | 0 | 0 | 0 | 0 | 0 | 0 | 0 | 0 | 0 | 0 | 0 | 0 | 0 | 0 | 0 | 0 | 0 | 0 | 0 | 0
Commercial_Miscellaneous (WA)_New_Food Preparation_Natural Gas_Griddle_E7_Baseline Forecast | Commercial | Miscellaneous (WA) | New | Food Preparation | Natural Gas | Griddle | E7 |  | Baseline Forecast | 0 | 0 | 0 | 0 | 0 | 0 | 0 | 0 | 0 | 0 | 0 | 0 | 0 | 0 | 0 | 0 | 0 | 0 | 0 | 0 | 0 | 0 | 0 | 0 | 0 | 0 | 0
Commercial_Miscellaneous (WA)_New_Food Preparation_Natural Gas_Griddle_E8_Baseline Forecast | Commercial | Miscellaneous (WA) | New | Food Preparation | Natural Gas | Griddle | E8 |  | Baseline Forecast | 0 | 0 | 0 | 0 | 0 | 0 | 0 | 0 | 0 | 0 | 0 | 0 | 0 | 0 | 0 | 0 | 0 | 0 | 0 | 0 | 0 | 0 | 0 | 0 | 0 | 0 | 0
Commercial_Miscellaneous (WA)_New_Food Preparation_Natural Gas_Griddle_E9_Baseline Forecast | Commercial | Miscellaneous (WA) | New | Food Preparation | Natural Gas | Griddle | E9 |  | Baseline Forecast | 0 | 0 | 0 | 0 | 0 | 0 | 0 | 0 | 0 | 0 | 0 | 0 | 0 | 0 | 0 | 0 | 0 | 0 | 0 | 0 | 0 | 0 | 0 | 0 | 0 | 0 | 0
Commercial_Miscellaneous (WA)_New_Food Preparation_Natural Gas_Griddle_E10_Baseline Forecast | Commercial | Miscellaneous (WA) | New | Food Preparation | Natural Gas | Griddle | E10 |  | Baseline Forecast | 0 | 0 | 0 | 0 | 0 | 0 | 0 | 0 | 0 | 0 | 0 | 0 | 0 | 0 | 0 | 0 | 0 | 0 | 0 | 0 | 0 | 0 | 0 | 0 | 0 | 0 | 0
Commercial_Miscellaneous (WA)_New_Food Preparation_Natural Gas_Range_E1_Baseline Forecast | Commercial | Miscellaneous (WA) | New | Food Preparation | Natural Gas | Range | E1 | Standard | Baseline Forecast | 0 | 75082.587 | 70069.5962 | 70618.4177 | 70609.1196 | 69225.4613 | 68061.9735 | 66673.3127 | 65634.0798 | 64628.7512 | 78617.9464 | 87503.4134 | 95553.5726 | 101758.3712 | 106088.526 | 128777.8335 | 125781.5667 | 124311.2999 | 122578.0193 | 123414.2424 | 125902.2489 | 130001.3609 | 133737.8586 | 137481.7634 | 148857.1325 | 156041.642 | 156734.109
Commercial_Miscellaneous (WA)_New_Food Preparation_Natural Gas_Range_E2_Baseline Forecast | Commercial | Miscellaneous (WA) | New | Food Preparation | Natural Gas | Range | E2 | High Efficiency | Baseline Forecast | 0 | 108045.674 | 100831.858 | 101621.6255 | 101608.2453 | 99617.1272 | 97942.8399 | 95944.5231 | 94449.0416 | 93002.3492 | 113133.1424 | 125919.5461 | 137503.9216 | 146432.778 | 152663.9764 | 185314.4434 | 181002.7423 | 178886.9925 | 176392.7594 | 177596.105 | 181176.407 | 187075.1292 | 192452.0404 | 197839.6107 | 214209.0444 | 224547.7288 | 225544.2057
Commercial_Miscellaneous (WA)_New_Food Preparation_Natural Gas_Range_E3_Baseline Forecast | Commercial | Miscellaneous (WA) | New | Food Preparation | Natural Gas | Range | E3 |  | Baseline Forecast | 0 | 0 | 0 | 0 | 0 | 0 | 0 | 0 | 0 | 0 | 0 | 0 | 0 | 0 | 0 | 0 | 0 | 0 | 0 | 0 | 0 | 0 | 0 | 0 | 0 | 0 | 0
Commercial_Miscellaneous (WA)_New_Food Preparation_Natural Gas_Range_E4_Baseline Forecast | Commercial | Miscellaneous (WA) | New | Food Preparation | Natural Gas | Range | E4 |  | Baseline Forecast | 0 | 0 | 0 | 0 | 0 | 0 | 0 | 0 | 0 | 0 | 0 | 0 | 0 | 0 | 0 | 0 | 0 | 0 | 0 | 0 | 0 | 0 | 0 | 0 | 0 | 0 | 0
Commercial_Miscellaneous (WA)_New_Food Preparation_Natural Gas_Range_E5_Baseline Forecast | Commercial | Miscellaneous (WA) | New | Food Preparation | Natural Gas | Range | E5 |  | Baseline Forecast | 0 | 0 | 0 | 0 | 0 | 0 | 0 | 0 | 0 | 0 | 0 | 0 | 0 | 0 | 0 | 0 | 0 | 0 | 0 | 0 | 0 | 0 | 0 | 0 | 0 | 0 | 0
Commercial_Miscellaneous (WA)_New_Food Preparation_Natural Gas_Range_E6_Baseline Forecast | Commercial | Miscellaneous (WA) | New | Food Preparation | Natural Gas | Range | E6 |  | Baseline Forecast | 0 | 0 | 0 | 0 | 0 | 0 | 0 | 0 | 0 | 0 | 0 | 0 | 0 | 0 | 0 | 0 | 0 | 0 | 0 | 0 | 0 | 0 | 0 | 0 | 0 | 0 | 0
Commercial_Miscellaneous (WA)_New_Food Preparation_Natural Gas_Range_E7_Baseline Forecast | Commercial | Miscellaneous (WA) | New | Food Preparation | Natural Gas | Range | E7 |  | Baseline Forecast | 0 | 0 | 0 | 0 | 0 | 0 | 0 | 0 | 0 | 0 | 0 | 0 | 0 | 0 | 0 | 0 | 0 | 0 | 0 | 0 | 0 | 0 | 0 | 0 | 0 | 0 | 0
Commercial_Miscellaneous (WA)_New_Food Preparation_Natural Gas_Range_E8_Baseline Forecast | Commercial | Miscellaneous (WA) | New | Food Preparation | Natural Gas | Range | E8 |  | Baseline Forecast | 0 | 0 | 0 | 0 | 0 | 0 | 0 | 0 | 0 | 0 | 0 | 0 | 0 | 0 | 0 | 0 | 0 | 0 | 0 | 0 | 0 | 0 | 0 | 0 | 0 | 0 | 0
Commercial_Miscellaneous (WA)_New_Food Preparation_Natural Gas_Range_E9_Baseline Forecast | Commercial | Miscellaneous (WA) | New | Food Preparation | Natural Gas | Range | E9 |  | Baseline Forecast | 0 | 0 | 0 | 0 | 0 | 0 | 0 | 0 | 0 | 0 | 0 | 0 | 0 | 0 | 0 | 0 | 0 | 0 | 0 | 0 | 0 | 0 | 0 | 0 | 0 | 0 | 0
Commercial_Miscellaneous (WA)_New_Food Preparation_Natural Gas_Range_E10_Baseline Forecast | Commercial | Miscellaneous (WA) | New | Food Preparation | Natural Gas | Range | E10 |  | Baseline Forecast | 0 | 0 | 0 | 0 | 0 | 0 | 0 | 0 | 0 | 0 | 0 | 0 | 0 | 0 | 0 | 0 | 0 | 0 | 0 | 0 | 0 | 0 | 0 | 0 | 0 | 0 | 0
Commercial_Miscellaneous (WA)_New_Food Preparation_Natural Gas_Steamer_E1_Baseline Forecast | Commercial | Miscellaneous (WA) | New | Food Preparation | Natural Gas | Steamer | E1 | Standard | Baseline Forecast | 0 | 3226.6154 | 3011.186 | 3034.7712 | 3034.3716 | 2974.91 | 2924.91 | 2865.2334 | 2820.5732 | 2777.37 | 3091.7344 | 3295.1493 | 3522.4564 | 3717.7458 | 3872.9344 | 3999.8729 | 4115.734 | 4202.7516 | 4269.8364 | 5352.4325 | 5280.4306 | 5342.3012 | 5374.2984 | 5400.2182 | 5439.8096 | 5488.8158 | 5353.7953
Commercial_Miscellaneous (WA)_New_Food Preparation_Natural Gas_Steamer_E2_Baseline Forecast | Commercial | Miscellaneous (WA) | New | Food Preparation | Natural Gas | Steamer | E2 | ENERGY STAR | Baseline Forecast | 0 | 3226.6154 | 3011.186 | 3034.7712 | 3034.3716 | 2974.91 | 2924.91 | 2865.2334 | 2820.5732 | 2777.37 | 3091.7344 | 3295.1493 | 3522.4564 | 3717.7458 | 3872.9344 | 3999.8729 | 4115.734 | 4202.7516 | 4269.8364 | 5352.4325 | 5280.4306 | 5342.3012 | 5374.2984 | 5400.2182 | 5439.8096 | 5488.8158 | 5353.7953
Commercial_Miscellaneous (WA)_New_Food Preparation_Natural Gas_Steamer_E3_Baseline Forecast | Commercial | Miscellaneous (WA) | New | Food Preparation | Natural Gas | Steamer | E3 |  | Baseline Forecast | 0 | 0 | 0 | 0 | 0 | 0 | 0 | 0 | 0 | 0 | 0 | 0 | 0 | 0 | 0 | 0 | 0 | 0 | 0 | 0 | 0 | 0 | 0 | 0 | 0 | 0 | 0
Commercial_Miscellaneous (WA)_New_Food Preparation_Natural Gas_Steamer_E4_Baseline Forecast | Commercial | Miscellaneous (WA) | New | Food Preparation | Natural Gas | Steamer | E4 |  | Baseline Forecast | 0 | 0 | 0 | 0 | 0 | 0 | 0 | 0 | 0 | 0 | 0 | 0 | 0 | 0 | 0 | 0 | 0 | 0 | 0 | 0 | 0 | 0 | 0 | 0 | 0 | 0 | 0
Commercial_Miscellaneous (WA)_New_Food Preparation_Natural Gas_Steamer_E5_Baseline Forecast | Commercial | Miscellaneous (WA) | New | Food Preparation | Natural Gas | Steamer | E5 |  | Baseline Forecast | 0 | 0 | 0 | 0 | 0 | 0 | 0 | 0 | 0 | 0 | 0 | 0 | 0 | 0 | 0 | 0 | 0 | 0 | 0 | 0 | 0 | 0 | 0 | 0 | 0 | 0 | 0
Commercial_Miscellaneous (WA)_New_Food Preparation_Natural Gas_Steamer_E6_Baseline Forecast | Commercial | Miscellaneous (WA) | New | Food Preparation | Natural Gas | Steamer | E6 |  | Baseline Forecast | 0 | 0 | 0 | 0 | 0 | 0 | 0 | 0 | 0 | 0 | 0 | 0 | 0 | 0 | 0 | 0 | 0 | 0 | 0 | 0 | 0 | 0 | 0 | 0 | 0 | 0 | 0
Commercial_Miscellaneous (WA)_New_Food Preparation_Natural Gas_Steamer_E7_Baseline Forecast | Commercial | Miscellaneous (WA) | New | Food Preparation | Natural Gas | Steamer | E7 |  | Baseline Forecast | 0 | 0 | 0 | 0 | 0 | 0 | 0 | 0 | 0 | 0 | 0 | 0 | 0 | 0 | 0 | 0 | 0 | 0 | 0 | 0 | 0 | 0 | 0 | 0 | 0 | 0 | 0
Commercial_Miscellaneous (WA)_New_Food Preparation_Natural Gas_Steamer_E8_Baseline Forecast | Commercial | Miscellaneous (WA) | New | Food Preparation | Natural Gas | Steamer | E8 |  | Baseline Forecast | 0 | 0 | 0 | 0 | 0 | 0 | 0 | 0 | 0 | 0 | 0 | 0 | 0 | 0 | 0 | 0 | 0 | 0 | 0 | 0 | 0 | 0 | 0 | 0 | 0 | 0 | 0
Commercial_Miscellaneous (WA)_New_Food Preparation_Natural Gas_Steamer_E9_Baseline Forecast | Commercial | Miscellaneous (WA) | New | Food Preparation | Natural Gas | Steamer | E9 |  | Baseline Forecast | 0 | 0 | 0 | 0 | 0 | 0 | 0 | 0 | 0 | 0 | 0 | 0 | 0 | 0 | 0 | 0 | 0 | 0 | 0 | 0 | 0 | 0 | 0 | 0 | 0 | 0 | 0
Commercial_Miscellaneous (WA)_New_Food Preparation_Natural Gas_Steamer_E10_Baseline Forecast | Commercial | Miscellaneous (WA) | New | Food Preparation | Natural Gas | Steamer | E10 |  | Baseline Forecast | 0 | 0 | 0 | 0 | 0 | 0 | 0 | 0 | 0 | 0 | 0 | 0 | 0 | 0 | 0 | 0 | 0 | 0 | 0 | 0 | 0 | 0 | 0 | 0 | 0 | 0 | 0
Commercial_Miscellaneous (WA)_New_Food Preparation_Natural Gas_Food Prep Other_E1_Baseline Forecast | Commercial | Miscellaneous (WA) | New | Food Preparation | Natural Gas | Food Prep Other | E1 | Standard | Baseline Forecast | 0 | 0 | 0 | 0 | 0 | 0 | 0 | 0 | 0 | 0 | 0 | 0 | 0 | 0 | 0 | 0 | 0 | 0 | 0 | 0 | 0 | 0 | 0 | 0 | 0 | 0 | 0
Commercial_Miscellaneous (WA)_New_Food Preparation_Natural Gas_Food Prep Other_E2_Baseline Forecast | Commercial | Miscellaneous (WA) | New | Food Preparation | Natural Gas | Food Prep Other | E2 | ENERGY STAR | Baseline Forecast | 0 | 0 | 0 | 0 | 0 | 0 | 0 | 0 | 0 | 0 | 0 | 0 | 0 | 0 | 0 | 0 | 0 | 0 | 0 | 0 | 0 | 0 | 0 | 0 | 0 | 0 | 0
Commercial_Miscellaneous (WA)_New_Food Preparation_Natural Gas_Food Prep Other_E3_Baseline Forecast | Commercial | Miscellaneous (WA) | New | Food Preparation | Natural Gas | Food Prep Other | E3 |  | Baseline Forecast | 0 | 0 | 0 | 0 | 0 | 0 | 0 | 0 | 0 | 0 | 0 | 0 | 0 | 0 | 0 | 0 | 0 | 0 | 0 | 0 | 0 | 0 | 0 | 0 | 0 | 0 | 0
Commercial_Miscellaneous (WA)_New_Food Preparation_Natural Gas_Food Prep Other_E4_Baseline Forecast | Commercial | Miscellaneous (WA) | New | Food Preparation | Natural Gas | Food Prep Other | E4 |  | Baseline Forecast | 0 | 0 | 0 | 0 | 0 | 0 | 0 | 0 | 0 | 0 | 0 | 0 | 0 | 0 | 0 | 0 | 0 | 0 | 0 | 0 | 0 | 0 | 0 | 0 | 0 | 0 | 0
Commercial_Miscellaneous (WA)_New_Food Preparation_Natural Gas_Food Prep Other_E5_Baseline Forecast | Commercial | Miscellaneous (WA) | New | Food Preparation | Natural Gas | Food Prep Other | E5 |  | Baseline Forecast | 0 | 0 | 0 | 0 | 0 | 0 | 0 | 0 | 0 | 0 | 0 | 0 | 0 | 0 | 0 | 0 | 0 | 0 | 0 | 0 | 0 | 0 | 0 | 0 | 0 | 0 | 0
Commercial_Miscellaneous (WA)_New_Food Preparation_Natural Gas_Food Prep Other_E6_Baseline Forecast | Commercial | Miscellaneous (WA) | New | Food Preparation | Natural Gas | Food Prep Other | E6 |  | Baseline Forecast | 0 | 0 | 0 | 0 | 0 | 0 | 0 | 0 | 0 | 0 | 0 | 0 | 0 | 0 | 0 | 0 | 0 | 0 | 0 | 0 | 0 | 0 | 0 | 0 | 0 | 0 | 0
Commercial_Miscellaneous (WA)_New_Food Preparation_Natural Gas_Food Prep Other_E7_Baseline Forecast | Commercial | Miscellaneous (WA) | New | Food Preparation | Natural Gas | Food Prep Other | E7 |  | Baseline Forecast | 0 | 0 | 0 | 0 | 0 | 0 | 0 | 0 | 0 | 0 | 0 | 0 | 0 | 0 | 0 | 0 | 0 | 0 | 0 | 0 | 0 | 0 | 0 | 0 | 0 | 0 | 0
Commercial_Miscellaneous (WA)_New_Food Preparation_Natural Gas_Food Prep Other_E8_Baseline Forecast | Commercial | Miscellaneous (WA) | New | Food Preparation | Natural Gas | Food Prep Other | E8 |  | Baseline Forecast | 0 | 0 | 0 | 0 | 0 | 0 | 0 | 0 | 0 | 0 | 0 | 0 | 0 | 0 | 0 | 0 | 0 | 0 | 0 | 0 | 0 | 0 | 0 | 0 | 0 | 0 | 0
Commercial_Miscellaneous (WA)_New_Food Preparation_Natural Gas_Food Prep Other_E9_Baseline Forecast | Commercial | Miscellaneous (WA) | New | Food Preparation | Natural Gas | Food Prep Other | E9 |  | Baseline Forecast | 0 | 0 | 0 | 0 | 0 | 0 | 0 | 0 | 0 | 0 | 0 | 0 | 0 | 0 | 0 | 0 | 0 | 0 | 0 | 0 | 0 | 0 | 0 | 0 | 0 | 0 | 0
Commercial_Miscellaneous (WA)_New_Food Preparation_Natural Gas_Food Prep Other_E10_Baseline Forecast | Commercial | Miscellaneous (WA) | New | Food Preparation | Natural Gas | Food Prep Other | E10 |  | Baseline Forecast | 0 | 0 | 0 | 0 | 0 | 0 | 0 | 0 | 0 | 0 | 0 | 0 | 0 | 0 | 0 | 0 | 0 | 0 | 0 | 0 | 0 | 0 | 0 | 0 | 0 | 0 | 0
Commercial_Miscellaneous (WA)_New_Miscellaneous_Natural Gas_Pool Heater_E1_Baseline Forecast | Commercial | Miscellaneous (WA) | New | Miscellaneous | Natural Gas | Pool Heater | E1 | Standard (EF .82) | Baseline Forecast | 0 | 5013.0806 | 4678.3755 | 4715.019 | 4714.3981 | 4622.0147 | 5546.9476 | 6189.3819 | 6715.4451 | 7124.5578 | 7418.4781 | 9065.7323 | 9165.6847 | 9432.6179 | 9694.3855 | 9923.5348 | 10711.4408 | 11266.108 | 11718.7217 | 12088.1725 | 12398.3124 | 13196.0103 | 13481.041 | 13835.3351 | 14185.4081 | 14520.3712 | 14791.09
Commercial_Miscellaneous (WA)_New_Miscellaneous_Natural Gas_Pool Heater_E2_Baseline Forecast | Commercial | Miscellaneous (WA) | New | Miscellaneous | Natural Gas | Pool Heater | E2 | Condensing (EF .90) | Baseline Forecast | 0 | 557.009 | 519.8195 | 523.891 | 523.822 | 513.5572 | 616.3275 | 687.7091 | 746.1606 | 791.6175 | 824.2753 | 1007.3036 | 1018.4094 | 1048.0687 | 1077.1539 | 1102.615 | 1190.1601 | 1251.7898 | 1302.0802 | 1343.1303 | 1377.5903 | 1466.2234 | 1497.8934 | 1537.2595 | 1576.1565 | 1613.3746 | 1643.4544
Commercial_Miscellaneous (WA)_New_Miscellaneous_Natural Gas_Pool Heater_E3_Baseline Forecast | Commercial | Miscellaneous (WA) | New | Miscellaneous | Natural Gas | Pool Heater | E3 |  | Baseline Forecast | 0 | 0 | 0 | 0 | 0 | 0 | 0 | 0 | 0 | 0 | 0 | 0 | 0 | 0 | 0 | 0 | 0 | 0 | 0 | 0 | 0 | 0 | 0 | 0 | 0 | 0 | 0
Commercial_Miscellaneous (WA)_New_Miscellaneous_Natural Gas_Pool Heater_E4_Baseline Forecast | Commercial | Miscellaneous (WA) | New | Miscellaneous | Natural Gas | Pool Heater | E4 |  | Baseline Forecast | 0 | 0 | 0 | 0 | 0 | 0 | 0 | 0 | 0 | 0 | 0 | 0 | 0 | 0 | 0 | 0 | 0 | 0 | 0 | 0 | 0 | 0 | 0 | 0 | 0 | 0 | 0
Commercial_Miscellaneous (WA)_New_Miscellaneous_Natural Gas_Pool Heater_E5_Baseline Forecast | Commercial | Miscellaneous (WA) | New | Miscellaneous | Natural Gas | Pool Heater | E5 |  | Baseline Forecast | 0 | 0 | 0 | 0 | 0 | 0 | 0 | 0 | 0 | 0 | 0 | 0 | 0 | 0 | 0 | 0 | 0 | 0 | 0 | 0 | 0 | 0 | 0 | 0 | 0 | 0 | 0
Commercial_Miscellaneous (WA)_New_Miscellaneous_Natural Gas_Pool Heater_E6_Baseline Forecast | Commercial | Miscellaneous (WA) | New | Miscellaneous | Natural Gas | Pool Heater | E6 |  | Baseline Forecast | 0 | 0 | 0 | 0 | 0 | 0 | 0 | 0 | 0 | 0 | 0 | 0 | 0 | 0 | 0 | 0 | 0 | 0 | 0 | 0 | 0 | 0 | 0 | 0 | 0 | 0 | 0
Commercial_Miscellaneous (WA)_New_Miscellaneous_Natural Gas_Pool Heater_E7_Baseline Forecast | Commercial | Miscellaneous (WA) | New | Miscellaneous | Natural Gas | Pool Heater | E7 |  | Baseline Forecast | 0 | 0 | 0 | 0 | 0 | 0 | 0 | 0 | 0 | 0 | 0 | 0 | 0 | 0 | 0 | 0 | 0 | 0 | 0 | 0 | 0 | 0 | 0 | 0 | 0 | 0 | 0
Commercial_Miscellaneous (WA)_New_Miscellaneous_Natural Gas_Pool Heater_E8_Baseline Forecast | Commercial | Miscellaneous (WA) | New | Miscellaneous | Natural Gas | Pool Heater | E8 |  | Baseline Forecast | 0 | 0 | 0 | 0 | 0 | 0 | 0 | 0 | 0 | 0 | 0 | 0 | 0 | 0 | 0 | 0 | 0 | 0 | 0 | 0 | 0 | 0 | 0 | 0 | 0 | 0 | 0
Commercial_Miscellaneous (WA)_New_Miscellaneous_Natural Gas_Pool Heater_E9_Baseline Forecast | Commercial | Miscellaneous (WA) | New | Miscellaneous | Natural Gas | Pool Heater | E9 |  | Baseline Forecast | 0 | 0 | 0 | 0 | 0 | 0 | 0 | 0 | 0 | 0 | 0 | 0 | 0 | 0 | 0 | 0 | 0 | 0 | 0 | 0 | 0 | 0 | 0 | 0 | 0 | 0 | 0
Commercial_Miscellaneous (WA)_New_Miscellaneous_Natural Gas_Pool Heater_E10_Baseline Forecast | Commercial | Miscellaneous (WA) | New | Miscellaneous | Natural Gas | Pool Heater | E10 |  | Baseline Forecast | 0 | 0 | 0 | 0 | 0 | 0 | 0 | 0 | 0 | 0 | 0 | 0 | 0 | 0 | 0 | 0 | 0 | 0 | 0 | 0 | 0 | 0 | 0 | 0 | 0 | 0 | 0
Commercial_Miscellaneous (WA)_New_Miscellaneous_Natural Gas_Miscellaneous_E1_Baseline Forecast | Commercial | Miscellaneous (WA) | New | Miscellaneous | Natural Gas | Miscellaneous | E1 | Standard | Baseline Forecast | 0 | 458486.6788 | 427875.1936 | 431226.5347 | 496667.8534 | 539986.7949 | 577733.5051 | 617046.6188 | 657854.3565 | 697525.2669 | 736133.7655 | 901039.8293 | 911375.1372 | 934522.034 | 994154.6913 | 1039311.6376 | 1080859.0564 | 1123735.6423 | 1166417.0415 | 1207626.5195 | 1249009.0987 | 1331058.687 | 1356921.3492 | 1388327.6267 | 1437363.7936 | 1479276.5857 | 1491112.5445
Commercial_Miscellaneous (WA)_New_Miscellaneous_Natural Gas_Miscellaneous_E2_Baseline Forecast | Commercial | Miscellaneous (WA) | New | Miscellaneous | Natural Gas | Miscellaneous | E2 |  | Baseline Forecast | 0 | 0 | 0 | 0 | 0 | 0 | 0 | 0 | 0 | 0 | 0 | 0 | 0 | 0 | 0 | 0 | 0 | 0 | 0 | 0 | 0 | 0 | 0 | 0 | 0 | 0 | 0
Commercial_Miscellaneous (WA)_New_Miscellaneous_Natural Gas_Miscellaneous_E3_Baseline Forecast | Commercial | Miscellaneous (WA) | New | Miscellaneous | Natural Gas | Miscellaneous | E3 |  | Baseline Forecast | 0 | 0 | 0 | 0 | 0 | 0 | 0 | 0 | 0 | 0 | 0 | 0 | 0 | 0 | 0 | 0 | 0 | 0 | 0 | 0 | 0 | 0 | 0 | 0 | 0 | 0 | 0
Commercial_Miscellaneous (WA)_New_Miscellaneous_Natural Gas_Miscellaneous_E4_Baseline Forecast | Commercial | Miscellaneous (WA) | New | Miscellaneous | Natural Gas | Miscellaneous | E4 |  | Baseline Forecast | 0 | 0 | 0 | 0 | 0 | 0 | 0 | 0 | 0 | 0 | 0 | 0 | 0 | 0 | 0 | 0 | 0 | 0 | 0 | 0 | 0 | 0 | 0 | 0 | 0 | 0 | 0
Commercial_Miscellaneous (WA)_New_Miscellaneous_Natural Gas_Miscellaneous_E5_Baseline Forecast | Commercial | Miscellaneous (WA) | New | Miscellaneous | Natural Gas | Miscellaneous | E5 |  | Baseline Forecast | 0 | 0 | 0 | 0 | 0 | 0 | 0 | 0 | 0 | 0 | 0 | 0 | 0 | 0 | 0 | 0 | 0 | 0 | 0 | 0 | 0 | 0 | 0 | 0 | 0 | 0 | 0
Commercial_Miscellaneous (WA)_New_Miscellaneous_Natural Gas_Miscellaneous_E6_Baseline Forecast | Commercial | Miscellaneous (WA) | New | Miscellaneous | Natural Gas | Miscellaneous | E6 |  | Baseline Forecast | 0 | 0 | 0 | 0 | 0 | 0 | 0 | 0 | 0 | 0 | 0 | 0 | 0 | 0 | 0 | 0 | 0 | 0 | 0 | 0 | 0 | 0 | 0 | 0 | 0 | 0 | 0
Commercial_Miscellaneous (WA)_New_Miscellaneous_Natural Gas_Miscellaneous_E7_Baseline Forecast | Commercial | Miscellaneous (WA) | New | Miscellaneous | Natural Gas | Miscellaneous | E7 |  | Baseline Forecast | 0 | 0 | 0 | 0 | 0 | 0 | 0 | 0 | 0 | 0 | 0 | 0 | 0 | 0 | 0 | 0 | 0 | 0 | 0 | 0 | 0 | 0 | 0 | 0 | 0 | 0 | 0
Commercial_Miscellaneous (WA)_New_Miscellaneous_Natural Gas_Miscellaneous_E8_Baseline Forecast | Commercial | Miscellaneous (WA) | New | Miscellaneous | Natural Gas | Miscellaneous | E8 |  | Baseline Forecast | 0 | 0 | 0 | 0 | 0 | 0 | 0 | 0 | 0 | 0 | 0 | 0 | 0 | 0 | 0 | 0 | 0 | 0 | 0 | 0 | 0 | 0 | 0 | 0 | 0 | 0 | 0
Commercial_Miscellaneous (WA)_New_Miscellaneous_Natural Gas_Miscellaneous_E9_Baseline Forecast | Commercial | Miscellaneous (WA) | New | Miscellaneous | Natural Gas | Miscellaneous | E9 |  | Baseline Forecast | 0 | 0 | 0 | 0 | 0 | 0 | 0 | 0 | 0 | 0 | 0 | 0 | 0 | 0 | 0 | 0 | 0 | 0 | 0 | 0 | 0 | 0 | 0 | 0 | 0 | 0 | 0
Commercial_Miscellaneous (WA)_New_Miscellaneous_Natural Gas_Miscellaneous_E10_Baseline Forecast | Commercial | Miscellaneous (WA) | New | Miscellaneous | Natural Gas | Miscellaneous | E10 |  | Baseline Forecast | 0 | 0 | 0 | 0 | 0 | 0 | 0 | 0 | 0 | 0 | 0 | 0 | 0 | 0 | 0 | 0 | 0 | 0 | 0 | 0 | 0 | 0 | 0 | 0 | 0 | 0 | 0
Commercial_Office (ID)_Existing_Space Heating_Natural Gas_Furnace_E1_Baseline Forecast | Commercial | Office (ID) | Existing | Space Heating | Natural Gas | Furnace | E1 | AFUE 80% (Standard) | Baseline Forecast | 0 | 135381.0033 | 137450.8781 | 138996.2799 | 140079.0494 | 140754.2837 | 141071.0622 | 141073.095 | 140799.3017 | 140284.3274 | 139559.0041 | 138650.7619 | 133812.2875 | 129647.4269 | 126044.8435 | 122909.7569 | 120161.6631 | 117732.3536 | 115564.1953 | 113608.6386 | 111824.924 | 110178.9615 | 108642.3617 | 135720.4432 | 131735.1008 | 127806.689 | 123974.9535
Commercial_Office (ID)_Existing_Space Heating_Natural Gas_Furnace_E2_Baseline Forecast | Commercial | Office (ID) | Existing | Space Heating | Natural Gas | Furnace | E2 | AFUE 90% | Baseline Forecast | 0 | 0 | 0 | 0 | 0 | 0 | 0 | 0 | 0 | 0 | 0 | 0 | 0 | 0 | 0 | 0 | 0 | 0 | 0 | 0 | 0 | 0 | 0 | 0 | 0 | 0 | 0
Commercial_Office (ID)_Existing_Space Heating_Natural Gas_Furnace_E3_Baseline Forecast | Commercial | Office (ID) | Existing | Space Heating | Natural Gas | Furnace | E3 | AFUE 96% | Baseline Forecast | 0 | 0 | 0 | 0 | 0 | 0 | 0 | 0 | 0 | 0 | 0 | 0 | 0 | 0 | 0 | 0 | 0 | 0 | 0 | 0 | 0 | 0 | 0 | 0 | 0 | 0 | 0
Commercial_Office (ID)_Existing_Space Heating_Natural Gas_Furnace_E4_Baseline Forecast | Commercial | Office (ID) | Existing | Space Heating | Natural Gas | Furnace | E4 |  | Baseline Forecast | 0 | 0 | 0 | 0 | 0 | 0 | 0 | 0 | 0 | 0 | 0 | 0 | 0 | 0 | 0 | 0 | 0 | 0 | 0 | 0 | 0 | 0 | 0 | 0 | 0 | 0 | 0
Commercial_Office (ID)_Existing_Space Heating_Natural Gas_Furnace_E5_Baseline Forecast | Commercial | Office (ID) | Existing | Space Heating | Natural Gas | Furnace | E5 |  | Baseline Forecast | 0 | 0 | 0 | 0 | 0 | 0 | 0 | 0 | 0 | 0 | 0 | 0 | 0 | 0 | 0 | 0 | 0 | 0 | 0 | 0 | 0 | 0 | 0 | 0 | 0 | 0 | 0
Commercial_Office (ID)_Existing_Space Heating_Natural Gas_Furnace_E6_Baseline Forecast | Commercial | Office (ID) | Existing | Space Heating | Natural Gas | Furnace | E6 |  | Baseline Forecast | 0 | 0 | 0 | 0 | 0 | 0 | 0 | 0 | 0 | 0 | 0 | 0 | 0 | 0 | 0 | 0 | 0 | 0 | 0 | 0 | 0 | 0 | 0 | 0 | 0 | 0 | 0
Commercial_Office (ID)_Existing_Space Heating_Natural Gas_Furnace_E7_Baseline Forecast | Commercial | Office (ID) | Existing | Space Heating | Natural Gas | Furnace | E7 |  | Baseline Forecast | 0 | 0 | 0 | 0 | 0 | 0 | 0 | 0 | 0 | 0 | 0 | 0 | 0 | 0 | 0 | 0 | 0 | 0 | 0 | 0 | 0 | 0 | 0 | 0 | 0 | 0 | 0
Commercial_Office (ID)_Existing_Space Heating_Natural Gas_Furnace_E8_Baseline Forecast | Commercial | Office (ID) | Existing | Space Heating | Natural Gas | Furnace | E8 |  | Baseline Forecast | 0 | 0 | 0 | 0 | 0 | 0 | 0 | 0 | 0 | 0 | 0 | 0 | 0 | 0 | 0 | 0 | 0 | 0 | 0 | 0 | 0 | 0 | 0 | 0 | 0 | 0 | 0
Commercial_Office (ID)_Existing_Space Heating_Natural Gas_Furnace_E9_Baseline Forecast | Commercial | Office (ID) | Existing | Space Heating | Natural Gas | Furnace | E9 |  | Baseline Forecast | 0 | 0 | 0 | 0 | 0 | 0 | 0 | 0 | 0 | 0 | 0 | 0 | 0 | 0 | 0 | 0 | 0 | 0 | 0 | 0 | 0 | 0 | 0 | 0 | 0 | 0 | 0
Commercial_Office (ID)_Existing_Space Heating_Natural Gas_Furnace_E10_Baseline Forecast | Commercial | Office (ID) | Existing | Space Heating | Natural Gas | Furnace | E10 |  | Baseline Forecast | 0 | 0 | 0 | 0 | 0 | 0 | 0 | 0 | 0 | 0 | 0 | 0 | 0 | 0 | 0 | 0 | 0 | 0 | 0 | 0 | 0 | 0 | 0 | 0 | 0 | 0 | 0
Commercial_Office (ID)_Existing_Space Heating_Natural Gas_Boiler_E1_Baseline Forecast | Commercial | Office (ID) | Existing | Space Heating | Natural Gas | Boiler | E1 | AFUE 80% (Standard) | Baseline Forecast | 0 | 47769.0983 | 51800.0545 | 55284.7703 | 59326.6613 | 61798.7034 | 63676.6565 | 65282.2618 | 57449.6724 | 58088.6009 | 59739.5977 | 59934.8592 | 59933.2761 | 59758.539 | 70218.095 | 69936.1568 | 69523.8226 | 68997.4583 | 68371.5715 | 67659.0101 | 67489.3893 | 66656.2929 | 65767.4314 | 65038.7636 | 64273.1597 | 63476.6829 | 62654.7069
Commercial_Office (ID)_Existing_Space Heating_Natural Gas_Boiler_E2_Baseline Forecast | Commercial | Office (ID) | Existing | Space Heating | Natural Gas | Boiler | E2 | AFUE 85% | Baseline Forecast | 0 | 0 | 0 | 0 | 0 | 0 | 0 | 0 | 0 | 0 | 0 | 0 | 0 | 0 | 0 | 0 | 0 | 0 | 0 | 0 | 0 | 0 | 0 | 0 | 0 | 0 | 0
Commercial_Office (ID)_Existing_Space Heating_Natural Gas_Boiler_E3_Baseline Forecast | Commercial | Office (ID) | Existing | Space Heating | Natural Gas | Boiler | E3 | AFUE 97% | Baseline Forecast | 0 | 6864.1813 | 7691.5232 | 8348.0855 | 7811.0338 | 8279.2521 | 8841.0564 | 9231.835 | 18668.3655 | 19286.3339 | 18585.6526 | 19070.1825 | 19513.1596 | 19919.513 | 9507.2856 | 9674.9624 | 9831.6517 | 9978.9712 | 10118.4144 | 10251.3652 | 9760.8621 | 9864.5677 | 9964.7623 | 9854.3581 | 9738.3575 | 9617.6792 | 9493.1374
Commercial_Office (ID)_Existing_Space Heating_Natural Gas_Boiler_E4_Baseline Forecast | Commercial | Office (ID) | Existing | Space Heating | Natural Gas | Boiler | E4 | Convert to NG Air Source Heat Pump | Baseline Forecast | 0 | 0 | 0 | 0 | 0 | 0 | 0 | 0 | 0 | 0 | 0 | 0 | 0 | 0 | 0 | 0 | 0 | 0 | 0 | 0 | 0 | 0 | 0 | 0 | 0 | 0 | 0
Commercial_Office (ID)_Existing_Space Heating_Natural Gas_Boiler_E5_Baseline Forecast | Commercial | Office (ID) | Existing | Space Heating | Natural Gas | Boiler | E5 |  | Baseline Forecast | 0 | 0 | 0 | 0 | 0 | 0 | 0 | 0 | 0 | 0 | 0 | 0 | 0 | 0 | 0 | 0 | 0 | 0 | 0 | 0 | 0 | 0 | 0 | 0 | 0 | 0 | 0
Commercial_Office (ID)_Existing_Space Heating_Natural Gas_Boiler_E6_Baseline Forecast | Commercial | Office (ID) | Existing | Space Heating | Natural Gas | Boiler | E6 |  | Baseline Forecast | 0 | 0 | 0 | 0 | 0 | 0 | 0 | 0 | 0 | 0 | 0 | 0 | 0 | 0 | 0 | 0 | 0 | 0 | 0 | 0 | 0 | 0 | 0 | 0 | 0 | 0 | 0
Commercial_Office (ID)_Existing_Space Heating_Natural Gas_Boiler_E7_Baseline Forecast | Commercial | Office (ID) | Existing | Space Heating | Natural Gas | Boiler | E7 |  | Baseline Forecast | 0 | 0 | 0 | 0 | 0 | 0 | 0 | 0 | 0 | 0 | 0 | 0 | 0 | 0 | 0 | 0 | 0 | 0 | 0 | 0 | 0 | 0 | 0 | 0 | 0 | 0 | 0
Commercial_Office (ID)_Existing_Space Heating_Natural Gas_Boiler_E8_Baseline Forecast | Commercial | Office (ID) | Existing | Space Heating | Natural Gas | Boiler | E8 |  | Baseline Forecast | 0 | 0 | 0 | 0 | 0 | 0 | 0 | 0 | 0 | 0 | 0 | 0 | 0 | 0 | 0 | 0 | 0 | 0 | 0 | 0 | 0 | 0 | 0 | 0 | 0 | 0 | 0
Commercial_Office (ID)_Existing_Space Heating_Natural Gas_Boiler_E9_Baseline Forecast | Commercial | Office (ID) | Existing | Space Heating | Natural Gas | Boiler | E9 |  | Baseline Forecast | 0 | 0 | 0 | 0 | 0 | 0 | 0 | 0 | 0 | 0 | 0 | 0 | 0 | 0 | 0 | 0 | 0 | 0 | 0 | 0 | 0 | 0 | 0 | 0 | 0 | 0 | 0
Commercial_Office (ID)_Existing_Space Heating_Natural Gas_Boiler_E10_Baseline Forecast | Commercial | Office (ID) | Existing | Space Heating | Natural Gas | Boiler | E10 |  | Baseline Forecast | 0 | 0 | 0 | 0 | 0 | 0 | 0 | 0 | 0 | 0 | 0 | 0 | 0 | 0 | 0 | 0 | 0 | 0 | 0 | 0 | 0 | 0 | 0 | 0 | 0 | 0 | 0
Commercial_Office (ID)_Existing_Space Heating_Natural Gas_Unit Heater_E1_Baseline Forecast | Commercial | Office (ID) | Existing | Space Heating | Natural Gas | Unit Heater | E1 | Standard | Baseline Forecast | 0 | 114.802 | 327.8973 | 624.6647 | 992.165 | 1418.9575 | 1894.9364 | 2411.1849 | 2959.8448 | 3534.0005 | 4030.2491 | 4457.2556 | 4822.7489 | 5133.6221 | 5396.0226 | 5615.4322 | 5796.739 | 5181.7302 | 4647.2404 | 4190.2902 | 3807.3431 | 3494.4673 | 3247.4683 | 3061.9979 | 2933.6426 | 2857.994 | 2824.1089
Commercial_Office (ID)_Existing_Space Heating_Natural Gas_Unit Heater_E2_Baseline Forecast | Commercial | Office (ID) | Existing | Space Heating | Natural Gas | Unit Heater | E2 | Condensing | Baseline Forecast | 0 | 0 | 0 | 0 | 0 | 0 | 0 | 0 | 0 | 0 | 0 | 0 | 0 | 0 | 0 | 0 | 0 | 0 | 0 | 0 | 0 | 0 | 0 | 0 | 0 | 0 | 0
Commercial_Office (ID)_Existing_Space Heating_Natural Gas_Unit Heater_E3_Baseline Forecast | Commercial | Office (ID) | Existing | Space Heating | Natural Gas | Unit Heater | E3 | Infrared Radiant | Baseline Forecast | 0 | 0 | 0 | 0 | 0 | 0 | 0 | 0 | 0 | 0 | 0 | 0 | 0 | 0 | 0 | 0 | 0 | 0 | 0 | 0 | 0 | 0 | 0 | 0 | 0 | 0 | 0
Commercial_Office (ID)_Existing_Space Heating_Natural Gas_Unit Heater_E4_Baseline Forecast | Commercial | Office (ID) | Existing | Space Heating | Natural Gas | Unit Heater | E4 |  | Baseline Forecast | 0 | 0 | 0 | 0 | 0 | 0 | 0 | 0 | 0 | 0 | 0 | 0 | 0 | 0 | 0 | 0 | 0 | 0 | 0 | 0 | 0 | 0 | 0 | 0 | 0 | 0 | 0
Commercial_Office (ID)_Existing_Space Heating_Natural Gas_Unit Heater_E5_Baseline Forecast | Commercial | Office (ID) | Existing | Space Heating | Natural Gas | Unit Heater | E5 |  | Baseline Forecast | 0 | 0 | 0 | 0 | 0 | 0 | 0 | 0 | 0 | 0 | 0 | 0 | 0 | 0 | 0 | 0 | 0 | 0 | 0 | 0 | 0 | 0 | 0 | 0 | 0 | 0 | 0
Commercial_Office (ID)_Existing_Space Heating_Natural Gas_Unit Heater_E6_Baseline Forecast | Commercial | Office (ID) | Existing | Space Heating | Natural Gas | Unit Heater | E6 |  | Baseline Forecast | 0 | 0 | 0 | 0 | 0 | 0 | 0 | 0 | 0 | 0 | 0 | 0 | 0 | 0 | 0 | 0 | 0 | 0 | 0 | 0 | 0 | 0 | 0 | 0 | 0 | 0 | 0
Commercial_Office (ID)_Existing_Space Heating_Natural Gas_Unit Heater_E7_Baseline Forecast | Commercial | Office (ID) | Existing | Space Heating | Natural Gas | Unit Heater | E7 |  | Baseline Forecast | 0 | 0 | 0 | 0 | 0 | 0 | 0 | 0 | 0 | 0 | 0 | 0 | 0 | 0 | 0 | 0 | 0 | 0 | 0 | 0 | 0 | 0 | 0 | 0 | 0 | 0 | 0
Commercial_Office (ID)_Existing_Space Heating_Natural Gas_Unit Heater_E8_Baseline Forecast | Commercial | Office (ID) | Existing | Space Heating | Natural Gas | Unit Heater | E8 |  | Baseline Forecast | 0 | 0 | 0 | 0 | 0 | 0 | 0 | 0 | 0 | 0 | 0 | 0 | 0 | 0 | 0 | 0 | 0 | 0 | 0 | 0 | 0 | 0 | 0 | 0 | 0 | 0 | 0
Commercial_Office (ID)_Existing_Space Heating_Natural Gas_Unit Heater_E9_Baseline Forecast | Commercial | Office (ID) | Existing | Space Heating | Natural Gas | Unit Heater | E9 |  | Baseline Forecast | 0 | 0 | 0 | 0 | 0 | 0 | 0 | 0 | 0 | 0 | 0 | 0 | 0 | 0 | 0 | 0 | 0 | 0 | 0 | 0 | 0 | 0 | 0 | 0 | 0 | 0 | 0
Commercial_Office (ID)_Existing_Space Heating_Natural Gas_Unit Heater_E10_Baseline Forecast | Commercial | Office (ID) | Existing | Space Heating | Natural Gas | Unit Heater | E10 |  | Baseline Forecast | 0 | 0 | 0 | 0 | 0 | 0 | 0 | 0 | 0 | 0 | 0 | 0 | 0 | 0 | 0 | 0 | 0 | 0 | 0 | 0 | 0 | 0 | 0 | 0 | 0 | 0 | 0
Commercial_Office (ID)_Existing_Water Heating_Natural Gas_Water Heater_E1_Baseline Forecast | Commercial | Office (ID) | Existing | Water Heating | Natural Gas | Water Heater | E1 | TE 0.80 | Baseline Forecast | 0 | 58808.2381 | 64037.7972 | 68495.5427 | 72268.2144 | 75433.1633 | 78059.3617 | 80208.305 | 81934.8158 | 83287.7622 | 84310.6987 | 85042.4383 | 80274.6998 | 76407.7184 | 73287.378 | 70782.5647 | 68781.9977 | 67191.4764 | 65931.4894 | 64935.141 | 64146.3529 | 63518.3079 | 63012.1021 | 74720.456 | 73709.5963 | 72431.5131 | 70976.1178
Commercial_Office (ID)_Existing_Water Heating_Natural Gas_Water Heater_E2_Baseline Forecast | Commercial | Office (ID) | Existing | Water Heating | Natural Gas | Water Heater | E2 | TE 0.90 | Baseline Forecast | 0 | 0 | 0 | 0 | 0 | 0 | 0 | 0 | 0 | 0 | 0 | 0 | 0 | 0 | 0 | 0 | 0 | 0 | 0 | 0 | 0 | 0 | 0 | 0 | 0 | 0 | 0
Commercial_Office (ID)_Existing_Water Heating_Natural Gas_Water Heater_E3_Baseline Forecast | Commercial | Office (ID) | Existing | Water Heating | Natural Gas | Water Heater | E3 | TE 0.94 | Baseline Forecast | 0 | 66315.6728 | 72212.8351 | 77239.6546 | 81493.944 | 85062.9288 | 88024.3866 | 90447.6631 | 92394.5795 | 93920.2425 | 95073.7666 | 95898.9197 | 90522.5338 | 86161.8952 | 82643.2135 | 79818.6368 | 77562.6783 | 75769.1117 | 74348.2753 | 73224.7334 | 72335.249 | 71627.0281 | 71056.2003 | 84259.2376 | 83119.332 | 81678.0892 | 80036.8988
Commercial_Office (ID)_Existing_Water Heating_Natural Gas_Water Heater_E4_Baseline Forecast | Commercial | Office (ID) | Existing | Water Heating | Natural Gas | Water Heater | E4 | Instantaneous TE 0.94 | Baseline Forecast | 0 | 0 | 0 | 0 | 0 | 0 | 0 | 0 | 0 | 0 | 0 | 0 | 0 | 0 | 0 | 0 | 0 | 0 | 0 | 0 | 0 | 0 | 0 | 0 | 0 | 0 | 0
Commercial_Office (ID)_Existing_Water Heating_Natural Gas_Water Heater_E5_Baseline Forecast | Commercial | Office (ID) | Existing | Water Heating | Natural Gas | Water Heater | E5 | Gas-Fired Absorption HPWH | Baseline Forecast | 0 | 0 | 0 | 0 | 0 | 0 | 0 | 0 | 0 | 0 | 0 | 0 | 0 | 0 | 0 | 0 | 0 | 0 | 0 | 0 | 0 | 0 | 0 | 0 | 0 | 0 | 0
Commercial_Office (ID)_Existing_Water Heating_Natural Gas_Water Heater_E6_Baseline Forecast | Commercial | Office (ID) | Existing | Water Heating | Natural Gas | Water Heater | E6 |  | Baseline Forecast | 0 | 0 | 0 | 0 | 0 | 0 | 0 | 0 | 0 | 0 | 0 | 0 | 0 | 0 | 0 | 0 | 0 | 0 | 0 | 0 | 0 | 0 | 0 | 0 | 0 | 0 | 0
Commercial_Office (ID)_Existing_Water Heating_Natural Gas_Water Heater_E7_Baseline Forecast | Commercial | Office (ID) | Existing | Water Heating | Natural Gas | Water Heater | E7 |  | Baseline Forecast | 0 | 0 | 0 | 0 | 0 | 0 | 0 | 0 | 0 | 0 | 0 | 0 | 0 | 0 | 0 | 0 | 0 | 0 | 0 | 0 | 0 | 0 | 0 | 0 | 0 | 0 | 0
Commercial_Office (ID)_Existing_Water Heating_Natural Gas_Water Heater_E8_Baseline Forecast | Commercial | Office (ID) | Existing | Water Heating | Natural Gas | Water Heater | E8 |  | Baseline Forecast | 0 | 0 | 0 | 0 | 0 | 0 | 0 | 0 | 0 | 0 | 0 | 0 | 0 | 0 | 0 | 0 | 0 | 0 | 0 | 0 | 0 | 0 | 0 | 0 | 0 | 0 | 0
Commercial_Office (ID)_Existing_Water Heating_Natural Gas_Water Heater_E9_Baseline Forecast | Commercial | Office (ID) | Existing | Water Heating | Natural Gas | Water Heater | E9 |  | Baseline Forecast | 0 | 0 | 0 | 0 | 0 | 0 | 0 | 0 | 0 | 0 | 0 | 0 | 0 | 0 | 0 | 0 | 0 | 0 | 0 | 0 | 0 | 0 | 0 | 0 | 0 | 0 | 0
Commercial_Office (ID)_Existing_Water Heating_Natural Gas_Water Heater_E10_Baseline Forecast | Commercial | Office (ID) | Existing | Water Heating | Natural Gas | Water Heater | E10 |  | Baseline Forecast | 0 | 0 | 0 | 0 | 0 | 0 | 0 | 0 | 0 | 0 | 0 | 0 | 0 | 0 | 0 | 0 | 0 | 0 | 0 | 0 | 0 | 0 | 0 | 0 | 0 | 0 | 0
Commercial_Office (ID)_Existing_Food Preparation_Natural Gas_Oven_E1_Baseline Forecast | Commercial | Office (ID) | Existing | Food Preparation | Natural Gas | Oven | E1 | Standard | Baseline Forecast | 0 | 1028.4501 | 1312.6764 | 1526.7436 | 1685.871 | 1802.0096 | 1884.5432 | 1940.8397 | 1976.6832 | 1996.6141 | 1742.6281 | 1591.3255 | 1508.7803 | 1470.9255 | 1460.8842 | 1675.5162 | 1706.5402 | 1723.8082 | 1730.4006 | 1684.3845 | 1616.2013 | 1543.6352 | 1476.2799 | 1418.5785 | 1354.1836 | 1328.748 | 1325.0806
Commercial_Office (ID)_Existing_Food Preparation_Natural Gas_Oven_E2_Baseline Forecast | Commercial | Office (ID) | Existing | Food Preparation | Natural Gas | Oven | E2 | ENERGY STAR (>42% Baking Efficiency) | Baseline Forecast | 0 | 1479.9648 | 1888.9733 | 2197.0213 | 2426.0095 | 2593.1357 | 2711.9037 | 2792.9157 | 2844.4954 | 2873.1764 | 2507.6843 | 2289.9562 | 2171.1716 | 2116.6977 | 2102.248 | 2411.1086 | 2455.753 | 2480.6021 | 2490.0887 | 2423.8703 | 2325.7531 | 2221.3287 | 2124.4027 | 2041.3691 | 1948.7032 | 1912.1008 | 1906.8233
Commercial_Office (ID)_Existing_Food Preparation_Natural Gas_Oven_E3_Baseline Forecast | Commercial | Office (ID) | Existing | Food Preparation | Natural Gas | Oven | E3 |  | Baseline Forecast | 0 | 0 | 0 | 0 | 0 | 0 | 0 | 0 | 0 | 0 | 0 | 0 | 0 | 0 | 0 | 0 | 0 | 0 | 0 | 0 | 0 | 0 | 0 | 0 | 0 | 0 | 0
Commercial_Office (ID)_Existing_Food Preparation_Natural Gas_Oven_E4_Baseline Forecast | Commercial | Office (ID) | Existing | Food Preparation | Natural Gas | Oven | E4 |  | Baseline Forecast | 0 | 0 | 0 | 0 | 0 | 0 | 0 | 0 | 0 | 0 | 0 | 0 | 0 | 0 | 0 | 0 | 0 | 0 | 0 | 0 | 0 | 0 | 0 | 0 | 0 | 0 | 0
Commercial_Office (ID)_Existing_Food Preparation_Natural Gas_Oven_E5_Baseline Forecast | Commercial | Office (ID) | Existing | Food Preparation | Natural Gas | Oven | E5 |  | Baseline Forecast | 0 | 0 | 0 | 0 | 0 | 0 | 0 | 0 | 0 | 0 | 0 | 0 | 0 | 0 | 0 | 0 | 0 | 0 | 0 | 0 | 0 | 0 | 0 | 0 | 0 | 0 | 0
Commercial_Office (ID)_Existing_Food Preparation_Natural Gas_Oven_E6_Baseline Forecast | Commercial | Office (ID) | Existing | Food Preparation | Natural Gas | Oven | E6 |  | Baseline Forecast | 0 | 0 | 0 | 0 | 0 | 0 | 0 | 0 | 0 | 0 | 0 | 0 | 0 | 0 | 0 | 0 | 0 | 0 | 0 | 0 | 0 | 0 | 0 | 0 | 0 | 0 | 0
Commercial_Office (ID)_Existing_Food Preparation_Natural Gas_Oven_E7_Baseline Forecast | Commercial | Office (ID) | Existing | Food Preparation | Natural Gas | Oven | E7 |  | Baseline Forecast | 0 | 0 | 0 | 0 | 0 | 0 | 0 | 0 | 0 | 0 | 0 | 0 | 0 | 0 | 0 | 0 | 0 | 0 | 0 | 0 | 0 | 0 | 0 | 0 | 0 | 0 | 0
Commercial_Office (ID)_Existing_Food Preparation_Natural Gas_Oven_E8_Baseline Forecast | Commercial | Office (ID) | Existing | Food Preparation | Natural Gas | Oven | E8 |  | Baseline Forecast | 0 | 0 | 0 | 0 | 0 | 0 | 0 | 0 | 0 | 0 | 0 | 0 | 0 | 0 | 0 | 0 | 0 | 0 | 0 | 0 | 0 | 0 | 0 | 0 | 0 | 0 | 0
Commercial_Office (ID)_Existing_Food Preparation_Natural Gas_Oven_E9_Baseline Forecast | Commercial | Office (ID) | Existing | Food Preparation | Natural Gas | Oven | E9 |  | Baseline Forecast | 0 | 0 | 0 | 0 | 0 | 0 | 0 | 0 | 0 | 0 | 0 | 0 | 0 | 0 | 0 | 0 | 0 | 0 | 0 | 0 | 0 | 0 | 0 | 0 | 0 | 0 | 0
Commercial_Office (ID)_Existing_Food Preparation_Natural Gas_Oven_E10_Baseline Forecast | Commercial | Office (ID) | Existing | Food Preparation | Natural Gas | Oven | E10 |  | Baseline Forecast | 0 | 0 | 0 | 0 | 0 | 0 | 0 | 0 | 0 | 0 | 0 | 0 | 0 | 0 | 0 | 0 | 0 | 0 | 0 | 0 | 0 | 0 | 0 | 0 | 0 | 0 | 0
Commercial_Office (ID)_Existing_Food Preparation_Natural Gas_Conveyor Oven_E1_Baseline Forecast | Commercial | Office (ID) | Existing | Food Preparation | Natural Gas | Conveyor Oven | E1 | Standard | Baseline Forecast | 0 | 0 | 0 | 0 | 0 | 47.7835 | 131.3611 | 241.3631 | 370.4765 | 513.0021 | 620.9129 | 701.7088 | 761.2792 | 804.2487 | 834.2485 | 854.1292 | 866.1289 | 680.3049 | 534.3485 | 419.7065 | 329.6604 | 266.0586 | 228.5651 | 215.5188 | 224.5246 | 252.8512 | 299.7124
Commercial_Office (ID)_Existing_Food Preparation_Natural Gas_Conveyor Oven_E2_Baseline Forecast | Commercial | Office (ID) | Existing | Food Preparation | Natural Gas | Conveyor Oven | E2 | ENERGY STAR (>42% Baking Efficiency) | Baseline Forecast | 0 | 0 | 0 | 0 | 0 | 68.7616 | 189.0318 | 347.3275 | 533.1247 | 738.2225 | 893.5088 | 1009.7761 | 1095.4994 | 1157.3336 | 1200.5039 | 1229.1127 | 1246.3806 | 978.9753 | 768.9406 | 603.9679 | 474.3893 | 382.8648 | 328.9107 | 310.1368 | 323.0963 | 363.859 | 431.2934
Commercial_Office (ID)_Existing_Food Preparation_Natural Gas_Conveyor Oven_E3_Baseline Forecast | Commercial | Office (ID) | Existing | Food Preparation | Natural Gas | Conveyor Oven | E3 |  | Baseline Forecast | 0 | 0 | 0 | 0 | 0 | 0 | 0 | 0 | 0 | 0 | 0 | 0 | 0 | 0 | 0 | 0 | 0 | 0 | 0 | 0 | 0 | 0 | 0 | 0 | 0 | 0 | 0
Commercial_Office (ID)_Existing_Food Preparation_Natural Gas_Conveyor Oven_E4_Baseline Forecast | Commercial | Office (ID) | Existing | Food Preparation | Natural Gas | Conveyor Oven | E4 |  | Baseline Forecast | 0 | 0 | 0 | 0 | 0 | 0 | 0 | 0 | 0 | 0 | 0 | 0 | 0 | 0 | 0 | 0 | 0 | 0 | 0 | 0 | 0 | 0 | 0 | 0 | 0 | 0 | 0
Commercial_Office (ID)_Existing_Food Preparation_Natural Gas_Conveyor Oven_E5_Baseline Forecast | Commercial | Office (ID) | Existing | Food Preparation | Natural Gas | Conveyor Oven | E5 |  | Baseline Forecast | 0 | 0 | 0 | 0 | 0 | 0 | 0 | 0 | 0 | 0 | 0 | 0 | 0 | 0 | 0 | 0 | 0 | 0 | 0 | 0 | 0 | 0 | 0 | 0 | 0 | 0 | 0
Commercial_Office (ID)_Existing_Food Preparation_Natural Gas_Conveyor Oven_E6_Baseline Forecast | Commercial | Office (ID) | Existing | Food Preparation | Natural Gas | Conveyor Oven | E6 |  | Baseline Forecast | 0 | 0 | 0 | 0 | 0 | 0 | 0 | 0 | 0 | 0 | 0 | 0 | 0 | 0 | 0 | 0 | 0 | 0 | 0 | 0 | 0 | 0 | 0 | 0 | 0 | 0 | 0
Commercial_Office (ID)_Existing_Food Preparation_Natural Gas_Conveyor Oven_E7_Baseline Forecast | Commercial | Office (ID) | Existing | Food Preparation | Natural Gas | Conveyor Oven | E7 |  | Baseline Forecast | 0 | 0 | 0 | 0 | 0 | 0 | 0 | 0 | 0 | 0 | 0 | 0 | 0 | 0 | 0 | 0 | 0 | 0 | 0 | 0 | 0 | 0 | 0 | 0 | 0 | 0 | 0
Commercial_Office (ID)_Existing_Food Preparation_Natural Gas_Conveyor Oven_E8_Baseline Forecast | Commercial | Office (ID) | Existing | Food Preparation | Natural Gas | Conveyor Oven | E8 |  | Baseline Forecast | 0 | 0 | 0 | 0 | 0 | 0 | 0 | 0 | 0 | 0 | 0 | 0 | 0 | 0 | 0 | 0 | 0 | 0 | 0 | 0 | 0 | 0 | 0 | 0 | 0 | 0 | 0
Commercial_Office (ID)_Existing_Food Preparation_Natural Gas_Conveyor Oven_E9_Baseline Forecast | Commercial | Office (ID) | Existing | Food Preparation | Natural Gas | Conveyor Oven | E9 |  | Baseline Forecast | 0 | 0 | 0 | 0 | 0 | 0 | 0 | 0 | 0 | 0 | 0 | 0 | 0 | 0 | 0 | 0 | 0 | 0 | 0 | 0 | 0 | 0 | 0 | 0 | 0 | 0 | 0
Commercial_Office (ID)_Existing_Food Preparation_Natural Gas_Conveyor Oven_E10_Baseline Forecast | Commercial | Office (ID) | Existing | Food Preparation | Natural Gas | Conveyor Oven | E10 |  | Baseline Forecast | 0 | 0 | 0 | 0 | 0 | 0 | 0 | 0 | 0 | 0 | 0 | 0 | 0 | 0 | 0 | 0 | 0 | 0 | 0 | 0 | 0 | 0 | 0 | 0 | 0 | 0 | 0
Commercial_Office (ID)_Existing_Food Preparation_Natural Gas_Double Rack Oven_E1_Baseline Forecast | Commercial | Office (ID) | Existing | Food Preparation | Natural Gas | Double Rack Oven | E1 | Standard | Baseline Forecast | 0 | 285.6806 | 389.5644 | 477.6768 | 552.0714 | 614.5396 | 666.644 | 709.7475 | 745.0387 | 773.5543 | 702.0122 | 649.361 | 611.7108 | 585.8601 | 569.1839 | 559.5382 | 555.1803 | 554.7014 | 556.9696 | 615.4388 | 622.42 | 621.8935 | 616.3174 | 607.5399 | 596.9286 | 585.4748 | 573.878
Commercial_Office (ID)_Existing_Food Preparation_Natural Gas_Double Rack Oven_E2_Baseline Forecast | Commercial | Office (ID) | Existing | Food Preparation | Natural Gas | Double Rack Oven | E2 | FTSC Qualified (>50% Cooking Efficiency) | Baseline Forecast | 0 | 411.1013 | 560.5927 | 687.3886 | 794.4442 | 884.3375 | 959.3169 | 1021.3439 | 1072.1289 | 1113.1635 | 1010.2126 | 934.4463 | 880.2667 | 843.067 | 819.0695 | 805.1891 | 798.918 | 798.2289 | 801.4928 | 885.6314 | 895.6775 | 894.9199 | 886.8958 | 874.2648 | 858.9948 | 842.5125 | 825.8245
Commercial_Office (ID)_Existing_Food Preparation_Natural Gas_Double Rack Oven_E3_Baseline Forecast | Commercial | Office (ID) | Existing | Food Preparation | Natural Gas | Double Rack Oven | E3 |  | Baseline Forecast | 0 | 0 | 0 | 0 | 0 | 0 | 0 | 0 | 0 | 0 | 0 | 0 | 0 | 0 | 0 | 0 | 0 | 0 | 0 | 0 | 0 | 0 | 0 | 0 | 0 | 0 | 0
Commercial_Office (ID)_Existing_Food Preparation_Natural Gas_Double Rack Oven_E4_Baseline Forecast | Commercial | Office (ID) | Existing | Food Preparation | Natural Gas | Double Rack Oven | E4 |  | Baseline Forecast | 0 | 0 | 0 | 0 | 0 | 0 | 0 | 0 | 0 | 0 | 0 | 0 | 0 | 0 | 0 | 0 | 0 | 0 | 0 | 0 | 0 | 0 | 0 | 0 | 0 | 0 | 0
Commercial_Office (ID)_Existing_Food Preparation_Natural Gas_Double Rack Oven_E5_Baseline Forecast | Commercial | Office (ID) | Existing | Food Preparation | Natural Gas | Double Rack Oven | E5 |  | Baseline Forecast | 0 | 0 | 0 | 0 | 0 | 0 | 0 | 0 | 0 | 0 | 0 | 0 | 0 | 0 | 0 | 0 | 0 | 0 | 0 | 0 | 0 | 0 | 0 | 0 | 0 | 0 | 0
Commercial_Office (ID)_Existing_Food Preparation_Natural Gas_Double Rack Oven_E6_Baseline Forecast | Commercial | Office (ID) | Existing | Food Preparation | Natural Gas | Double Rack Oven | E6 |  | Baseline Forecast | 0 | 0 | 0 | 0 | 0 | 0 | 0 | 0 | 0 | 0 | 0 | 0 | 0 | 0 | 0 | 0 | 0 | 0 | 0 | 0 | 0 | 0 | 0 | 0 | 0 | 0 | 0
Commercial_Office (ID)_Existing_Food Preparation_Natural Gas_Double Rack Oven_E7_Baseline Forecast | Commercial | Office (ID) | Existing | Food Preparation | Natural Gas | Double Rack Oven | E7 |  | Baseline Forecast | 0 | 0 | 0 | 0 | 0 | 0 | 0 | 0 | 0 | 0 | 0 | 0 | 0 | 0 | 0 | 0 | 0 | 0 | 0 | 0 | 0 | 0 | 0 | 0 | 0 | 0 | 0
Commercial_Office (ID)_Existing_Food Preparation_Natural Gas_Double Rack Oven_E8_Baseline Forecast | Commercial | Office (ID) | Existing | Food Preparation | Natural Gas | Double Rack Oven | E8 |  | Baseline Forecast | 0 | 0 | 0 | 0 | 0 | 0 | 0 | 0 | 0 | 0 | 0 | 0 | 0 | 0 | 0 | 0 | 0 | 0 | 0 | 0 | 0 | 0 | 0 | 0 | 0 | 0 | 0
Commercial_Office (ID)_Existing_Food Preparation_Natural Gas_Double Rack Oven_E9_Baseline Forecast | Commercial | Office (ID) | Existing | Food Preparation | Natural Gas | Double Rack Oven | E9 |  | Baseline Forecast | 0 | 0 | 0 | 0 | 0 | 0 | 0 | 0 | 0 | 0 | 0 | 0 | 0 | 0 | 0 | 0 | 0 | 0 | 0 | 0 | 0 | 0 | 0 | 0 | 0 | 0 | 0
Commercial_Office (ID)_Existing_Food Preparation_Natural Gas_Double Rack Oven_E10_Baseline Forecast | Commercial | Office (ID) | Existing | Food Preparation | Natural Gas | Double Rack Oven | E10 |  | Baseline Forecast | 0 | 0 | 0 | 0 | 0 | 0 | 0 | 0 | 0 | 0 | 0 | 0 | 0 | 0 | 0 | 0 | 0 | 0 | 0 | 0 | 0 | 0 | 0 | 0 | 0 | 0 | 0
Commercial_Office (ID)_Existing_Food Preparation_Natural Gas_Fryer_E1_Baseline Forecast | Commercial | Office (ID) | Existing | Food Preparation | Natural Gas | Fryer | E1 | Standard | Baseline Forecast | 0 | 2812.4653 | 3062.5655 | 3275.7542 | 3456.1798 | 3607.5414 | 3733.1376 | 3835.9094 | 3918.4786 | 3983.1824 | 4032.1037 | 4067.0986 | 3839.0847 | 3654.1488 | 3504.9206 | 3385.1296 | 3289.4538 | 3213.3881 | 3153.1301 | 3105.4804 | 3067.7571 | 3037.7213 | 3013.5123 | 3573.4566 | 3525.1129 | 3463.9894 | 3394.3861
Commercial_Office (ID)_Existing_Food Preparation_Natural Gas_Fryer_E2_Baseline Forecast | Commercial | Office (ID) | Existing | Food Preparation | Natural Gas | Fryer | E2 | ENERGY STAR | Baseline Forecast | 0 | 988.1635 | 1076.0365 | 1150.9407 | 1214.3334 | 1267.5145 | 1311.6429 | 1347.7519 | 1376.7628 | 1399.4965 | 1416.6851 | 1428.9806 | 1348.8676 | 1283.8901 | 1231.4586 | 1189.3698 | 1155.754 | 1129.0283 | 1107.8565 | 1091.1147 | 1077.8606 | 1067.3075 | 1058.8016 | 1255.5388 | 1238.5532 | 1217.0774 | 1192.6221
Commercial_Office (ID)_Existing_Food Preparation_Natural Gas_Fryer_E3_Baseline Forecast | Commercial | Office (ID) | Existing | Food Preparation | Natural Gas | Fryer | E3 |  | Baseline Forecast | 0 | 0 | 0 | 0 | 0 | 0 | 0 | 0 | 0 | 0 | 0 | 0 | 0 | 0 | 0 | 0 | 0 | 0 | 0 | 0 | 0 | 0 | 0 | 0 | 0 | 0 | 0
Commercial_Office (ID)_Existing_Food Preparation_Natural Gas_Fryer_E4_Baseline Forecast | Commercial | Office (ID) | Existing | Food Preparation | Natural Gas | Fryer | E4 |  | Baseline Forecast | 0 | 0 | 0 | 0 | 0 | 0 | 0 | 0 | 0 | 0 | 0 | 0 | 0 | 0 | 0 | 0 | 0 | 0 | 0 | 0 | 0 | 0 | 0 | 0 | 0 | 0 | 0
Commercial_Office (ID)_Existing_Food Preparation_Natural Gas_Fryer_E5_Baseline Forecast | Commercial | Office (ID) | Existing | Food Preparation | Natural Gas | Fryer | E5 |  | Baseline Forecast | 0 | 0 | 0 | 0 | 0 | 0 | 0 | 0 | 0 | 0 | 0 | 0 | 0 | 0 | 0 | 0 | 0 | 0 | 0 | 0 | 0 | 0 | 0 | 0 | 0 | 0 | 0
Commercial_Office (ID)_Existing_Food Preparation_Natural Gas_Fryer_E6_Baseline Forecast | Commercial | Office (ID) | Existing | Food Preparation | Natural Gas | Fryer | E6 |  | Baseline Forecast | 0 | 0 | 0 | 0 | 0 | 0 | 0 | 0 | 0 | 0 | 0 | 0 | 0 | 0 | 0 | 0 | 0 | 0 | 0 | 0 | 0 | 0 | 0 | 0 | 0 | 0 | 0
Commercial_Office (ID)_Existing_Food Preparation_Natural Gas_Fryer_E7_Baseline Forecast | Commercial | Office (ID) | Existing | Food Preparation | Natural Gas | Fryer | E7 |  | Baseline Forecast | 0 | 0 | 0 | 0 | 0 | 0 | 0 | 0 | 0 | 0 | 0 | 0 | 0 | 0 | 0 | 0 | 0 | 0 | 0 | 0 | 0 | 0 | 0 | 0 | 0 | 0 | 0
Commercial_Office (ID)_Existing_Food Preparation_Natural Gas_Fryer_E8_Baseline Forecast | Commercial | Office (ID) | Existing | Food Preparation | Natural Gas | Fryer | E8 |  | Baseline Forecast | 0 | 0 | 0 | 0 | 0 | 0 | 0 | 0 | 0 | 0 | 0 | 0 | 0 | 0 | 0 | 0 | 0 | 0 | 0 | 0 | 0 | 0 | 0 | 0 | 0 | 0 | 0
Commercial_Office (ID)_Existing_Food Preparation_Natural Gas_Fryer_E9_Baseline Forecast | Commercial | Office (ID) | Existing | Food Preparation | Natural Gas | Fryer | E9 |  | Baseline Forecast | 0 | 0 | 0 | 0 | 0 | 0 | 0 | 0 | 0 | 0 | 0 | 0 | 0 | 0 | 0 | 0 | 0 | 0 | 0 | 0 | 0 | 0 | 0 | 0 | 0 | 0 | 0
Commercial_Office (ID)_Existing_Food Preparation_Natural Gas_Fryer_E10_Baseline Forecast | Commercial | Office (ID) | Existing | Food Preparation | Natural Gas | Fryer | E10 |  | Baseline Forecast | 0 | 0 | 0 | 0 | 0 | 0 | 0 | 0 | 0 | 0 | 0 | 0 | 0 | 0 | 0 | 0 | 0 | 0 | 0 | 0 | 0 | 0 | 0 | 0 | 0 | 0 | 0
Commercial_Office (ID)_Existing_Food Preparation_Natural Gas_Broiler_E1_Baseline Forecast | Commercial | Office (ID) | Existing | Food Preparation | Natural Gas | Broiler | E1 | Standard | Baseline Forecast | 0 | 0 | 0 | 0 | 0 | 0 | 0 | 0 | 0 | 0 | 0 | 0 | 0 | 0 | 0 | 0 | 0 | 0 | 0 | 0 | 0 | 0 | 0 | 0 | 0 | 0 | 0
Commercial_Office (ID)_Existing_Food Preparation_Natural Gas_Broiler_E2_Baseline Forecast | Commercial | Office (ID) | Existing | Food Preparation | Natural Gas | Broiler | E2 | Infrared Burners | Baseline Forecast | 0 | 0 | 0 | 0 | 0 | 0 | 0 | 0 | 0 | 0 | 0 | 0 | 0 | 0 | 0 | 0 | 0 | 0 | 0 | 0 | 0 | 0 | 0 | 0 | 0 | 0 | 0
Commercial_Office (ID)_Existing_Food Preparation_Natural Gas_Broiler_E3_Baseline Forecast | Commercial | Office (ID) | Existing | Food Preparation | Natural Gas | Broiler | E3 |  | Baseline Forecast | 0 | 0 | 0 | 0 | 0 | 0 | 0 | 0 | 0 | 0 | 0 | 0 | 0 | 0 | 0 | 0 | 0 | 0 | 0 | 0 | 0 | 0 | 0 | 0 | 0 | 0 | 0
Commercial_Office (ID)_Existing_Food Preparation_Natural Gas_Broiler_E4_Baseline Forecast | Commercial | Office (ID) | Existing | Food Preparation | Natural Gas | Broiler | E4 |  | Baseline Forecast | 0 | 0 | 0 | 0 | 0 | 0 | 0 | 0 | 0 | 0 | 0 | 0 | 0 | 0 | 0 | 0 | 0 | 0 | 0 | 0 | 0 | 0 | 0 | 0 | 0 | 0 | 0
Commercial_Office (ID)_Existing_Food Preparation_Natural Gas_Broiler_E5_Baseline Forecast | Commercial | Office (ID) | Existing | Food Preparation | Natural Gas | Broiler | E5 |  | Baseline Forecast | 0 | 0 | 0 | 0 | 0 | 0 | 0 | 0 | 0 | 0 | 0 | 0 | 0 | 0 | 0 | 0 | 0 | 0 | 0 | 0 | 0 | 0 | 0 | 0 | 0 | 0 | 0
Commercial_Office (ID)_Existing_Food Preparation_Natural Gas_Broiler_E6_Baseline Forecast | Commercial | Office (ID) | Existing | Food Preparation | Natural Gas | Broiler | E6 |  | Baseline Forecast | 0 | 0 | 0 | 0 | 0 | 0 | 0 | 0 | 0 | 0 | 0 | 0 | 0 | 0 | 0 | 0 | 0 | 0 | 0 | 0 | 0 | 0 | 0 | 0 | 0 | 0 | 0
Commercial_Office (ID)_Existing_Food Preparation_Natural Gas_Broiler_E7_Baseline Forecast | Commercial | Office (ID) | Existing | Food Preparation | Natural Gas | Broiler | E7 |  | Baseline Forecast | 0 | 0 | 0 | 0 | 0 | 0 | 0 | 0 | 0 | 0 | 0 | 0 | 0 | 0 | 0 | 0 | 0 | 0 | 0 | 0 | 0 | 0 | 0 | 0 | 0 | 0 | 0
Commercial_Office (ID)_Existing_Food Preparation_Natural Gas_Broiler_E8_Baseline Forecast | Commercial | Office (ID) | Existing | Food Preparation | Natural Gas | Broiler | E8 |  | Baseline Forecast | 0 | 0 | 0 | 0 | 0 | 0 | 0 | 0 | 0 | 0 | 0 | 0 | 0 | 0 | 0 | 0 | 0 | 0 | 0 | 0 | 0 | 0 | 0 | 0 | 0 | 0 | 0
Commercial_Office (ID)_Existing_Food Preparation_Natural Gas_Broiler_E9_Baseline Forecast | Commercial | Office (ID) | Existing | Food Preparation | Natural Gas | Broiler | E9 |  | Baseline Forecast | 0 | 0 | 0 | 0 | 0 | 0 | 0 | 0 | 0 | 0 | 0 | 0 | 0 | 0 | 0 | 0 | 0 | 0 | 0 | 0 | 0 | 0 | 0 | 0 | 0 | 0 | 0
Commercial_Office (ID)_Existing_Food Preparation_Natural Gas_Broiler_E10_Baseline Forecast | Commercial | Office (ID) | Existing | Food Preparation | Natural Gas | Broiler | E10 |  | Baseline Forecast | 0 | 0 | 0 | 0 | 0 | 0 | 0 | 0 | 0 | 0 | 0 | 0 | 0 | 0 | 0 | 0 | 0 | 0 | 0 | 0 | 0 | 0 | 0 | 0 | 0 | 0 | 0
Commercial_Office (ID)_Existing_Food Preparation_Natural Gas_Griddle_E1_Baseline Forecast | Commercial | Office (ID) | Existing | Food Preparation | Natural Gas | Griddle | E1 | Standard | Baseline Forecast | 0 | 3298.1012 | 3687.8768 | 4013.3258 | 4282.9028 | 4503.9816 | 4682.9926 | 4825.5432 | 4936.5225 | 5020.1928 | 4691.9305 | 4442.1627 | 4254.8398 | 4116.7514 | 4017.0628 | 3946.9242 | 3899.1401 | 3867.8916 | 3848.5016 | 4530.6164 | 4471.9707 | 4390.4751 | 4295.2877 | 4193.1757 | 4089.0317 | 3986.2921 | 3887.2709
Commercial_Office (ID)_Existing_Food Preparation_Natural Gas_Griddle_E2_Baseline Forecast | Commercial | Office (ID) | Existing | Food Preparation | Natural Gas | Griddle | E2 | ENERGY STAR | Baseline Forecast | 0 | 1347.1117 | 1506.3159 | 1639.2457 | 1749.3547 | 1839.6544 | 1912.7716 | 1970.9965 | 2016.3261 | 2050.5013 | 1916.4223 | 1814.4045 | 1737.8923 | 1681.49 | 1640.7721 | 1612.124 | 1592.6065 | 1579.843 | 1571.9232 | 1850.5335 | 1826.5796 | 1793.2926 | 1754.4133 | 1712.7056 | 1670.1679 | 1628.2038 | 1587.7585
Commercial_Office (ID)_Existing_Food Preparation_Natural Gas_Griddle_E3_Baseline Forecast | Commercial | Office (ID) | Existing | Food Preparation | Natural Gas | Griddle | E3 |  | Baseline Forecast | 0 | 0 | 0 | 0 | 0 | 0 | 0 | 0 | 0 | 0 | 0 | 0 | 0 | 0 | 0 | 0 | 0 | 0 | 0 | 0 | 0 | 0 | 0 | 0 | 0 | 0 | 0
Commercial_Office (ID)_Existing_Food Preparation_Natural Gas_Griddle_E4_Baseline Forecast | Commercial | Office (ID) | Existing | Food Preparation | Natural Gas | Griddle | E4 |  | Baseline Forecast | 0 | 0 | 0 | 0 | 0 | 0 | 0 | 0 | 0 | 0 | 0 | 0 | 0 | 0 | 0 | 0 | 0 | 0 | 0 | 0 | 0 | 0 | 0 | 0 | 0 | 0 | 0
Commercial_Office (ID)_Existing_Food Preparation_Natural Gas_Griddle_E5_Baseline Forecast | Commercial | Office (ID) | Existing | Food Preparation | Natural Gas | Griddle | E5 |  | Baseline Forecast | 0 | 0 | 0 | 0 | 0 | 0 | 0 | 0 | 0 | 0 | 0 | 0 | 0 | 0 | 0 | 0 | 0 | 0 | 0 | 0 | 0 | 0 | 0 | 0 | 0 | 0 | 0
Commercial_Office (ID)_Existing_Food Preparation_Natural Gas_Griddle_E6_Baseline Forecast | Commercial | Office (ID) | Existing | Food Preparation | Natural Gas | Griddle | E6 |  | Baseline Forecast | 0 | 0 | 0 | 0 | 0 | 0 | 0 | 0 | 0 | 0 | 0 | 0 | 0 | 0 | 0 | 0 | 0 | 0 | 0 | 0 | 0 | 0 | 0 | 0 | 0 | 0 | 0
Commercial_Office (ID)_Existing_Food Preparation_Natural Gas_Griddle_E7_Baseline Forecast | Commercial | Office (ID) | Existing | Food Preparation | Natural Gas | Griddle | E7 |  | Baseline Forecast | 0 | 0 | 0 | 0 | 0 | 0 | 0 | 0 | 0 | 0 | 0 | 0 | 0 | 0 | 0 | 0 | 0 | 0 | 0 | 0 | 0 | 0 | 0 | 0 | 0 | 0 | 0
Commercial_Office (ID)_Existing_Food Preparation_Natural Gas_Griddle_E8_Baseline Forecast | Commercial | Office (ID) | Existing | Food Preparation | Natural Gas | Griddle | E8 |  | Baseline Forecast | 0 | 0 | 0 | 0 | 0 | 0 | 0 | 0 | 0 | 0 | 0 | 0 | 0 | 0 | 0 | 0 | 0 | 0 | 0 | 0 | 0 | 0 | 0 | 0 | 0 | 0 | 0
Commercial_Office (ID)_Existing_Food Preparation_Natural Gas_Griddle_E9_Baseline Forecast | Commercial | Office (ID) | Existing | Food Preparation | Natural Gas | Griddle | E9 |  | Baseline Forecast | 0 | 0 | 0 | 0 | 0 | 0 | 0 | 0 | 0 | 0 | 0 | 0 | 0 | 0 | 0 | 0 | 0 | 0 | 0 | 0 | 0 | 0 | 0 | 0 | 0 | 0 | 0
Commercial_Office (ID)_Existing_Food Preparation_Natural Gas_Griddle_E10_Baseline Forecast | Commercial | Office (ID) | Existing | Food Preparation | Natural Gas | Griddle | E10 |  | Baseline Forecast | 0 | 0 | 0 | 0 | 0 | 0 | 0 | 0 | 0 | 0 | 0 | 0 | 0 | 0 | 0 | 0 | 0 | 0 | 0 | 0 | 0 | 0 | 0 | 0 | 0 | 0 | 0
Commercial_Office (ID)_Existing_Food Preparation_Natural Gas_Range_E1_Baseline Forecast | Commercial | Office (ID) | Existing | Food Preparation | Natural Gas | Range | E1 | Standard | Baseline Forecast | 0 | 2056.9003 | 2625.3527 | 3053.4872 | 3371.742 | 3604.0191 | 3769.0865 | 3881.6795 | 3953.3665 | 3993.2282 | 3485.2562 | 3182.651 | 3017.5605 | 2941.8511 | 2921.7684 | 3351.0323 | 3413.0804 | 3447.6165 | 3460.8012 | 3368.7689 | 3232.4027 | 3087.2703 | 2952.5597 | 2837.157 | 2708.3672 | 2657.496 | 2650.1613
Commercial_Office (ID)_Existing_Food Preparation_Natural Gas_Range_E2_Baseline Forecast | Commercial | Office (ID) | Existing | Food Preparation | Natural Gas | Range | E2 | High Efficiency | Baseline Forecast | 0 | 2959.9297 | 3777.9466 | 4394.0425 | 4852.019 | 5186.2714 | 5423.8074 | 5585.8314 | 5688.9908 | 5746.3527 | 5015.3686 | 4579.9124 | 4342.3432 | 4233.3955 | 4204.496 | 4822.2172 | 4911.506 | 4961.2042 | 4980.1773 | 4847.7406 | 4651.5063 | 4442.6573 | 4248.8054 | 4082.7382 | 3897.4065 | 3824.2016 | 3813.6467
Commercial_Office (ID)_Existing_Food Preparation_Natural Gas_Range_E3_Baseline Forecast | Commercial | Office (ID) | Existing | Food Preparation | Natural Gas | Range | E3 |  | Baseline Forecast | 0 | 0 | 0 | 0 | 0 | 0 | 0 | 0 | 0 | 0 | 0 | 0 | 0 | 0 | 0 | 0 | 0 | 0 | 0 | 0 | 0 | 0 | 0 | 0 | 0 | 0 | 0
Commercial_Office (ID)_Existing_Food Preparation_Natural Gas_Range_E4_Baseline Forecast | Commercial | Office (ID) | Existing | Food Preparation | Natural Gas | Range | E4 |  | Baseline Forecast | 0 | 0 | 0 | 0 | 0 | 0 | 0 | 0 | 0 | 0 | 0 | 0 | 0 | 0 | 0 | 0 | 0 | 0 | 0 | 0 | 0 | 0 | 0 | 0 | 0 | 0 | 0
Commercial_Office (ID)_Existing_Food Preparation_Natural Gas_Range_E5_Baseline Forecast | Commercial | Office (ID) | Existing | Food Preparation | Natural Gas | Range | E5 |  | Baseline Forecast | 0 | 0 | 0 | 0 | 0 | 0 | 0 | 0 | 0 | 0 | 0 | 0 | 0 | 0 | 0 | 0 | 0 | 0 | 0 | 0 | 0 | 0 | 0 | 0 | 0 | 0 | 0
Commercial_Office (ID)_Existing_Food Preparation_Natural Gas_Range_E6_Baseline Forecast | Commercial | Office (ID) | Existing | Food Preparation | Natural Gas | Range | E6 |  | Baseline Forecast | 0 | 0 | 0 | 0 | 0 | 0 | 0 | 0 | 0 | 0 | 0 | 0 | 0 | 0 | 0 | 0 | 0 | 0 | 0 | 0 | 0 | 0 | 0 | 0 | 0 | 0 | 0
Commercial_Office (ID)_Existing_Food Preparation_Natural Gas_Range_E7_Baseline Forecast | Commercial | Office (ID) | Existing | Food Preparation | Natural Gas | Range | E7 |  | Baseline Forecast | 0 | 0 | 0 | 0 | 0 | 0 | 0 | 0 | 0 | 0 | 0 | 0 | 0 | 0 | 0 | 0 | 0 | 0 | 0 | 0 | 0 | 0 | 0 | 0 | 0 | 0 | 0
Commercial_Office (ID)_Existing_Food Preparation_Natural Gas_Range_E8_Baseline Forecast | Commercial | Office (ID) | Existing | Food Preparation | Natural Gas | Range | E8 |  | Baseline Forecast | 0 | 0 | 0 | 0 | 0 | 0 | 0 | 0 | 0 | 0 | 0 | 0 | 0 | 0 | 0 | 0 | 0 | 0 | 0 | 0 | 0 | 0 | 0 | 0 | 0 | 0 | 0
Commercial_Office (ID)_Existing_Food Preparation_Natural Gas_Range_E9_Baseline Forecast | Commercial | Office (ID) | Existing | Food Preparation | Natural Gas | Range | E9 |  | Baseline Forecast | 0 | 0 | 0 | 0 | 0 | 0 | 0 | 0 | 0 | 0 | 0 | 0 | 0 | 0 | 0 | 0 | 0 | 0 | 0 | 0 | 0 | 0 | 0 | 0 | 0 | 0 | 0
Commercial_Office (ID)_Existing_Food Preparation_Natural Gas_Range_E10_Baseline Forecast | Commercial | Office (ID) | Existing | Food Preparation | Natural Gas | Range | E10 |  | Baseline Forecast | 0 | 0 | 0 | 0 | 0 | 0 | 0 | 0 | 0 | 0 | 0 | 0 | 0 | 0 | 0 | 0 | 0 | 0 | 0 | 0 | 0 | 0 | 0 | 0 | 0 | 0 | 0
Commercial_Office (ID)_Existing_Food Preparation_Natural Gas_Steamer_E1_Baseline Forecast | Commercial | Office (ID) | Existing | Food Preparation | Natural Gas | Steamer | E1 | Standard | Baseline Forecast | 0 | 0 | 0 | 0 | 0 | 0 | 0 | 0 | 0 | 0 | 0 | 0 | 0 | 0 | 0 | 0 | 0 | 0 | 0 | 0 | 0 | 0 | 0 | 0 | 0 | 0 | 0
Commercial_Office (ID)_Existing_Food Preparation_Natural Gas_Steamer_E2_Baseline Forecast | Commercial | Office (ID) | Existing | Food Preparation | Natural Gas | Steamer | E2 | ENERGY STAR | Baseline Forecast | 0 | 0 | 0 | 0 | 0 | 0 | 0 | 0 | 0 | 0 | 0 | 0 | 0 | 0 | 0 | 0 | 0 | 0 | 0 | 0 | 0 | 0 | 0 | 0 | 0 | 0 | 0
Commercial_Office (ID)_Existing_Food Preparation_Natural Gas_Steamer_E3_Baseline Forecast | Commercial | Office (ID) | Existing | Food Preparation | Natural Gas | Steamer | E3 |  | Baseline Forecast | 0 | 0 | 0 | 0 | 0 | 0 | 0 | 0 | 0 | 0 | 0 | 0 | 0 | 0 | 0 | 0 | 0 | 0 | 0 | 0 | 0 | 0 | 0 | 0 | 0 | 0 | 0
Commercial_Office (ID)_Existing_Food Preparation_Natural Gas_Steamer_E4_Baseline Forecast | Commercial | Office (ID) | Existing | Food Preparation | Natural Gas | Steamer | E4 |  | Baseline Forecast | 0 | 0 | 0 | 0 | 0 | 0 | 0 | 0 | 0 | 0 | 0 | 0 | 0 | 0 | 0 | 0 | 0 | 0 | 0 | 0 | 0 | 0 | 0 | 0 | 0 | 0 | 0
Commercial_Office (ID)_Existing_Food Preparation_Natural Gas_Steamer_E5_Baseline Forecast | Commercial | Office (ID) | Existing | Food Preparation | Natural Gas | Steamer | E5 |  | Baseline Forecast | 0 | 0 | 0 | 0 | 0 | 0 | 0 | 0 | 0 | 0 | 0 | 0 | 0 | 0 | 0 | 0 | 0 | 0 | 0 | 0 | 0 | 0 | 0 | 0 | 0 | 0 | 0
Commercial_Office (ID)_Existing_Food Preparation_Natural Gas_Steamer_E6_Baseline Forecast | Commercial | Office (ID) | Existing | Food Preparation | Natural Gas | Steamer | E6 |  | Baseline Forecast | 0 | 0 | 0 | 0 | 0 | 0 | 0 | 0 | 0 | 0 | 0 | 0 | 0 | 0 | 0 | 0 | 0 | 0 | 0 | 0 | 0 | 0 | 0 | 0 | 0 | 0 | 0
Commercial_Office (ID)_Existing_Food Preparation_Natural Gas_Steamer_E7_Baseline Forecast | Commercial | Office (ID) | Existing | Food Preparation | Natural Gas | Steamer | E7 |  | Baseline Forecast | 0 | 0 | 0 | 0 | 0 | 0 | 0 | 0 | 0 | 0 | 0 | 0 | 0 | 0 | 0 | 0 | 0 | 0 | 0 | 0 | 0 | 0 | 0 | 0 | 0 | 0 | 0
Commercial_Office (ID)_Existing_Food Preparation_Natural Gas_Steamer_E8_Baseline Forecast | Commercial | Office (ID) | Existing | Food Preparation | Natural Gas | Steamer | E8 |  | Baseline Forecast | 0 | 0 | 0 | 0 | 0 | 0 | 0 | 0 | 0 | 0 | 0 | 0 | 0 | 0 | 0 | 0 | 0 | 0 | 0 | 0 | 0 | 0 | 0 | 0 | 0 | 0 | 0
Commercial_Office (ID)_Existing_Food Preparation_Natural Gas_Steamer_E9_Baseline Forecast | Commercial | Office (ID) | Existing | Food Preparation | Natural Gas | Steamer | E9 |  | Baseline Forecast | 0 | 0 | 0 | 0 | 0 | 0 | 0 | 0 | 0 | 0 | 0 | 0 | 0 | 0 | 0 | 0 | 0 | 0 | 0 | 0 | 0 | 0 | 0 | 0 | 0 | 0 | 0
Commercial_Office (ID)_Existing_Food Preparation_Natural Gas_Steamer_E10_Baseline Forecast | Commercial | Office (ID) | Existing | Food Preparation | Natural Gas | Steamer | E10 |  | Baseline Forecast | 0 | 0 | 0 | 0 | 0 | 0 | 0 | 0 | 0 | 0 | 0 | 0 | 0 | 0 | 0 | 0 | 0 | 0 | 0 | 0 | 0 | 0 | 0 | 0 | 0 | 0 | 0
Commercial_Office (ID)_Existing_Food Preparation_Natural Gas_Food Prep Other_E1_Baseline Forecast | Commercial | Office (ID) | Existing | Food Preparation | Natural Gas | Food Prep Other | E1 | Standard | Baseline Forecast | 0 | 0 | 0 | 0 | 0 | 0 | 0 | 0 | 0 | 0 | 0 | 0 | 0 | 0 | 0 | 0 | 0 | 0 | 0 | 0 | 0 | 0 | 0 | 0 | 0 | 0 | 0
Commercial_Office (ID)_Existing_Food Preparation_Natural Gas_Food Prep Other_E2_Baseline Forecast | Commercial | Office (ID) | Existing | Food Preparation | Natural Gas | Food Prep Other | E2 | ENERGY STAR | Baseline Forecast | 0 | 0 | 0 | 0 | 0 | 0 | 0 | 0 | 0 | 0 | 0 | 0 | 0 | 0 | 0 | 0 | 0 | 0 | 0 | 0 | 0 | 0 | 0 | 0 | 0 | 0 | 0
Commercial_Office (ID)_Existing_Food Preparation_Natural Gas_Food Prep Other_E3_Baseline Forecast | Commercial | Office (ID) | Existing | Food Preparation | Natural Gas | Food Prep Other | E3 |  | Baseline Forecast | 0 | 0 | 0 | 0 | 0 | 0 | 0 | 0 | 0 | 0 | 0 | 0 | 0 | 0 | 0 | 0 | 0 | 0 | 0 | 0 | 0 | 0 | 0 | 0 | 0 | 0 | 0
Commercial_Office (ID)_Existing_Food Preparation_Natural Gas_Food Prep Other_E4_Baseline Forecast | Commercial | Office (ID) | Existing | Food Preparation | Natural Gas | Food Prep Other | E4 |  | Baseline Forecast | 0 | 0 | 0 | 0 | 0 | 0 | 0 | 0 | 0 | 0 | 0 | 0 | 0 | 0 | 0 | 0 | 0 | 0 | 0 | 0 | 0 | 0 | 0 | 0 | 0 | 0 | 0
Commercial_Office (ID)_Existing_Food Preparation_Natural Gas_Food Prep Other_E5_Baseline Forecast | Commercial | Office (ID) | Existing | Food Preparation | Natural Gas | Food Prep Other | E5 |  | Baseline Forecast | 0 | 0 | 0 | 0 | 0 | 0 | 0 | 0 | 0 | 0 | 0 | 0 | 0 | 0 | 0 | 0 | 0 | 0 | 0 | 0 | 0 | 0 | 0 | 0 | 0 | 0 | 0
Commercial_Office (ID)_Existing_Food Preparation_Natural Gas_Food Prep Other_E6_Baseline Forecast | Commercial | Office (ID) | Existing | Food Preparation | Natural Gas | Food Prep Other | E6 |  | Baseline Forecast | 0 | 0 | 0 | 0 | 0 | 0 | 0 | 0 | 0 | 0 | 0 | 0 | 0 | 0 | 0 | 0 | 0 | 0 | 0 | 0 | 0 | 0 | 0 | 0 | 0 | 0 | 0
Commercial_Office (ID)_Existing_Food Preparation_Natural Gas_Food Prep Other_E7_Baseline Forecast | Commercial | Office (ID) | Existing | Food Preparation | Natural Gas | Food Prep Other | E7 |  | Baseline Forecast | 0 | 0 | 0 | 0 | 0 | 0 | 0 | 0 | 0 | 0 | 0 | 0 | 0 | 0 | 0 | 0 | 0 | 0 | 0 | 0 | 0 | 0 | 0 | 0 | 0 | 0 | 0
Commercial_Office (ID)_Existing_Food Preparation_Natural Gas_Food Prep Other_E8_Baseline Forecast | Commercial | Office (ID) | Existing | Food Preparation | Natural Gas | Food Prep Other | E8 |  | Baseline Forecast | 0 | 0 | 0 | 0 | 0 | 0 | 0 | 0 | 0 | 0 | 0 | 0 | 0 | 0 | 0 | 0 | 0 | 0 | 0 | 0 | 0 | 0 | 0 | 0 | 0 | 0 | 0
Commercial_Office (ID)_Existing_Food Preparation_Natural Gas_Food Prep Other_E9_Baseline Forecast | Commercial | Office (ID) | Existing | Food Preparation | Natural Gas | Food Prep Other | E9 |  | Baseline Forecast | 0 | 0 | 0 | 0 | 0 | 0 | 0 | 0 | 0 | 0 | 0 | 0 | 0 | 0 | 0 | 0 | 0 | 0 | 0 | 0 | 0 | 0 | 0 | 0 | 0 | 0 | 0
Commercial_Office (ID)_Existing_Food Preparation_Natural Gas_Food Prep Other_E10_Baseline Forecast | Commercial | Office (ID) | Existing | Food Preparation | Natural Gas | Food Prep Other | E10 |  | Baseline Forecast | 0 | 0 | 0 | 0 | 0 | 0 | 0 | 0 | 0 | 0 | 0 | 0 | 0 | 0 | 0 | 0 | 0 | 0 | 0 | 0 | 0 | 0 | 0 | 0 | 0 | 0 | 0
Commercial_Office (ID)_Existing_Miscellaneous_Natural Gas_Pool Heater_E1_Baseline Forecast | Commercial | Office (ID) | Existing | Miscellaneous | Natural Gas | Pool Heater | E1 | Standard (EF .82) | Baseline Forecast | 0 | 0 | 0 | 0 | 0 | 0 | 0 | 0 | 0 | 0 | 0 | 0 | 0 | 0 | 0 | 0 | 0 | 0 | 0 | 0 | 0 | 0 | 0 | 0 | 0 | 0 | 0
Commercial_Office (ID)_Existing_Miscellaneous_Natural Gas_Pool Heater_E2_Baseline Forecast | Commercial | Office (ID) | Existing | Miscellaneous | Natural Gas | Pool Heater | E2 | Condensing (EF .90) | Baseline Forecast | 0 | 0 | 0 | 0 | 0 | 0 | 0 | 0 | 0 | 0 | 0 | 0 | 0 | 0 | 0 | 0 | 0 | 0 | 0 | 0 | 0 | 0 | 0 | 0 | 0 | 0 | 0
Commercial_Office (ID)_Existing_Miscellaneous_Natural Gas_Pool Heater_E3_Baseline Forecast | Commercial | Office (ID) | Existing | Miscellaneous | Natural Gas | Pool Heater | E3 |  | Baseline Forecast | 0 | 0 | 0 | 0 | 0 | 0 | 0 | 0 | 0 | 0 | 0 | 0 | 0 | 0 | 0 | 0 | 0 | 0 | 0 | 0 | 0 | 0 | 0 | 0 | 0 | 0 | 0
Commercial_Office (ID)_Existing_Miscellaneous_Natural Gas_Pool Heater_E4_Baseline Forecast | Commercial | Office (ID) | Existing | Miscellaneous | Natural Gas | Pool Heater | E4 |  | Baseline Forecast | 0 | 0 | 0 | 0 | 0 | 0 | 0 | 0 | 0 | 0 | 0 | 0 | 0 | 0 | 0 | 0 | 0 | 0 | 0 | 0 | 0 | 0 | 0 | 0 | 0 | 0 | 0
Commercial_Office (ID)_Existing_Miscellaneous_Natural Gas_Pool Heater_E5_Baseline Forecast | Commercial | Office (ID) | Existing | Miscellaneous | Natural Gas | Pool Heater | E5 |  | Baseline Forecast | 0 | 0 | 0 | 0 | 0 | 0 | 0 | 0 | 0 | 0 | 0 | 0 | 0 | 0 | 0 | 0 | 0 | 0 | 0 | 0 | 0 | 0 | 0 | 0 | 0 | 0 | 0
Commercial_Office (ID)_Existing_Miscellaneous_Natural Gas_Pool Heater_E6_Baseline Forecast | Commercial | Office (ID) | Existing | Miscellaneous | Natural Gas | Pool Heater | E6 |  | Baseline Forecast | 0 | 0 | 0 | 0 | 0 | 0 | 0 | 0 | 0 | 0 | 0 | 0 | 0 | 0 | 0 | 0 | 0 | 0 | 0 | 0 | 0 | 0 | 0 | 0 | 0 | 0 | 0
Commercial_Office (ID)_Existing_Miscellaneous_Natural Gas_Pool Heater_E7_Baseline Forecast | Commercial | Office (ID) | Existing | Miscellaneous | Natural Gas | Pool Heater | E7 |  | Baseline Forecast | 0 | 0 | 0 | 0 | 0 | 0 | 0 | 0 | 0 | 0 | 0 | 0 | 0 | 0 | 0 | 0 | 0 | 0 | 0 | 0 | 0 | 0 | 0 | 0 | 0 | 0 | 0
Commercial_Office (ID)_Existing_Miscellaneous_Natural Gas_Pool Heater_E8_Baseline Forecast | Commercial | Office (ID) | Existing | Miscellaneous | Natural Gas | Pool Heater | E8 |  | Baseline Forecast | 0 | 0 | 0 | 0 | 0 | 0 | 0 | 0 | 0 | 0 | 0 | 0 | 0 | 0 | 0 | 0 | 0 | 0 | 0 | 0 | 0 | 0 | 0 | 0 | 0 | 0 | 0
Commercial_Office (ID)_Existing_Miscellaneous_Natural Gas_Pool Heater_E9_Baseline Forecast | Commercial | Office (ID) | Existing | Miscellaneous | Natural Gas | Pool Heater | E9 |  | Baseline Forecast | 0 | 0 | 0 | 0 | 0 | 0 | 0 | 0 | 0 | 0 | 0 | 0 | 0 | 0 | 0 | 0 | 0 | 0 | 0 | 0 | 0 | 0 | 0 | 0 | 0 | 0 | 0
Commercial_Office (ID)_Existing_Miscellaneous_Natural Gas_Pool Heater_E10_Baseline Forecast | Commercial | Office (ID) | Existing | Miscellaneous | Natural Gas | Pool Heater | E10 |  | Baseline Forecast | 0 | 0 | 0 | 0 | 0 | 0 | 0 | 0 | 0 | 0 | 0 | 0 | 0 | 0 | 0 | 0 | 0 | 0 | 0 | 0 | 0 | 0 | 0 | 0 | 0 | 0 | 0
Commercial_Office (ID)_Existing_Miscellaneous_Natural Gas_Miscellaneous_E1_Baseline Forecast | Commercial | Office (ID) | Existing | Miscellaneous | Natural Gas | Miscellaneous | E1 | Standard | Baseline Forecast | 0 | 678526.2511 | 793082.6312 | 885451.0083 | 836899.4232 | 811529.1086 | 802667.2422 | 788645.0101 | 773414.2698 | 759398.5364 | 745707.5912 | 896678.5298 | 888055.7892 | 874072.3767 | 848948.9109 | 832047.8987 | 819825.7308 | 804852.6905 | 789611.9793 | 775361.021 | 761360.5311 | 787390.0734 | 769330.6619 | 750901.6077 | 736148.5515 | 723174.5365 | 710824.5922
Commercial_Office (ID)_Existing_Miscellaneous_Natural Gas_Miscellaneous_E2_Baseline Forecast | Commercial | Office (ID) | Existing | Miscellaneous | Natural Gas | Miscellaneous | E2 |  | Baseline Forecast | 0 | 0 | 0 | 0 | 0 | 0 | 0 | 0 | 0 | 0 | 0 | 0 | 0 | 0 | 0 | 0 | 0 | 0 | 0 | 0 | 0 | 0 | 0 | 0 | 0 | 0 | 0
Commercial_Office (ID)_Existing_Miscellaneous_Natural Gas_Miscellaneous_E3_Baseline Forecast | Commercial | Office (ID) | Existing | Miscellaneous | Natural Gas | Miscellaneous | E3 |  | Baseline Forecast | 0 | 0 | 0 | 0 | 0 | 0 | 0 | 0 | 0 | 0 | 0 | 0 | 0 | 0 | 0 | 0 | 0 | 0 | 0 | 0 | 0 | 0 | 0 | 0 | 0 | 0 | 0
Commercial_Office (ID)_Existing_Miscellaneous_Natural Gas_Miscellaneous_E4_Baseline Forecast | Commercial | Office (ID) | Existing | Miscellaneous | Natural Gas | Miscellaneous | E4 |  | Baseline Forecast | 0 | 0 | 0 | 0 | 0 | 0 | 0 | 0 | 0 | 0 | 0 | 0 | 0 | 0 | 0 | 0 | 0 | 0 | 0 | 0 | 0 | 0 | 0 | 0 | 0 | 0 | 0
Commercial_Office (ID)_Existing_Miscellaneous_Natural Gas_Miscellaneous_E5_Baseline Forecast | Commercial | Office (ID) | Existing | Miscellaneous | Natural Gas | Miscellaneous | E5 |  | Baseline Forecast | 0 | 0 | 0 | 0 | 0 | 0 | 0 | 0 | 0 | 0 | 0 | 0 | 0 | 0 | 0 | 0 | 0 | 0 | 0 | 0 | 0 | 0 | 0 | 0 | 0 | 0 | 0
Commercial_Office (ID)_Existing_Miscellaneous_Natural Gas_Miscellaneous_E6_Baseline Forecast | Commercial | Office (ID) | Existing | Miscellaneous | Natural Gas | Miscellaneous | E6 |  | Baseline Forecast | 0 | 0 | 0 | 0 | 0 | 0 | 0 | 0 | 0 | 0 | 0 | 0 | 0 | 0 | 0 | 0 | 0 | 0 | 0 | 0 | 0 | 0 | 0 | 0 | 0 | 0 | 0
Commercial_Office (ID)_Existing_Miscellaneous_Natural Gas_Miscellaneous_E7_Baseline Forecast | Commercial | Office (ID) | Existing | Miscellaneous | Natural Gas | Miscellaneous | E7 |  | Baseline Forecast | 0 | 0 | 0 | 0 | 0 | 0 | 0 | 0 | 0 | 0 | 0 | 0 | 0 | 0 | 0 | 0 | 0 | 0 | 0 | 0 | 0 | 0 | 0 | 0 | 0 | 0 | 0
Commercial_Office (ID)_Existing_Miscellaneous_Natural Gas_Miscellaneous_E8_Baseline Forecast | Commercial | Office (ID) | Existing | Miscellaneous | Natural Gas | Miscellaneous | E8 |  | Baseline Forecast | 0 | 0 | 0 | 0 | 0 | 0 | 0 | 0 | 0 | 0 | 0 | 0 | 0 | 0 | 0 | 0 | 0 | 0 | 0 | 0 | 0 | 0 | 0 | 0 | 0 | 0 | 0
Commercial_Office (ID)_Existing_Miscellaneous_Natural Gas_Miscellaneous_E9_Baseline Forecast | Commercial | Office (ID) | Existing | Miscellaneous | Natural Gas | Miscellaneous | E9 |  | Baseline Forecast | 0 | 0 | 0 | 0 | 0 | 0 | 0 | 0 | 0 | 0 | 0 | 0 | 0 | 0 | 0 | 0 | 0 | 0 | 0 | 0 | 0 | 0 | 0 | 0 | 0 | 0 | 0
Commercial_Office (ID)_Existing_Miscellaneous_Natural Gas_Miscellaneous_E10_Baseline Forecast | Commercial | Office (ID) | Existing | Miscellaneous | Natural Gas | Miscellaneous | E10 |  | Baseline Forecast | 0 | 0 | 0 | 0 | 0 | 0 | 0 | 0 | 0 | 0 | 0 | 0 | 0 | 0 | 0 | 0 | 0 | 0 | 0 | 0 | 0 | 0 | 0 | 0 | 0 | 0 | 0
Commercial_Office (ID)_New_Space Heating_Natural Gas_Furnace_E1_Baseline Forecast | Commercial | Office (ID) | New | Space Heating | Natural Gas | Furnace | E1 | AFUE 80% (Standard) | Baseline Forecast | 0 | 77456.7025 | 72383.5705 | 86434.4825 | 88297.9111 | 79899.3747 | 69904.9939 | 67602.1492 | 65597.5824 | 63114.3871 | 62109.1762 | 62053.5567 | 68093.9031 | 73143.1792 | 79381.4343 | 85012.1266 | 89110.7744 | 91684.0483 | 94019.9997 | 95603.6767 | 96370.7046 | 97304.5208 | 98423.7078 | 125070.9882 | 122625.8868 | 130318.4787 | 125756.5731
Commercial_Office (ID)_New_Space Heating_Natural Gas_Furnace_E2_Baseline Forecast | Commercial | Office (ID) | New | Space Heating | Natural Gas | Furnace | E2 | AFUE 90% | Baseline Forecast | 0 | 0 | 0 | 0 | 0 | 0 | 0 | 0 | 0 | 0 | 0 | 0 | 0 | 0 | 0 | 0 | 0 | 0 | 0 | 0 | 0 | 0 | 0 | 0 | 0 | 0 | 0
Commercial_Office (ID)_New_Space Heating_Natural Gas_Furnace_E3_Baseline Forecast | Commercial | Office (ID) | New | Space Heating | Natural Gas | Furnace | E3 | AFUE 96% | Baseline Forecast | 0 | 0 | 0 | 0 | 0 | 0 | 0 | 0 | 0 | 0 | 0 | 0 | 0 | 0 | 0 | 0 | 0 | 0 | 0 | 0 | 0 | 0 | 0 | 0 | 0 | 0 | 0
Commercial_Office (ID)_New_Space Heating_Natural Gas_Furnace_E4_Baseline Forecast | Commercial | Office (ID) | New | Space Heating | Natural Gas | Furnace | E4 |  | Baseline Forecast | 0 | 0 | 0 | 0 | 0 | 0 | 0 | 0 | 0 | 0 | 0 | 0 | 0 | 0 | 0 | 0 | 0 | 0 | 0 | 0 | 0 | 0 | 0 | 0 | 0 | 0 | 0
Commercial_Office (ID)_New_Space Heating_Natural Gas_Furnace_E5_Baseline Forecast | Commercial | Office (ID) | New | Space Heating | Natural Gas | Furnace | E5 |  | Baseline Forecast | 0 | 0 | 0 | 0 | 0 | 0 | 0 | 0 | 0 | 0 | 0 | 0 | 0 | 0 | 0 | 0 | 0 | 0 | 0 | 0 | 0 | 0 | 0 | 0 | 0 | 0 | 0
Commercial_Office (ID)_New_Space Heating_Natural Gas_Furnace_E6_Baseline Forecast | Commercial | Office (ID) | New | Space Heating | Natural Gas | Furnace | E6 |  | Baseline Forecast | 0 | 0 | 0 | 0 | 0 | 0 | 0 | 0 | 0 | 0 | 0 | 0 | 0 | 0 | 0 | 0 | 0 | 0 | 0 | 0 | 0 | 0 | 0 | 0 | 0 | 0 | 0
Commercial_Office (ID)_New_Space Heating_Natural Gas_Furnace_E7_Baseline Forecast | Commercial | Office (ID) | New | Space Heating | Natural Gas | Furnace | E7 |  | Baseline Forecast | 0 | 0 | 0 | 0 | 0 | 0 | 0 | 0 | 0 | 0 | 0 | 0 | 0 | 0 | 0 | 0 | 0 | 0 | 0 | 0 | 0 | 0 | 0 | 0 | 0 | 0 | 0
Commercial_Office (ID)_New_Space Heating_Natural Gas_Furnace_E8_Baseline Forecast | Commercial | Office (ID) | New | Space Heating | Natural Gas | Furnace | E8 |  | Baseline Forecast | 0 | 0 | 0 | 0 | 0 | 0 | 0 | 0 | 0 | 0 | 0 | 0 | 0 | 0 | 0 | 0 | 0 | 0 | 0 | 0 | 0 | 0 | 0 | 0 | 0 | 0 | 0
Commercial_Office (ID)_New_Space Heating_Natural Gas_Furnace_E9_Baseline Forecast | Commercial | Office (ID) | New | Space Heating | Natural Gas | Furnace | E9 |  | Baseline Forecast | 0 | 0 | 0 | 0 | 0 | 0 | 0 | 0 | 0 | 0 | 0 | 0 | 0 | 0 | 0 | 0 | 0 | 0 | 0 | 0 | 0 | 0 | 0 | 0 | 0 | 0 | 0
Commercial_Office (ID)_New_Space Heating_Natural Gas_Furnace_E10_Baseline Forecast | Commercial | Office (ID) | New | Space Heating | Natural Gas | Furnace | E10 |  | Baseline Forecast | 0 | 0 | 0 | 0 | 0 | 0 | 0 | 0 | 0 | 0 | 0 | 0 | 0 | 0 | 0 | 0 | 0 | 0 | 0 | 0 | 0 | 0 | 0 | 0 | 0 | 0 | 0
Commercial_Office (ID)_New_Space Heating_Natural Gas_Boiler_E1_Baseline Forecast | Commercial | Office (ID) | New | Space Heating | Natural Gas | Boiler | E1 | AFUE 80% (Standard) | Baseline Forecast | 0 | 83354.16 | 77894.766 | 93015.4971 | 95020.8049 | 85982.8143 | 75227.4737 | 72749.2932 | 70592.1012 | 67919.8384 | 66838.092 | 66778.2377 | 65700.8377 | 64742.0945 | 64269.3788 | 63613.8083 | 62741.6332 | 61685.9649 | 60947.9091 | 59892.0341 | 58451.1853 | 57494.1896 | 56920.4755 | 56830.043 | 55852.0771 | 58465.6202 | 52034.7241
Commercial_Office (ID)_New_Space Heating_Natural Gas_Boiler_E2_Baseline Forecast | Commercial | Office (ID) | New | Space Heating | Natural Gas | Boiler | E2 | AFUE 85% | Baseline Forecast | 0 | 0 | 0 | 0 | 0 | 0 | 0 | 0 | 0 | 0 | 0 | 0 | 0 | 0 | 0 | 0 | 0 | 0 | 0 | 0 | 0 | 0 | 0 | 0 | 0 | 0 | 0
Commercial_Office (ID)_New_Space Heating_Natural Gas_Boiler_E3_Baseline Forecast | Commercial | Office (ID) | New | Space Heating | Natural Gas | Boiler | E3 | AFUE 97% | Baseline Forecast | 0 | 0 | 0 | 0 | 0 | 0 | 0 | 0 | 0 | 0 | 0 | 0 | 0 | 0 | 0 | 0 | 0 | 0 | 0 | 0 | 0 | 0 | 0 | 0 | 0 | 0 | 0
Commercial_Office (ID)_New_Space Heating_Natural Gas_Boiler_E4_Baseline Forecast | Commercial | Office (ID) | New | Space Heating | Natural Gas | Boiler | E4 | Convert to NG Air Source Heat Pump | Baseline Forecast | 0 | 0 | 0 | 0 | 0 | 0 | 0 | 0 | 0 | 0 | 0 | 0 | 0 | 0 | 0 | 0 | 0 | 0 | 0 | 0 | 0 | 0 | 0 | 0 | 0 | 0 | 0
Commercial_Office (ID)_New_Space Heating_Natural Gas_Boiler_E5_Baseline Forecast | Commercial | Office (ID) | New | Space Heating | Natural Gas | Boiler | E5 |  | Baseline Forecast | 0 | 0 | 0 | 0 | 0 | 0 | 0 | 0 | 0 | 0 | 0 | 0 | 0 | 0 | 0 | 0 | 0 | 0 | 0 | 0 | 0 | 0 | 0 | 0 | 0 | 0 | 0
Commercial_Office (ID)_New_Space Heating_Natural Gas_Boiler_E6_Baseline Forecast | Commercial | Office (ID) | New | Space Heating | Natural Gas | Boiler | E6 |  | Baseline Forecast | 0 | 0 | 0 | 0 | 0 | 0 | 0 | 0 | 0 | 0 | 0 | 0 | 0 | 0 | 0 | 0 | 0 | 0 | 0 | 0 | 0 | 0 | 0 | 0 | 0 | 0 | 0
Commercial_Office (ID)_New_Space Heating_Natural Gas_Boiler_E7_Baseline Forecast | Commercial | Office (ID) | New | Space Heating | Natural Gas | Boiler | E7 |  | Baseline Forecast | 0 | 0 | 0 | 0 | 0 | 0 | 0 | 0 | 0 | 0 | 0 | 0 | 0 | 0 | 0 | 0 | 0 | 0 | 0 | 0 | 0 | 0 | 0 | 0 | 0 | 0 | 0
Commercial_Office (ID)_New_Space Heating_Natural Gas_Boiler_E8_Baseline Forecast | Commercial | Office (ID) | New | Space Heating | Natural Gas | Boiler | E8 |  | Baseline Forecast | 0 | 0 | 0 | 0 | 0 | 0 | 0 | 0 | 0 | 0 | 0 | 0 | 0 | 0 | 0 | 0 | 0 | 0 | 0 | 0 | 0 | 0 | 0 | 0 | 0 | 0 | 0
Commercial_Office (ID)_New_Space Heating_Natural Gas_Boiler_E9_Baseline Forecast | Commercial | Office (ID) | New | Space Heating | Natural Gas | Boiler | E9 |  | Baseline Forecast | 0 | 0 | 0 | 0 | 0 | 0 | 0 | 0 | 0 | 0 | 0 | 0 | 0 | 0 | 0 | 0 | 0 | 0 | 0 | 0 | 0 | 0 | 0 | 0 | 0 | 0 | 0
Commercial_Office (ID)_New_Space Heating_Natural Gas_Boiler_E10_Baseline Forecast | Commercial | Office (ID) | New | Space Heating | Natural Gas | Boiler | E10 |  | Baseline Forecast | 0 | 0 | 0 | 0 | 0 | 0 | 0 | 0 | 0 | 0 | 0 | 0 | 0 | 0 | 0 | 0 | 0 | 0 | 0 | 0 | 0 | 0 | 0 | 0 | 0 | 0 | 0
Commercial_Office (ID)_New_Space Heating_Natural Gas_Unit Heater_E1_Baseline Forecast | Commercial | Office (ID) | New | Space Heating | Natural Gas | Unit Heater | E1 | Standard | Baseline Forecast | 0 | 3152.7682 | 2946.2733 | 3518.1963 | 3594.0446 | 3252.1938 | 2845.3863 | 2751.6522 | 2670.0591 | 2568.984 | 2528.0683 | 2525.8044 | 2485.0531 | 2448.7898 | 2430.9099 | 2406.1137 | 2373.1248 | 2619.8107 | 2833.6818 | 3065.5441 | 3265.0314 | 3428.653 | 3551.6239 | 3671.2011 | 3738.6093 | 3923.1825 | 3754.1487
Commercial_Office (ID)_New_Space Heating_Natural Gas_Unit Heater_E2_Baseline Forecast | Commercial | Office (ID) | New | Space Heating | Natural Gas | Unit Heater | E2 | Condensing | Baseline Forecast | 0 | 0 | 0 | 0 | 0 | 0 | 0 | 0 | 0 | 0 | 0 | 0 | 0 | 0 | 0 | 0 | 0 | 0 | 0 | 0 | 0 | 0 | 0 | 0 | 0 | 0 | 0
Commercial_Office (ID)_New_Space Heating_Natural Gas_Unit Heater_E3_Baseline Forecast | Commercial | Office (ID) | New | Space Heating | Natural Gas | Unit Heater | E3 | Infrared Radiant | Baseline Forecast | 0 | 0 | 0 | 0 | 0 | 0 | 0 | 0 | 0 | 0 | 0 | 0 | 0 | 0 | 0 | 0 | 0 | 0 | 0 | 0 | 0 | 0 | 0 | 0 | 0 | 0 | 0
Commercial_Office (ID)_New_Space Heating_Natural Gas_Unit Heater_E4_Baseline Forecast | Commercial | Office (ID) | New | Space Heating | Natural Gas | Unit Heater | E4 |  | Baseline Forecast | 0 | 0 | 0 | 0 | 0 | 0 | 0 | 0 | 0 | 0 | 0 | 0 | 0 | 0 | 0 | 0 | 0 | 0 | 0 | 0 | 0 | 0 | 0 | 0 | 0 | 0 | 0
Commercial_Office (ID)_New_Space Heating_Natural Gas_Unit Heater_E5_Baseline Forecast | Commercial | Office (ID) | New | Space Heating | Natural Gas | Unit Heater | E5 |  | Baseline Forecast | 0 | 0 | 0 | 0 | 0 | 0 | 0 | 0 | 0 | 0 | 0 | 0 | 0 | 0 | 0 | 0 | 0 | 0 | 0 | 0 | 0 | 0 | 0 | 0 | 0 | 0 | 0
Commercial_Office (ID)_New_Space Heating_Natural Gas_Unit Heater_E6_Baseline Forecast | Commercial | Office (ID) | New | Space Heating | Natural Gas | Unit Heater | E6 |  | Baseline Forecast | 0 | 0 | 0 | 0 | 0 | 0 | 0 | 0 | 0 | 0 | 0 | 0 | 0 | 0 | 0 | 0 | 0 | 0 | 0 | 0 | 0 | 0 | 0 | 0 | 0 | 0 | 0
Commercial_Office (ID)_New_Space Heating_Natural Gas_Unit Heater_E7_Baseline Forecast | Commercial | Office (ID) | New | Space Heating | Natural Gas | Unit Heater | E7 |  | Baseline Forecast | 0 | 0 | 0 | 0 | 0 | 0 | 0 | 0 | 0 | 0 | 0 | 0 | 0 | 0 | 0 | 0 | 0 | 0 | 0 | 0 | 0 | 0 | 0 | 0 | 0 | 0 | 0
Commercial_Office (ID)_New_Space Heating_Natural Gas_Unit Heater_E8_Baseline Forecast | Commercial | Office (ID) | New | Space Heating | Natural Gas | Unit Heater | E8 |  | Baseline Forecast | 0 | 0 | 0 | 0 | 0 | 0 | 0 | 0 | 0 | 0 | 0 | 0 | 0 | 0 | 0 | 0 | 0 | 0 | 0 | 0 | 0 | 0 | 0 | 0 | 0 | 0 | 0
Commercial_Office (ID)_New_Space Heating_Natural Gas_Unit Heater_E9_Baseline Forecast | Commercial | Office (ID) | New | Space Heating | Natural Gas | Unit Heater | E9 |  | Baseline Forecast | 0 | 0 | 0 | 0 | 0 | 0 | 0 | 0 | 0 | 0 | 0 | 0 | 0 | 0 | 0 | 0 | 0 | 0 | 0 | 0 | 0 | 0 | 0 | 0 | 0 | 0 | 0
Commercial_Office (ID)_New_Space Heating_Natural Gas_Unit Heater_E10_Baseline Forecast | Commercial | Office (ID) | New | Space Heating | Natural Gas | Unit Heater | E10 |  | Baseline Forecast | 0 | 0 | 0 | 0 | 0 | 0 | 0 | 0 | 0 | 0 | 0 | 0 | 0 | 0 | 0 | 0 | 0 | 0 | 0 | 0 | 0 | 0 | 0 | 0 | 0 | 0 | 0
Commercial_Office (ID)_New_Water Heating_Natural Gas_Water Heater_E1_Baseline Forecast | Commercial | Office (ID) | New | Water Heating | Natural Gas | Water Heater | E1 | TE 0.80 | Baseline Forecast | 0 | 49348.1488 | 46116.0248 | 55067.9486 | 56255.1506 | 50904.3906 | 44536.9082 | 43069.7514 | 41792.6294 | 40210.5701 | 39570.144 | 39534.7085 | 43383.0509 | 46599.9762 | 50574.4075 | 54161.7567 | 56773.0308 | 58412.4797 | 59900.7289 | 60909.6995 | 61398.3777 | 61993.3179 | 62706.3589 | 79683.5076 | 78125.7183 | 83026.7166 | 80120.298
Commercial_Office (ID)_New_Water Heating_Natural Gas_Water Heater_E2_Baseline Forecast | Commercial | Office (ID) | New | Water Heating | Natural Gas | Water Heater | E2 | TE 0.90 | Baseline Forecast | 0 | 0 | 0 | 0 | 0 | 0 | 0 | 0 | 0 | 0 | 0 | 0 | 0 | 0 | 0 | 0 | 0 | 0 | 0 | 0 | 0 | 0 | 0 | 0 | 0 | 0 | 0
Commercial_Office (ID)_New_Water Heating_Natural Gas_Water Heater_E3_Baseline Forecast | Commercial | Office (ID) | New | Water Heating | Natural Gas | Water Heater | E3 | TE 0.94 | Baseline Forecast | 0 | 55647.9125 | 52003.1769 | 62097.8994 | 63436.6592 | 57402.8234 | 50222.4709 | 48568.0175 | 47127.8587 | 45343.8344 | 44621.6517 | 44581.6925 | 48921.3127 | 52548.9094 | 57030.7148 | 61076.0236 | 64020.6518 | 65869.392 | 67547.6305 | 68685.4058 | 69236.4685 | 69907.3584 | 70711.426 | 89855.8703 | 88099.2142 | 93625.8719 | 90348.4212
Commercial_Office (ID)_New_Water Heating_Natural Gas_Water Heater_E4_Baseline Forecast | Commercial | Office (ID) | New | Water Heating | Natural Gas | Water Heater | E4 | Instantaneous TE 0.94 | Baseline Forecast | 0 | 0 | 0 | 0 | 0 | 0 | 0 | 0 | 0 | 0 | 0 | 0 | 0 | 0 | 0 | 0 | 0 | 0 | 0 | 0 | 0 | 0 | 0 | 0 | 0 | 0 | 0
Commercial_Office (ID)_New_Water Heating_Natural Gas_Water Heater_E5_Baseline Forecast | Commercial | Office (ID) | New | Water Heating | Natural Gas | Water Heater | E5 | Gas-Fired Absorption HPWH | Baseline Forecast | 0 | 0 | 0 | 0 | 0 | 0 | 0 | 0 | 0 | 0 | 0 | 0 | 0 | 0 | 0 | 0 | 0 | 0 | 0 | 0 | 0 | 0 | 0 | 0 | 0 | 0 | 0
Commercial_Office (ID)_New_Water Heating_Natural Gas_Water Heater_E6_Baseline Forecast | Commercial | Office (ID) | New | Water Heating | Natural Gas | Water Heater | E6 |  | Baseline Forecast | 0 | 0 | 0 | 0 | 0 | 0 | 0 | 0 | 0 | 0 | 0 | 0 | 0 | 0 | 0 | 0 | 0 | 0 | 0 | 0 | 0 | 0 | 0 | 0 | 0 | 0 | 0
Commercial_Office (ID)_New_Water Heating_Natural Gas_Water Heater_E7_Baseline Forecast | Commercial | Office (ID) | New | Water Heating | Natural Gas | Water Heater | E7 |  | Baseline Forecast | 0 | 0 | 0 | 0 | 0 | 0 | 0 | 0 | 0 | 0 | 0 | 0 | 0 | 0 | 0 | 0 | 0 | 0 | 0 | 0 | 0 | 0 | 0 | 0 | 0 | 0 | 0
Commercial_Office (ID)_New_Water Heating_Natural Gas_Water Heater_E8_Baseline Forecast | Commercial | Office (ID) | New | Water Heating | Natural Gas | Water Heater | E8 |  | Baseline Forecast | 0 | 0 | 0 | 0 | 0 | 0 | 0 | 0 | 0 | 0 | 0 | 0 | 0 | 0 | 0 | 0 | 0 | 0 | 0 | 0 | 0 | 0 | 0 | 0 | 0 | 0 | 0
Commercial_Office (ID)_New_Water Heating_Natural Gas_Water Heater_E9_Baseline Forecast | Commercial | Office (ID) | New | Water Heating | Natural Gas | Water Heater | E9 |  | Baseline Forecast | 0 | 0 | 0 | 0 | 0 | 0 | 0 | 0 | 0 | 0 | 0 | 0 | 0 | 0 | 0 | 0 | 0 | 0 | 0 | 0 | 0 | 0 | 0 | 0 | 0 | 0 | 0
Commercial_Office (ID)_New_Water Heating_Natural Gas_Water Heater_E10_Baseline Forecast | Commercial | Office (ID) | New | Water Heating | Natural Gas | Water Heater | E10 |  | Baseline Forecast | 0 | 0 | 0 | 0 | 0 | 0 | 0 | 0 | 0 | 0 | 0 | 0 | 0 | 0 | 0 | 0 | 0 | 0 | 0 | 0 | 0 | 0 | 0 | 0 | 0 | 0 | 0
Commercial_Office (ID)_New_Food Preparation_Natural Gas_Oven_E1_Baseline Forecast | Commercial | Office (ID) | New | Food Preparation | Natural Gas | Oven | E1 | Standard | Baseline Forecast | 0 | 594.3597 | 555.4313 | 663.2501 | 677.5491 | 613.1034 | 536.412 | 518.7413 | 503.3594 | 484.3047 | 595.4632 | 682.3483 | 766.0791 | 835.2332 | 879.7656 | 1053.8832 | 1021.1509 | 1027.8055 | 1005.5617 | 986.0373 | 980.3337 | 1009.3842 | 1048.4237 | 1090.2269 | 1186.17 | 1274.2295 | 1284.4168
Commercial_Office (ID)_New_Food Preparation_Natural Gas_Oven_E2_Baseline Forecast | Commercial | Office (ID) | New | Food Preparation | Natural Gas | Oven | E2 | ENERGY STAR (>42% Baking Efficiency) | Baseline Forecast | 0 | 855.298 | 799.2791 | 954.4331 | 975.0096 | 882.2707 | 771.91 | 746.4814 | 724.3464 | 696.9263 | 856.8861 | 981.9158 | 1102.4065 | 1201.9209 | 1266.0042 | 1516.5636 | 1469.4611 | 1479.0372 | 1447.0279 | 1418.9317 | 1410.7241 | 1452.5286 | 1508.7073 | 1568.8631 | 1706.9275 | 1833.6474 | 1848.307
Commercial_Office (ID)_New_Food Preparation_Natural Gas_Oven_E3_Baseline Forecast | Commercial | Office (ID) | New | Food Preparation | Natural Gas | Oven | E3 |  | Baseline Forecast | 0 | 0 | 0 | 0 | 0 | 0 | 0 | 0 | 0 | 0 | 0 | 0 | 0 | 0 | 0 | 0 | 0 | 0 | 0 | 0 | 0 | 0 | 0 | 0 | 0 | 0 | 0
Commercial_Office (ID)_New_Food Preparation_Natural Gas_Oven_E4_Baseline Forecast | Commercial | Office (ID) | New | Food Preparation | Natural Gas | Oven | E4 |  | Baseline Forecast | 0 | 0 | 0 | 0 | 0 | 0 | 0 | 0 | 0 | 0 | 0 | 0 | 0 | 0 | 0 | 0 | 0 | 0 | 0 | 0 | 0 | 0 | 0 | 0 | 0 | 0 | 0
Commercial_Office (ID)_New_Food Preparation_Natural Gas_Oven_E5_Baseline Forecast | Commercial | Office (ID) | New | Food Preparation | Natural Gas | Oven | E5 |  | Baseline Forecast | 0 | 0 | 0 | 0 | 0 | 0 | 0 | 0 | 0 | 0 | 0 | 0 | 0 | 0 | 0 | 0 | 0 | 0 | 0 | 0 | 0 | 0 | 0 | 0 | 0 | 0 | 0
Commercial_Office (ID)_New_Food Preparation_Natural Gas_Oven_E6_Baseline Forecast | Commercial | Office (ID) | New | Food Preparation | Natural Gas | Oven | E6 |  | Baseline Forecast | 0 | 0 | 0 | 0 | 0 | 0 | 0 | 0 | 0 | 0 | 0 | 0 | 0 | 0 | 0 | 0 | 0 | 0 | 0 | 0 | 0 | 0 | 0 | 0 | 0 | 0 | 0
Commercial_Office (ID)_New_Food Preparation_Natural Gas_Oven_E7_Baseline Forecast | Commercial | Office (ID) | New | Food Preparation | Natural Gas | Oven | E7 |  | Baseline Forecast | 0 | 0 | 0 | 0 | 0 | 0 | 0 | 0 | 0 | 0 | 0 | 0 | 0 | 0 | 0 | 0 | 0 | 0 | 0 | 0 | 0 | 0 | 0 | 0 | 0 | 0 | 0
Commercial_Office (ID)_New_Food Preparation_Natural Gas_Oven_E8_Baseline Forecast | Commercial | Office (ID) | New | Food Preparation | Natural Gas | Oven | E8 |  | Baseline Forecast | 0 | 0 | 0 | 0 | 0 | 0 | 0 | 0 | 0 | 0 | 0 | 0 | 0 | 0 | 0 | 0 | 0 | 0 | 0 | 0 | 0 | 0 | 0 | 0 | 0 | 0 | 0
Commercial_Office (ID)_New_Food Preparation_Natural Gas_Oven_E9_Baseline Forecast | Commercial | Office (ID) | New | Food Preparation | Natural Gas | Oven | E9 |  | Baseline Forecast | 0 | 0 | 0 | 0 | 0 | 0 | 0 | 0 | 0 | 0 | 0 | 0 | 0 | 0 | 0 | 0 | 0 | 0 | 0 | 0 | 0 | 0 | 0 | 0 | 0 | 0 | 0
Commercial_Office (ID)_New_Food Preparation_Natural Gas_Oven_E10_Baseline Forecast | Commercial | Office (ID) | New | Food Preparation | Natural Gas | Oven | E10 |  | Baseline Forecast | 0 | 0 | 0 | 0 | 0 | 0 | 0 | 0 | 0 | 0 | 0 | 0 | 0 | 0 | 0 | 0 | 0 | 0 | 0 | 0 | 0 | 0 | 0 | 0 | 0 | 0 | 0
Commercial_Office (ID)_New_Food Preparation_Natural Gas_Conveyor Oven_E1_Baseline Forecast | Commercial | Office (ID) | New | Food Preparation | Natural Gas | Conveyor Oven | E1 | Standard | Baseline Forecast | 0 | 297.1798 | 277.7156 | 331.6251 | 338.7745 | 306.5517 | 268.206 | 259.3706 | 251.6797 | 242.1524 | 238.2956 | 238.0822 | 234.241 | 230.8228 | 229.1375 | 226.8002 | 223.6907 | 279.3629 | 320.3875 | 362.3296 | 395.1878 | 415.7275 | 503.0781 | 489.4991 | 493.1034 | 493.9309 | 453.118
Commercial_Office (ID)_New_Food Preparation_Natural Gas_Conveyor Oven_E2_Baseline Forecast | Commercial | Office (ID) | New | Food Preparation | Natural Gas | Conveyor Oven | E2 | ENERGY STAR (>42% Baking Efficiency) | Baseline Forecast | 0 | 427.649 | 399.6396 | 477.2166 | 487.5048 | 441.1353 | 385.955 | 373.2407 | 362.1732 | 348.4631 | 342.9132 | 342.6062 | 337.0785 | 332.1597 | 329.7344 | 326.371 | 321.8963 | 402.01 | 461.0454 | 521.4012 | 568.6849 | 598.2419 | 723.9416 | 704.4011 | 709.5878 | 710.7785 | 652.0479
Commercial_Office (ID)_New_Food Preparation_Natural Gas_Conveyor Oven_E3_Baseline Forecast | Commercial | Office (ID) | New | Food Preparation | Natural Gas | Conveyor Oven | E3 |  | Baseline Forecast | 0 | 0 | 0 | 0 | 0 | 0 | 0 | 0 | 0 | 0 | 0 | 0 | 0 | 0 | 0 | 0 | 0 | 0 | 0 | 0 | 0 | 0 | 0 | 0 | 0 | 0 | 0
Commercial_Office (ID)_New_Food Preparation_Natural Gas_Conveyor Oven_E4_Baseline Forecast | Commercial | Office (ID) | New | Food Preparation | Natural Gas | Conveyor Oven | E4 |  | Baseline Forecast | 0 | 0 | 0 | 0 | 0 | 0 | 0 | 0 | 0 | 0 | 0 | 0 | 0 | 0 | 0 | 0 | 0 | 0 | 0 | 0 | 0 | 0 | 0 | 0 | 0 | 0 | 0
Commercial_Office (ID)_New_Food Preparation_Natural Gas_Conveyor Oven_E5_Baseline Forecast | Commercial | Office (ID) | New | Food Preparation | Natural Gas | Conveyor Oven | E5 |  | Baseline Forecast | 0 | 0 | 0 | 0 | 0 | 0 | 0 | 0 | 0 | 0 | 0 | 0 | 0 | 0 | 0 | 0 | 0 | 0 | 0 | 0 | 0 | 0 | 0 | 0 | 0 | 0 | 0
Commercial_Office (ID)_New_Food Preparation_Natural Gas_Conveyor Oven_E6_Baseline Forecast | Commercial | Office (ID) | New | Food Preparation | Natural Gas | Conveyor Oven | E6 |  | Baseline Forecast | 0 | 0 | 0 | 0 | 0 | 0 | 0 | 0 | 0 | 0 | 0 | 0 | 0 | 0 | 0 | 0 | 0 | 0 | 0 | 0 | 0 | 0 | 0 | 0 | 0 | 0 | 0
Commercial_Office (ID)_New_Food Preparation_Natural Gas_Conveyor Oven_E7_Baseline Forecast | Commercial | Office (ID) | New | Food Preparation | Natural Gas | Conveyor Oven | E7 |  | Baseline Forecast | 0 | 0 | 0 | 0 | 0 | 0 | 0 | 0 | 0 | 0 | 0 | 0 | 0 | 0 | 0 | 0 | 0 | 0 | 0 | 0 | 0 | 0 | 0 | 0 | 0 | 0 | 0
Commercial_Office (ID)_New_Food Preparation_Natural Gas_Conveyor Oven_E8_Baseline Forecast | Commercial | Office (ID) | New | Food Preparation | Natural Gas | Conveyor Oven | E8 |  | Baseline Forecast | 0 | 0 | 0 | 0 | 0 | 0 | 0 | 0 | 0 | 0 | 0 | 0 | 0 | 0 | 0 | 0 | 0 | 0 | 0 | 0 | 0 | 0 | 0 | 0 | 0 | 0 | 0
Commercial_Office (ID)_New_Food Preparation_Natural Gas_Conveyor Oven_E9_Baseline Forecast | Commercial | Office (ID) | New | Food Preparation | Natural Gas | Conveyor Oven | E9 |  | Baseline Forecast | 0 | 0 | 0 | 0 | 0 | 0 | 0 | 0 | 0 | 0 | 0 | 0 | 0 | 0 | 0 | 0 | 0 | 0 | 0 | 0 | 0 | 0 | 0 | 0 | 0 | 0 | 0
Commercial_Office (ID)_New_Food Preparation_Natural Gas_Conveyor Oven_E10_Baseline Forecast | Commercial | Office (ID) | New | Food Preparation | Natural Gas | Conveyor Oven | E10 |  | Baseline Forecast | 0 | 0 | 0 | 0 | 0 | 0 | 0 | 0 | 0 | 0 | 0 | 0 | 0 | 0 | 0 | 0 | 0 | 0 | 0 | 0 | 0 | 0 | 0 | 0 | 0 | 0 | 0
Commercial_Office (ID)_New_Food Preparation_Natural Gas_Double Rack Oven_E1_Baseline Forecast | Commercial | Office (ID) | New | Food Preparation | Natural Gas | Double Rack Oven | E1 | Standard | Baseline Forecast | 0 | 297.1798 | 277.7156 | 331.6251 | 338.7745 | 306.5517 | 268.206 | 259.3706 | 251.6797 | 242.1524 | 271.3156 | 298.2906 | 324.6068 | 348.7896 | 368.0581 | 380.0859 | 388.7636 | 394.6228 | 399.4866 | 497.1402 | 487.6406 | 505.8699 | 511.3485 | 507.7306 | 500.7654 | 517.0432 | 501.3053
Commercial_Office (ID)_New_Food Preparation_Natural Gas_Double Rack Oven_E2_Baseline Forecast | Commercial | Office (ID) | New | Food Preparation | Natural Gas | Double Rack Oven | E2 | FTSC Qualified (>50% Cooking Efficiency) | Baseline Forecast | 0 | 427.649 | 399.6396 | 477.2166 | 487.5048 | 441.1353 | 385.955 | 373.2407 | 362.1732 | 348.4631 | 390.4298 | 429.2475 | 467.1171 | 501.9168 | 529.6446 | 546.9529 | 559.4403 | 567.8718 | 574.871 | 715.3969 | 701.7267 | 727.9591 | 735.843 | 730.6367 | 720.6136 | 744.0378 | 721.3905
Commercial_Office (ID)_New_Food Preparation_Natural Gas_Double Rack Oven_E3_Baseline Forecast | Commercial | Office (ID) | New | Food Preparation | Natural Gas | Double Rack Oven | E3 |  | Baseline Forecast | 0 | 0 | 0 | 0 | 0 | 0 | 0 | 0 | 0 | 0 | 0 | 0 | 0 | 0 | 0 | 0 | 0 | 0 | 0 | 0 | 0 | 0 | 0 | 0 | 0 | 0 | 0
Commercial_Office (ID)_New_Food Preparation_Natural Gas_Double Rack Oven_E4_Baseline Forecast | Commercial | Office (ID) | New | Food Preparation | Natural Gas | Double Rack Oven | E4 |  | Baseline Forecast | 0 | 0 | 0 | 0 | 0 | 0 | 0 | 0 | 0 | 0 | 0 | 0 | 0 | 0 | 0 | 0 | 0 | 0 | 0 | 0 | 0 | 0 | 0 | 0 | 0 | 0 | 0
Commercial_Office (ID)_New_Food Preparation_Natural Gas_Double Rack Oven_E5_Baseline Forecast | Commercial | Office (ID) | New | Food Preparation | Natural Gas | Double Rack Oven | E5 |  | Baseline Forecast | 0 | 0 | 0 | 0 | 0 | 0 | 0 | 0 | 0 | 0 | 0 | 0 | 0 | 0 | 0 | 0 | 0 | 0 | 0 | 0 | 0 | 0 | 0 | 0 | 0 | 0 | 0
Commercial_Office (ID)_New_Food Preparation_Natural Gas_Double Rack Oven_E6_Baseline Forecast | Commercial | Office (ID) | New | Food Preparation | Natural Gas | Double Rack Oven | E6 |  | Baseline Forecast | 0 | 0 | 0 | 0 | 0 | 0 | 0 | 0 | 0 | 0 | 0 | 0 | 0 | 0 | 0 | 0 | 0 | 0 | 0 | 0 | 0 | 0 | 0 | 0 | 0 | 0 | 0
Commercial_Office (ID)_New_Food Preparation_Natural Gas_Double Rack Oven_E7_Baseline Forecast | Commercial | Office (ID) | New | Food Preparation | Natural Gas | Double Rack Oven | E7 |  | Baseline Forecast | 0 | 0 | 0 | 0 | 0 | 0 | 0 | 0 | 0 | 0 | 0 | 0 | 0 | 0 | 0 | 0 | 0 | 0 | 0 | 0 | 0 | 0 | 0 | 0 | 0 | 0 | 0
Commercial_Office (ID)_New_Food Preparation_Natural Gas_Double Rack Oven_E8_Baseline Forecast | Commercial | Office (ID) | New | Food Preparation | Natural Gas | Double Rack Oven | E8 |  | Baseline Forecast | 0 | 0 | 0 | 0 | 0 | 0 | 0 | 0 | 0 | 0 | 0 | 0 | 0 | 0 | 0 | 0 | 0 | 0 | 0 | 0 | 0 | 0 | 0 | 0 | 0 | 0 | 0
Commercial_Office (ID)_New_Food Preparation_Natural Gas_Double Rack Oven_E9_Baseline Forecast | Commercial | Office (ID) | New | Food Preparation | Natural Gas | Double Rack Oven | E9 |  | Baseline Forecast | 0 | 0 | 0 | 0 | 0 | 0 | 0 | 0 | 0 | 0 | 0 | 0 | 0 | 0 | 0 | 0 | 0 | 0 | 0 | 0 | 0 | 0 | 0 | 0 | 0 | 0 | 0
Commercial_Office (ID)_New_Food Preparation_Natural Gas_Double Rack Oven_E10_Baseline Forecast | Commercial | Office (ID) | New | Food Preparation | Natural Gas | Double Rack Oven | E10 |  | Baseline Forecast | 0 | 0 | 0 | 0 | 0 | 0 | 0 | 0 | 0 | 0 | 0 | 0 | 0 | 0 | 0 | 0 | 0 | 0 | 0 | 0 | 0 | 0 | 0 | 0 | 0 | 0 | 0
Commercial_Office (ID)_New_Food Preparation_Natural Gas_Fryer_E1_Baseline Forecast | Commercial | Office (ID) | New | Food Preparation | Natural Gas | Fryer | E1 | Standard | Baseline Forecast | 0 | 2145.4934 | 2004.9714 | 2394.1713 | 2445.7869 | 2213.1536 | 1936.3167 | 1872.5296 | 1817.0045 | 1748.2219 | 1720.3783 | 1718.8376 | 1886.1508 | 2026.012 | 2198.807 | 2354.7731 | 2468.3026 | 2539.5804 | 2604.2845 | 2648.1512 | 2669.3973 | 2695.2633 | 2726.2639 | 3464.3739 | 3396.6464 | 3609.7255 | 3483.3641
Commercial_Office (ID)_New_Food Preparation_Natural Gas_Fryer_E2_Baseline Forecast | Commercial | Office (ID) | New | Food Preparation | Natural Gas | Fryer | E2 | ENERGY STAR | Baseline Forecast | 0 | 753.822 | 704.4494 | 841.1953 | 859.3305 | 777.5945 | 680.3275 | 657.9158 | 638.407 | 614.2401 | 604.4572 | 603.9159 | 662.7016 | 711.842 | 772.5538 | 827.3527 | 867.2414 | 892.285 | 915.0189 | 930.4315 | 937.8963 | 946.9844 | 957.8765 | 1217.2125 | 1193.4163 | 1268.2819 | 1223.8847
Commercial_Office (ID)_New_Food Preparation_Natural Gas_Fryer_E3_Baseline Forecast | Commercial | Office (ID) | New | Food Preparation | Natural Gas | Fryer | E3 |  | Baseline Forecast | 0 | 0 | 0 | 0 | 0 | 0 | 0 | 0 | 0 | 0 | 0 | 0 | 0 | 0 | 0 | 0 | 0 | 0 | 0 | 0 | 0 | 0 | 0 | 0 | 0 | 0 | 0
Commercial_Office (ID)_New_Food Preparation_Natural Gas_Fryer_E4_Baseline Forecast | Commercial | Office (ID) | New | Food Preparation | Natural Gas | Fryer | E4 |  | Baseline Forecast | 0 | 0 | 0 | 0 | 0 | 0 | 0 | 0 | 0 | 0 | 0 | 0 | 0 | 0 | 0 | 0 | 0 | 0 | 0 | 0 | 0 | 0 | 0 | 0 | 0 | 0 | 0
Commercial_Office (ID)_New_Food Preparation_Natural Gas_Fryer_E5_Baseline Forecast | Commercial | Office (ID) | New | Food Preparation | Natural Gas | Fryer | E5 |  | Baseline Forecast | 0 | 0 | 0 | 0 | 0 | 0 | 0 | 0 | 0 | 0 | 0 | 0 | 0 | 0 | 0 | 0 | 0 | 0 | 0 | 0 | 0 | 0 | 0 | 0 | 0 | 0 | 0
Commercial_Office (ID)_New_Food Preparation_Natural Gas_Fryer_E6_Baseline Forecast | Commercial | Office (ID) | New | Food Preparation | Natural Gas | Fryer | E6 |  | Baseline Forecast | 0 | 0 | 0 | 0 | 0 | 0 | 0 | 0 | 0 | 0 | 0 | 0 | 0 | 0 | 0 | 0 | 0 | 0 | 0 | 0 | 0 | 0 | 0 | 0 | 0 | 0 | 0
Commercial_Office (ID)_New_Food Preparation_Natural Gas_Fryer_E7_Baseline Forecast | Commercial | Office (ID) | New | Food Preparation | Natural Gas | Fryer | E7 |  | Baseline Forecast | 0 | 0 | 0 | 0 | 0 | 0 | 0 | 0 | 0 | 0 | 0 | 0 | 0 | 0 | 0 | 0 | 0 | 0 | 0 | 0 | 0 | 0 | 0 | 0 | 0 | 0 | 0
Commercial_Office (ID)_New_Food Preparation_Natural Gas_Fryer_E8_Baseline Forecast | Commercial | Office (ID) | New | Food Preparation | Natural Gas | Fryer | E8 |  | Baseline Forecast | 0 | 0 | 0 | 0 | 0 | 0 | 0 | 0 | 0 | 0 | 0 | 0 | 0 | 0 | 0 | 0 | 0 | 0 | 0 | 0 | 0 | 0 | 0 | 0 | 0 | 0 | 0
Commercial_Office (ID)_New_Food Preparation_Natural Gas_Fryer_E9_Baseline Forecast | Commercial | Office (ID) | New | Food Preparation | Natural Gas | Fryer | E9 |  | Baseline Forecast | 0 | 0 | 0 | 0 | 0 | 0 | 0 | 0 | 0 | 0 | 0 | 0 | 0 | 0 | 0 | 0 | 0 | 0 | 0 | 0 | 0 | 0 | 0 | 0 | 0 | 0 | 0
Commercial_Office (ID)_New_Food Preparation_Natural Gas_Fryer_E10_Baseline Forecast | Commercial | Office (ID) | New | Food Preparation | Natural Gas | Fryer | E10 |  | Baseline Forecast | 0 | 0 | 0 | 0 | 0 | 0 | 0 | 0 | 0 | 0 | 0 | 0 | 0 | 0 | 0 | 0 | 0 | 0 | 0 | 0 | 0 | 0 | 0 | 0 | 0 | 0 | 0
Commercial_Office (ID)_New_Food Preparation_Natural Gas_Broiler_E1_Baseline Forecast | Commercial | Office (ID) | New | Food Preparation | Natural Gas | Broiler | E1 | Standard | Baseline Forecast | 0 | 0 | 0 | 0 | 0 | 0 | 0 | 0 | 0 | 0 | 0 | 0 | 0 | 0 | 0 | 0 | 0 | 0 | 0 | 0 | 0 | 0 | 0 | 0 | 0 | 0 | 0
Commercial_Office (ID)_New_Food Preparation_Natural Gas_Broiler_E2_Baseline Forecast | Commercial | Office (ID) | New | Food Preparation | Natural Gas | Broiler | E2 | Infrared Burners | Baseline Forecast | 0 | 0 | 0 | 0 | 0 | 0 | 0 | 0 | 0 | 0 | 0 | 0 | 0 | 0 | 0 | 0 | 0 | 0 | 0 | 0 | 0 | 0 | 0 | 0 | 0 | 0 | 0
Commercial_Office (ID)_New_Food Preparation_Natural Gas_Broiler_E3_Baseline Forecast | Commercial | Office (ID) | New | Food Preparation | Natural Gas | Broiler | E3 |  | Baseline Forecast | 0 | 0 | 0 | 0 | 0 | 0 | 0 | 0 | 0 | 0 | 0 | 0 | 0 | 0 | 0 | 0 | 0 | 0 | 0 | 0 | 0 | 0 | 0 | 0 | 0 | 0 | 0
Commercial_Office (ID)_New_Food Preparation_Natural Gas_Broiler_E4_Baseline Forecast | Commercial | Office (ID) | New | Food Preparation | Natural Gas | Broiler | E4 |  | Baseline Forecast | 0 | 0 | 0 | 0 | 0 | 0 | 0 | 0 | 0 | 0 | 0 | 0 | 0 | 0 | 0 | 0 | 0 | 0 | 0 | 0 | 0 | 0 | 0 | 0 | 0 | 0 | 0
Commercial_Office (ID)_New_Food Preparation_Natural Gas_Broiler_E5_Baseline Forecast | Commercial | Office (ID) | New | Food Preparation | Natural Gas | Broiler | E5 |  | Baseline Forecast | 0 | 0 | 0 | 0 | 0 | 0 | 0 | 0 | 0 | 0 | 0 | 0 | 0 | 0 | 0 | 0 | 0 | 0 | 0 | 0 | 0 | 0 | 0 | 0 | 0 | 0 | 0
Commercial_Office (ID)_New_Food Preparation_Natural Gas_Broiler_E6_Baseline Forecast | Commercial | Office (ID) | New | Food Preparation | Natural Gas | Broiler | E6 |  | Baseline Forecast | 0 | 0 | 0 | 0 | 0 | 0 | 0 | 0 | 0 | 0 | 0 | 0 | 0 | 0 | 0 | 0 | 0 | 0 | 0 | 0 | 0 | 0 | 0 | 0 | 0 | 0 | 0
Commercial_Office (ID)_New_Food Preparation_Natural Gas_Broiler_E7_Baseline Forecast | Commercial | Office (ID) | New | Food Preparation | Natural Gas | Broiler | E7 |  | Baseline Forecast | 0 | 0 | 0 | 0 | 0 | 0 | 0 | 0 | 0 | 0 | 0 | 0 | 0 | 0 | 0 | 0 | 0 | 0 | 0 | 0 | 0 | 0 | 0 | 0 | 0 | 0 | 0
Commercial_Office (ID)_New_Food Preparation_Natural Gas_Broiler_E8_Baseline Forecast | Commercial | Office (ID) | New | Food Preparation | Natural Gas | Broiler | E8 |  | Baseline Forecast | 0 | 0 | 0 | 0 | 0 | 0 | 0 | 0 | 0 | 0 | 0 | 0 | 0 | 0 | 0 | 0 | 0 | 0 | 0 | 0 | 0 | 0 | 0 | 0 | 0 | 0 | 0
Commercial_Office (ID)_New_Food Preparation_Natural Gas_Broiler_E9_Baseline Forecast | Commercial | Office (ID) | New | Food Preparation | Natural Gas | Broiler | E9 |  | Baseline Forecast | 0 | 0 | 0 | 0 | 0 | 0 | 0 | 0 | 0 | 0 | 0 | 0 | 0 | 0 | 0 | 0 | 0 | 0 | 0 | 0 | 0 | 0 | 0 | 0 | 0 | 0 | 0
Commercial_Office (ID)_New_Food Preparation_Natural Gas_Broiler_E10_Baseline Forecast | Commercial | Office (ID) | New | Food Preparation | Natural Gas | Broiler | E10 |  | Baseline Forecast | 0 | 0 | 0 | 0 | 0 | 0 | 0 | 0 | 0 | 0 | 0 | 0 | 0 | 0 | 0 | 0 | 0 | 0 | 0 | 0 | 0 | 0 | 0 | 0 | 0 | 0 | 0
Commercial_Office (ID)_New_Food Preparation_Natural Gas_Griddle_E1_Baseline Forecast | Commercial | Office (ID) | New | Food Preparation | Natural Gas | Griddle | E1 | Standard | Baseline Forecast | 0 | 2058.5139 | 1923.6888 | 2297.1103 | 2346.6333 | 2123.4312 | 1857.8173 | 1796.6162 | 1743.3422 | 1677.348 | 1879.357 | 2066.2083 | 2248.496 | 2416.0061 | 2549.4759 | 2632.7901 | 2692.8989 | 2733.4848 | 2767.1755 | 3443.6056 | 3377.8031 | 3504.0743 | 3542.0238 | 3516.9629 | 3468.7165 | 3581.47 | 3472.4562
Commercial_Office (ID)_New_Food Preparation_Natural Gas_Griddle_E2_Baseline Forecast | Commercial | Office (ID) | New | Food Preparation | Natural Gas | Griddle | E2 | ENERGY STAR | Baseline Forecast | 0 | 840.8015 | 785.732 | 938.2563 | 958.484 | 867.317 | 758.8268 | 733.8291 | 712.0693 | 685.114 | 767.6247 | 843.9442 | 918.3998 | 986.8194 | 1041.3352 | 1075.365 | 1099.9165 | 1116.4938 | 1130.2548 | 1406.5431 | 1379.666 | 1431.2416 | 1446.7421 | 1436.506 | 1416.7997 | 1462.8539 | 1418.3272
Commercial_Office (ID)_New_Food Preparation_Natural Gas_Griddle_E3_Baseline Forecast | Commercial | Office (ID) | New | Food Preparation | Natural Gas | Griddle | E3 |  | Baseline Forecast | 0 | 0 | 0 | 0 | 0 | 0 | 0 | 0 | 0 | 0 | 0 | 0 | 0 | 0 | 0 | 0 | 0 | 0 | 0 | 0 | 0 | 0 | 0 | 0 | 0 | 0 | 0
Commercial_Office (ID)_New_Food Preparation_Natural Gas_Griddle_E4_Baseline Forecast | Commercial | Office (ID) | New | Food Preparation | Natural Gas | Griddle | E4 |  | Baseline Forecast | 0 | 0 | 0 | 0 | 0 | 0 | 0 | 0 | 0 | 0 | 0 | 0 | 0 | 0 | 0 | 0 | 0 | 0 | 0 | 0 | 0 | 0 | 0 | 0 | 0 | 0 | 0
Commercial_Office (ID)_New_Food Preparation_Natural Gas_Griddle_E5_Baseline Forecast | Commercial | Office (ID) | New | Food Preparation | Natural Gas | Griddle | E5 |  | Baseline Forecast | 0 | 0 | 0 | 0 | 0 | 0 | 0 | 0 | 0 | 0 | 0 | 0 | 0 | 0 | 0 | 0 | 0 | 0 | 0 | 0 | 0 | 0 | 0 | 0 | 0 | 0 | 0
Commercial_Office (ID)_New_Food Preparation_Natural Gas_Griddle_E6_Baseline Forecast | Commercial | Office (ID) | New | Food Preparation | Natural Gas | Griddle | E6 |  | Baseline Forecast | 0 | 0 | 0 | 0 | 0 | 0 | 0 | 0 | 0 | 0 | 0 | 0 | 0 | 0 | 0 | 0 | 0 | 0 | 0 | 0 | 0 | 0 | 0 | 0 | 0 | 0 | 0
Commercial_Office (ID)_New_Food Preparation_Natural Gas_Griddle_E7_Baseline Forecast | Commercial | Office (ID) | New | Food Preparation | Natural Gas | Griddle | E7 |  | Baseline Forecast | 0 | 0 | 0 | 0 | 0 | 0 | 0 | 0 | 0 | 0 | 0 | 0 | 0 | 0 | 0 | 0 | 0 | 0 | 0 | 0 | 0 | 0 | 0 | 0 | 0 | 0 | 0
Commercial_Office (ID)_New_Food Preparation_Natural Gas_Griddle_E8_Baseline Forecast | Commercial | Office (ID) | New | Food Preparation | Natural Gas | Griddle | E8 |  | Baseline Forecast | 0 | 0 | 0 | 0 | 0 | 0 | 0 | 0 | 0 | 0 | 0 | 0 | 0 | 0 | 0 | 0 | 0 | 0 | 0 | 0 | 0 | 0 | 0 | 0 | 0 | 0 | 0
Commercial_Office (ID)_New_Food Preparation_Natural Gas_Griddle_E9_Baseline Forecast | Commercial | Office (ID) | New | Food Preparation | Natural Gas | Griddle | E9 |  | Baseline Forecast | 0 | 0 | 0 | 0 | 0 | 0 | 0 | 0 | 0 | 0 | 0 | 0 | 0 | 0 | 0 | 0 | 0 | 0 | 0 | 0 | 0 | 0 | 0 | 0 | 0 | 0 | 0
Commercial_Office (ID)_New_Food Preparation_Natural Gas_Griddle_E10_Baseline Forecast | Commercial | Office (ID) | New | Food Preparation | Natural Gas | Griddle | E10 |  | Baseline Forecast | 0 | 0 | 0 | 0 | 0 | 0 | 0 | 0 | 0 | 0 | 0 | 0 | 0 | 0 | 0 | 0 | 0 | 0 | 0 | 0 | 0 | 0 | 0 | 0 | 0 | 0 | 0
Commercial_Office (ID)_New_Food Preparation_Natural Gas_Range_E1_Baseline Forecast | Commercial | Office (ID) | New | Food Preparation | Natural Gas | Range | E1 | Standard | Baseline Forecast | 0 | 1188.7193 | 1110.8625 | 1326.5003 | 1355.0981 | 1226.2067 | 1072.8241 | 1037.4826 | 1006.7187 | 968.6094 | 1190.9264 | 1364.6966 | 1532.1582 | 1670.4663 | 1759.5313 | 2107.7663 | 2042.3019 | 2055.611 | 2011.1235 | 1972.0745 | 1960.6674 | 2018.7685 | 2096.8474 | 2180.4538 | 2372.3399 | 2548.4591 | 2568.8335
Commercial_Office (ID)_New_Food Preparation_Natural Gas_Range_E2_Baseline Forecast | Commercial | Office (ID) | New | Food Preparation | Natural Gas | Range | E2 | High Efficiency | Baseline Forecast | 0 | 1710.5961 | 1598.5583 | 1908.8663 | 1950.0193 | 1764.5414 | 1543.82 | 1492.9628 | 1448.6928 | 1393.8526 | 1713.7722 | 1963.8316 | 2204.8131 | 2403.8418 | 2532.0084 | 3033.1271 | 2938.9222 | 2958.0743 | 2894.0558 | 2837.8633 | 2821.4482 | 2905.0571 | 3017.4146 | 3137.7261 | 3413.855 | 3667.2948 | 3696.6141
Commercial_Office (ID)_New_Food Preparation_Natural Gas_Range_E3_Baseline Forecast | Commercial | Office (ID) | New | Food Preparation | Natural Gas | Range | E3 |  | Baseline Forecast | 0 | 0 | 0 | 0 | 0 | 0 | 0 | 0 | 0 | 0 | 0 | 0 | 0 | 0 | 0 | 0 | 0 | 0 | 0 | 0 | 0 | 0 | 0 | 0 | 0 | 0 | 0
Commercial_Office (ID)_New_Food Preparation_Natural Gas_Range_E4_Baseline Forecast | Commercial | Office (ID) | New | Food Preparation | Natural Gas | Range | E4 |  | Baseline Forecast | 0 | 0 | 0 | 0 | 0 | 0 | 0 | 0 | 0 | 0 | 0 | 0 | 0 | 0 | 0 | 0 | 0 | 0 | 0 | 0 | 0 | 0 | 0 | 0 | 0 | 0 | 0
Commercial_Office (ID)_New_Food Preparation_Natural Gas_Range_E5_Baseline Forecast | Commercial | Office (ID) | New | Food Preparation | Natural Gas | Range | E5 |  | Baseline Forecast | 0 | 0 | 0 | 0 | 0 | 0 | 0 | 0 | 0 | 0 | 0 | 0 | 0 | 0 | 0 | 0 | 0 | 0 | 0 | 0 | 0 | 0 | 0 | 0 | 0 | 0 | 0
Commercial_Office (ID)_New_Food Preparation_Natural Gas_Range_E6_Baseline Forecast | Commercial | Office (ID) | New | Food Preparation | Natural Gas | Range | E6 |  | Baseline Forecast | 0 | 0 | 0 | 0 | 0 | 0 | 0 | 0 | 0 | 0 | 0 | 0 | 0 | 0 | 0 | 0 | 0 | 0 | 0 | 0 | 0 | 0 | 0 | 0 | 0 | 0 | 0
Commercial_Office (ID)_New_Food Preparation_Natural Gas_Range_E7_Baseline Forecast | Commercial | Office (ID) | New | Food Preparation | Natural Gas | Range | E7 |  | Baseline Forecast | 0 | 0 | 0 | 0 | 0 | 0 | 0 | 0 | 0 | 0 | 0 | 0 | 0 | 0 | 0 | 0 | 0 | 0 | 0 | 0 | 0 | 0 | 0 | 0 | 0 | 0 | 0
Commercial_Office (ID)_New_Food Preparation_Natural Gas_Range_E8_Baseline Forecast | Commercial | Office (ID) | New | Food Preparation | Natural Gas | Range | E8 |  | Baseline Forecast | 0 | 0 | 0 | 0 | 0 | 0 | 0 | 0 | 0 | 0 | 0 | 0 | 0 | 0 | 0 | 0 | 0 | 0 | 0 | 0 | 0 | 0 | 0 | 0 | 0 | 0 | 0
Commercial_Office (ID)_New_Food Preparation_Natural Gas_Range_E9_Baseline Forecast | Commercial | Office (ID) | New | Food Preparation | Natural Gas | Range | E9 |  | Baseline Forecast | 0 | 0 | 0 | 0 | 0 | 0 | 0 | 0 | 0 | 0 | 0 | 0 | 0 | 0 | 0 | 0 | 0 | 0 | 0 | 0 | 0 | 0 | 0 | 0 | 0 | 0 | 0
Commercial_Office (ID)_New_Food Preparation_Natural Gas_Range_E10_Baseline Forecast | Commercial | Office (ID) | New | Food Preparation | Natural Gas | Range | E10 |  | Baseline Forecast | 0 | 0 | 0 | 0 | 0 | 0 | 0 | 0 | 0 | 0 | 0 | 0 | 0 | 0 | 0 | 0 | 0 | 0 | 0 | 0 | 0 | 0 | 0 | 0 | 0 | 0 | 0
Commercial_Office (ID)_New_Food Preparation_Natural Gas_Steamer_E1_Baseline Forecast | Commercial | Office (ID) | New | Food Preparation | Natural Gas | Steamer | E1 | Standard | Baseline Forecast | 0 | 0 | 0 | 0 | 0 | 0 | 0 | 0 | 0 | 0 | 0 | 0 | 0 | 0 | 0 | 0 | 0 | 0 | 0 | 0 | 0 | 0 | 0 | 0 | 0 | 0 | 0
Commercial_Office (ID)_New_Food Preparation_Natural Gas_Steamer_E2_Baseline Forecast | Commercial | Office (ID) | New | Food Preparation | Natural Gas | Steamer | E2 | ENERGY STAR | Baseline Forecast | 0 | 0 | 0 | 0 | 0 | 0 | 0 | 0 | 0 | 0 | 0 | 0 | 0 | 0 | 0 | 0 | 0 | 0 | 0 | 0 | 0 | 0 | 0 | 0 | 0 | 0 | 0
Commercial_Office (ID)_New_Food Preparation_Natural Gas_Steamer_E3_Baseline Forecast | Commercial | Office (ID) | New | Food Preparation | Natural Gas | Steamer | E3 |  | Baseline Forecast | 0 | 0 | 0 | 0 | 0 | 0 | 0 | 0 | 0 | 0 | 0 | 0 | 0 | 0 | 0 | 0 | 0 | 0 | 0 | 0 | 0 | 0 | 0 | 0 | 0 | 0 | 0
Commercial_Office (ID)_New_Food Preparation_Natural Gas_Steamer_E4_Baseline Forecast | Commercial | Office (ID) | New | Food Preparation | Natural Gas | Steamer | E4 |  | Baseline Forecast | 0 | 0 | 0 | 0 | 0 | 0 | 0 | 0 | 0 | 0 | 0 | 0 | 0 | 0 | 0 | 0 | 0 | 0 | 0 | 0 | 0 | 0 | 0 | 0 | 0 | 0 | 0
Commercial_Office (ID)_New_Food Preparation_Natural Gas_Steamer_E5_Baseline Forecast | Commercial | Office (ID) | New | Food Preparation | Natural Gas | Steamer | E5 |  | Baseline Forecast | 0 | 0 | 0 | 0 | 0 | 0 | 0 | 0 | 0 | 0 | 0 | 0 | 0 | 0 | 0 | 0 | 0 | 0 | 0 | 0 | 0 | 0 | 0 | 0 | 0 | 0 | 0
Commercial_Office (ID)_New_Food Preparation_Natural Gas_Steamer_E6_Baseline Forecast | Commercial | Office (ID) | New | Food Preparation | Natural Gas | Steamer | E6 |  | Baseline Forecast | 0 | 0 | 0 | 0 | 0 | 0 | 0 | 0 | 0 | 0 | 0 | 0 | 0 | 0 | 0 | 0 | 0 | 0 | 0 | 0 | 0 | 0 | 0 | 0 | 0 | 0 | 0
Commercial_Office (ID)_New_Food Preparation_Natural Gas_Steamer_E7_Baseline Forecast | Commercial | Office (ID) | New | Food Preparation | Natural Gas | Steamer | E7 |  | Baseline Forecast | 0 | 0 | 0 | 0 | 0 | 0 | 0 | 0 | 0 | 0 | 0 | 0 | 0 | 0 | 0 | 0 | 0 | 0 | 0 | 0 | 0 | 0 | 0 | 0 | 0 | 0 | 0
Commercial_Office (ID)_New_Food Preparation_Natural Gas_Steamer_E8_Baseline Forecast | Commercial | Office (ID) | New | Food Preparation | Natural Gas | Steamer | E8 |  | Baseline Forecast | 0 | 0 | 0 | 0 | 0 | 0 | 0 | 0 | 0 | 0 | 0 | 0 | 0 | 0 | 0 | 0 | 0 | 0 | 0 | 0 | 0 | 0 | 0 | 0 | 0 | 0 | 0
Commercial_Office (ID)_New_Food Preparation_Natural Gas_Steamer_E9_Baseline Forecast | Commercial | Office (ID) | New | Food Preparation | Natural Gas | Steamer | E9 |  | Baseline Forecast | 0 | 0 | 0 | 0 | 0 | 0 | 0 | 0 | 0 | 0 | 0 | 0 | 0 | 0 | 0 | 0 | 0 | 0 | 0 | 0 | 0 | 0 | 0 | 0 | 0 | 0 | 0
Commercial_Office (ID)_New_Food Preparation_Natural Gas_Steamer_E10_Baseline Forecast | Commercial | Office (ID) | New | Food Preparation | Natural Gas | Steamer | E10 |  | Baseline Forecast | 0 | 0 | 0 | 0 | 0 | 0 | 0 | 0 | 0 | 0 | 0 | 0 | 0 | 0 | 0 | 0 | 0 | 0 | 0 | 0 | 0 | 0 | 0 | 0 | 0 | 0 | 0
Commercial_Office (ID)_New_Food Preparation_Natural Gas_Food Prep Other_E1_Baseline Forecast | Commercial | Office (ID) | New | Food Preparation | Natural Gas | Food Prep Other | E1 | Standard | Baseline Forecast | 0 | 0 | 0 | 0 | 0 | 0 | 0 | 0 | 0 | 0 | 0 | 0 | 0 | 0 | 0 | 0 | 0 | 0 | 0 | 0 | 0 | 0 | 0 | 0 | 0 | 0 | 0
Commercial_Office (ID)_New_Food Preparation_Natural Gas_Food Prep Other_E2_Baseline Forecast | Commercial | Office (ID) | New | Food Preparation | Natural Gas | Food Prep Other | E2 | ENERGY STAR | Baseline Forecast | 0 | 0 | 0 | 0 | 0 | 0 | 0 | 0 | 0 | 0 | 0 | 0 | 0 | 0 | 0 | 0 | 0 | 0 | 0 | 0 | 0 | 0 | 0 | 0 | 0 | 0 | 0
Commercial_Office (ID)_New_Food Preparation_Natural Gas_Food Prep Other_E3_Baseline Forecast | Commercial | Office (ID) | New | Food Preparation | Natural Gas | Food Prep Other | E3 |  | Baseline Forecast | 0 | 0 | 0 | 0 | 0 | 0 | 0 | 0 | 0 | 0 | 0 | 0 | 0 | 0 | 0 | 0 | 0 | 0 | 0 | 0 | 0 | 0 | 0 | 0 | 0 | 0 | 0
Commercial_Office (ID)_New_Food Preparation_Natural Gas_Food Prep Other_E4_Baseline Forecast | Commercial | Office (ID) | New | Food Preparation | Natural Gas | Food Prep Other | E4 |  | Baseline Forecast | 0 | 0 | 0 | 0 | 0 | 0 | 0 | 0 | 0 | 0 | 0 | 0 | 0 | 0 | 0 | 0 | 0 | 0 | 0 | 0 | 0 | 0 | 0 | 0 | 0 | 0 | 0
Commercial_Office (ID)_New_Food Preparation_Natural Gas_Food Prep Other_E5_Baseline Forecast | Commercial | Office (ID) | New | Food Preparation | Natural Gas | Food Prep Other | E5 |  | Baseline Forecast | 0 | 0 | 0 | 0 | 0 | 0 | 0 | 0 | 0 | 0 | 0 | 0 | 0 | 0 | 0 | 0 | 0 | 0 | 0 | 0 | 0 | 0 | 0 | 0 | 0 | 0 | 0
Commercial_Office (ID)_New_Food Preparation_Natural Gas_Food Prep Other_E6_Baseline Forecast | Commercial | Office (ID) | New | Food Preparation | Natural Gas | Food Prep Other | E6 |  | Baseline Forecast | 0 | 0 | 0 | 0 | 0 | 0 | 0 | 0 | 0 | 0 | 0 | 0 | 0 | 0 | 0 | 0 | 0 | 0 | 0 | 0 | 0 | 0 | 0 | 0 | 0 | 0 | 0
Commercial_Office (ID)_New_Food Preparation_Natural Gas_Food Prep Other_E7_Baseline Forecast | Commercial | Office (ID) | New | Food Preparation | Natural Gas | Food Prep Other | E7 |  | Baseline Forecast | 0 | 0 | 0 | 0 | 0 | 0 | 0 | 0 | 0 | 0 | 0 | 0 | 0 | 0 | 0 | 0 | 0 | 0 | 0 | 0 | 0 | 0 | 0 | 0 | 0 | 0 | 0
Commercial_Office (ID)_New_Food Preparation_Natural Gas_Food Prep Other_E8_Baseline Forecast | Commercial | Office (ID) | New | Food Preparation | Natural Gas | Food Prep Other | E8 |  | Baseline Forecast | 0 | 0 | 0 | 0 | 0 | 0 | 0 | 0 | 0 | 0 | 0 | 0 | 0 | 0 | 0 | 0 | 0 | 0 | 0 | 0 | 0 | 0 | 0 | 0 | 0 | 0 | 0
Commercial_Office (ID)_New_Food Preparation_Natural Gas_Food Prep Other_E9_Baseline Forecast | Commercial | Office (ID) | New | Food Preparation | Natural Gas | Food Prep Other | E9 |  | Baseline Forecast | 0 | 0 | 0 | 0 | 0 | 0 | 0 | 0 | 0 | 0 | 0 | 0 | 0 | 0 | 0 | 0 | 0 | 0 | 0 | 0 | 0 | 0 | 0 | 0 | 0 | 0 | 0
Commercial_Office (ID)_New_Food Preparation_Natural Gas_Food Prep Other_E10_Baseline Forecast | Commercial | Office (ID) | New | Food Preparation | Natural Gas | Food Prep Other | E10 |  | Baseline Forecast | 0 | 0 | 0 | 0 | 0 | 0 | 0 | 0 | 0 | 0 | 0 | 0 | 0 | 0 | 0 | 0 | 0 | 0 | 0 | 0 | 0 | 0 | 0 | 0 | 0 | 0 | 0
Commercial_Office (ID)_New_Miscellaneous_Natural Gas_Pool Heater_E1_Baseline Forecast | Commercial | Office (ID) | New | Miscellaneous | Natural Gas | Pool Heater | E1 | Standard (EF .82) | Baseline Forecast | 0 | 0 | 0 | 0 | 0 | 0 | 0 | 0 | 0 | 0 | 0 | 0 | 0 | 0 | 0 | 0 | 0 | 0 | 0 | 0 | 0 | 0 | 0 | 0 | 0 | 0 | 0
Commercial_Office (ID)_New_Miscellaneous_Natural Gas_Pool Heater_E2_Baseline Forecast | Commercial | Office (ID) | New | Miscellaneous | Natural Gas | Pool Heater | E2 | Condensing (EF .90) | Baseline Forecast | 0 | 0 | 0 | 0 | 0 | 0 | 0 | 0 | 0 | 0 | 0 | 0 | 0 | 0 | 0 | 0 | 0 | 0 | 0 | 0 | 0 | 0 | 0 | 0 | 0 | 0 | 0
Commercial_Office (ID)_New_Miscellaneous_Natural Gas_Pool Heater_E3_Baseline Forecast | Commercial | Office (ID) | New | Miscellaneous | Natural Gas | Pool Heater | E3 |  | Baseline Forecast | 0 | 0 | 0 | 0 | 0 | 0 | 0 | 0 | 0 | 0 | 0 | 0 | 0 | 0 | 0 | 0 | 0 | 0 | 0 | 0 | 0 | 0 | 0 | 0 | 0 | 0 | 0
Commercial_Office (ID)_New_Miscellaneous_Natural Gas_Pool Heater_E4_Baseline Forecast | Commercial | Office (ID) | New | Miscellaneous | Natural Gas | Pool Heater | E4 |  | Baseline Forecast | 0 | 0 | 0 | 0 | 0 | 0 | 0 | 0 | 0 | 0 | 0 | 0 | 0 | 0 | 0 | 0 | 0 | 0 | 0 | 0 | 0 | 0 | 0 | 0 | 0 | 0 | 0
Commercial_Office (ID)_New_Miscellaneous_Natural Gas_Pool Heater_E5_Baseline Forecast | Commercial | Office (ID) | New | Miscellaneous | Natural Gas | Pool Heater | E5 |  | Baseline Forecast | 0 | 0 | 0 | 0 | 0 | 0 | 0 | 0 | 0 | 0 | 0 | 0 | 0 | 0 | 0 | 0 | 0 | 0 | 0 | 0 | 0 | 0 | 0 | 0 | 0 | 0 | 0
Commercial_Office (ID)_New_Miscellaneous_Natural Gas_Pool Heater_E6_Baseline Forecast | Commercial | Office (ID) | New | Miscellaneous | Natural Gas | Pool Heater | E6 |  | Baseline Forecast | 0 | 0 | 0 | 0 | 0 | 0 | 0 | 0 | 0 | 0 | 0 | 0 | 0 | 0 | 0 | 0 | 0 | 0 | 0 | 0 | 0 | 0 | 0 | 0 | 0 | 0 | 0
Commercial_Office (ID)_New_Miscellaneous_Natural Gas_Pool Heater_E7_Baseline Forecast | Commercial | Office (ID) | New | Miscellaneous | Natural Gas | Pool Heater | E7 |  | Baseline Forecast | 0 | 0 | 0 | 0 | 0 | 0 | 0 | 0 | 0 | 0 | 0 | 0 | 0 | 0 | 0 | 0 | 0 | 0 | 0 | 0 | 0 | 0 | 0 | 0 | 0 | 0 | 0
Commercial_Office (ID)_New_Miscellaneous_Natural Gas_Pool Heater_E8_Baseline Forecast | Commercial | Office (ID) | New | Miscellaneous | Natural Gas | Pool Heater | E8 |  | Baseline Forecast | 0 | 0 | 0 | 0 | 0 | 0 | 0 | 0 | 0 | 0 | 0 | 0 | 0 | 0 | 0 | 0 | 0 | 0 | 0 | 0 | 0 | 0 | 0 | 0 | 0 | 0 | 0
Commercial_Office (ID)_New_Miscellaneous_Natural Gas_Pool Heater_E9_Baseline Forecast | Commercial | Office (ID) | New | Miscellaneous | Natural Gas | Pool Heater | E9 |  | Baseline Forecast | 0 | 0 | 0 | 0 | 0 | 0 | 0 | 0 | 0 | 0 | 0 | 0 | 0 | 0 | 0 | 0 | 0 | 0 | 0 | 0 | 0 | 0 | 0 | 0 | 0 | 0 | 0
Commercial_Office (ID)_New_Miscellaneous_Natural Gas_Pool Heater_E10_Baseline Forecast | Commercial | Office (ID) | New | Miscellaneous | Natural Gas | Pool Heater | E10 |  | Baseline Forecast | 0 | 0 | 0 | 0 | 0 | 0 | 0 | 0 | 0 | 0 | 0 | 0 | 0 | 0 | 0 | 0 | 0 | 0 | 0 | 0 | 0 | 0 | 0 | 0 | 0 | 0 | 0
Commercial_Office (ID)_New_Miscellaneous_Natural Gas_Miscellaneous_E1_Baseline Forecast | Commercial | Office (ID) | New | Miscellaneous | Natural Gas | Miscellaneous | E1 | Standard | Baseline Forecast | 0 | 182995.1235 | 171009.6092 | 204205.5535 | 234750.1523 | 235603.5625 | 234472.5142 | 252665.005 | 268307.9544 | 279747.281 | 294805.0583 | 365167.5587 | 368050.7751 | 385759.7513 | 410984.5043 | 423817.1743 | 436087.136 | 455161.456 | 472967.4819 | 487828.6733 | 503169.6814 | 535586.6195 | 546376.3352 | 563016.8869 | 582124.1372 | 604010.702 | 605947.4695
Commercial_Office (ID)_New_Miscellaneous_Natural Gas_Miscellaneous_E2_Baseline Forecast | Commercial | Office (ID) | New | Miscellaneous | Natural Gas | Miscellaneous | E2 |  | Baseline Forecast | 0 | 0 | 0 | 0 | 0 | 0 | 0 | 0 | 0 | 0 | 0 | 0 | 0 | 0 | 0 | 0 | 0 | 0 | 0 | 0 | 0 | 0 | 0 | 0 | 0 | 0 | 0
Commercial_Office (ID)_New_Miscellaneous_Natural Gas_Miscellaneous_E3_Baseline Forecast | Commercial | Office (ID) | New | Miscellaneous | Natural Gas | Miscellaneous | E3 |  | Baseline Forecast | 0 | 0 | 0 | 0 | 0 | 0 | 0 | 0 | 0 | 0 | 0 | 0 | 0 | 0 | 0 | 0 | 0 | 0 | 0 | 0 | 0 | 0 | 0 | 0 | 0 | 0 | 0
Commercial_Office (ID)_New_Miscellaneous_Natural Gas_Miscellaneous_E4_Baseline Forecast | Commercial | Office (ID) | New | Miscellaneous | Natural Gas | Miscellaneous | E4 |  | Baseline Forecast | 0 | 0 | 0 | 0 | 0 | 0 | 0 | 0 | 0 | 0 | 0 | 0 | 0 | 0 | 0 | 0 | 0 | 0 | 0 | 0 | 0 | 0 | 0 | 0 | 0 | 0 | 0
Commercial_Office (ID)_New_Miscellaneous_Natural Gas_Miscellaneous_E5_Baseline Forecast | Commercial | Office (ID) | New | Miscellaneous | Natural Gas | Miscellaneous | E5 |  | Baseline Forecast | 0 | 0 | 0 | 0 | 0 | 0 | 0 | 0 | 0 | 0 | 0 | 0 | 0 | 0 | 0 | 0 | 0 | 0 | 0 | 0 | 0 | 0 | 0 | 0 | 0 | 0 | 0
Commercial_Office (ID)_New_Miscellaneous_Natural Gas_Miscellaneous_E6_Baseline Forecast | Commercial | Office (ID) | New | Miscellaneous | Natural Gas | Miscellaneous | E6 |  | Baseline Forecast | 0 | 0 | 0 | 0 | 0 | 0 | 0 | 0 | 0 | 0 | 0 | 0 | 0 | 0 | 0 | 0 | 0 | 0 | 0 | 0 | 0 | 0 | 0 | 0 | 0 | 0 | 0
Commercial_Office (ID)_New_Miscellaneous_Natural Gas_Miscellaneous_E7_Baseline Forecast | Commercial | Office (ID) | New | Miscellaneous | Natural Gas | Miscellaneous | E7 |  | Baseline Forecast | 0 | 0 | 0 | 0 | 0 | 0 | 0 | 0 | 0 | 0 | 0 | 0 | 0 | 0 | 0 | 0 | 0 | 0 | 0 | 0 | 0 | 0 | 0 | 0 | 0 | 0 | 0
Commercial_Office (ID)_New_Miscellaneous_Natural Gas_Miscellaneous_E8_Baseline Forecast | Commercial | Office (ID) | New | Miscellaneous | Natural Gas | Miscellaneous | E8 |  | Baseline Forecast | 0 | 0 | 0 | 0 | 0 | 0 | 0 | 0 | 0 | 0 | 0 | 0 | 0 | 0 | 0 | 0 | 0 | 0 | 0 | 0 | 0 | 0 | 0 | 0 | 0 | 0 | 0
Commercial_Office (ID)_New_Miscellaneous_Natural Gas_Miscellaneous_E9_Baseline Forecast | Commercial | Office (ID) | New | Miscellaneous | Natural Gas | Miscellaneous | E9 |  | Baseline Forecast | 0 | 0 | 0 | 0 | 0 | 0 | 0 | 0 | 0 | 0 | 0 | 0 | 0 | 0 | 0 | 0 | 0 | 0 | 0 | 0 | 0 | 0 | 0 | 0 | 0 | 0 | 0
Commercial_Office (ID)_New_Miscellaneous_Natural Gas_Miscellaneous_E10_Baseline Forecast | Commercial | Office (ID) | New | Miscellaneous | Natural Gas | Miscellaneous | E10 |  | Baseline Forecast | 0 | 0 | 0 | 0 | 0 | 0 | 0 | 0 | 0 | 0 | 0 | 0 | 0 | 0 | 0 | 0 | 0 | 0 | 0 | 0 | 0 | 0 | 0 | 0 | 0 | 0 | 0
Commercial_Restaurant (ID)_Existing_Space Heating_Natural Gas_Furnace_E1_Baseline Forecast | Commercial | Restaurant (ID) | Existing | Space Heating | Natural Gas | Furnace | E1 | AFUE 80% (Standard) | Baseline Forecast | 0 | 7757.2655 | 7892.3352 | 7997.7579 | 8076.9118 | 8132.8142 | 8168.1601 | 8185.356 | 8186.5507 | 8173.6622 | 8148.4024 | 8112.2988 | 7845.5745 | 7617.2767 | 7421.095 | 7251.6418 | 7104.3277 | 6975.2529 | 6861.112 | 6759.1119 | 6666.9004 | 6582.5036 | 6504.2722 | 8142.3891 | 7919.8174 | 7699.7091 | 7484.4822
Commercial_Restaurant (ID)_Existing_Space Heating_Natural Gas_Furnace_E2_Baseline Forecast | Commercial | Restaurant (ID) | Existing | Space Heating | Natural Gas | Furnace | E2 | AFUE 90% | Baseline Forecast | 0 | 0 | 0 | 0 | 0 | 0 | 0 | 0 | 0 | 0 | 0 | 0 | 0 | 0 | 0 | 0 | 0 | 0 | 0 | 0 | 0 | 0 | 0 | 0 | 0 | 0 | 0
Commercial_Restaurant (ID)_Existing_Space Heating_Natural Gas_Furnace_E3_Baseline Forecast | Commercial | Restaurant (ID) | Existing | Space Heating | Natural Gas | Furnace | E3 | AFUE 96% | Baseline Forecast | 0 | 0 | 0 | 0 | 0 | 0 | 0 | 0 | 0 | 0 | 0 | 0 | 0 | 0 | 0 | 0 | 0 | 0 | 0 | 0 | 0 | 0 | 0 | 0 | 0 | 0 | 0
Commercial_Restaurant (ID)_Existing_Space Heating_Natural Gas_Furnace_E4_Baseline Forecast | Commercial | Restaurant (ID) | Existing | Space Heating | Natural Gas | Furnace | E4 |  | Baseline Forecast | 0 | 0 | 0 | 0 | 0 | 0 | 0 | 0 | 0 | 0 | 0 | 0 | 0 | 0 | 0 | 0 | 0 | 0 | 0 | 0 | 0 | 0 | 0 | 0 | 0 | 0 | 0
Commercial_Restaurant (ID)_Existing_Space Heating_Natural Gas_Furnace_E5_Baseline Forecast | Commercial | Restaurant (ID) | Existing | Space Heating | Natural Gas | Furnace | E5 |  | Baseline Forecast | 0 | 0 | 0 | 0 | 0 | 0 | 0 | 0 | 0 | 0 | 0 | 0 | 0 | 0 | 0 | 0 | 0 | 0 | 0 | 0 | 0 | 0 | 0 | 0 | 0 | 0 | 0
Commercial_Restaurant (ID)_Existing_Space Heating_Natural Gas_Furnace_E6_Baseline Forecast | Commercial | Restaurant (ID) | Existing | Space Heating | Natural Gas | Furnace | E6 |  | Baseline Forecast | 0 | 0 | 0 | 0 | 0 | 0 | 0 | 0 | 0 | 0 | 0 | 0 | 0 | 0 | 0 | 0 | 0 | 0 | 0 | 0 | 0 | 0 | 0 | 0 | 0 | 0 | 0
Commercial_Restaurant (ID)_Existing_Space Heating_Natural Gas_Furnace_E7_Baseline Forecast | Commercial | Restaurant (ID) | Existing | Space Heating | Natural Gas | Furnace | E7 |  | Baseline Forecast | 0 | 0 | 0 | 0 | 0 | 0 | 0 | 0 | 0 | 0 | 0 | 0 | 0 | 0 | 0 | 0 | 0 | 0 | 0 | 0 | 0 | 0 | 0 | 0 | 0 | 0 | 0
Commercial_Restaurant (ID)_Existing_Space Heating_Natural Gas_Furnace_E8_Baseline Forecast | Commercial | Restaurant (ID) | Existing | Space Heating | Natural Gas | Furnace | E8 |  | Baseline Forecast | 0 | 0 | 0 | 0 | 0 | 0 | 0 | 0 | 0 | 0 | 0 | 0 | 0 | 0 | 0 | 0 | 0 | 0 | 0 | 0 | 0 | 0 | 0 | 0 | 0 | 0 | 0
Commercial_Restaurant (ID)_Existing_Space Heating_Natural Gas_Furnace_E9_Baseline Forecast | Commercial | Restaurant (ID) | Existing | Space Heating | Natural Gas | Furnace | E9 |  | Baseline Forecast | 0 | 0 | 0 | 0 | 0 | 0 | 0 | 0 | 0 | 0 | 0 | 0 | 0 | 0 | 0 | 0 | 0 | 0 | 0 | 0 | 0 | 0 | 0 | 0 | 0 | 0 | 0
Commercial_Restaurant (ID)_Existing_Space Heating_Natural Gas_Furnace_E10_Baseline Forecast | Commercial | Restaurant (ID) | Existing | Space Heating | Natural Gas | Furnace | E10 |  | Baseline Forecast | 0 | 0 | 0 | 0 | 0 | 0 | 0 | 0 | 0 | 0 | 0 | 0 | 0 | 0 | 0 | 0 | 0 | 0 | 0 | 0 | 0 | 0 | 0 | 0 | 0 | 0 | 0
Commercial_Restaurant (ID)_Existing_Space Heating_Natural Gas_Boiler_E1_Baseline Forecast | Commercial | Restaurant (ID) | Existing | Space Heating | Natural Gas | Boiler | E1 | AFUE 80% (Standard) | Baseline Forecast | 0 | 11.6767 | 12.7416 | 13.4035 | 14.1713 | 14.8229 | 15.0409 | 13.8249 | 14.1521 | 13.895 | 14.0951 | 14.2471 | 14.3567 | 13.8052 | 13.8422 | 15.343 | 15.3257 | 15.2844 | 14.5504 | 14.4732 | 15.0443 | 14.2746 | 14.157 | 14.0294 | 13.8932 | 13.7498 | 13.6001
Commercial_Restaurant (ID)_Existing_Space Heating_Natural Gas_Boiler_E2_Baseline Forecast | Commercial | Restaurant (ID) | Existing | Space Heating | Natural Gas | Boiler | E2 | AFUE 85% | Baseline Forecast | 0 | 0 | 0 | 0 | 0 | 0 | 0 | 0 | 0 | 0 | 0 | 0 | 0 | 0 | 0 | 0 | 0 | 0 | 0 | 0 | 0 | 0 | 0 | 0 | 0 | 0 | 0
Commercial_Restaurant (ID)_Existing_Space Heating_Natural Gas_Boiler_E3_Baseline Forecast | Commercial | Restaurant (ID) | Existing | Space Heating | Natural Gas | Boiler | E3 | AFUE 97% | Baseline Forecast | 0 | 3.4295 | 3.7423 | 4.2647 | 4.5091 | 4.7164 | 5.2208 | 7.0381 | 7.2047 | 7.8598 | 7.973 | 8.059 | 8.1209 | 8.7851 | 8.8087 | 7.3228 | 7.3145 | 7.2948 | 7.9366 | 7.8945 | 7.1802 | 7.7861 | 7.722 | 7.6524 | 7.5781 | 7.4999 | 7.4182
Commercial_Restaurant (ID)_Existing_Space Heating_Natural Gas_Boiler_E4_Baseline Forecast | Commercial | Restaurant (ID) | Existing | Space Heating | Natural Gas | Boiler | E4 | Convert to NG Air Source Heat Pump | Baseline Forecast | 0 | 0 | 0 | 0 | 0 | 0 | 0 | 0 | 0 | 0 | 0 | 0 | 0 | 0 | 0 | 0 | 0 | 0 | 0 | 0 | 0 | 0 | 0 | 0 | 0 | 0 | 0
Commercial_Restaurant (ID)_Existing_Space Heating_Natural Gas_Boiler_E5_Baseline Forecast | Commercial | Restaurant (ID) | Existing | Space Heating | Natural Gas | Boiler | E5 |  | Baseline Forecast | 0 | 0 | 0 | 0 | 0 | 0 | 0 | 0 | 0 | 0 | 0 | 0 | 0 | 0 | 0 | 0 | 0 | 0 | 0 | 0 | 0 | 0 | 0 | 0 | 0 | 0 | 0
Commercial_Restaurant (ID)_Existing_Space Heating_Natural Gas_Boiler_E6_Baseline Forecast | Commercial | Restaurant (ID) | Existing | Space Heating | Natural Gas | Boiler | E6 |  | Baseline Forecast | 0 | 0 | 0 | 0 | 0 | 0 | 0 | 0 | 0 | 0 | 0 | 0 | 0 | 0 | 0 | 0 | 0 | 0 | 0 | 0 | 0 | 0 | 0 | 0 | 0 | 0 | 0
Commercial_Restaurant (ID)_Existing_Space Heating_Natural Gas_Boiler_E7_Baseline Forecast | Commercial | Restaurant (ID) | Existing | Space Heating | Natural Gas | Boiler | E7 |  | Baseline Forecast | 0 | 0 | 0 | 0 | 0 | 0 | 0 | 0 | 0 | 0 | 0 | 0 | 0 | 0 | 0 | 0 | 0 | 0 | 0 | 0 | 0 | 0 | 0 | 0 | 0 | 0 | 0
Commercial_Restaurant (ID)_Existing_Space Heating_Natural Gas_Boiler_E8_Baseline Forecast | Commercial | Restaurant (ID) | Existing | Space Heating | Natural Gas | Boiler | E8 |  | Baseline Forecast | 0 | 0 | 0 | 0 | 0 | 0 | 0 | 0 | 0 | 0 | 0 | 0 | 0 | 0 | 0 | 0 | 0 | 0 | 0 | 0 | 0 | 0 | 0 | 0 | 0 | 0 | 0
Commercial_Restaurant (ID)_Existing_Space Heating_Natural Gas_Boiler_E9_Baseline Forecast | Commercial | Restaurant (ID) | Existing | Space Heating | Natural Gas | Boiler | E9 |  | Baseline Forecast | 0 | 0 | 0 | 0 | 0 | 0 | 0 | 0 | 0 | 0 | 0 | 0 | 0 | 0 | 0 | 0 | 0 | 0 | 0 | 0 | 0 | 0 | 0 | 0 | 0 | 0 | 0
Commercial_Restaurant (ID)_Existing_Space Heating_Natural Gas_Boiler_E10_Baseline Forecast | Commercial | Restaurant (ID) | Existing | Space Heating | Natural Gas | Boiler | E10 |  | Baseline Forecast | 0 | 0 | 0 | 0 | 0 | 0 | 0 | 0 | 0 | 0 | 0 | 0 | 0 | 0 | 0 | 0 | 0 | 0 | 0 | 0 | 0 | 0 | 0 | 0 | 0 | 0 | 0
Commercial_Restaurant (ID)_Existing_Space Heating_Natural Gas_Unit Heater_E1_Baseline Forecast | Commercial | Restaurant (ID) | Existing | Space Heating | Natural Gas | Unit Heater | E1 | Standard | Baseline Forecast | 0 | 1.8065 | 5.1706 | 9.8708 | 15.7108 | 22.516 | 30.1316 | 38.4207 | 47.2619 | 56.5478 | 64.6232 | 71.6194 | 77.6542 | 82.8326 | 87.2486 | 90.9861 | 94.1201 | 84.3103 | 75.7719 | 68.4643 | 62.3375 | 57.3344 | 53.3932 | 50.4491 | 48.4354 | 47.285 | 46.8221
Commercial_Restaurant (ID)_Existing_Space Heating_Natural Gas_Unit Heater_E2_Baseline Forecast | Commercial | Restaurant (ID) | Existing | Space Heating | Natural Gas | Unit Heater | E2 | Condensing | Baseline Forecast | 0 | 0 | 0 | 0 | 0 | 0 | 0 | 0 | 0 | 0 | 0 | 0 | 0 | 0 | 0 | 0 | 0 | 0 | 0 | 0 | 0 | 0 | 0 | 0 | 0 | 0 | 0
Commercial_Restaurant (ID)_Existing_Space Heating_Natural Gas_Unit Heater_E3_Baseline Forecast | Commercial | Restaurant (ID) | Existing | Space Heating | Natural Gas | Unit Heater | E3 | Infrared Radiant | Baseline Forecast | 0 | 0 | 0 | 0 | 0 | 0 | 0 | 0 | 0 | 0 | 0 | 0 | 0 | 0 | 0 | 0 | 0 | 0 | 0 | 0 | 0 | 0 | 0 | 0 | 0 | 0 | 0
Commercial_Restaurant (ID)_Existing_Space Heating_Natural Gas_Unit Heater_E4_Baseline Forecast | Commercial | Restaurant (ID) | Existing | Space Heating | Natural Gas | Unit Heater | E4 |  | Baseline Forecast | 0 | 0 | 0 | 0 | 0 | 0 | 0 | 0 | 0 | 0 | 0 | 0 | 0 | 0 | 0 | 0 | 0 | 0 | 0 | 0 | 0 | 0 | 0 | 0 | 0 | 0 | 0
Commercial_Restaurant (ID)_Existing_Space Heating_Natural Gas_Unit Heater_E5_Baseline Forecast | Commercial | Restaurant (ID) | Existing | Space Heating | Natural Gas | Unit Heater | E5 |  | Baseline Forecast | 0 | 0 | 0 | 0 | 0 | 0 | 0 | 0 | 0 | 0 | 0 | 0 | 0 | 0 | 0 | 0 | 0 | 0 | 0 | 0 | 0 | 0 | 0 | 0 | 0 | 0 | 0
Commercial_Restaurant (ID)_Existing_Space Heating_Natural Gas_Unit Heater_E6_Baseline Forecast | Commercial | Restaurant (ID) | Existing | Space Heating | Natural Gas | Unit Heater | E6 |  | Baseline Forecast | 0 | 0 | 0 | 0 | 0 | 0 | 0 | 0 | 0 | 0 | 0 | 0 | 0 | 0 | 0 | 0 | 0 | 0 | 0 | 0 | 0 | 0 | 0 | 0 | 0 | 0 | 0
Commercial_Restaurant (ID)_Existing_Space Heating_Natural Gas_Unit Heater_E7_Baseline Forecast | Commercial | Restaurant (ID) | Existing | Space Heating | Natural Gas | Unit Heater | E7 |  | Baseline Forecast | 0 | 0 | 0 | 0 | 0 | 0 | 0 | 0 | 0 | 0 | 0 | 0 | 0 | 0 | 0 | 0 | 0 | 0 | 0 | 0 | 0 | 0 | 0 | 0 | 0 | 0 | 0
Commercial_Restaurant (ID)_Existing_Space Heating_Natural Gas_Unit Heater_E8_Baseline Forecast | Commercial | Restaurant (ID) | Existing | Space Heating | Natural Gas | Unit Heater | E8 |  | Baseline Forecast | 0 | 0 | 0 | 0 | 0 | 0 | 0 | 0 | 0 | 0 | 0 | 0 | 0 | 0 | 0 | 0 | 0 | 0 | 0 | 0 | 0 | 0 | 0 | 0 | 0 | 0 | 0
Commercial_Restaurant (ID)_Existing_Space Heating_Natural Gas_Unit Heater_E9_Baseline Forecast | Commercial | Restaurant (ID) | Existing | Space Heating | Natural Gas | Unit Heater | E9 |  | Baseline Forecast | 0 | 0 | 0 | 0 | 0 | 0 | 0 | 0 | 0 | 0 | 0 | 0 | 0 | 0 | 0 | 0 | 0 | 0 | 0 | 0 | 0 | 0 | 0 | 0 | 0 | 0 | 0
Commercial_Restaurant (ID)_Existing_Space Heating_Natural Gas_Unit Heater_E10_Baseline Forecast | Commercial | Restaurant (ID) | Existing | Space Heating | Natural Gas | Unit Heater | E10 |  | Baseline Forecast | 0 | 0 | 0 | 0 | 0 | 0 | 0 | 0 | 0 | 0 | 0 | 0 | 0 | 0 | 0 | 0 | 0 | 0 | 0 | 0 | 0 | 0 | 0 | 0 | 0 | 0 | 0
Commercial_Restaurant (ID)_Existing_Water Heating_Natural Gas_Water Heater_E1_Baseline Forecast | Commercial | Restaurant (ID) | Existing | Water Heating | Natural Gas | Water Heater | E1 | TE 0.80 | Baseline Forecast | 0 | 2825.3049 | 3082.9793 | 3304.4837 | 3493.7812 | 3654.4143 | 3789.549 | 3902.0151 | 3994.3412 | 4068.787 | 4127.3711 | 4171.8973 | 3946.2416 | 3763.9972 | 3617.8313 | 3501.4869 | 3409.6364 | 3337.7557 | 3282.0132 | 3239.1741 | 3206.5171 | 3181.7612 | 3163.0037 | 3758.5672 | 3715.4714 | 3658.6808 | 3592.6613
Commercial_Restaurant (ID)_Existing_Water Heating_Natural Gas_Water Heater_E2_Baseline Forecast | Commercial | Restaurant (ID) | Existing | Water Heating | Natural Gas | Water Heater | E2 | TE 0.90 | Baseline Forecast | 0 | 0 | 0 | 0 | 0 | 0 | 0 | 0 | 0 | 0 | 0 | 0 | 0 | 0 | 0 | 0 | 0 | 0 | 0 | 0 | 0 | 0 | 0 | 0 | 0 | 0 | 0
Commercial_Restaurant (ID)_Existing_Water Heating_Natural Gas_Water Heater_E3_Baseline Forecast | Commercial | Restaurant (ID) | Existing | Water Heating | Natural Gas | Water Heater | E3 | TE 0.94 | Baseline Forecast | 0 | 3185.9821 | 3476.5512 | 3726.3327 | 3939.7958 | 4120.9352 | 4273.3212 | 4400.1447 | 4504.2571 | 4588.2066 | 4654.2696 | 4704.48 | 4450.0171 | 4244.5075 | 4079.6822 | 3948.4852 | 3844.9091 | 3763.8521 | 3700.9936 | 3652.6857 | 3615.8597 | 3587.9435 | 3566.7914 | 4238.3843 | 4189.7868 | 4125.7464 | 4051.2989
Commercial_Restaurant (ID)_Existing_Water Heating_Natural Gas_Water Heater_E4_Baseline Forecast | Commercial | Restaurant (ID) | Existing | Water Heating | Natural Gas | Water Heater | E4 | Instantaneous TE 0.94 | Baseline Forecast | 0 | 0 | 0 | 0 | 0 | 0 | 0 | 0 | 0 | 0 | 0 | 0 | 0 | 0 | 0 | 0 | 0 | 0 | 0 | 0 | 0 | 0 | 0 | 0 | 0 | 0 | 0
Commercial_Restaurant (ID)_Existing_Water Heating_Natural Gas_Water Heater_E5_Baseline Forecast | Commercial | Restaurant (ID) | Existing | Water Heating | Natural Gas | Water Heater | E5 | Gas-Fired Absorption HPWH | Baseline Forecast | 0 | 0 | 0 | 0 | 0 | 0 | 0 | 0 | 0 | 0 | 0 | 0 | 0 | 0 | 0 | 0 | 0 | 0 | 0 | 0 | 0 | 0 | 0 | 0 | 0 | 0 | 0
Commercial_Restaurant (ID)_Existing_Water Heating_Natural Gas_Water Heater_E6_Baseline Forecast | Commercial | Restaurant (ID) | Existing | Water Heating | Natural Gas | Water Heater | E6 |  | Baseline Forecast | 0 | 0 | 0 | 0 | 0 | 0 | 0 | 0 | 0 | 0 | 0 | 0 | 0 | 0 | 0 | 0 | 0 | 0 | 0 | 0 | 0 | 0 | 0 | 0 | 0 | 0 | 0
Commercial_Restaurant (ID)_Existing_Water Heating_Natural Gas_Water Heater_E7_Baseline Forecast | Commercial | Restaurant (ID) | Existing | Water Heating | Natural Gas | Water Heater | E7 |  | Baseline Forecast | 0 | 0 | 0 | 0 | 0 | 0 | 0 | 0 | 0 | 0 | 0 | 0 | 0 | 0 | 0 | 0 | 0 | 0 | 0 | 0 | 0 | 0 | 0 | 0 | 0 | 0 | 0
Commercial_Restaurant (ID)_Existing_Water Heating_Natural Gas_Water Heater_E8_Baseline Forecast | Commercial | Restaurant (ID) | Existing | Water Heating | Natural Gas | Water Heater | E8 |  | Baseline Forecast | 0 | 0 | 0 | 0 | 0 | 0 | 0 | 0 | 0 | 0 | 0 | 0 | 0 | 0 | 0 | 0 | 0 | 0 | 0 | 0 | 0 | 0 | 0 | 0 | 0 | 0 | 0
Commercial_Restaurant (ID)_Existing_Water Heating_Natural Gas_Water Heater_E9_Baseline Forecast | Commercial | Restaurant (ID) | Existing | Water Heating | Natural Gas | Water Heater | E9 |  | Baseline Forecast | 0 | 0 | 0 | 0 | 0 | 0 | 0 | 0 | 0 | 0 | 0 | 0 | 0 | 0 | 0 | 0 | 0 | 0 | 0 | 0 | 0 | 0 | 0 | 0 | 0 | 0 | 0
Commercial_Restaurant (ID)_Existing_Water Heating_Natural Gas_Water Heater_E10_Baseline Forecast | Commercial | Restaurant (ID) | Existing | Water Heating | Natural Gas | Water Heater | E10 |  | Baseline Forecast | 0 | 0 | 0 | 0 | 0 | 0 | 0 | 0 | 0 | 0 | 0 | 0 | 0 | 0 | 0 | 0 | 0 | 0 | 0 | 0 | 0 | 0 | 0 | 0 | 0 | 0 | 0
Commercial_Restaurant (ID)_Existing_Food Preparation_Natural Gas_Oven_E1_Baseline Forecast | Commercial | Restaurant (ID) | Existing | Food Preparation | Natural Gas | Oven | E1 | Standard | Baseline Forecast | 0 | 256.1784 | 327.6605 | 381.8911 | 422.576 | 452.6314 | 474.3521 | 489.5437 | 499.627 | 505.7199 | 442.311 | 404.7521 | 384.5591 | 375.6946 | 373.91 | 429.7412 | 438.6135 | 443.978 | 446.6077 | 435.6401 | 418.8796 | 400.9087 | 384.217 | 369.9716 | 353.9155 | 347.994 | 347.7591
Commercial_Restaurant (ID)_Existing_Food Preparation_Natural Gas_Oven_E2_Baseline Forecast | Commercial | Restaurant (ID) | Existing | Food Preparation | Natural Gas | Oven | E2 | ENERGY STAR (>42% Baking Efficiency) | Baseline Forecast | 0 | 368.647 | 471.5114 | 549.5506 | 608.0972 | 651.3477 | 682.6042 | 704.4653 | 718.9755 | 727.7433 | 636.4962 | 582.4481 | 553.39 | 540.6336 | 538.0656 | 618.4081 | 631.1755 | 638.8952 | 642.6794 | 626.8968 | 602.7779 | 576.9174 | 552.8976 | 532.3981 | 509.293 | 500.7718 | 500.4338
Commercial_Restaurant (ID)_Existing_Food Preparation_Natural Gas_Oven_E3_Baseline Forecast | Commercial | Restaurant (ID) | Existing | Food Preparation | Natural Gas | Oven | E3 |  | Baseline Forecast | 0 | 0 | 0 | 0 | 0 | 0 | 0 | 0 | 0 | 0 | 0 | 0 | 0 | 0 | 0 | 0 | 0 | 0 | 0 | 0 | 0 | 0 | 0 | 0 | 0 | 0 | 0
Commercial_Restaurant (ID)_Existing_Food Preparation_Natural Gas_Oven_E4_Baseline Forecast | Commercial | Restaurant (ID) | Existing | Food Preparation | Natural Gas | Oven | E4 |  | Baseline Forecast | 0 | 0 | 0 | 0 | 0 | 0 | 0 | 0 | 0 | 0 | 0 | 0 | 0 | 0 | 0 | 0 | 0 | 0 | 0 | 0 | 0 | 0 | 0 | 0 | 0 | 0 | 0
Commercial_Restaurant (ID)_Existing_Food Preparation_Natural Gas_Oven_E5_Baseline Forecast | Commercial | Restaurant (ID) | Existing | Food Preparation | Natural Gas | Oven | E5 |  | Baseline Forecast | 0 | 0 | 0 | 0 | 0 | 0 | 0 | 0 | 0 | 0 | 0 | 0 | 0 | 0 | 0 | 0 | 0 | 0 | 0 | 0 | 0 | 0 | 0 | 0 | 0 | 0 | 0
Commercial_Restaurant (ID)_Existing_Food Preparation_Natural Gas_Oven_E6_Baseline Forecast | Commercial | Restaurant (ID) | Existing | Food Preparation | Natural Gas | Oven | E6 |  | Baseline Forecast | 0 | 0 | 0 | 0 | 0 | 0 | 0 | 0 | 0 | 0 | 0 | 0 | 0 | 0 | 0 | 0 | 0 | 0 | 0 | 0 | 0 | 0 | 0 | 0 | 0 | 0 | 0
Commercial_Restaurant (ID)_Existing_Food Preparation_Natural Gas_Oven_E7_Baseline Forecast | Commercial | Restaurant (ID) | Existing | Food Preparation | Natural Gas | Oven | E7 |  | Baseline Forecast | 0 | 0 | 0 | 0 | 0 | 0 | 0 | 0 | 0 | 0 | 0 | 0 | 0 | 0 | 0 | 0 | 0 | 0 | 0 | 0 | 0 | 0 | 0 | 0 | 0 | 0 | 0
Commercial_Restaurant (ID)_Existing_Food Preparation_Natural Gas_Oven_E8_Baseline Forecast | Commercial | Restaurant (ID) | Existing | Food Preparation | Natural Gas | Oven | E8 |  | Baseline Forecast | 0 | 0 | 0 | 0 | 0 | 0 | 0 | 0 | 0 | 0 | 0 | 0 | 0 | 0 | 0 | 0 | 0 | 0 | 0 | 0 | 0 | 0 | 0 | 0 | 0 | 0 | 0
Commercial_Restaurant (ID)_Existing_Food Preparation_Natural Gas_Oven_E9_Baseline Forecast | Commercial | Restaurant (ID) | Existing | Food Preparation | Natural Gas | Oven | E9 |  | Baseline Forecast | 0 | 0 | 0 | 0 | 0 | 0 | 0 | 0 | 0 | 0 | 0 | 0 | 0 | 0 | 0 | 0 | 0 | 0 | 0 | 0 | 0 | 0 | 0 | 0 | 0 | 0 | 0
Commercial_Restaurant (ID)_Existing_Food Preparation_Natural Gas_Oven_E10_Baseline Forecast | Commercial | Restaurant (ID) | Existing | Food Preparation | Natural Gas | Oven | E10 |  | Baseline Forecast | 0 | 0 | 0 | 0 | 0 | 0 | 0 | 0 | 0 | 0 | 0 | 0 | 0 | 0 | 0 | 0 | 0 | 0 | 0 | 0 | 0 | 0 | 0 | 0 | 0 | 0 | 0
Commercial_Restaurant (ID)_Existing_Food Preparation_Natural Gas_Conveyor Oven_E1_Baseline Forecast | Commercial | Restaurant (ID) | Existing | Food Preparation | Natural Gas | Conveyor Oven | E1 | Standard | Baseline Forecast | 0 | 0 | 0 | 0 | 0 | 12.0023 | 33.0645 | 60.8797 | 93.6417 | 129.9377 | 157.5991 | 178.4789 | 194.0355 | 205.4162 | 213.524 | 219.0695 | 222.6117 | 175.2169 | 137.9127 | 108.5506 | 85.4399 | 69.1 | 59.4864 | 56.2083 | 58.6794 | 66.2207 | 78.6576
Commercial_Restaurant (ID)_Existing_Food Preparation_Natural Gas_Conveyor Oven_E2_Baseline Forecast | Commercial | Restaurant (ID) | Existing | Food Preparation | Natural Gas | Conveyor Oven | E2 | ENERGY STAR (>42% Baking Efficiency) | Baseline Forecast | 0 | 0 | 0 | 0 | 0 | 17.2716 | 47.5806 | 87.6074 | 134.7528 | 186.9835 | 226.7889 | 256.8356 | 279.2218 | 295.5989 | 307.2662 | 315.2464 | 320.3436 | 252.1414 | 198.4597 | 156.207 | 122.95 | 99.4366 | 85.6024 | 80.8851 | 84.4411 | 95.2933 | 113.1902
Commercial_Restaurant (ID)_Existing_Food Preparation_Natural Gas_Conveyor Oven_E3_Baseline Forecast | Commercial | Restaurant (ID) | Existing | Food Preparation | Natural Gas | Conveyor Oven | E3 |  | Baseline Forecast | 0 | 0 | 0 | 0 | 0 | 0 | 0 | 0 | 0 | 0 | 0 | 0 | 0 | 0 | 0 | 0 | 0 | 0 | 0 | 0 | 0 | 0 | 0 | 0 | 0 | 0 | 0
Commercial_Restaurant (ID)_Existing_Food Preparation_Natural Gas_Conveyor Oven_E4_Baseline Forecast | Commercial | Restaurant (ID) | Existing | Food Preparation | Natural Gas | Conveyor Oven | E4 |  | Baseline Forecast | 0 | 0 | 0 | 0 | 0 | 0 | 0 | 0 | 0 | 0 | 0 | 0 | 0 | 0 | 0 | 0 | 0 | 0 | 0 | 0 | 0 | 0 | 0 | 0 | 0 | 0 | 0
Commercial_Restaurant (ID)_Existing_Food Preparation_Natural Gas_Conveyor Oven_E5_Baseline Forecast | Commercial | Restaurant (ID) | Existing | Food Preparation | Natural Gas | Conveyor Oven | E5 |  | Baseline Forecast | 0 | 0 | 0 | 0 | 0 | 0 | 0 | 0 | 0 | 0 | 0 | 0 | 0 | 0 | 0 | 0 | 0 | 0 | 0 | 0 | 0 | 0 | 0 | 0 | 0 | 0 | 0
Commercial_Restaurant (ID)_Existing_Food Preparation_Natural Gas_Conveyor Oven_E6_Baseline Forecast | Commercial | Restaurant (ID) | Existing | Food Preparation | Natural Gas | Conveyor Oven | E6 |  | Baseline Forecast | 0 | 0 | 0 | 0 | 0 | 0 | 0 | 0 | 0 | 0 | 0 | 0 | 0 | 0 | 0 | 0 | 0 | 0 | 0 | 0 | 0 | 0 | 0 | 0 | 0 | 0 | 0
Commercial_Restaurant (ID)_Existing_Food Preparation_Natural Gas_Conveyor Oven_E7_Baseline Forecast | Commercial | Restaurant (ID) | Existing | Food Preparation | Natural Gas | Conveyor Oven | E7 |  | Baseline Forecast | 0 | 0 | 0 | 0 | 0 | 0 | 0 | 0 | 0 | 0 | 0 | 0 | 0 | 0 | 0 | 0 | 0 | 0 | 0 | 0 | 0 | 0 | 0 | 0 | 0 | 0 | 0
Commercial_Restaurant (ID)_Existing_Food Preparation_Natural Gas_Conveyor Oven_E8_Baseline Forecast | Commercial | Restaurant (ID) | Existing | Food Preparation | Natural Gas | Conveyor Oven | E8 |  | Baseline Forecast | 0 | 0 | 0 | 0 | 0 | 0 | 0 | 0 | 0 | 0 | 0 | 0 | 0 | 0 | 0 | 0 | 0 | 0 | 0 | 0 | 0 | 0 | 0 | 0 | 0 | 0 | 0
Commercial_Restaurant (ID)_Existing_Food Preparation_Natural Gas_Conveyor Oven_E9_Baseline Forecast | Commercial | Restaurant (ID) | Existing | Food Preparation | Natural Gas | Conveyor Oven | E9 |  | Baseline Forecast | 0 | 0 | 0 | 0 | 0 | 0 | 0 | 0 | 0 | 0 | 0 | 0 | 0 | 0 | 0 | 0 | 0 | 0 | 0 | 0 | 0 | 0 | 0 | 0 | 0 | 0 | 0
Commercial_Restaurant (ID)_Existing_Food Preparation_Natural Gas_Conveyor Oven_E10_Baseline Forecast | Commercial | Restaurant (ID) | Existing | Food Preparation | Natural Gas | Conveyor Oven | E10 |  | Baseline Forecast | 0 | 0 | 0 | 0 | 0 | 0 | 0 | 0 | 0 | 0 | 0 | 0 | 0 | 0 | 0 | 0 | 0 | 0 | 0 | 0 | 0 | 0 | 0 | 0 | 0 | 0 | 0
Commercial_Restaurant (ID)_Existing_Food Preparation_Natural Gas_Double Rack Oven_E1_Baseline Forecast | Commercial | Restaurant (ID) | Existing | Food Preparation | Natural Gas | Double Rack Oven | E1 | Standard | Baseline Forecast | 0 | 71.1607 | 97.2402 | 119.4834 | 138.3808 | 154.361 | 167.7987 | 179.0217 | 188.3162 | 195.9326 | 178.1836 | 165.1643 | 155.9133 | 149.6367 | 145.6813 | 143.512 | 142.692 | 142.867 | 143.7511 | 159.1738 | 161.3159 | 161.5165 | 160.4029 | 158.4491 | 156.0071 | 153.3336 | 150.6107
Commercial_Restaurant (ID)_Existing_Food Preparation_Natural Gas_Double Rack Oven_E2_Baseline Forecast | Commercial | Restaurant (ID) | Existing | Food Preparation | Natural Gas | Double Rack Oven | E2 | FTSC Qualified (>50% Cooking Efficiency) | Baseline Forecast | 0 | 102.4019 | 139.931 | 171.9396 | 199.1333 | 222.1292 | 241.4664 | 257.6165 | 270.9916 | 281.9518 | 256.4105 | 237.6755 | 224.3631 | 215.3309 | 209.639 | 206.5172 | 205.3372 | 205.589 | 206.8613 | 229.0549 | 232.1375 | 232.4261 | 230.8237 | 228.0121 | 224.498 | 220.6508 | 216.7325
Commercial_Restaurant (ID)_Existing_Food Preparation_Natural Gas_Double Rack Oven_E3_Baseline Forecast | Commercial | Restaurant (ID) | Existing | Food Preparation | Natural Gas | Double Rack Oven | E3 |  | Baseline Forecast | 0 | 0 | 0 | 0 | 0 | 0 | 0 | 0 | 0 | 0 | 0 | 0 | 0 | 0 | 0 | 0 | 0 | 0 | 0 | 0 | 0 | 0 | 0 | 0 | 0 | 0 | 0
Commercial_Restaurant (ID)_Existing_Food Preparation_Natural Gas_Double Rack Oven_E4_Baseline Forecast | Commercial | Restaurant (ID) | Existing | Food Preparation | Natural Gas | Double Rack Oven | E4 |  | Baseline Forecast | 0 | 0 | 0 | 0 | 0 | 0 | 0 | 0 | 0 | 0 | 0 | 0 | 0 | 0 | 0 | 0 | 0 | 0 | 0 | 0 | 0 | 0 | 0 | 0 | 0 | 0 | 0
Commercial_Restaurant (ID)_Existing_Food Preparation_Natural Gas_Double Rack Oven_E5_Baseline Forecast | Commercial | Restaurant (ID) | Existing | Food Preparation | Natural Gas | Double Rack Oven | E5 |  | Baseline Forecast | 0 | 0 | 0 | 0 | 0 | 0 | 0 | 0 | 0 | 0 | 0 | 0 | 0 | 0 | 0 | 0 | 0 | 0 | 0 | 0 | 0 | 0 | 0 | 0 | 0 | 0 | 0
Commercial_Restaurant (ID)_Existing_Food Preparation_Natural Gas_Double Rack Oven_E6_Baseline Forecast | Commercial | Restaurant (ID) | Existing | Food Preparation | Natural Gas | Double Rack Oven | E6 |  | Baseline Forecast | 0 | 0 | 0 | 0 | 0 | 0 | 0 | 0 | 0 | 0 | 0 | 0 | 0 | 0 | 0 | 0 | 0 | 0 | 0 | 0 | 0 | 0 | 0 | 0 | 0 | 0 | 0
Commercial_Restaurant (ID)_Existing_Food Preparation_Natural Gas_Double Rack Oven_E7_Baseline Forecast | Commercial | Restaurant (ID) | Existing | Food Preparation | Natural Gas | Double Rack Oven | E7 |  | Baseline Forecast | 0 | 0 | 0 | 0 | 0 | 0 | 0 | 0 | 0 | 0 | 0 | 0 | 0 | 0 | 0 | 0 | 0 | 0 | 0 | 0 | 0 | 0 | 0 | 0 | 0 | 0 | 0
Commercial_Restaurant (ID)_Existing_Food Preparation_Natural Gas_Double Rack Oven_E8_Baseline Forecast | Commercial | Restaurant (ID) | Existing | Food Preparation | Natural Gas | Double Rack Oven | E8 |  | Baseline Forecast | 0 | 0 | 0 | 0 | 0 | 0 | 0 | 0 | 0 | 0 | 0 | 0 | 0 | 0 | 0 | 0 | 0 | 0 | 0 | 0 | 0 | 0 | 0 | 0 | 0 | 0 | 0
Commercial_Restaurant (ID)_Existing_Food Preparation_Natural Gas_Double Rack Oven_E9_Baseline Forecast | Commercial | Restaurant (ID) | Existing | Food Preparation | Natural Gas | Double Rack Oven | E9 |  | Baseline Forecast | 0 | 0 | 0 | 0 | 0 | 0 | 0 | 0 | 0 | 0 | 0 | 0 | 0 | 0 | 0 | 0 | 0 | 0 | 0 | 0 | 0 | 0 | 0 | 0 | 0 | 0 | 0
Commercial_Restaurant (ID)_Existing_Food Preparation_Natural Gas_Double Rack Oven_E10_Baseline Forecast | Commercial | Restaurant (ID) | Existing | Food Preparation | Natural Gas | Double Rack Oven | E10 |  | Baseline Forecast | 0 | 0 | 0 | 0 | 0 | 0 | 0 | 0 | 0 | 0 | 0 | 0 | 0 | 0 | 0 | 0 | 0 | 0 | 0 | 0 | 0 | 0 | 0 | 0 | 0 | 0 | 0
Commercial_Restaurant (ID)_Existing_Food Preparation_Natural Gas_Fryer_E1_Baseline Forecast | Commercial | Restaurant (ID) | Existing | Food Preparation | Natural Gas | Fryer | E1 | Standard | Baseline Forecast | 0 | 4573.6115 | 4990.7356 | 5349.3075 | 5655.7428 | 5915.776 | 6134.5325 | 6316.593 | 6466.0508 | 6586.5637 | 6681.3999 | 6753.4791 | 6388.187 | 6093.1692 | 5856.5555 | 5668.2168 | 5519.529 | 5403.1682 | 5312.9321 | 5243.5842 | 5190.7188 | 5150.6439 | 5120.2793 | 6084.3792 | 6014.6154 | 5922.6827 | 5815.8102
Commercial_Restaurant (ID)_Existing_Food Preparation_Natural Gas_Fryer_E2_Baseline Forecast | Commercial | Restaurant (ID) | Existing | Food Preparation | Natural Gas | Fryer | E2 | ENERGY STAR | Baseline Forecast | 0 | 1606.9446 | 1753.5017 | 1879.4864 | 1987.1529 | 2078.5159 | 2155.3763 | 2219.3435 | 2271.8557 | 2314.1981 | 2347.5189 | 2372.844 | 2244.4981 | 2140.8432 | 2057.7087 | 1991.5356 | 1939.294 | 1898.4105 | 1866.7059 | 1842.3404 | 1823.7661 | 1809.6857 | 1799.017 | 2137.7548 | 2113.2433 | 2080.9426 | 2043.3928
Commercial_Restaurant (ID)_Existing_Food Preparation_Natural Gas_Fryer_E3_Baseline Forecast | Commercial | Restaurant (ID) | Existing | Food Preparation | Natural Gas | Fryer | E3 |  | Baseline Forecast | 0 | 0 | 0 | 0 | 0 | 0 | 0 | 0 | 0 | 0 | 0 | 0 | 0 | 0 | 0 | 0 | 0 | 0 | 0 | 0 | 0 | 0 | 0 | 0 | 0 | 0 | 0
Commercial_Restaurant (ID)_Existing_Food Preparation_Natural Gas_Fryer_E4_Baseline Forecast | Commercial | Restaurant (ID) | Existing | Food Preparation | Natural Gas | Fryer | E4 |  | Baseline Forecast | 0 | 0 | 0 | 0 | 0 | 0 | 0 | 0 | 0 | 0 | 0 | 0 | 0 | 0 | 0 | 0 | 0 | 0 | 0 | 0 | 0 | 0 | 0 | 0 | 0 | 0 | 0
Commercial_Restaurant (ID)_Existing_Food Preparation_Natural Gas_Fryer_E5_Baseline Forecast | Commercial | Restaurant (ID) | Existing | Food Preparation | Natural Gas | Fryer | E5 |  | Baseline Forecast | 0 | 0 | 0 | 0 | 0 | 0 | 0 | 0 | 0 | 0 | 0 | 0 | 0 | 0 | 0 | 0 | 0 | 0 | 0 | 0 | 0 | 0 | 0 | 0 | 0 | 0 | 0
Commercial_Restaurant (ID)_Existing_Food Preparation_Natural Gas_Fryer_E6_Baseline Forecast | Commercial | Restaurant (ID) | Existing | Food Preparation | Natural Gas | Fryer | E6 |  | Baseline Forecast | 0 | 0 | 0 | 0 | 0 | 0 | 0 | 0 | 0 | 0 | 0 | 0 | 0 | 0 | 0 | 0 | 0 | 0 | 0 | 0 | 0 | 0 | 0 | 0 | 0 | 0 | 0
Commercial_Restaurant (ID)_Existing_Food Preparation_Natural Gas_Fryer_E7_Baseline Forecast | Commercial | Restaurant (ID) | Existing | Food Preparation | Natural Gas | Fryer | E7 |  | Baseline Forecast | 0 | 0 | 0 | 0 | 0 | 0 | 0 | 0 | 0 | 0 | 0 | 0 | 0 | 0 | 0 | 0 | 0 | 0 | 0 | 0 | 0 | 0 | 0 | 0 | 0 | 0 | 0
Commercial_Restaurant (ID)_Existing_Food Preparation_Natural Gas_Fryer_E8_Baseline Forecast | Commercial | Restaurant (ID) | Existing | Food Preparation | Natural Gas | Fryer | E8 |  | Baseline Forecast | 0 | 0 | 0 | 0 | 0 | 0 | 0 | 0 | 0 | 0 | 0 | 0 | 0 | 0 | 0 | 0 | 0 | 0 | 0 | 0 | 0 | 0 | 0 | 0 | 0 | 0 | 0
Commercial_Restaurant (ID)_Existing_Food Preparation_Natural Gas_Fryer_E9_Baseline Forecast | Commercial | Restaurant (ID) | Existing | Food Preparation | Natural Gas | Fryer | E9 |  | Baseline Forecast | 0 | 0 | 0 | 0 | 0 | 0 | 0 | 0 | 0 | 0 | 0 | 0 | 0 | 0 | 0 | 0 | 0 | 0 | 0 | 0 | 0 | 0 | 0 | 0 | 0 | 0 | 0
Commercial_Restaurant (ID)_Existing_Food Preparation_Natural Gas_Fryer_E10_Baseline Forecast | Commercial | Restaurant (ID) | Existing | Food Preparation | Natural Gas | Fryer | E10 |  | Baseline Forecast | 0 | 0 | 0 | 0 | 0 | 0 | 0 | 0 | 0 | 0 | 0 | 0 | 0 | 0 | 0 | 0 | 0 | 0 | 0 | 0 | 0 | 0 | 0 | 0 | 0 | 0 | 0
Commercial_Restaurant (ID)_Existing_Food Preparation_Natural Gas_Broiler_E1_Baseline Forecast | Commercial | Restaurant (ID) | Existing | Food Preparation | Natural Gas | Broiler | E1 | Standard | Baseline Forecast | 0 | 5050.6883 | 5659.3958 | 6171.7049 | 6600.0319 | 6955.23 | 7246.786 | 7482.9915 | 7671.0928 | 7817.4226 | 7321.5298 | 6946.2722 | 6667.2636 | 6464.3689 | 6321.0203 | 6223.6394 | 6161.1468 | 6124.5486 | 6106.5869 | 7203.9591 | 7125.5759 | 7010.3485 | 6872.7007 | 6723.3435 | 6570.067 | 6418.3813 | 6272.0322
Commercial_Restaurant (ID)_Existing_Food Preparation_Natural Gas_Broiler_E2_Baseline Forecast | Commercial | Restaurant (ID) | Existing | Food Preparation | Natural Gas | Broiler | E2 | Infrared Burners | Baseline Forecast | 0 | 1774.5661 | 1988.4363 | 2168.4369 | 2318.9301 | 2443.7295 | 2546.1681 | 2629.1592 | 2695.2488 | 2746.662 | 2572.4294 | 2440.5821 | 2342.5521 | 2271.2647 | 2220.899 | 2186.6841 | 2164.7273 | 2151.8684 | 2145.5576 | 2531.1208 | 2503.5807 | 2463.0954 | 2414.7327 | 2362.2558 | 2308.4019 | 2255.1069 | 2203.687
Commercial_Restaurant (ID)_Existing_Food Preparation_Natural Gas_Broiler_E3_Baseline Forecast | Commercial | Restaurant (ID) | Existing | Food Preparation | Natural Gas | Broiler | E3 |  | Baseline Forecast | 0 | 0 | 0 | 0 | 0 | 0 | 0 | 0 | 0 | 0 | 0 | 0 | 0 | 0 | 0 | 0 | 0 | 0 | 0 | 0 | 0 | 0 | 0 | 0 | 0 | 0 | 0
Commercial_Restaurant (ID)_Existing_Food Preparation_Natural Gas_Broiler_E4_Baseline Forecast | Commercial | Restaurant (ID) | Existing | Food Preparation | Natural Gas | Broiler | E4 |  | Baseline Forecast | 0 | 0 | 0 | 0 | 0 | 0 | 0 | 0 | 0 | 0 | 0 | 0 | 0 | 0 | 0 | 0 | 0 | 0 | 0 | 0 | 0 | 0 | 0 | 0 | 0 | 0 | 0
Commercial_Restaurant (ID)_Existing_Food Preparation_Natural Gas_Broiler_E5_Baseline Forecast | Commercial | Restaurant (ID) | Existing | Food Preparation | Natural Gas | Broiler | E5 |  | Baseline Forecast | 0 | 0 | 0 | 0 | 0 | 0 | 0 | 0 | 0 | 0 | 0 | 0 | 0 | 0 | 0 | 0 | 0 | 0 | 0 | 0 | 0 | 0 | 0 | 0 | 0 | 0 | 0
Commercial_Restaurant (ID)_Existing_Food Preparation_Natural Gas_Broiler_E6_Baseline Forecast | Commercial | Restaurant (ID) | Existing | Food Preparation | Natural Gas | Broiler | E6 |  | Baseline Forecast | 0 | 0 | 0 | 0 | 0 | 0 | 0 | 0 | 0 | 0 | 0 | 0 | 0 | 0 | 0 | 0 | 0 | 0 | 0 | 0 | 0 | 0 | 0 | 0 | 0 | 0 | 0
Commercial_Restaurant (ID)_Existing_Food Preparation_Natural Gas_Broiler_E7_Baseline Forecast | Commercial | Restaurant (ID) | Existing | Food Preparation | Natural Gas | Broiler | E7 |  | Baseline Forecast | 0 | 0 | 0 | 0 | 0 | 0 | 0 | 0 | 0 | 0 | 0 | 0 | 0 | 0 | 0 | 0 | 0 | 0 | 0 | 0 | 0 | 0 | 0 | 0 | 0 | 0 | 0
Commercial_Restaurant (ID)_Existing_Food Preparation_Natural Gas_Broiler_E8_Baseline Forecast | Commercial | Restaurant (ID) | Existing | Food Preparation | Natural Gas | Broiler | E8 |  | Baseline Forecast | 0 | 0 | 0 | 0 | 0 | 0 | 0 | 0 | 0 | 0 | 0 | 0 | 0 | 0 | 0 | 0 | 0 | 0 | 0 | 0 | 0 | 0 | 0 | 0 | 0 | 0 | 0
Commercial_Restaurant (ID)_Existing_Food Preparation_Natural Gas_Broiler_E9_Baseline Forecast | Commercial | Restaurant (ID) | Existing | Food Preparation | Natural Gas | Broiler | E9 |  | Baseline Forecast | 0 | 0 | 0 | 0 | 0 | 0 | 0 | 0 | 0 | 0 | 0 | 0 | 0 | 0 | 0 | 0 | 0 | 0 | 0 | 0 | 0 | 0 | 0 | 0 | 0 | 0 | 0
Commercial_Restaurant (ID)_Existing_Food Preparation_Natural Gas_Broiler_E10_Baseline Forecast | Commercial | Restaurant (ID) | Existing | Food Preparation | Natural Gas | Broiler | E10 |  | Baseline Forecast | 0 | 0 | 0 | 0 | 0 | 0 | 0 | 0 | 0 | 0 | 0 | 0 | 0 | 0 | 0 | 0 | 0 | 0 | 0 | 0 | 0 | 0 | 0 | 0 | 0 | 0 | 0
Commercial_Restaurant (ID)_Existing_Food Preparation_Natural Gas_Griddle_E1_Baseline Forecast | Commercial | Restaurant (ID) | Existing | Food Preparation | Natural Gas | Griddle | E1 | Standard | Baseline Forecast | 0 | 5536.6187 | 6203.8903 | 6765.4891 | 7235.0257 | 7624.3977 | 7944.0046 | 8202.9355 | 8409.1343 | 8569.5425 | 8025.9395 | 7614.5781 | 7308.7259 | 7086.3105 | 6929.1703 | 6822.4203 | 6753.9153 | 6713.7959 | 6694.1061 | 7897.0572 | 7811.1327 | 7684.8192 | 7533.9282 | 7370.2013 | 7202.178 | 7035.8984 | 6875.469
Commercial_Restaurant (ID)_Existing_Food Preparation_Natural Gas_Griddle_E2_Baseline Forecast | Commercial | Restaurant (ID) | Existing | Food Preparation | Natural Gas | Griddle | E2 | ENERGY STAR | Baseline Forecast | 0 | 2261.4358 | 2533.9834 | 2763.3688 | 2955.1514 | 3114.1906 | 3244.7343 | 3350.4948 | 3434.7168 | 3500.2357 | 3278.2007 | 3110.1798 | 2985.2543 | 2894.4085 | 2830.2245 | 2786.6224 | 2758.6414 | 2742.2547 | 2734.2124 | 3225.5586 | 3190.4627 | 3138.8698 | 3077.2383 | 3010.3639 | 2941.7347 | 2873.8177 | 2808.2902
Commercial_Restaurant (ID)_Existing_Food Preparation_Natural Gas_Griddle_E3_Baseline Forecast | Commercial | Restaurant (ID) | Existing | Food Preparation | Natural Gas | Griddle | E3 |  | Baseline Forecast | 0 | 0 | 0 | 0 | 0 | 0 | 0 | 0 | 0 | 0 | 0 | 0 | 0 | 0 | 0 | 0 | 0 | 0 | 0 | 0 | 0 | 0 | 0 | 0 | 0 | 0 | 0
Commercial_Restaurant (ID)_Existing_Food Preparation_Natural Gas_Griddle_E4_Baseline Forecast | Commercial | Restaurant (ID) | Existing | Food Preparation | Natural Gas | Griddle | E4 |  | Baseline Forecast | 0 | 0 | 0 | 0 | 0 | 0 | 0 | 0 | 0 | 0 | 0 | 0 | 0 | 0 | 0 | 0 | 0 | 0 | 0 | 0 | 0 | 0 | 0 | 0 | 0 | 0 | 0
Commercial_Restaurant (ID)_Existing_Food Preparation_Natural Gas_Griddle_E5_Baseline Forecast | Commercial | Restaurant (ID) | Existing | Food Preparation | Natural Gas | Griddle | E5 |  | Baseline Forecast | 0 | 0 | 0 | 0 | 0 | 0 | 0 | 0 | 0 | 0 | 0 | 0 | 0 | 0 | 0 | 0 | 0 | 0 | 0 | 0 | 0 | 0 | 0 | 0 | 0 | 0 | 0
Commercial_Restaurant (ID)_Existing_Food Preparation_Natural Gas_Griddle_E6_Baseline Forecast | Commercial | Restaurant (ID) | Existing | Food Preparation | Natural Gas | Griddle | E6 |  | Baseline Forecast | 0 | 0 | 0 | 0 | 0 | 0 | 0 | 0 | 0 | 0 | 0 | 0 | 0 | 0 | 0 | 0 | 0 | 0 | 0 | 0 | 0 | 0 | 0 | 0 | 0 | 0 | 0
Commercial_Restaurant (ID)_Existing_Food Preparation_Natural Gas_Griddle_E7_Baseline Forecast | Commercial | Restaurant (ID) | Existing | Food Preparation | Natural Gas | Griddle | E7 |  | Baseline Forecast | 0 | 0 | 0 | 0 | 0 | 0 | 0 | 0 | 0 | 0 | 0 | 0 | 0 | 0 | 0 | 0 | 0 | 0 | 0 | 0 | 0 | 0 | 0 | 0 | 0 | 0 | 0
Commercial_Restaurant (ID)_Existing_Food Preparation_Natural Gas_Griddle_E8_Baseline Forecast | Commercial | Restaurant (ID) | Existing | Food Preparation | Natural Gas | Griddle | E8 |  | Baseline Forecast | 0 | 0 | 0 | 0 | 0 | 0 | 0 | 0 | 0 | 0 | 0 | 0 | 0 | 0 | 0 | 0 | 0 | 0 | 0 | 0 | 0 | 0 | 0 | 0 | 0 | 0 | 0
Commercial_Restaurant (ID)_Existing_Food Preparation_Natural Gas_Griddle_E9_Baseline Forecast | Commercial | Restaurant (ID) | Existing | Food Preparation | Natural Gas | Griddle | E9 |  | Baseline Forecast | 0 | 0 | 0 | 0 | 0 | 0 | 0 | 0 | 0 | 0 | 0 | 0 | 0 | 0 | 0 | 0 | 0 | 0 | 0 | 0 | 0 | 0 | 0 | 0 | 0 | 0 | 0
Commercial_Restaurant (ID)_Existing_Food Preparation_Natural Gas_Griddle_E10_Baseline Forecast | Commercial | Restaurant (ID) | Existing | Food Preparation | Natural Gas | Griddle | E10 |  | Baseline Forecast | 0 | 0 | 0 | 0 | 0 | 0 | 0 | 0 | 0 | 0 | 0 | 0 | 0 | 0 | 0 | 0 | 0 | 0 | 0 | 0 | 0 | 0 | 0 | 0 | 0 | 0 | 0
Commercial_Restaurant (ID)_Existing_Food Preparation_Natural Gas_Range_E1_Baseline Forecast | Commercial | Restaurant (ID) | Existing | Food Preparation | Natural Gas | Range | E1 | Standard | Baseline Forecast | 0 | 3200.7519 | 4093.865 | 4771.4352 | 5279.7619 | 5655.2807 | 5926.6633 | 6116.4707 | 6242.4544 | 6318.5802 | 5526.3344 | 5057.0651 | 4804.7699 | 4694.0138 | 4671.7172 | 5369.2849 | 5480.1372 | 5547.163 | 5580.0194 | 5442.9877 | 5233.5775 | 5009.0451 | 4800.4953 | 4622.5094 | 4421.9014 | 4347.9166 | 4344.9818
Commercial_Restaurant (ID)_Existing_Food Preparation_Natural Gas_Range_E2_Baseline Forecast | Commercial | Restaurant (ID) | Existing | Food Preparation | Natural Gas | Range | E2 | High Efficiency | Baseline Forecast | 0 | 4605.9601 | 5891.1715 | 6866.2116 | 7597.7062 | 8138.0869 | 8528.613 | 8801.7505 | 8983.0441 | 9092.5911 | 7952.5299 | 7277.24 | 6914.1811 | 6754.8004 | 6722.7149 | 7726.5319 | 7886.051 | 7982.5028 | 8029.784 | 7832.592 | 7531.2457 | 7208.1381 | 6908.0298 | 6651.9038 | 6363.2239 | 6256.7581 | 6252.5347
Commercial_Restaurant (ID)_Existing_Food Preparation_Natural Gas_Range_E3_Baseline Forecast | Commercial | Restaurant (ID) | Existing | Food Preparation | Natural Gas | Range | E3 |  | Baseline Forecast | 0 | 0 | 0 | 0 | 0 | 0 | 0 | 0 | 0 | 0 | 0 | 0 | 0 | 0 | 0 | 0 | 0 | 0 | 0 | 0 | 0 | 0 | 0 | 0 | 0 | 0 | 0
Commercial_Restaurant (ID)_Existing_Food Preparation_Natural Gas_Range_E4_Baseline Forecast | Commercial | Restaurant (ID) | Existing | Food Preparation | Natural Gas | Range | E4 |  | Baseline Forecast | 0 | 0 | 0 | 0 | 0 | 0 | 0 | 0 | 0 | 0 | 0 | 0 | 0 | 0 | 0 | 0 | 0 | 0 | 0 | 0 | 0 | 0 | 0 | 0 | 0 | 0 | 0
Commercial_Restaurant (ID)_Existing_Food Preparation_Natural Gas_Range_E5_Baseline Forecast | Commercial | Restaurant (ID) | Existing | Food Preparation | Natural Gas | Range | E5 |  | Baseline Forecast | 0 | 0 | 0 | 0 | 0 | 0 | 0 | 0 | 0 | 0 | 0 | 0 | 0 | 0 | 0 | 0 | 0 | 0 | 0 | 0 | 0 | 0 | 0 | 0 | 0 | 0 | 0
Commercial_Restaurant (ID)_Existing_Food Preparation_Natural Gas_Range_E6_Baseline Forecast | Commercial | Restaurant (ID) | Existing | Food Preparation | Natural Gas | Range | E6 |  | Baseline Forecast | 0 | 0 | 0 | 0 | 0 | 0 | 0 | 0 | 0 | 0 | 0 | 0 | 0 | 0 | 0 | 0 | 0 | 0 | 0 | 0 | 0 | 0 | 0 | 0 | 0 | 0 | 0
Commercial_Restaurant (ID)_Existing_Food Preparation_Natural Gas_Range_E7_Baseline Forecast | Commercial | Restaurant (ID) | Existing | Food Preparation | Natural Gas | Range | E7 |  | Baseline Forecast | 0 | 0 | 0 | 0 | 0 | 0 | 0 | 0 | 0 | 0 | 0 | 0 | 0 | 0 | 0 | 0 | 0 | 0 | 0 | 0 | 0 | 0 | 0 | 0 | 0 | 0 | 0
Commercial_Restaurant (ID)_Existing_Food Preparation_Natural Gas_Range_E8_Baseline Forecast | Commercial | Restaurant (ID) | Existing | Food Preparation | Natural Gas | Range | E8 |  | Baseline Forecast | 0 | 0 | 0 | 0 | 0 | 0 | 0 | 0 | 0 | 0 | 0 | 0 | 0 | 0 | 0 | 0 | 0 | 0 | 0 | 0 | 0 | 0 | 0 | 0 | 0 | 0 | 0
Commercial_Restaurant (ID)_Existing_Food Preparation_Natural Gas_Range_E9_Baseline Forecast | Commercial | Restaurant (ID) | Existing | Food Preparation | Natural Gas | Range | E9 |  | Baseline Forecast | 0 | 0 | 0 | 0 | 0 | 0 | 0 | 0 | 0 | 0 | 0 | 0 | 0 | 0 | 0 | 0 | 0 | 0 | 0 | 0 | 0 | 0 | 0 | 0 | 0 | 0 | 0
Commercial_Restaurant (ID)_Existing_Food Preparation_Natural Gas_Range_E10_Baseline Forecast | Commercial | Restaurant (ID) | Existing | Food Preparation | Natural Gas | Range | E10 |  | Baseline Forecast | 0 | 0 | 0 | 0 | 0 | 0 | 0 | 0 | 0 | 0 | 0 | 0 | 0 | 0 | 0 | 0 | 0 | 0 | 0 | 0 | 0 | 0 | 0 | 0 | 0 | 0 | 0
Commercial_Restaurant (ID)_Existing_Food Preparation_Natural Gas_Steamer_E1_Baseline Forecast | Commercial | Restaurant (ID) | Existing | Food Preparation | Natural Gas | Steamer | E1 | Standard | Baseline Forecast | 0 | 249.9358 | 280.058 | 305.4099 | 326.6059 | 344.183 | 358.6108 | 370.2996 | 379.6079 | 386.8491 | 362.3096 | 343.7398 | 329.9329 | 319.8925 | 312.7989 | 307.9799 | 304.8874 | 303.0763 | 302.1875 | 356.4915 | 352.6127 | 346.9106 | 340.099 | 332.708 | 325.1231 | 317.6168 | 310.3746
Commercial_Restaurant (ID)_Existing_Food Preparation_Natural Gas_Steamer_E2_Baseline Forecast | Commercial | Restaurant (ID) | Existing | Food Preparation | Natural Gas | Steamer | E2 | ENERGY STAR | Baseline Forecast | 0 | 249.9358 | 280.058 | 305.4099 | 326.6059 | 344.183 | 358.6108 | 370.2996 | 379.6079 | 386.8491 | 362.3096 | 343.7398 | 329.9329 | 319.8925 | 312.7989 | 307.9799 | 304.8874 | 303.0763 | 302.1875 | 356.4915 | 352.6127 | 346.9106 | 340.099 | 332.708 | 325.1231 | 317.6168 | 310.3746
Commercial_Restaurant (ID)_Existing_Food Preparation_Natural Gas_Steamer_E3_Baseline Forecast | Commercial | Restaurant (ID) | Existing | Food Preparation | Natural Gas | Steamer | E3 |  | Baseline Forecast | 0 | 0 | 0 | 0 | 0 | 0 | 0 | 0 | 0 | 0 | 0 | 0 | 0 | 0 | 0 | 0 | 0 | 0 | 0 | 0 | 0 | 0 | 0 | 0 | 0 | 0 | 0
Commercial_Restaurant (ID)_Existing_Food Preparation_Natural Gas_Steamer_E4_Baseline Forecast | Commercial | Restaurant (ID) | Existing | Food Preparation | Natural Gas | Steamer | E4 |  | Baseline Forecast | 0 | 0 | 0 | 0 | 0 | 0 | 0 | 0 | 0 | 0 | 0 | 0 | 0 | 0 | 0 | 0 | 0 | 0 | 0 | 0 | 0 | 0 | 0 | 0 | 0 | 0 | 0
Commercial_Restaurant (ID)_Existing_Food Preparation_Natural Gas_Steamer_E5_Baseline Forecast | Commercial | Restaurant (ID) | Existing | Food Preparation | Natural Gas | Steamer | E5 |  | Baseline Forecast | 0 | 0 | 0 | 0 | 0 | 0 | 0 | 0 | 0 | 0 | 0 | 0 | 0 | 0 | 0 | 0 | 0 | 0 | 0 | 0 | 0 | 0 | 0 | 0 | 0 | 0 | 0
Commercial_Restaurant (ID)_Existing_Food Preparation_Natural Gas_Steamer_E6_Baseline Forecast | Commercial | Restaurant (ID) | Existing | Food Preparation | Natural Gas | Steamer | E6 |  | Baseline Forecast | 0 | 0 | 0 | 0 | 0 | 0 | 0 | 0 | 0 | 0 | 0 | 0 | 0 | 0 | 0 | 0 | 0 | 0 | 0 | 0 | 0 | 0 | 0 | 0 | 0 | 0 | 0
Commercial_Restaurant (ID)_Existing_Food Preparation_Natural Gas_Steamer_E7_Baseline Forecast | Commercial | Restaurant (ID) | Existing | Food Preparation | Natural Gas | Steamer | E7 |  | Baseline Forecast | 0 | 0 | 0 | 0 | 0 | 0 | 0 | 0 | 0 | 0 | 0 | 0 | 0 | 0 | 0 | 0 | 0 | 0 | 0 | 0 | 0 | 0 | 0 | 0 | 0 | 0 | 0
Commercial_Restaurant (ID)_Existing_Food Preparation_Natural Gas_Steamer_E8_Baseline Forecast | Commercial | Restaurant (ID) | Existing | Food Preparation | Natural Gas | Steamer | E8 |  | Baseline Forecast | 0 | 0 | 0 | 0 | 0 | 0 | 0 | 0 | 0 | 0 | 0 | 0 | 0 | 0 | 0 | 0 | 0 | 0 | 0 | 0 | 0 | 0 | 0 | 0 | 0 | 0 | 0
Commercial_Restaurant (ID)_Existing_Food Preparation_Natural Gas_Steamer_E9_Baseline Forecast | Commercial | Restaurant (ID) | Existing | Food Preparation | Natural Gas | Steamer | E9 |  | Baseline Forecast | 0 | 0 | 0 | 0 | 0 | 0 | 0 | 0 | 0 | 0 | 0 | 0 | 0 | 0 | 0 | 0 | 0 | 0 | 0 | 0 | 0 | 0 | 0 | 0 | 0 | 0 | 0
Commercial_Restaurant (ID)_Existing_Food Preparation_Natural Gas_Steamer_E10_Baseline Forecast | Commercial | Restaurant (ID) | Existing | Food Preparation | Natural Gas | Steamer | E10 |  | Baseline Forecast | 0 | 0 | 0 | 0 | 0 | 0 | 0 | 0 | 0 | 0 | 0 | 0 | 0 | 0 | 0 | 0 | 0 | 0 | 0 | 0 | 0 | 0 | 0 | 0 | 0 | 0 | 0
Commercial_Restaurant (ID)_Existing_Food Preparation_Natural Gas_Food Prep Other_E1_Baseline Forecast | Commercial | Restaurant (ID) | Existing | Food Preparation | Natural Gas | Food Prep Other | E1 | Standard | Baseline Forecast | 0 | 22.4825 | 28.7559 | 33.5152 | 37.0858 | 39.7235 | 41.6297 | 42.963 | 43.8479 | 44.3826 | 38.8178 | 35.5215 | 33.7494 | 32.9714 | 32.8148 | 37.7146 | 38.4933 | 38.9641 | 39.1949 | 38.2323 | 36.7614 | 35.1842 | 33.7194 | 32.4692 | 31.0601 | 30.5404 | 30.5198
Commercial_Restaurant (ID)_Existing_Food Preparation_Natural Gas_Food Prep Other_E2_Baseline Forecast | Commercial | Restaurant (ID) | Existing | Food Preparation | Natural Gas | Food Prep Other | E2 | ENERGY STAR | Baseline Forecast | 0 | 7.8993 | 10.1034 | 11.7756 | 13.0301 | 13.9569 | 14.6267 | 15.0951 | 15.406 | 15.5939 | 13.6387 | 12.4805 | 11.8579 | 11.5846 | 11.5295 | 13.2511 | 13.5247 | 13.6901 | 13.7712 | 13.433 | 12.9162 | 12.362 | 11.8473 | 11.4081 | 10.913 | 10.7304 | 10.7232
Commercial_Restaurant (ID)_Existing_Food Preparation_Natural Gas_Food Prep Other_E3_Baseline Forecast | Commercial | Restaurant (ID) | Existing | Food Preparation | Natural Gas | Food Prep Other | E3 |  | Baseline Forecast | 0 | 0 | 0 | 0 | 0 | 0 | 0 | 0 | 0 | 0 | 0 | 0 | 0 | 0 | 0 | 0 | 0 | 0 | 0 | 0 | 0 | 0 | 0 | 0 | 0 | 0 | 0
Commercial_Restaurant (ID)_Existing_Food Preparation_Natural Gas_Food Prep Other_E4_Baseline Forecast | Commercial | Restaurant (ID) | Existing | Food Preparation | Natural Gas | Food Prep Other | E4 |  | Baseline Forecast | 0 | 0 | 0 | 0 | 0 | 0 | 0 | 0 | 0 | 0 | 0 | 0 | 0 | 0 | 0 | 0 | 0 | 0 | 0 | 0 | 0 | 0 | 0 | 0 | 0 | 0 | 0
Commercial_Restaurant (ID)_Existing_Food Preparation_Natural Gas_Food Prep Other_E5_Baseline Forecast | Commercial | Restaurant (ID) | Existing | Food Preparation | Natural Gas | Food Prep Other | E5 |  | Baseline Forecast | 0 | 0 | 0 | 0 | 0 | 0 | 0 | 0 | 0 | 0 | 0 | 0 | 0 | 0 | 0 | 0 | 0 | 0 | 0 | 0 | 0 | 0 | 0 | 0 | 0 | 0 | 0
Commercial_Restaurant (ID)_Existing_Food Preparation_Natural Gas_Food Prep Other_E6_Baseline Forecast | Commercial | Restaurant (ID) | Existing | Food Preparation | Natural Gas | Food Prep Other | E6 |  | Baseline Forecast | 0 | 0 | 0 | 0 | 0 | 0 | 0 | 0 | 0 | 0 | 0 | 0 | 0 | 0 | 0 | 0 | 0 | 0 | 0 | 0 | 0 | 0 | 0 | 0 | 0 | 0 | 0
Commercial_Restaurant (ID)_Existing_Food Preparation_Natural Gas_Food Prep Other_E7_Baseline Forecast | Commercial | Restaurant (ID) | Existing | Food Preparation | Natural Gas | Food Prep Other | E7 |  | Baseline Forecast | 0 | 0 | 0 | 0 | 0 | 0 | 0 | 0 | 0 | 0 | 0 | 0 | 0 | 0 | 0 | 0 | 0 | 0 | 0 | 0 | 0 | 0 | 0 | 0 | 0 | 0 | 0
Commercial_Restaurant (ID)_Existing_Food Preparation_Natural Gas_Food Prep Other_E8_Baseline Forecast | Commercial | Restaurant (ID) | Existing | Food Preparation | Natural Gas | Food Prep Other | E8 |  | Baseline Forecast | 0 | 0 | 0 | 0 | 0 | 0 | 0 | 0 | 0 | 0 | 0 | 0 | 0 | 0 | 0 | 0 | 0 | 0 | 0 | 0 | 0 | 0 | 0 | 0 | 0 | 0 | 0
Commercial_Restaurant (ID)_Existing_Food Preparation_Natural Gas_Food Prep Other_E9_Baseline Forecast | Commercial | Restaurant (ID) | Existing | Food Preparation | Natural Gas | Food Prep Other | E9 |  | Baseline Forecast | 0 | 0 | 0 | 0 | 0 | 0 | 0 | 0 | 0 | 0 | 0 | 0 | 0 | 0 | 0 | 0 | 0 | 0 | 0 | 0 | 0 | 0 | 0 | 0 | 0 | 0 | 0
Commercial_Restaurant (ID)_Existing_Food Preparation_Natural Gas_Food Prep Other_E10_Baseline Forecast | Commercial | Restaurant (ID) | Existing | Food Preparation | Natural Gas | Food Prep Other | E10 |  | Baseline Forecast | 0 | 0 | 0 | 0 | 0 | 0 | 0 | 0 | 0 | 0 | 0 | 0 | 0 | 0 | 0 | 0 | 0 | 0 | 0 | 0 | 0 | 0 | 0 | 0 | 0 | 0 | 0
Commercial_Restaurant (ID)_Existing_Miscellaneous_Natural Gas_Pool Heater_E1_Baseline Forecast | Commercial | Restaurant (ID) | Existing | Miscellaneous | Natural Gas | Pool Heater | E1 | Standard (EF .82) | Baseline Forecast | 0 | 0 | 0 | 0 | 0 | 0 | 0 | 0 | 0 | 0 | 0 | 0 | 0 | 0 | 0 | 0 | 0 | 0 | 0 | 0 | 0 | 0 | 0 | 0 | 0 | 0 | 0
Commercial_Restaurant (ID)_Existing_Miscellaneous_Natural Gas_Pool Heater_E2_Baseline Forecast | Commercial | Restaurant (ID) | Existing | Miscellaneous | Natural Gas | Pool Heater | E2 | Condensing (EF .90) | Baseline Forecast | 0 | 0 | 0 | 0 | 0 | 0 | 0 | 0 | 0 | 0 | 0 | 0 | 0 | 0 | 0 | 0 | 0 | 0 | 0 | 0 | 0 | 0 | 0 | 0 | 0 | 0 | 0
Commercial_Restaurant (ID)_Existing_Miscellaneous_Natural Gas_Pool Heater_E3_Baseline Forecast | Commercial | Restaurant (ID) | Existing | Miscellaneous | Natural Gas | Pool Heater | E3 |  | Baseline Forecast | 0 | 0 | 0 | 0 | 0 | 0 | 0 | 0 | 0 | 0 | 0 | 0 | 0 | 0 | 0 | 0 | 0 | 0 | 0 | 0 | 0 | 0 | 0 | 0 | 0 | 0 | 0
Commercial_Restaurant (ID)_Existing_Miscellaneous_Natural Gas_Pool Heater_E4_Baseline Forecast | Commercial | Restaurant (ID) | Existing | Miscellaneous | Natural Gas | Pool Heater | E4 |  | Baseline Forecast | 0 | 0 | 0 | 0 | 0 | 0 | 0 | 0 | 0 | 0 | 0 | 0 | 0 | 0 | 0 | 0 | 0 | 0 | 0 | 0 | 0 | 0 | 0 | 0 | 0 | 0 | 0
Commercial_Restaurant (ID)_Existing_Miscellaneous_Natural Gas_Pool Heater_E5_Baseline Forecast | Commercial | Restaurant (ID) | Existing | Miscellaneous | Natural Gas | Pool Heater | E5 |  | Baseline Forecast | 0 | 0 | 0 | 0 | 0 | 0 | 0 | 0 | 0 | 0 | 0 | 0 | 0 | 0 | 0 | 0 | 0 | 0 | 0 | 0 | 0 | 0 | 0 | 0 | 0 | 0 | 0
Commercial_Restaurant (ID)_Existing_Miscellaneous_Natural Gas_Pool Heater_E6_Baseline Forecast | Commercial | Restaurant (ID) | Existing | Miscellaneous | Natural Gas | Pool Heater | E6 |  | Baseline Forecast | 0 | 0 | 0 | 0 | 0 | 0 | 0 | 0 | 0 | 0 | 0 | 0 | 0 | 0 | 0 | 0 | 0 | 0 | 0 | 0 | 0 | 0 | 0 | 0 | 0 | 0 | 0
Commercial_Restaurant (ID)_Existing_Miscellaneous_Natural Gas_Pool Heater_E7_Baseline Forecast | Commercial | Restaurant (ID) | Existing | Miscellaneous | Natural Gas | Pool Heater | E7 |  | Baseline Forecast | 0 | 0 | 0 | 0 | 0 | 0 | 0 | 0 | 0 | 0 | 0 | 0 | 0 | 0 | 0 | 0 | 0 | 0 | 0 | 0 | 0 | 0 | 0 | 0 | 0 | 0 | 0
Commercial_Restaurant (ID)_Existing_Miscellaneous_Natural Gas_Pool Heater_E8_Baseline Forecast | Commercial | Restaurant (ID) | Existing | Miscellaneous | Natural Gas | Pool Heater | E8 |  | Baseline Forecast | 0 | 0 | 0 | 0 | 0 | 0 | 0 | 0 | 0 | 0 | 0 | 0 | 0 | 0 | 0 | 0 | 0 | 0 | 0 | 0 | 0 | 0 | 0 | 0 | 0 | 0 | 0
Commercial_Restaurant (ID)_Existing_Miscellaneous_Natural Gas_Pool Heater_E9_Baseline Forecast | Commercial | Restaurant (ID) | Existing | Miscellaneous | Natural Gas | Pool Heater | E9 |  | Baseline Forecast | 0 | 0 | 0 | 0 | 0 | 0 | 0 | 0 | 0 | 0 | 0 | 0 | 0 | 0 | 0 | 0 | 0 | 0 | 0 | 0 | 0 | 0 | 0 | 0 | 0 | 0 | 0
Commercial_Restaurant (ID)_Existing_Miscellaneous_Natural Gas_Pool Heater_E10_Baseline Forecast | Commercial | Restaurant (ID) | Existing | Miscellaneous | Natural Gas | Pool Heater | E10 |  | Baseline Forecast | 0 | 0 | 0 | 0 | 0 | 0 | 0 | 0 | 0 | 0 | 0 | 0 | 0 | 0 | 0 | 0 | 0 | 0 | 0 | 0 | 0 | 0 | 0 | 0 | 0 | 0 | 0
Commercial_Restaurant (ID)_Existing_Miscellaneous_Natural Gas_Miscellaneous_E1_Baseline Forecast | Commercial | Restaurant (ID) | Existing | Miscellaneous | Natural Gas | Miscellaneous | E1 | Standard | Baseline Forecast | 0 | 20547.7859 | 24067.1071 | 26926.3238 | 25503.094 | 24781.682 | 24562.3147 | 24183.68 | 23766.2184 | 23384.3194 | 23010.7417 | 27727.1926 | 27517.9738 | 27141.3018 | 26416.2952 | 25944.527 | 25616.8691 | 25201.5922 | 24776.0679 | 24379.7751 | 23989.6087 | 24861.6424 | 24342.2096 | 23808.7758 | 23389.8032 | 23025.6186 | 22679.7206
Commercial_Restaurant (ID)_Existing_Miscellaneous_Natural Gas_Miscellaneous_E2_Baseline Forecast | Commercial | Restaurant (ID) | Existing | Miscellaneous | Natural Gas | Miscellaneous | E2 |  | Baseline Forecast | 0 | 0 | 0 | 0 | 0 | 0 | 0 | 0 | 0 | 0 | 0 | 0 | 0 | 0 | 0 | 0 | 0 | 0 | 0 | 0 | 0 | 0 | 0 | 0 | 0 | 0 | 0
Commercial_Restaurant (ID)_Existing_Miscellaneous_Natural Gas_Miscellaneous_E3_Baseline Forecast | Commercial | Restaurant (ID) | Existing | Miscellaneous | Natural Gas | Miscellaneous | E3 |  | Baseline Forecast | 0 | 0 | 0 | 0 | 0 | 0 | 0 | 0 | 0 | 0 | 0 | 0 | 0 | 0 | 0 | 0 | 0 | 0 | 0 | 0 | 0 | 0 | 0 | 0 | 0 | 0 | 0
Commercial_Restaurant (ID)_Existing_Miscellaneous_Natural Gas_Miscellaneous_E4_Baseline Forecast | Commercial | Restaurant (ID) | Existing | Miscellaneous | Natural Gas | Miscellaneous | E4 |  | Baseline Forecast | 0 | 0 | 0 | 0 | 0 | 0 | 0 | 0 | 0 | 0 | 0 | 0 | 0 | 0 | 0 | 0 | 0 | 0 | 0 | 0 | 0 | 0 | 0 | 0 | 0 | 0 | 0
Commercial_Restaurant (ID)_Existing_Miscellaneous_Natural Gas_Miscellaneous_E5_Baseline Forecast | Commercial | Restaurant (ID) | Existing | Miscellaneous | Natural Gas | Miscellaneous | E5 |  | Baseline Forecast | 0 | 0 | 0 | 0 | 0 | 0 | 0 | 0 | 0 | 0 | 0 | 0 | 0 | 0 | 0 | 0 | 0 | 0 | 0 | 0 | 0 | 0 | 0 | 0 | 0 | 0 | 0
Commercial_Restaurant (ID)_Existing_Miscellaneous_Natural Gas_Miscellaneous_E6_Baseline Forecast | Commercial | Restaurant (ID) | Existing | Miscellaneous | Natural Gas | Miscellaneous | E6 |  | Baseline Forecast | 0 | 0 | 0 | 0 | 0 | 0 | 0 | 0 | 0 | 0 | 0 | 0 | 0 | 0 | 0 | 0 | 0 | 0 | 0 | 0 | 0 | 0 | 0 | 0 | 0 | 0 | 0
Commercial_Restaurant (ID)_Existing_Miscellaneous_Natural Gas_Miscellaneous_E7_Baseline Forecast | Commercial | Restaurant (ID) | Existing | Miscellaneous | Natural Gas | Miscellaneous | E7 |  | Baseline Forecast | 0 | 0 | 0 | 0 | 0 | 0 | 0 | 0 | 0 | 0 | 0 | 0 | 0 | 0 | 0 | 0 | 0 | 0 | 0 | 0 | 0 | 0 | 0 | 0 | 0 | 0 | 0
Commercial_Restaurant (ID)_Existing_Miscellaneous_Natural Gas_Miscellaneous_E8_Baseline Forecast | Commercial | Restaurant (ID) | Existing | Miscellaneous | Natural Gas | Miscellaneous | E8 |  | Baseline Forecast | 0 | 0 | 0 | 0 | 0 | 0 | 0 | 0 | 0 | 0 | 0 | 0 | 0 | 0 | 0 | 0 | 0 | 0 | 0 | 0 | 0 | 0 | 0 | 0 | 0 | 0 | 0
Commercial_Restaurant (ID)_Existing_Miscellaneous_Natural Gas_Miscellaneous_E9_Baseline Forecast | Commercial | Restaurant (ID) | Existing | Miscellaneous | Natural Gas | Miscellaneous | E9 |  | Baseline Forecast | 0 | 0 | 0 | 0 | 0 | 0 | 0 | 0 | 0 | 0 | 0 | 0 | 0 | 0 | 0 | 0 | 0 | 0 | 0 | 0 | 0 | 0 | 0 | 0 | 0 | 0 | 0
Commercial_Restaurant (ID)_Existing_Miscellaneous_Natural Gas_Miscellaneous_E10_Baseline Forecast | Commercial | Restaurant (ID) | Existing | Miscellaneous | Natural Gas | Miscellaneous | E10 |  | Baseline Forecast | 0 | 0 | 0 | 0 | 0 | 0 | 0 | 0 | 0 | 0 | 0 | 0 | 0 | 0 | 0 | 0 | 0 | 0 | 0 | 0 | 0 | 0 | 0 | 0 | 0 | 0 | 0
Commercial_Restaurant (ID)_New_Space Heating_Natural Gas_Furnace_E1_Baseline Forecast | Commercial | Restaurant (ID) | New | Space Heating | Natural Gas | Furnace | E1 | AFUE 80% (Standard) | Baseline Forecast | 0 | 4028.3911 | 3752.0539 | 4568.8746 | 4688.4695 | 4220.9477 | 3661.8452 | 3542.2218 | 3439.3387 | 3308.7797 | 3262.431 | 3270.0861 | 3589.6048 | 3856.7339 | 4195.6882 | 4503.3426 | 4726.4736 | 4865.1352 | 4992.6813 | 5079.3985 | 5121.3627 | 5174.5868 | 5239.9344 | 6635.3737 | 6509.5182 | 6960.8193 | 6709.4225
Commercial_Restaurant (ID)_New_Space Heating_Natural Gas_Furnace_E2_Baseline Forecast | Commercial | Restaurant (ID) | New | Space Heating | Natural Gas | Furnace | E2 | AFUE 90% | Baseline Forecast | 0 | 0 | 0 | 0 | 0 | 0 | 0 | 0 | 0 | 0 | 0 | 0 | 0 | 0 | 0 | 0 | 0 | 0 | 0 | 0 | 0 | 0 | 0 | 0 | 0 | 0 | 0
Commercial_Restaurant (ID)_New_Space Heating_Natural Gas_Furnace_E3_Baseline Forecast | Commercial | Restaurant (ID) | New | Space Heating | Natural Gas | Furnace | E3 | AFUE 96% | Baseline Forecast | 0 | 0 | 0 | 0 | 0 | 0 | 0 | 0 | 0 | 0 | 0 | 0 | 0 | 0 | 0 | 0 | 0 | 0 | 0 | 0 | 0 | 0 | 0 | 0 | 0 | 0 | 0
Commercial_Restaurant (ID)_New_Space Heating_Natural Gas_Furnace_E4_Baseline Forecast | Commercial | Restaurant (ID) | New | Space Heating | Natural Gas | Furnace | E4 |  | Baseline Forecast | 0 | 0 | 0 | 0 | 0 | 0 | 0 | 0 | 0 | 0 | 0 | 0 | 0 | 0 | 0 | 0 | 0 | 0 | 0 | 0 | 0 | 0 | 0 | 0 | 0 | 0 | 0
Commercial_Restaurant (ID)_New_Space Heating_Natural Gas_Furnace_E5_Baseline Forecast | Commercial | Restaurant (ID) | New | Space Heating | Natural Gas | Furnace | E5 |  | Baseline Forecast | 0 | 0 | 0 | 0 | 0 | 0 | 0 | 0 | 0 | 0 | 0 | 0 | 0 | 0 | 0 | 0 | 0 | 0 | 0 | 0 | 0 | 0 | 0 | 0 | 0 | 0 | 0
Commercial_Restaurant (ID)_New_Space Heating_Natural Gas_Furnace_E6_Baseline Forecast | Commercial | Restaurant (ID) | New | Space Heating | Natural Gas | Furnace | E6 |  | Baseline Forecast | 0 | 0 | 0 | 0 | 0 | 0 | 0 | 0 | 0 | 0 | 0 | 0 | 0 | 0 | 0 | 0 | 0 | 0 | 0 | 0 | 0 | 0 | 0 | 0 | 0 | 0 | 0
Commercial_Restaurant (ID)_New_Space Heating_Natural Gas_Furnace_E7_Baseline Forecast | Commercial | Restaurant (ID) | New | Space Heating | Natural Gas | Furnace | E7 |  | Baseline Forecast | 0 | 0 | 0 | 0 | 0 | 0 | 0 | 0 | 0 | 0 | 0 | 0 | 0 | 0 | 0 | 0 | 0 | 0 | 0 | 0 | 0 | 0 | 0 | 0 | 0 | 0 | 0
Commercial_Restaurant (ID)_New_Space Heating_Natural Gas_Furnace_E8_Baseline Forecast | Commercial | Restaurant (ID) | New | Space Heating | Natural Gas | Furnace | E8 |  | Baseline Forecast | 0 | 0 | 0 | 0 | 0 | 0 | 0 | 0 | 0 | 0 | 0 | 0 | 0 | 0 | 0 | 0 | 0 | 0 | 0 | 0 | 0 | 0 | 0 | 0 | 0 | 0 | 0
Commercial_Restaurant (ID)_New_Space Heating_Natural Gas_Furnace_E9_Baseline Forecast | Commercial | Restaurant (ID) | New | Space Heating | Natural Gas | Furnace | E9 |  | Baseline Forecast | 0 | 0 | 0 | 0 | 0 | 0 | 0 | 0 | 0 | 0 | 0 | 0 | 0 | 0 | 0 | 0 | 0 | 0 | 0 | 0 | 0 | 0 | 0 | 0 | 0 | 0 | 0
Commercial_Restaurant (ID)_New_Space Heating_Natural Gas_Furnace_E10_Baseline Forecast | Commercial | Restaurant (ID) | New | Space Heating | Natural Gas | Furnace | E10 |  | Baseline Forecast | 0 | 0 | 0 | 0 | 0 | 0 | 0 | 0 | 0 | 0 | 0 | 0 | 0 | 0 | 0 | 0 | 0 | 0 | 0 | 0 | 0 | 0 | 0 | 0 | 0 | 0 | 0
Commercial_Restaurant (ID)_New_Space Heating_Natural Gas_Boiler_E1_Baseline Forecast | Commercial | Restaurant (ID) | New | Space Heating | Natural Gas | Boiler | E1 | AFUE 80% (Standard) | Baseline Forecast | 0 | 17.2584 | 16.0745 | 19.5739 | 19.4071 | 17.4718 | 15.1575 | 14.6624 | 10.9147 | 10.5003 | 10.3532 | 10.3775 | 10.2293 | 10.1003 | 10.0523 | 9.9726 | 11.3234 | 11.1525 | 11.0422 | 10.8694 | 10.6212 | 10.4658 | 10.3839 | 10.3949 | 10.2331 | 10.7663 | 9.5465
Commercial_Restaurant (ID)_New_Space Heating_Natural Gas_Boiler_E2_Baseline Forecast | Commercial | Restaurant (ID) | New | Space Heating | Natural Gas | Boiler | E2 | AFUE 85% | Baseline Forecast | 0 | 0 | 0 | 0 | 0 | 0 | 0 | 0 | 0 | 0 | 0 | 0 | 0 | 0 | 0 | 0 | 0 | 0 | 0 | 0 | 0 | 0 | 0 | 0 | 0 | 0 | 0
Commercial_Restaurant (ID)_New_Space Heating_Natural Gas_Boiler_E3_Baseline Forecast | Commercial | Restaurant (ID) | New | Space Heating | Natural Gas | Boiler | E3 | AFUE 97% | Baseline Forecast | 0 | 3.6609 | 3.4097 | 4.152 | 4.94 | 4.4474 | 3.8583 | 3.7322 | 6.9457 | 6.682 | 6.5884 | 6.6039 | 6.5096 | 6.4274 | 6.3969 | 6.3462 | 4.8039 | 4.7314 | 4.6846 | 4.6113 | 4.506 | 4.4401 | 4.4053 | 4.4099 | 4.3413 | 4.5675 | 4.05
Commercial_Restaurant (ID)_New_Space Heating_Natural Gas_Boiler_E4_Baseline Forecast | Commercial | Restaurant (ID) | New | Space Heating | Natural Gas | Boiler | E4 | Convert to NG Air Source Heat Pump | Baseline Forecast | 0 | 0 | 0 | 0 | 0 | 0 | 0 | 0 | 0 | 0 | 0 | 0 | 0 | 0 | 0 | 0 | 0 | 0 | 0 | 0 | 0 | 0 | 0 | 0 | 0 | 0 | 0
Commercial_Restaurant (ID)_New_Space Heating_Natural Gas_Boiler_E5_Baseline Forecast | Commercial | Restaurant (ID) | New | Space Heating | Natural Gas | Boiler | E5 |  | Baseline Forecast | 0 | 0 | 0 | 0 | 0 | 0 | 0 | 0 | 0 | 0 | 0 | 0 | 0 | 0 | 0 | 0 | 0 | 0 | 0 | 0 | 0 | 0 | 0 | 0 | 0 | 0 | 0
Commercial_Restaurant (ID)_New_Space Heating_Natural Gas_Boiler_E6_Baseline Forecast | Commercial | Restaurant (ID) | New | Space Heating | Natural Gas | Boiler | E6 |  | Baseline Forecast | 0 | 0 | 0 | 0 | 0 | 0 | 0 | 0 | 0 | 0 | 0 | 0 | 0 | 0 | 0 | 0 | 0 | 0 | 0 | 0 | 0 | 0 | 0 | 0 | 0 | 0 | 0
Commercial_Restaurant (ID)_New_Space Heating_Natural Gas_Boiler_E7_Baseline Forecast | Commercial | Restaurant (ID) | New | Space Heating | Natural Gas | Boiler | E7 |  | Baseline Forecast | 0 | 0 | 0 | 0 | 0 | 0 | 0 | 0 | 0 | 0 | 0 | 0 | 0 | 0 | 0 | 0 | 0 | 0 | 0 | 0 | 0 | 0 | 0 | 0 | 0 | 0 | 0
Commercial_Restaurant (ID)_New_Space Heating_Natural Gas_Boiler_E8_Baseline Forecast | Commercial | Restaurant (ID) | New | Space Heating | Natural Gas | Boiler | E8 |  | Baseline Forecast | 0 | 0 | 0 | 0 | 0 | 0 | 0 | 0 | 0 | 0 | 0 | 0 | 0 | 0 | 0 | 0 | 0 | 0 | 0 | 0 | 0 | 0 | 0 | 0 | 0 | 0 | 0
Commercial_Restaurant (ID)_New_Space Heating_Natural Gas_Boiler_E9_Baseline Forecast | Commercial | Restaurant (ID) | New | Space Heating | Natural Gas | Boiler | E9 |  | Baseline Forecast | 0 | 0 | 0 | 0 | 0 | 0 | 0 | 0 | 0 | 0 | 0 | 0 | 0 | 0 | 0 | 0 | 0 | 0 | 0 | 0 | 0 | 0 | 0 | 0 | 0 | 0 | 0
Commercial_Restaurant (ID)_New_Space Heating_Natural Gas_Boiler_E10_Baseline Forecast | Commercial | Restaurant (ID) | New | Space Heating | Natural Gas | Boiler | E10 |  | Baseline Forecast | 0 | 0 | 0 | 0 | 0 | 0 | 0 | 0 | 0 | 0 | 0 | 0 | 0 | 0 | 0 | 0 | 0 | 0 | 0 | 0 | 0 | 0 | 0 | 0 | 0 | 0 | 0
Commercial_Restaurant (ID)_New_Space Heating_Natural Gas_Unit Heater_E1_Baseline Forecast | Commercial | Restaurant (ID) | New | Space Heating | Natural Gas | Unit Heater | E1 | Standard | Baseline Forecast | 0 | 45.0305 | 41.9415 | 51.0721 | 52.409 | 47.1829 | 40.9331 | 39.5959 | 38.4459 | 36.9864 | 36.4684 | 36.5539 | 36.0319 | 35.5772 | 35.4082 | 35.1275 | 34.7153 | 38.2849 | 41.3875 | 44.8157 | 47.7744 | 50.2047 | 52.0277 | 53.8251 | 54.828 | 57.6929 | 55.0245
Commercial_Restaurant (ID)_New_Space Heating_Natural Gas_Unit Heater_E2_Baseline Forecast | Commercial | Restaurant (ID) | New | Space Heating | Natural Gas | Unit Heater | E2 | Condensing | Baseline Forecast | 0 | 0 | 0 | 0 | 0 | 0 | 0 | 0 | 0 | 0 | 0 | 0 | 0 | 0 | 0 | 0 | 0 | 0 | 0 | 0 | 0 | 0 | 0 | 0 | 0 | 0 | 0
Commercial_Restaurant (ID)_New_Space Heating_Natural Gas_Unit Heater_E3_Baseline Forecast | Commercial | Restaurant (ID) | New | Space Heating | Natural Gas | Unit Heater | E3 | Infrared Radiant | Baseline Forecast | 0 | 0 | 0 | 0 | 0 | 0 | 0 | 0 | 0 | 0 | 0 | 0 | 0 | 0 | 0 | 0 | 0 | 0 | 0 | 0 | 0 | 0 | 0 | 0 | 0 | 0 | 0
Commercial_Restaurant (ID)_New_Space Heating_Natural Gas_Unit Heater_E4_Baseline Forecast | Commercial | Restaurant (ID) | New | Space Heating | Natural Gas | Unit Heater | E4 |  | Baseline Forecast | 0 | 0 | 0 | 0 | 0 | 0 | 0 | 0 | 0 | 0 | 0 | 0 | 0 | 0 | 0 | 0 | 0 | 0 | 0 | 0 | 0 | 0 | 0 | 0 | 0 | 0 | 0
Commercial_Restaurant (ID)_New_Space Heating_Natural Gas_Unit Heater_E5_Baseline Forecast | Commercial | Restaurant (ID) | New | Space Heating | Natural Gas | Unit Heater | E5 |  | Baseline Forecast | 0 | 0 | 0 | 0 | 0 | 0 | 0 | 0 | 0 | 0 | 0 | 0 | 0 | 0 | 0 | 0 | 0 | 0 | 0 | 0 | 0 | 0 | 0 | 0 | 0 | 0 | 0
Commercial_Restaurant (ID)_New_Space Heating_Natural Gas_Unit Heater_E6_Baseline Forecast | Commercial | Restaurant (ID) | New | Space Heating | Natural Gas | Unit Heater | E6 |  | Baseline Forecast | 0 | 0 | 0 | 0 | 0 | 0 | 0 | 0 | 0 | 0 | 0 | 0 | 0 | 0 | 0 | 0 | 0 | 0 | 0 | 0 | 0 | 0 | 0 | 0 | 0 | 0 | 0
Commercial_Restaurant (ID)_New_Space Heating_Natural Gas_Unit Heater_E7_Baseline Forecast | Commercial | Restaurant (ID) | New | Space Heating | Natural Gas | Unit Heater | E7 |  | Baseline Forecast | 0 | 0 | 0 | 0 | 0 | 0 | 0 | 0 | 0 | 0 | 0 | 0 | 0 | 0 | 0 | 0 | 0 | 0 | 0 | 0 | 0 | 0 | 0 | 0 | 0 | 0 | 0
Commercial_Restaurant (ID)_New_Space Heating_Natural Gas_Unit Heater_E8_Baseline Forecast | Commercial | Restaurant (ID) | New | Space Heating | Natural Gas | Unit Heater | E8 |  | Baseline Forecast | 0 | 0 | 0 | 0 | 0 | 0 | 0 | 0 | 0 | 0 | 0 | 0 | 0 | 0 | 0 | 0 | 0 | 0 | 0 | 0 | 0 | 0 | 0 | 0 | 0 | 0 | 0
Commercial_Restaurant (ID)_New_Space Heating_Natural Gas_Unit Heater_E9_Baseline Forecast | Commercial | Restaurant (ID) | New | Space Heating | Natural Gas | Unit Heater | E9 |  | Baseline Forecast | 0 | 0 | 0 | 0 | 0 | 0 | 0 | 0 | 0 | 0 | 0 | 0 | 0 | 0 | 0 | 0 | 0 | 0 | 0 | 0 | 0 | 0 | 0 | 0 | 0 | 0 | 0
Commercial_Restaurant (ID)_New_Space Heating_Natural Gas_Unit Heater_E10_Baseline Forecast | Commercial | Restaurant (ID) | New | Space Heating | Natural Gas | Unit Heater | E10 |  | Baseline Forecast | 0 | 0 | 0 | 0 | 0 | 0 | 0 | 0 | 0 | 0 | 0 | 0 | 0 | 0 | 0 | 0 | 0 | 0 | 0 | 0 | 0 | 0 | 0 | 0 | 0 | 0 | 0
Commercial_Restaurant (ID)_New_Water Heating_Natural Gas_Water Heater_E1_Baseline Forecast | Commercial | Restaurant (ID) | New | Water Heating | Natural Gas | Water Heater | E1 | TE 0.80 | Baseline Forecast | 0 | 2151.8883 | 2004.2743 | 2440.604 | 2504.4893 | 2254.7482 | 1956.0866 | 1892.1861 | 1837.2279 | 1767.4859 | 1742.7273 | 1746.8164 | 1917.4971 | 2060.1923 | 2241.2551 | 2405.5981 | 2524.7904 | 2598.8607 | 2666.9934 | 2713.316 | 2735.7324 | 2764.1637 | 2799.0711 | 3544.4877 | 3477.2581 | 3718.3344 | 3584.0431
Commercial_Restaurant (ID)_New_Water Heating_Natural Gas_Water Heater_E2_Baseline Forecast | Commercial | Restaurant (ID) | New | Water Heating | Natural Gas | Water Heater | E2 | TE 0.90 | Baseline Forecast | 0 | 0 | 0 | 0 | 0 | 0 | 0 | 0 | 0 | 0 | 0 | 0 | 0 | 0 | 0 | 0 | 0 | 0 | 0 | 0 | 0 | 0 | 0 | 0 | 0 | 0 | 0
Commercial_Restaurant (ID)_New_Water Heating_Natural Gas_Water Heater_E3_Baseline Forecast | Commercial | Restaurant (ID) | New | Water Heating | Natural Gas | Water Heater | E3 | TE 0.94 | Baseline Forecast | 0 | 2426.5974 | 2260.1391 | 2752.1705 | 2824.2114 | 2542.5884 | 2205.7997 | 2133.7417 | 2071.7677 | 1993.1223 | 1965.2031 | 1969.8143 | 2162.284 | 2323.1956 | 2527.3728 | 2712.6957 | 2847.104 | 2930.6301 | 3007.4606 | 3059.6968 | 3084.9749 | 3117.0357 | 3156.3994 | 3996.9755 | 3921.1634 | 4193.0154 | 4041.5805
Commercial_Restaurant (ID)_New_Water Heating_Natural Gas_Water Heater_E4_Baseline Forecast | Commercial | Restaurant (ID) | New | Water Heating | Natural Gas | Water Heater | E4 | Instantaneous TE 0.94 | Baseline Forecast | 0 | 0 | 0 | 0 | 0 | 0 | 0 | 0 | 0 | 0 | 0 | 0 | 0 | 0 | 0 | 0 | 0 | 0 | 0 | 0 | 0 | 0 | 0 | 0 | 0 | 0 | 0
Commercial_Restaurant (ID)_New_Water Heating_Natural Gas_Water Heater_E5_Baseline Forecast | Commercial | Restaurant (ID) | New | Water Heating | Natural Gas | Water Heater | E5 | Gas-Fired Absorption HPWH | Baseline Forecast | 0 | 0 | 0 | 0 | 0 | 0 | 0 | 0 | 0 | 0 | 0 | 0 | 0 | 0 | 0 | 0 | 0 | 0 | 0 | 0 | 0 | 0 | 0 | 0 | 0 | 0 | 0
Commercial_Restaurant (ID)_New_Water Heating_Natural Gas_Water Heater_E6_Baseline Forecast | Commercial | Restaurant (ID) | New | Water Heating | Natural Gas | Water Heater | E6 |  | Baseline Forecast | 0 | 0 | 0 | 0 | 0 | 0 | 0 | 0 | 0 | 0 | 0 | 0 | 0 | 0 | 0 | 0 | 0 | 0 | 0 | 0 | 0 | 0 | 0 | 0 | 0 | 0 | 0
Commercial_Restaurant (ID)_New_Water Heating_Natural Gas_Water Heater_E7_Baseline Forecast | Commercial | Restaurant (ID) | New | Water Heating | Natural Gas | Water Heater | E7 |  | Baseline Forecast | 0 | 0 | 0 | 0 | 0 | 0 | 0 | 0 | 0 | 0 | 0 | 0 | 0 | 0 | 0 | 0 | 0 | 0 | 0 | 0 | 0 | 0 | 0 | 0 | 0 | 0 | 0
Commercial_Restaurant (ID)_New_Water Heating_Natural Gas_Water Heater_E8_Baseline Forecast | Commercial | Restaurant (ID) | New | Water Heating | Natural Gas | Water Heater | E8 |  | Baseline Forecast | 0 | 0 | 0 | 0 | 0 | 0 | 0 | 0 | 0 | 0 | 0 | 0 | 0 | 0 | 0 | 0 | 0 | 0 | 0 | 0 | 0 | 0 | 0 | 0 | 0 | 0 | 0
Commercial_Restaurant (ID)_New_Water Heating_Natural Gas_Water Heater_E9_Baseline Forecast | Commercial | Restaurant (ID) | New | Water Heating | Natural Gas | Water Heater | E9 |  | Baseline Forecast | 0 | 0 | 0 | 0 | 0 | 0 | 0 | 0 | 0 | 0 | 0 | 0 | 0 | 0 | 0 | 0 | 0 | 0 | 0 | 0 | 0 | 0 | 0 | 0 | 0 | 0 | 0
Commercial_Restaurant (ID)_New_Water Heating_Natural Gas_Water Heater_E10_Baseline Forecast | Commercial | Restaurant (ID) | New | Water Heating | Natural Gas | Water Heater | E10 |  | Baseline Forecast | 0 | 0 | 0 | 0 | 0 | 0 | 0 | 0 | 0 | 0 | 0 | 0 | 0 | 0 | 0 | 0 | 0 | 0 | 0 | 0 | 0 | 0 | 0 | 0 | 0 | 0 | 0
Commercial_Restaurant (ID)_New_Food Preparation_Natural Gas_Oven_E1_Baseline Forecast | Commercial | Restaurant (ID) | New | Food Preparation | Natural Gas | Oven | E1 | Standard | Baseline Forecast | 0 | 134.3787 | 125.1606 | 152.4081 | 156.3975 | 140.8019 | 122.1515 | 118.1611 | 114.7291 | 110.3739 | 135.7036 | 155.6159 | 175.2332 | 191.6144 | 202.1811 | 241.6971 | 234.3086 | 236.6909 | 231.8706 | 227.1729 | 225.59 | 232.4859 | 241.8127 | 251.845 | 273.9953 | 294.8804 | 296.9256
Commercial_Restaurant (ID)_New_Food Preparation_Natural Gas_Oven_E2_Baseline Forecast | Commercial | Restaurant (ID) | New | Food Preparation | Natural Gas | Oven | E2 | ENERGY STAR (>42% Baking Efficiency) | Baseline Forecast | 0 | 193.3742 | 180.1092 | 219.3189 | 225.0598 | 202.6174 | 175.7789 | 170.0367 | 165.098 | 158.8308 | 195.2808 | 223.9351 | 252.1649 | 275.7377 | 290.9436 | 347.808 | 337.1758 | 340.6039 | 333.6674 | 326.9074 | 324.6295 | 334.5528 | 347.9744 | 362.411 | 394.2859 | 424.3401 | 427.2832
Commercial_Restaurant (ID)_New_Food Preparation_Natural Gas_Oven_E3_Baseline Forecast | Commercial | Restaurant (ID) | New | Food Preparation | Natural Gas | Oven | E3 |  | Baseline Forecast | 0 | 0 | 0 | 0 | 0 | 0 | 0 | 0 | 0 | 0 | 0 | 0 | 0 | 0 | 0 | 0 | 0 | 0 | 0 | 0 | 0 | 0 | 0 | 0 | 0 | 0 | 0
Commercial_Restaurant (ID)_New_Food Preparation_Natural Gas_Oven_E4_Baseline Forecast | Commercial | Restaurant (ID) | New | Food Preparation | Natural Gas | Oven | E4 |  | Baseline Forecast | 0 | 0 | 0 | 0 | 0 | 0 | 0 | 0 | 0 | 0 | 0 | 0 | 0 | 0 | 0 | 0 | 0 | 0 | 0 | 0 | 0 | 0 | 0 | 0 | 0 | 0 | 0
Commercial_Restaurant (ID)_New_Food Preparation_Natural Gas_Oven_E5_Baseline Forecast | Commercial | Restaurant (ID) | New | Food Preparation | Natural Gas | Oven | E5 |  | Baseline Forecast | 0 | 0 | 0 | 0 | 0 | 0 | 0 | 0 | 0 | 0 | 0 | 0 | 0 | 0 | 0 | 0 | 0 | 0 | 0 | 0 | 0 | 0 | 0 | 0 | 0 | 0 | 0
Commercial_Restaurant (ID)_New_Food Preparation_Natural Gas_Oven_E6_Baseline Forecast | Commercial | Restaurant (ID) | New | Food Preparation | Natural Gas | Oven | E6 |  | Baseline Forecast | 0 | 0 | 0 | 0 | 0 | 0 | 0 | 0 | 0 | 0 | 0 | 0 | 0 | 0 | 0 | 0 | 0 | 0 | 0 | 0 | 0 | 0 | 0 | 0 | 0 | 0 | 0
Commercial_Restaurant (ID)_New_Food Preparation_Natural Gas_Oven_E7_Baseline Forecast | Commercial | Restaurant (ID) | New | Food Preparation | Natural Gas | Oven | E7 |  | Baseline Forecast | 0 | 0 | 0 | 0 | 0 | 0 | 0 | 0 | 0 | 0 | 0 | 0 | 0 | 0 | 0 | 0 | 0 | 0 | 0 | 0 | 0 | 0 | 0 | 0 | 0 | 0 | 0
Commercial_Restaurant (ID)_New_Food Preparation_Natural Gas_Oven_E8_Baseline Forecast | Commercial | Restaurant (ID) | New | Food Preparation | Natural Gas | Oven | E8 |  | Baseline Forecast | 0 | 0 | 0 | 0 | 0 | 0 | 0 | 0 | 0 | 0 | 0 | 0 | 0 | 0 | 0 | 0 | 0 | 0 | 0 | 0 | 0 | 0 | 0 | 0 | 0 | 0 | 0
Commercial_Restaurant (ID)_New_Food Preparation_Natural Gas_Oven_E9_Baseline Forecast | Commercial | Restaurant (ID) | New | Food Preparation | Natural Gas | Oven | E9 |  | Baseline Forecast | 0 | 0 | 0 | 0 | 0 | 0 | 0 | 0 | 0 | 0 | 0 | 0 | 0 | 0 | 0 | 0 | 0 | 0 | 0 | 0 | 0 | 0 | 0 | 0 | 0 | 0 | 0
Commercial_Restaurant (ID)_New_Food Preparation_Natural Gas_Oven_E10_Baseline Forecast | Commercial | Restaurant (ID) | New | Food Preparation | Natural Gas | Oven | E10 |  | Baseline Forecast | 0 | 0 | 0 | 0 | 0 | 0 | 0 | 0 | 0 | 0 | 0 | 0 | 0 | 0 | 0 | 0 | 0 | 0 | 0 | 0 | 0 | 0 | 0 | 0 | 0 | 0 | 0
Commercial_Restaurant (ID)_New_Food Preparation_Natural Gas_Conveyor Oven_E1_Baseline Forecast | Commercial | Restaurant (ID) | New | Food Preparation | Natural Gas | Conveyor Oven | E1 | Standard | Baseline Forecast | 0 | 67.1893 | 62.5803 | 76.204 | 78.1987 | 70.401 | 61.0757 | 59.0805 | 57.3646 | 55.187 | 54.4139 | 54.5416 | 53.7627 | 53.0843 | 52.8321 | 52.4133 | 51.7983 | 64.4542 | 73.778 | 83.5752 | 91.3087 | 96.1338 | 115.9359 | 112.9067 | 114.1396 | 114.6733 | 104.8475
Commercial_Restaurant (ID)_New_Food Preparation_Natural Gas_Conveyor Oven_E2_Baseline Forecast | Commercial | Restaurant (ID) | New | Food Preparation | Natural Gas | Conveyor Oven | E2 | ENERGY STAR (>42% Baking Efficiency) | Baseline Forecast | 0 | 96.6871 | 90.0546 | 109.6595 | 112.5299 | 101.3087 | 87.8895 | 85.0183 | 82.549 | 79.4154 | 78.303 | 78.4867 | 77.3659 | 76.3896 | 76.0266 | 75.424 | 74.5389 | 92.7511 | 106.1684 | 120.2668 | 131.3955 | 138.3389 | 166.8346 | 162.4755 | 164.2497 | 165.0176 | 150.8782
Commercial_Restaurant (ID)_New_Food Preparation_Natural Gas_Conveyor Oven_E3_Baseline Forecast | Commercial | Restaurant (ID) | New | Food Preparation | Natural Gas | Conveyor Oven | E3 |  | Baseline Forecast | 0 | 0 | 0 | 0 | 0 | 0 | 0 | 0 | 0 | 0 | 0 | 0 | 0 | 0 | 0 | 0 | 0 | 0 | 0 | 0 | 0 | 0 | 0 | 0 | 0 | 0 | 0
Commercial_Restaurant (ID)_New_Food Preparation_Natural Gas_Conveyor Oven_E4_Baseline Forecast | Commercial | Restaurant (ID) | New | Food Preparation | Natural Gas | Conveyor Oven | E4 |  | Baseline Forecast | 0 | 0 | 0 | 0 | 0 | 0 | 0 | 0 | 0 | 0 | 0 | 0 | 0 | 0 | 0 | 0 | 0 | 0 | 0 | 0 | 0 | 0 | 0 | 0 | 0 | 0 | 0
Commercial_Restaurant (ID)_New_Food Preparation_Natural Gas_Conveyor Oven_E5_Baseline Forecast | Commercial | Restaurant (ID) | New | Food Preparation | Natural Gas | Conveyor Oven | E5 |  | Baseline Forecast | 0 | 0 | 0 | 0 | 0 | 0 | 0 | 0 | 0 | 0 | 0 | 0 | 0 | 0 | 0 | 0 | 0 | 0 | 0 | 0 | 0 | 0 | 0 | 0 | 0 | 0 | 0
Commercial_Restaurant (ID)_New_Food Preparation_Natural Gas_Conveyor Oven_E6_Baseline Forecast | Commercial | Restaurant (ID) | New | Food Preparation | Natural Gas | Conveyor Oven | E6 |  | Baseline Forecast | 0 | 0 | 0 | 0 | 0 | 0 | 0 | 0 | 0 | 0 | 0 | 0 | 0 | 0 | 0 | 0 | 0 | 0 | 0 | 0 | 0 | 0 | 0 | 0 | 0 | 0 | 0
Commercial_Restaurant (ID)_New_Food Preparation_Natural Gas_Conveyor Oven_E7_Baseline Forecast | Commercial | Restaurant (ID) | New | Food Preparation | Natural Gas | Conveyor Oven | E7 |  | Baseline Forecast | 0 | 0 | 0 | 0 | 0 | 0 | 0 | 0 | 0 | 0 | 0 | 0 | 0 | 0 | 0 | 0 | 0 | 0 | 0 | 0 | 0 | 0 | 0 | 0 | 0 | 0 | 0
Commercial_Restaurant (ID)_New_Food Preparation_Natural Gas_Conveyor Oven_E8_Baseline Forecast | Commercial | Restaurant (ID) | New | Food Preparation | Natural Gas | Conveyor Oven | E8 |  | Baseline Forecast | 0 | 0 | 0 | 0 | 0 | 0 | 0 | 0 | 0 | 0 | 0 | 0 | 0 | 0 | 0 | 0 | 0 | 0 | 0 | 0 | 0 | 0 | 0 | 0 | 0 | 0 | 0
Commercial_Restaurant (ID)_New_Food Preparation_Natural Gas_Conveyor Oven_E9_Baseline Forecast | Commercial | Restaurant (ID) | New | Food Preparation | Natural Gas | Conveyor Oven | E9 |  | Baseline Forecast | 0 | 0 | 0 | 0 | 0 | 0 | 0 | 0 | 0 | 0 | 0 | 0 | 0 | 0 | 0 | 0 | 0 | 0 | 0 | 0 | 0 | 0 | 0 | 0 | 0 | 0 | 0
Commercial_Restaurant (ID)_New_Food Preparation_Natural Gas_Conveyor Oven_E10_Baseline Forecast | Commercial | Restaurant (ID) | New | Food Preparation | Natural Gas | Conveyor Oven | E10 |  | Baseline Forecast | 0 | 0 | 0 | 0 | 0 | 0 | 0 | 0 | 0 | 0 | 0 | 0 | 0 | 0 | 0 | 0 | 0 | 0 | 0 | 0 | 0 | 0 | 0 | 0 | 0 | 0 | 0
Commercial_Restaurant (ID)_New_Food Preparation_Natural Gas_Double Rack Oven_E1_Baseline Forecast | Commercial | Restaurant (ID) | New | Food Preparation | Natural Gas | Double Rack Oven | E1 | Standard | Baseline Forecast | 0 | 67.1893 | 62.5803 | 76.204 | 78.1987 | 70.401 | 61.0757 | 59.0805 | 57.3646 | 55.187 | 61.8794 | 68.131 | 74.3093 | 80.0367 | 84.612 | 87.4484 | 89.505 | 90.9073 | 92.1022 | 114.2569 | 112.1016 | 116.7857 | 118.2616 | 117.4493 | 115.7874 | 119.8931 | 116.0365
Commercial_Restaurant (ID)_New_Food Preparation_Natural Gas_Double Rack Oven_E2_Baseline Forecast | Commercial | Restaurant (ID) | New | Food Preparation | Natural Gas | Double Rack Oven | E2 | FTSC Qualified (>50% Cooking Efficiency) | Baseline Forecast | 0 | 96.6871 | 90.0546 | 109.6595 | 112.5299 | 101.3087 | 87.8895 | 85.0183 | 82.549 | 79.4154 | 89.046 | 98.0421 | 106.9328 | 115.1747 | 121.7588 | 125.8403 | 128.7999 | 130.8178 | 132.5373 | 164.4185 | 161.3169 | 168.0575 | 170.1813 | 169.0124 | 166.6209 | 172.529 | 166.9794
Commercial_Restaurant (ID)_New_Food Preparation_Natural Gas_Double Rack Oven_E3_Baseline Forecast | Commercial | Restaurant (ID) | New | Food Preparation | Natural Gas | Double Rack Oven | E3 |  | Baseline Forecast | 0 | 0 | 0 | 0 | 0 | 0 | 0 | 0 | 0 | 0 | 0 | 0 | 0 | 0 | 0 | 0 | 0 | 0 | 0 | 0 | 0 | 0 | 0 | 0 | 0 | 0 | 0
Commercial_Restaurant (ID)_New_Food Preparation_Natural Gas_Double Rack Oven_E4_Baseline Forecast | Commercial | Restaurant (ID) | New | Food Preparation | Natural Gas | Double Rack Oven | E4 |  | Baseline Forecast | 0 | 0 | 0 | 0 | 0 | 0 | 0 | 0 | 0 | 0 | 0 | 0 | 0 | 0 | 0 | 0 | 0 | 0 | 0 | 0 | 0 | 0 | 0 | 0 | 0 | 0 | 0
Commercial_Restaurant (ID)_New_Food Preparation_Natural Gas_Double Rack Oven_E5_Baseline Forecast | Commercial | Restaurant (ID) | New | Food Preparation | Natural Gas | Double Rack Oven | E5 |  | Baseline Forecast | 0 | 0 | 0 | 0 | 0 | 0 | 0 | 0 | 0 | 0 | 0 | 0 | 0 | 0 | 0 | 0 | 0 | 0 | 0 | 0 | 0 | 0 | 0 | 0 | 0 | 0 | 0
Commercial_Restaurant (ID)_New_Food Preparation_Natural Gas_Double Rack Oven_E6_Baseline Forecast | Commercial | Restaurant (ID) | New | Food Preparation | Natural Gas | Double Rack Oven | E6 |  | Baseline Forecast | 0 | 0 | 0 | 0 | 0 | 0 | 0 | 0 | 0 | 0 | 0 | 0 | 0 | 0 | 0 | 0 | 0 | 0 | 0 | 0 | 0 | 0 | 0 | 0 | 0 | 0 | 0
Commercial_Restaurant (ID)_New_Food Preparation_Natural Gas_Double Rack Oven_E7_Baseline Forecast | Commercial | Restaurant (ID) | New | Food Preparation | Natural Gas | Double Rack Oven | E7 |  | Baseline Forecast | 0 | 0 | 0 | 0 | 0 | 0 | 0 | 0 | 0 | 0 | 0 | 0 | 0 | 0 | 0 | 0 | 0 | 0 | 0 | 0 | 0 | 0 | 0 | 0 | 0 | 0 | 0
Commercial_Restaurant (ID)_New_Food Preparation_Natural Gas_Double Rack Oven_E8_Baseline Forecast | Commercial | Restaurant (ID) | New | Food Preparation | Natural Gas | Double Rack Oven | E8 |  | Baseline Forecast | 0 | 0 | 0 | 0 | 0 | 0 | 0 | 0 | 0 | 0 | 0 | 0 | 0 | 0 | 0 | 0 | 0 | 0 | 0 | 0 | 0 | 0 | 0 | 0 | 0 | 0 | 0
Commercial_Restaurant (ID)_New_Food Preparation_Natural Gas_Double Rack Oven_E9_Baseline Forecast | Commercial | Restaurant (ID) | New | Food Preparation | Natural Gas | Double Rack Oven | E9 |  | Baseline Forecast | 0 | 0 | 0 | 0 | 0 | 0 | 0 | 0 | 0 | 0 | 0 | 0 | 0 | 0 | 0 | 0 | 0 | 0 | 0 | 0 | 0 | 0 | 0 | 0 | 0 | 0 | 0
Commercial_Restaurant (ID)_New_Food Preparation_Natural Gas_Double Rack Oven_E10_Baseline Forecast | Commercial | Restaurant (ID) | New | Food Preparation | Natural Gas | Double Rack Oven | E10 |  | Baseline Forecast | 0 | 0 | 0 | 0 | 0 | 0 | 0 | 0 | 0 | 0 | 0 | 0 | 0 | 0 | 0 | 0 | 0 | 0 | 0 | 0 | 0 | 0 | 0 | 0 | 0 | 0 | 0
Commercial_Restaurant (ID)_New_Food Preparation_Natural Gas_Fryer_E1_Baseline Forecast | Commercial | Restaurant (ID) | New | Food Preparation | Natural Gas | Fryer | E1 | Standard | Baseline Forecast | 0 | 3166.8025 | 2949.568 | 3591.6879 | 3685.704 | 3318.1752 | 2878.6531 | 2784.6147 | 2703.7361 | 2601.101 | 2564.6653 | 2570.683 | 2821.8634 | 3031.8591 | 3298.3182 | 3540.1718 | 3715.5797 | 3824.5845 | 3924.8512 | 3993.0214 | 4026.0103 | 4067.8509 | 4119.222 | 5216.206 | 5117.2684 | 5472.0456 | 5274.4173
Commercial_Restaurant (ID)_New_Food Preparation_Natural Gas_Fryer_E2_Baseline Forecast | Commercial | Restaurant (ID) | New | Food Preparation | Natural Gas | Fryer | E2 | ENERGY STAR | Baseline Forecast | 0 | 1112.6603 | 1036.3347 | 1261.9444 | 1294.9771 | 1165.8454 | 1011.4187 | 978.3781 | 949.9613 | 913.9003 | 901.0986 | 903.213 | 991.4655 | 1065.2478 | 1158.8686 | 1243.8441 | 1305.474 | 1343.7729 | 1379.0018 | 1402.9535 | 1414.5442 | 1429.2449 | 1447.2942 | 1832.721 | 1797.9592 | 1922.6106 | 1853.1737
Commercial_Restaurant (ID)_New_Food Preparation_Natural Gas_Fryer_E3_Baseline Forecast | Commercial | Restaurant (ID) | New | Food Preparation | Natural Gas | Fryer | E3 |  | Baseline Forecast | 0 | 0 | 0 | 0 | 0 | 0 | 0 | 0 | 0 | 0 | 0 | 0 | 0 | 0 | 0 | 0 | 0 | 0 | 0 | 0 | 0 | 0 | 0 | 0 | 0 | 0 | 0
Commercial_Restaurant (ID)_New_Food Preparation_Natural Gas_Fryer_E4_Baseline Forecast | Commercial | Restaurant (ID) | New | Food Preparation | Natural Gas | Fryer | E4 |  | Baseline Forecast | 0 | 0 | 0 | 0 | 0 | 0 | 0 | 0 | 0 | 0 | 0 | 0 | 0 | 0 | 0 | 0 | 0 | 0 | 0 | 0 | 0 | 0 | 0 | 0 | 0 | 0 | 0
Commercial_Restaurant (ID)_New_Food Preparation_Natural Gas_Fryer_E5_Baseline Forecast | Commercial | Restaurant (ID) | New | Food Preparation | Natural Gas | Fryer | E5 |  | Baseline Forecast | 0 | 0 | 0 | 0 | 0 | 0 | 0 | 0 | 0 | 0 | 0 | 0 | 0 | 0 | 0 | 0 | 0 | 0 | 0 | 0 | 0 | 0 | 0 | 0 | 0 | 0 | 0
Commercial_Restaurant (ID)_New_Food Preparation_Natural Gas_Fryer_E6_Baseline Forecast | Commercial | Restaurant (ID) | New | Food Preparation | Natural Gas | Fryer | E6 |  | Baseline Forecast | 0 | 0 | 0 | 0 | 0 | 0 | 0 | 0 | 0 | 0 | 0 | 0 | 0 | 0 | 0 | 0 | 0 | 0 | 0 | 0 | 0 | 0 | 0 | 0 | 0 | 0 | 0
Commercial_Restaurant (ID)_New_Food Preparation_Natural Gas_Fryer_E7_Baseline Forecast | Commercial | Restaurant (ID) | New | Food Preparation | Natural Gas | Fryer | E7 |  | Baseline Forecast | 0 | 0 | 0 | 0 | 0 | 0 | 0 | 0 | 0 | 0 | 0 | 0 | 0 | 0 | 0 | 0 | 0 | 0 | 0 | 0 | 0 | 0 | 0 | 0 | 0 | 0 | 0
Commercial_Restaurant (ID)_New_Food Preparation_Natural Gas_Fryer_E8_Baseline Forecast | Commercial | Restaurant (ID) | New | Food Preparation | Natural Gas | Fryer | E8 |  | Baseline Forecast | 0 | 0 | 0 | 0 | 0 | 0 | 0 | 0 | 0 | 0 | 0 | 0 | 0 | 0 | 0 | 0 | 0 | 0 | 0 | 0 | 0 | 0 | 0 | 0 | 0 | 0 | 0
Commercial_Restaurant (ID)_New_Food Preparation_Natural Gas_Fryer_E9_Baseline Forecast | Commercial | Restaurant (ID) | New | Food Preparation | Natural Gas | Fryer | E9 |  | Baseline Forecast | 0 | 0 | 0 | 0 | 0 | 0 | 0 | 0 | 0 | 0 | 0 | 0 | 0 | 0 | 0 | 0 | 0 | 0 | 0 | 0 | 0 | 0 | 0 | 0 | 0 | 0 | 0
Commercial_Restaurant (ID)_New_Food Preparation_Natural Gas_Fryer_E10_Baseline Forecast | Commercial | Restaurant (ID) | New | Food Preparation | Natural Gas | Fryer | E10 |  | Baseline Forecast | 0 | 0 | 0 | 0 | 0 | 0 | 0 | 0 | 0 | 0 | 0 | 0 | 0 | 0 | 0 | 0 | 0 | 0 | 0 | 0 | 0 | 0 | 0 | 0 | 0 | 0 | 0
Commercial_Restaurant (ID)_New_Food Preparation_Natural Gas_Broiler_E1_Baseline Forecast | Commercial | Restaurant (ID) | New | Food Preparation | Natural Gas | Broiler | E1 | Standard | Baseline Forecast | 0 | 2861.2914 | 2665.0142 | 3245.1868 | 3330.1329 | 2998.0608 | 2600.9407 | 2515.9744 | 2442.8985 | 2350.1648 | 2635.1655 | 2901.3908 | 3164.4969 | 3408.401 | 3603.2461 | 3724.0327 | 3811.6163 | 3871.3321 | 3922.2191 | 4865.6872 | 4773.9023 | 4973.3777 | 5036.2288 | 5001.6361 | 4930.8639 | 5105.706 | 4941.4729
Commercial_Restaurant (ID)_New_Food Preparation_Natural Gas_Broiler_E2_Baseline Forecast | Commercial | Restaurant (ID) | New | Food Preparation | Natural Gas | Broiler | E2 | Infrared Burners | Baseline Forecast | 0 | 1005.3186 | 936.3564 | 1140.2008 | 1170.0467 | 1053.3727 | 913.844 | 883.991 | 858.3157 | 825.7336 | 925.869 | 1019.4076 | 1111.8503 | 1197.5463 | 1266.0054 | 1308.4439 | 1339.2165 | 1360.1978 | 1378.077 | 1709.5658 | 1677.317 | 1747.403 | 1769.4858 | 1757.3316 | 1732.4657 | 1793.8967 | 1736.1932
Commercial_Restaurant (ID)_New_Food Preparation_Natural Gas_Broiler_E3_Baseline Forecast | Commercial | Restaurant (ID) | New | Food Preparation | Natural Gas | Broiler | E3 |  | Baseline Forecast | 0 | 0 | 0 | 0 | 0 | 0 | 0 | 0 | 0 | 0 | 0 | 0 | 0 | 0 | 0 | 0 | 0 | 0 | 0 | 0 | 0 | 0 | 0 | 0 | 0 | 0 | 0
Commercial_Restaurant (ID)_New_Food Preparation_Natural Gas_Broiler_E4_Baseline Forecast | Commercial | Restaurant (ID) | New | Food Preparation | Natural Gas | Broiler | E4 |  | Baseline Forecast | 0 | 0 | 0 | 0 | 0 | 0 | 0 | 0 | 0 | 0 | 0 | 0 | 0 | 0 | 0 | 0 | 0 | 0 | 0 | 0 | 0 | 0 | 0 | 0 | 0 | 0 | 0
Commercial_Restaurant (ID)_New_Food Preparation_Natural Gas_Broiler_E5_Baseline Forecast | Commercial | Restaurant (ID) | New | Food Preparation | Natural Gas | Broiler | E5 |  | Baseline Forecast | 0 | 0 | 0 | 0 | 0 | 0 | 0 | 0 | 0 | 0 | 0 | 0 | 0 | 0 | 0 | 0 | 0 | 0 | 0 | 0 | 0 | 0 | 0 | 0 | 0 | 0 | 0
Commercial_Restaurant (ID)_New_Food Preparation_Natural Gas_Broiler_E6_Baseline Forecast | Commercial | Restaurant (ID) | New | Food Preparation | Natural Gas | Broiler | E6 |  | Baseline Forecast | 0 | 0 | 0 | 0 | 0 | 0 | 0 | 0 | 0 | 0 | 0 | 0 | 0 | 0 | 0 | 0 | 0 | 0 | 0 | 0 | 0 | 0 | 0 | 0 | 0 | 0 | 0
Commercial_Restaurant (ID)_New_Food Preparation_Natural Gas_Broiler_E7_Baseline Forecast | Commercial | Restaurant (ID) | New | Food Preparation | Natural Gas | Broiler | E7 |  | Baseline Forecast | 0 | 0 | 0 | 0 | 0 | 0 | 0 | 0 | 0 | 0 | 0 | 0 | 0 | 0 | 0 | 0 | 0 | 0 | 0 | 0 | 0 | 0 | 0 | 0 | 0 | 0 | 0
Commercial_Restaurant (ID)_New_Food Preparation_Natural Gas_Broiler_E8_Baseline Forecast | Commercial | Restaurant (ID) | New | Food Preparation | Natural Gas | Broiler | E8 |  | Baseline Forecast | 0 | 0 | 0 | 0 | 0 | 0 | 0 | 0 | 0 | 0 | 0 | 0 | 0 | 0 | 0 | 0 | 0 | 0 | 0 | 0 | 0 | 0 | 0 | 0 | 0 | 0 | 0
Commercial_Restaurant (ID)_New_Food Preparation_Natural Gas_Broiler_E9_Baseline Forecast | Commercial | Restaurant (ID) | New | Food Preparation | Natural Gas | Broiler | E9 |  | Baseline Forecast | 0 | 0 | 0 | 0 | 0 | 0 | 0 | 0 | 0 | 0 | 0 | 0 | 0 | 0 | 0 | 0 | 0 | 0 | 0 | 0 | 0 | 0 | 0 | 0 | 0 | 0 | 0
Commercial_Restaurant (ID)_New_Food Preparation_Natural Gas_Broiler_E10_Baseline Forecast | Commercial | Restaurant (ID) | New | Food Preparation | Natural Gas | Broiler | E10 |  | Baseline Forecast | 0 | 0 | 0 | 0 | 0 | 0 | 0 | 0 | 0 | 0 | 0 | 0 | 0 | 0 | 0 | 0 | 0 | 0 | 0 | 0 | 0 | 0 | 0 | 0 | 0 | 0 | 0
Commercial_Restaurant (ID)_New_Food Preparation_Natural Gas_Griddle_E1_Baseline Forecast | Commercial | Restaurant (ID) | New | Food Preparation | Natural Gas | Griddle | E1 | Standard | Baseline Forecast | 0 | 3136.5784 | 2921.4172 | 3557.4086 | 3650.5274 | 3286.5064 | 2851.1791 | 2758.0382 | 2677.9315 | 2576.2759 | 2888.6967 | 3180.5357 | 3468.9555 | 3736.3257 | 3949.917 | 4082.3246 | 4178.3346 | 4243.7958 | 4299.5786 | 5333.8186 | 5233.2029 | 5451.87 | 5520.768 | 5482.8472 | 5405.2659 | 5596.9297 | 5416.8956
Commercial_Restaurant (ID)_New_Food Preparation_Natural Gas_Griddle_E2_Baseline Forecast | Commercial | Restaurant (ID) | New | Food Preparation | Natural Gas | Griddle | E2 | ENERGY STAR | Baseline Forecast | 0 | 1281.1376 | 1193.2549 | 1453.0261 | 1491.0605 | 1342.3759 | 1164.5661 | 1126.5226 | 1093.803 | 1052.2817 | 1179.8902 | 1299.0921 | 1416.8973 | 1526.1049 | 1613.3464 | 1667.4284 | 1706.6437 | 1733.3814 | 1756.1659 | 2178.6019 | 2137.5054 | 2226.8201 | 2254.9616 | 2239.4728 | 2207.7847 | 2286.0699 | 2212.5348
Commercial_Restaurant (ID)_New_Food Preparation_Natural Gas_Griddle_E3_Baseline Forecast | Commercial | Restaurant (ID) | New | Food Preparation | Natural Gas | Griddle | E3 |  | Baseline Forecast | 0 | 0 | 0 | 0 | 0 | 0 | 0 | 0 | 0 | 0 | 0 | 0 | 0 | 0 | 0 | 0 | 0 | 0 | 0 | 0 | 0 | 0 | 0 | 0 | 0 | 0 | 0
Commercial_Restaurant (ID)_New_Food Preparation_Natural Gas_Griddle_E4_Baseline Forecast | Commercial | Restaurant (ID) | New | Food Preparation | Natural Gas | Griddle | E4 |  | Baseline Forecast | 0 | 0 | 0 | 0 | 0 | 0 | 0 | 0 | 0 | 0 | 0 | 0 | 0 | 0 | 0 | 0 | 0 | 0 | 0 | 0 | 0 | 0 | 0 | 0 | 0 | 0 | 0
Commercial_Restaurant (ID)_New_Food Preparation_Natural Gas_Griddle_E5_Baseline Forecast | Commercial | Restaurant (ID) | New | Food Preparation | Natural Gas | Griddle | E5 |  | Baseline Forecast | 0 | 0 | 0 | 0 | 0 | 0 | 0 | 0 | 0 | 0 | 0 | 0 | 0 | 0 | 0 | 0 | 0 | 0 | 0 | 0 | 0 | 0 | 0 | 0 | 0 | 0 | 0
Commercial_Restaurant (ID)_New_Food Preparation_Natural Gas_Griddle_E6_Baseline Forecast | Commercial | Restaurant (ID) | New | Food Preparation | Natural Gas | Griddle | E6 |  | Baseline Forecast | 0 | 0 | 0 | 0 | 0 | 0 | 0 | 0 | 0 | 0 | 0 | 0 | 0 | 0 | 0 | 0 | 0 | 0 | 0 | 0 | 0 | 0 | 0 | 0 | 0 | 0 | 0
Commercial_Restaurant (ID)_New_Food Preparation_Natural Gas_Griddle_E7_Baseline Forecast | Commercial | Restaurant (ID) | New | Food Preparation | Natural Gas | Griddle | E7 |  | Baseline Forecast | 0 | 0 | 0 | 0 | 0 | 0 | 0 | 0 | 0 | 0 | 0 | 0 | 0 | 0 | 0 | 0 | 0 | 0 | 0 | 0 | 0 | 0 | 0 | 0 | 0 | 0 | 0
Commercial_Restaurant (ID)_New_Food Preparation_Natural Gas_Griddle_E8_Baseline Forecast | Commercial | Restaurant (ID) | New | Food Preparation | Natural Gas | Griddle | E8 |  | Baseline Forecast | 0 | 0 | 0 | 0 | 0 | 0 | 0 | 0 | 0 | 0 | 0 | 0 | 0 | 0 | 0 | 0 | 0 | 0 | 0 | 0 | 0 | 0 | 0 | 0 | 0 | 0 | 0
Commercial_Restaurant (ID)_New_Food Preparation_Natural Gas_Griddle_E9_Baseline Forecast | Commercial | Restaurant (ID) | New | Food Preparation | Natural Gas | Griddle | E9 |  | Baseline Forecast | 0 | 0 | 0 | 0 | 0 | 0 | 0 | 0 | 0 | 0 | 0 | 0 | 0 | 0 | 0 | 0 | 0 | 0 | 0 | 0 | 0 | 0 | 0 | 0 | 0 | 0 | 0
Commercial_Restaurant (ID)_New_Food Preparation_Natural Gas_Griddle_E10_Baseline Forecast | Commercial | Restaurant (ID) | New | Food Preparation | Natural Gas | Griddle | E10 |  | Baseline Forecast | 0 | 0 | 0 | 0 | 0 | 0 | 0 | 0 | 0 | 0 | 0 | 0 | 0 | 0 | 0 | 0 | 0 | 0 | 0 | 0 | 0 | 0 | 0 | 0 | 0 | 0 | 0
Commercial_Restaurant (ID)_New_Food Preparation_Natural Gas_Range_E1_Baseline Forecast | Commercial | Restaurant (ID) | New | Food Preparation | Natural Gas | Range | E1 | Standard | Baseline Forecast | 0 | 1678.9578 | 1563.7857 | 1904.2212 | 1954.0661 | 1759.2118 | 1526.1884 | 1476.3316 | 1433.4519 | 1379.0373 | 1695.5116 | 1944.3009 | 2189.404 | 2394.0736 | 2526.0972 | 3019.8186 | 2927.5054 | 2957.2701 | 2897.0442 | 2838.3504 | 2818.5731 | 2904.7316 | 3021.2639 | 3146.6085 | 3423.3598 | 3684.3033 | 3709.8564
Commercial_Restaurant (ID)_New_Food Preparation_Natural Gas_Range_E2_Baseline Forecast | Commercial | Restaurant (ID) | New | Food Preparation | Natural Gas | Range | E2 | High Efficiency | Baseline Forecast | 0 | 2416.0613 | 2250.3257 | 2740.2208 | 2811.9488 | 2531.5487 | 2196.2223 | 2124.4772 | 2062.7722 | 1984.4683 | 2439.8826 | 2797.8964 | 3150.6057 | 3445.1303 | 3635.1154 | 4345.5926 | 4212.7517 | 4255.5838 | 4168.9173 | 4084.4554 | 4055.9954 | 4179.9797 | 4347.6724 | 4528.0464 | 4926.2982 | 5301.8023 | 5338.5739
Commercial_Restaurant (ID)_New_Food Preparation_Natural Gas_Range_E3_Baseline Forecast | Commercial | Restaurant (ID) | New | Food Preparation | Natural Gas | Range | E3 |  | Baseline Forecast | 0 | 0 | 0 | 0 | 0 | 0 | 0 | 0 | 0 | 0 | 0 | 0 | 0 | 0 | 0 | 0 | 0 | 0 | 0 | 0 | 0 | 0 | 0 | 0 | 0 | 0 | 0
Commercial_Restaurant (ID)_New_Food Preparation_Natural Gas_Range_E4_Baseline Forecast | Commercial | Restaurant (ID) | New | Food Preparation | Natural Gas | Range | E4 |  | Baseline Forecast | 0 | 0 | 0 | 0 | 0 | 0 | 0 | 0 | 0 | 0 | 0 | 0 | 0 | 0 | 0 | 0 | 0 | 0 | 0 | 0 | 0 | 0 | 0 | 0 | 0 | 0 | 0
Commercial_Restaurant (ID)_New_Food Preparation_Natural Gas_Range_E5_Baseline Forecast | Commercial | Restaurant (ID) | New | Food Preparation | Natural Gas | Range | E5 |  | Baseline Forecast | 0 | 0 | 0 | 0 | 0 | 0 | 0 | 0 | 0 | 0 | 0 | 0 | 0 | 0 | 0 | 0 | 0 | 0 | 0 | 0 | 0 | 0 | 0 | 0 | 0 | 0 | 0
Commercial_Restaurant (ID)_New_Food Preparation_Natural Gas_Range_E6_Baseline Forecast | Commercial | Restaurant (ID) | New | Food Preparation | Natural Gas | Range | E6 |  | Baseline Forecast | 0 | 0 | 0 | 0 | 0 | 0 | 0 | 0 | 0 | 0 | 0 | 0 | 0 | 0 | 0 | 0 | 0 | 0 | 0 | 0 | 0 | 0 | 0 | 0 | 0 | 0 | 0
Commercial_Restaurant (ID)_New_Food Preparation_Natural Gas_Range_E7_Baseline Forecast | Commercial | Restaurant (ID) | New | Food Preparation | Natural Gas | Range | E7 |  | Baseline Forecast | 0 | 0 | 0 | 0 | 0 | 0 | 0 | 0 | 0 | 0 | 0 | 0 | 0 | 0 | 0 | 0 | 0 | 0 | 0 | 0 | 0 | 0 | 0 | 0 | 0 | 0 | 0
Commercial_Restaurant (ID)_New_Food Preparation_Natural Gas_Range_E8_Baseline Forecast | Commercial | Restaurant (ID) | New | Food Preparation | Natural Gas | Range | E8 |  | Baseline Forecast | 0 | 0 | 0 | 0 | 0 | 0 | 0 | 0 | 0 | 0 | 0 | 0 | 0 | 0 | 0 | 0 | 0 | 0 | 0 | 0 | 0 | 0 | 0 | 0 | 0 | 0 | 0
Commercial_Restaurant (ID)_New_Food Preparation_Natural Gas_Range_E9_Baseline Forecast | Commercial | Restaurant (ID) | New | Food Preparation | Natural Gas | Range | E9 |  | Baseline Forecast | 0 | 0 | 0 | 0 | 0 | 0 | 0 | 0 | 0 | 0 | 0 | 0 | 0 | 0 | 0 | 0 | 0 | 0 | 0 | 0 | 0 | 0 | 0 | 0 | 0 | 0 | 0
Commercial_Restaurant (ID)_New_Food Preparation_Natural Gas_Range_E10_Baseline Forecast | Commercial | Restaurant (ID) | New | Food Preparation | Natural Gas | Range | E10 |  | Baseline Forecast | 0 | 0 | 0 | 0 | 0 | 0 | 0 | 0 | 0 | 0 | 0 | 0 | 0 | 0 | 0 | 0 | 0 | 0 | 0 | 0 | 0 | 0 | 0 | 0 | 0 | 0 | 0
Commercial_Restaurant (ID)_New_Food Preparation_Natural Gas_Steamer_E1_Baseline Forecast | Commercial | Restaurant (ID) | New | Food Preparation | Natural Gas | Steamer | E1 | Standard | Baseline Forecast | 0 | 141.5924 | 131.8796 | 160.5897 | 164.7933 | 148.3605 | 128.7088 | 124.5043 | 120.8881 | 116.2991 | 130.4025 | 143.5768 | 156.5967 | 168.6664 | 178.3084 | 184.2856 | 188.6197 | 191.5748 | 194.093 | 240.781 | 236.2389 | 246.1101 | 249.2203 | 247.5085 | 244.0063 | 252.6584 | 244.5313
Commercial_Restaurant (ID)_New_Food Preparation_Natural Gas_Steamer_E2_Baseline Forecast | Commercial | Restaurant (ID) | New | Food Preparation | Natural Gas | Steamer | E2 | ENERGY STAR | Baseline Forecast | 0 | 141.5924 | 131.8796 | 160.5897 | 164.7933 | 148.3605 | 128.7088 | 124.5043 | 120.8881 | 116.2991 | 130.4025 | 143.5768 | 156.5967 | 168.6664 | 178.3084 | 184.2856 | 188.6197 | 191.5748 | 194.093 | 240.781 | 236.2389 | 246.1101 | 249.2203 | 247.5085 | 244.0063 | 252.6584 | 244.5313
Commercial_Restaurant (ID)_New_Food Preparation_Natural Gas_Steamer_E3_Baseline Forecast | Commercial | Restaurant (ID) | New | Food Preparation | Natural Gas | Steamer | E3 |  | Baseline Forecast | 0 | 0 | 0 | 0 | 0 | 0 | 0 | 0 | 0 | 0 | 0 | 0 | 0 | 0 | 0 | 0 | 0 | 0 | 0 | 0 | 0 | 0 | 0 | 0 | 0 | 0 | 0
Commercial_Restaurant (ID)_New_Food Preparation_Natural Gas_Steamer_E4_Baseline Forecast | Commercial | Restaurant (ID) | New | Food Preparation | Natural Gas | Steamer | E4 |  | Baseline Forecast | 0 | 0 | 0 | 0 | 0 | 0 | 0 | 0 | 0 | 0 | 0 | 0 | 0 | 0 | 0 | 0 | 0 | 0 | 0 | 0 | 0 | 0 | 0 | 0 | 0 | 0 | 0
Commercial_Restaurant (ID)_New_Food Preparation_Natural Gas_Steamer_E5_Baseline Forecast | Commercial | Restaurant (ID) | New | Food Preparation | Natural Gas | Steamer | E5 |  | Baseline Forecast | 0 | 0 | 0 | 0 | 0 | 0 | 0 | 0 | 0 | 0 | 0 | 0 | 0 | 0 | 0 | 0 | 0 | 0 | 0 | 0 | 0 | 0 | 0 | 0 | 0 | 0 | 0
Commercial_Restaurant (ID)_New_Food Preparation_Natural Gas_Steamer_E6_Baseline Forecast | Commercial | Restaurant (ID) | New | Food Preparation | Natural Gas | Steamer | E6 |  | Baseline Forecast | 0 | 0 | 0 | 0 | 0 | 0 | 0 | 0 | 0 | 0 | 0 | 0 | 0 | 0 | 0 | 0 | 0 | 0 | 0 | 0 | 0 | 0 | 0 | 0 | 0 | 0 | 0
Commercial_Restaurant (ID)_New_Food Preparation_Natural Gas_Steamer_E7_Baseline Forecast | Commercial | Restaurant (ID) | New | Food Preparation | Natural Gas | Steamer | E7 |  | Baseline Forecast | 0 | 0 | 0 | 0 | 0 | 0 | 0 | 0 | 0 | 0 | 0 | 0 | 0 | 0 | 0 | 0 | 0 | 0 | 0 | 0 | 0 | 0 | 0 | 0 | 0 | 0 | 0
Commercial_Restaurant (ID)_New_Food Preparation_Natural Gas_Steamer_E8_Baseline Forecast | Commercial | Restaurant (ID) | New | Food Preparation | Natural Gas | Steamer | E8 |  | Baseline Forecast | 0 | 0 | 0 | 0 | 0 | 0 | 0 | 0 | 0 | 0 | 0 | 0 | 0 | 0 | 0 | 0 | 0 | 0 | 0 | 0 | 0 | 0 | 0 | 0 | 0 | 0 | 0
Commercial_Restaurant (ID)_New_Food Preparation_Natural Gas_Steamer_E9_Baseline Forecast | Commercial | Restaurant (ID) | New | Food Preparation | Natural Gas | Steamer | E9 |  | Baseline Forecast | 0 | 0 | 0 | 0 | 0 | 0 | 0 | 0 | 0 | 0 | 0 | 0 | 0 | 0 | 0 | 0 | 0 | 0 | 0 | 0 | 0 | 0 | 0 | 0 | 0 | 0 | 0
Commercial_Restaurant (ID)_New_Food Preparation_Natural Gas_Steamer_E10_Baseline Forecast | Commercial | Restaurant (ID) | New | Food Preparation | Natural Gas | Steamer | E10 |  | Baseline Forecast | 0 | 0 | 0 | 0 | 0 | 0 | 0 | 0 | 0 | 0 | 0 | 0 | 0 | 0 | 0 | 0 | 0 | 0 | 0 | 0 | 0 | 0 | 0 | 0 | 0 | 0 | 0
Commercial_Restaurant (ID)_New_Food Preparation_Natural Gas_Food Prep Other_E1_Baseline Forecast | Commercial | Restaurant (ID) | New | Food Preparation | Natural Gas | Food Prep Other | E1 | Standard | Baseline Forecast | 0 | 11.7932 | 10.9843 | 13.3755 | 13.7256 | 12.357 | 10.7202 | 10.37 | 10.0688 | 9.6866 | 11.9095 | 13.657 | 15.3787 | 16.8163 | 17.7437 | 21.2116 | 20.5632 | 20.7723 | 20.3493 | 19.937 | 19.7981 | 20.4033 | 21.2218 | 22.1022 | 24.0462 | 25.8791 | 26.0586
Commercial_Restaurant (ID)_New_Food Preparation_Natural Gas_Food Prep Other_E2_Baseline Forecast | Commercial | Restaurant (ID) | New | Food Preparation | Natural Gas | Food Prep Other | E2 | ENERGY STAR | Baseline Forecast | 0 | 4.1436 | 3.8593 | 4.6995 | 4.8225 | 4.3416 | 3.7665 | 3.6435 | 3.5377 | 3.4034 | 4.1844 | 4.7984 | 5.4033 | 5.9084 | 6.2343 | 7.4527 | 7.2249 | 7.2984 | 7.1497 | 7.0049 | 6.9561 | 7.1687 | 7.4563 | 7.7656 | 8.4487 | 9.0926 | 9.1557
Commercial_Restaurant (ID)_New_Food Preparation_Natural Gas_Food Prep Other_E3_Baseline Forecast | Commercial | Restaurant (ID) | New | Food Preparation | Natural Gas | Food Prep Other | E3 |  | Baseline Forecast | 0 | 0 | 0 | 0 | 0 | 0 | 0 | 0 | 0 | 0 | 0 | 0 | 0 | 0 | 0 | 0 | 0 | 0 | 0 | 0 | 0 | 0 | 0 | 0 | 0 | 0 | 0
Commercial_Restaurant (ID)_New_Food Preparation_Natural Gas_Food Prep Other_E4_Baseline Forecast | Commercial | Restaurant (ID) | New | Food Preparation | Natural Gas | Food Prep Other | E4 |  | Baseline Forecast | 0 | 0 | 0 | 0 | 0 | 0 | 0 | 0 | 0 | 0 | 0 | 0 | 0 | 0 | 0 | 0 | 0 | 0 | 0 | 0 | 0 | 0 | 0 | 0 | 0 | 0 | 0
Commercial_Restaurant (ID)_New_Food Preparation_Natural Gas_Food Prep Other_E5_Baseline Forecast | Commercial | Restaurant (ID) | New | Food Preparation | Natural Gas | Food Prep Other | E5 |  | Baseline Forecast | 0 | 0 | 0 | 0 | 0 | 0 | 0 | 0 | 0 | 0 | 0 | 0 | 0 | 0 | 0 | 0 | 0 | 0 | 0 | 0 | 0 | 0 | 0 | 0 | 0 | 0 | 0
Commercial_Restaurant (ID)_New_Food Preparation_Natural Gas_Food Prep Other_E6_Baseline Forecast | Commercial | Restaurant (ID) | New | Food Preparation | Natural Gas | Food Prep Other | E6 |  | Baseline Forecast | 0 | 0 | 0 | 0 | 0 | 0 | 0 | 0 | 0 | 0 | 0 | 0 | 0 | 0 | 0 | 0 | 0 | 0 | 0 | 0 | 0 | 0 | 0 | 0 | 0 | 0 | 0
Commercial_Restaurant (ID)_New_Food Preparation_Natural Gas_Food Prep Other_E7_Baseline Forecast | Commercial | Restaurant (ID) | New | Food Preparation | Natural Gas | Food Prep Other | E7 |  | Baseline Forecast | 0 | 0 | 0 | 0 | 0 | 0 | 0 | 0 | 0 | 0 | 0 | 0 | 0 | 0 | 0 | 0 | 0 | 0 | 0 | 0 | 0 | 0 | 0 | 0 | 0 | 0 | 0
Commercial_Restaurant (ID)_New_Food Preparation_Natural Gas_Food Prep Other_E8_Baseline Forecast | Commercial | Restaurant (ID) | New | Food Preparation | Natural Gas | Food Prep Other | E8 |  | Baseline Forecast | 0 | 0 | 0 | 0 | 0 | 0 | 0 | 0 | 0 | 0 | 0 | 0 | 0 | 0 | 0 | 0 | 0 | 0 | 0 | 0 | 0 | 0 | 0 | 0 | 0 | 0 | 0
Commercial_Restaurant (ID)_New_Food Preparation_Natural Gas_Food Prep Other_E9_Baseline Forecast | Commercial | Restaurant (ID) | New | Food Preparation | Natural Gas | Food Prep Other | E9 |  | Baseline Forecast | 0 | 0 | 0 | 0 | 0 | 0 | 0 | 0 | 0 | 0 | 0 | 0 | 0 | 0 | 0 | 0 | 0 | 0 | 0 | 0 | 0 | 0 | 0 | 0 | 0 | 0 | 0
Commercial_Restaurant (ID)_New_Food Preparation_Natural Gas_Food Prep Other_E10_Baseline Forecast | Commercial | Restaurant (ID) | New | Food Preparation | Natural Gas | Food Prep Other | E10 |  | Baseline Forecast | 0 | 0 | 0 | 0 | 0 | 0 | 0 | 0 | 0 | 0 | 0 | 0 | 0 | 0 | 0 | 0 | 0 | 0 | 0 | 0 | 0 | 0 | 0 | 0 | 0 | 0 | 0
Commercial_Restaurant (ID)_New_Miscellaneous_Natural Gas_Pool Heater_E1_Baseline Forecast | Commercial | Restaurant (ID) | New | Miscellaneous | Natural Gas | Pool Heater | E1 | Standard (EF .82) | Baseline Forecast | 0 | 0 | 0 | 0 | 0 | 0 | 0 | 0 | 0 | 0 | 0 | 0 | 0 | 0 | 0 | 0 | 0 | 0 | 0 | 0 | 0 | 0 | 0 | 0 | 0 | 0 | 0
Commercial_Restaurant (ID)_New_Miscellaneous_Natural Gas_Pool Heater_E2_Baseline Forecast | Commercial | Restaurant (ID) | New | Miscellaneous | Natural Gas | Pool Heater | E2 | Condensing (EF .90) | Baseline Forecast | 0 | 0 | 0 | 0 | 0 | 0 | 0 | 0 | 0 | 0 | 0 | 0 | 0 | 0 | 0 | 0 | 0 | 0 | 0 | 0 | 0 | 0 | 0 | 0 | 0 | 0 | 0
Commercial_Restaurant (ID)_New_Miscellaneous_Natural Gas_Pool Heater_E3_Baseline Forecast | Commercial | Restaurant (ID) | New | Miscellaneous | Natural Gas | Pool Heater | E3 |  | Baseline Forecast | 0 | 0 | 0 | 0 | 0 | 0 | 0 | 0 | 0 | 0 | 0 | 0 | 0 | 0 | 0 | 0 | 0 | 0 | 0 | 0 | 0 | 0 | 0 | 0 | 0 | 0 | 0
Commercial_Restaurant (ID)_New_Miscellaneous_Natural Gas_Pool Heater_E4_Baseline Forecast | Commercial | Restaurant (ID) | New | Miscellaneous | Natural Gas | Pool Heater | E4 |  | Baseline Forecast | 0 | 0 | 0 | 0 | 0 | 0 | 0 | 0 | 0 | 0 | 0 | 0 | 0 | 0 | 0 | 0 | 0 | 0 | 0 | 0 | 0 | 0 | 0 | 0 | 0 | 0 | 0
Commercial_Restaurant (ID)_New_Miscellaneous_Natural Gas_Pool Heater_E5_Baseline Forecast | Commercial | Restaurant (ID) | New | Miscellaneous | Natural Gas | Pool Heater | E5 |  | Baseline Forecast | 0 | 0 | 0 | 0 | 0 | 0 | 0 | 0 | 0 | 0 | 0 | 0 | 0 | 0 | 0 | 0 | 0 | 0 | 0 | 0 | 0 | 0 | 0 | 0 | 0 | 0 | 0
Commercial_Restaurant (ID)_New_Miscellaneous_Natural Gas_Pool Heater_E6_Baseline Forecast | Commercial | Restaurant (ID) | New | Miscellaneous | Natural Gas | Pool Heater | E6 |  | Baseline Forecast | 0 | 0 | 0 | 0 | 0 | 0 | 0 | 0 | 0 | 0 | 0 | 0 | 0 | 0 | 0 | 0 | 0 | 0 | 0 | 0 | 0 | 0 | 0 | 0 | 0 | 0 | 0
Commercial_Restaurant (ID)_New_Miscellaneous_Natural Gas_Pool Heater_E7_Baseline Forecast | Commercial | Restaurant (ID) | New | Miscellaneous | Natural Gas | Pool Heater | E7 |  | Baseline Forecast | 0 | 0 | 0 | 0 | 0 | 0 | 0 | 0 | 0 | 0 | 0 | 0 | 0 | 0 | 0 | 0 | 0 | 0 | 0 | 0 | 0 | 0 | 0 | 0 | 0 | 0 | 0
Commercial_Restaurant (ID)_New_Miscellaneous_Natural Gas_Pool Heater_E8_Baseline Forecast | Commercial | Restaurant (ID) | New | Miscellaneous | Natural Gas | Pool Heater | E8 |  | Baseline Forecast | 0 | 0 | 0 | 0 | 0 | 0 | 0 | 0 | 0 | 0 | 0 | 0 | 0 | 0 | 0 | 0 | 0 | 0 | 0 | 0 | 0 | 0 | 0 | 0 | 0 | 0 | 0
Commercial_Restaurant (ID)_New_Miscellaneous_Natural Gas_Pool Heater_E9_Baseline Forecast | Commercial | Restaurant (ID) | New | Miscellaneous | Natural Gas | Pool Heater | E9 |  | Baseline Forecast | 0 | 0 | 0 | 0 | 0 | 0 | 0 | 0 | 0 | 0 | 0 | 0 | 0 | 0 | 0 | 0 | 0 | 0 | 0 | 0 | 0 | 0 | 0 | 0 | 0 | 0 | 0
Commercial_Restaurant (ID)_New_Miscellaneous_Natural Gas_Pool Heater_E10_Baseline Forecast | Commercial | Restaurant (ID) | New | Miscellaneous | Natural Gas | Pool Heater | E10 |  | Baseline Forecast | 0 | 0 | 0 | 0 | 0 | 0 | 0 | 0 | 0 | 0 | 0 | 0 | 0 | 0 | 0 | 0 | 0 | 0 | 0 | 0 | 0 | 0 | 0 | 0 | 0 | 0 | 0
Commercial_Restaurant (ID)_New_Miscellaneous_Natural Gas_Miscellaneous_E1_Baseline Forecast | Commercial | Restaurant (ID) | New | Miscellaneous | Natural Gas | Miscellaneous | E1 | Standard | Baseline Forecast | 0 | 5029.9028 | 4684.8644 | 5704.7576 | 6572.643 | 6555.5042 | 6488.7707 | 7004.5647 | 7443.7899 | 7757.8272 | 8182.5447 | 10133.9953 | 10219.0009 | 10749.4117 | 11463.1877 | 11814.1183 | 12157.0641 | 12703.6392 | 13212.3544 | 13634.128 | 14071.6882 | 14983.9059 | 15299.805 | 15790.6364 | 16336.4727 | 16973.8402 | 17013.7296
Commercial_Restaurant (ID)_New_Miscellaneous_Natural Gas_Miscellaneous_E2_Baseline Forecast | Commercial | Restaurant (ID) | New | Miscellaneous | Natural Gas | Miscellaneous | E2 |  | Baseline Forecast | 0 | 0 | 0 | 0 | 0 | 0 | 0 | 0 | 0 | 0 | 0 | 0 | 0 | 0 | 0 | 0 | 0 | 0 | 0 | 0 | 0 | 0 | 0 | 0 | 0 | 0 | 0
Commercial_Restaurant (ID)_New_Miscellaneous_Natural Gas_Miscellaneous_E3_Baseline Forecast | Commercial | Restaurant (ID) | New | Miscellaneous | Natural Gas | Miscellaneous | E3 |  | Baseline Forecast | 0 | 0 | 0 | 0 | 0 | 0 | 0 | 0 | 0 | 0 | 0 | 0 | 0 | 0 | 0 | 0 | 0 | 0 | 0 | 0 | 0 | 0 | 0 | 0 | 0 | 0 | 0
Commercial_Restaurant (ID)_New_Miscellaneous_Natural Gas_Miscellaneous_E4_Baseline Forecast | Commercial | Restaurant (ID) | New | Miscellaneous | Natural Gas | Miscellaneous | E4 |  | Baseline Forecast | 0 | 0 | 0 | 0 | 0 | 0 | 0 | 0 | 0 | 0 | 0 | 0 | 0 | 0 | 0 | 0 | 0 | 0 | 0 | 0 | 0 | 0 | 0 | 0 | 0 | 0 | 0
Commercial_Restaurant (ID)_New_Miscellaneous_Natural Gas_Miscellaneous_E5_Baseline Forecast | Commercial | Restaurant (ID) | New | Miscellaneous | Natural Gas | Miscellaneous | E5 |  | Baseline Forecast | 0 | 0 | 0 | 0 | 0 | 0 | 0 | 0 | 0 | 0 | 0 | 0 | 0 | 0 | 0 | 0 | 0 | 0 | 0 | 0 | 0 | 0 | 0 | 0 | 0 | 0 | 0
Commercial_Restaurant (ID)_New_Miscellaneous_Natural Gas_Miscellaneous_E6_Baseline Forecast | Commercial | Restaurant (ID) | New | Miscellaneous | Natural Gas | Miscellaneous | E6 |  | Baseline Forecast | 0 | 0 | 0 | 0 | 0 | 0 | 0 | 0 | 0 | 0 | 0 | 0 | 0 | 0 | 0 | 0 | 0 | 0 | 0 | 0 | 0 | 0 | 0 | 0 | 0 | 0 | 0
Commercial_Restaurant (ID)_New_Miscellaneous_Natural Gas_Miscellaneous_E7_Baseline Forecast | Commercial | Restaurant (ID) | New | Miscellaneous | Natural Gas | Miscellaneous | E7 |  | Baseline Forecast | 0 | 0 | 0 | 0 | 0 | 0 | 0 | 0 | 0 | 0 | 0 | 0 | 0 | 0 | 0 | 0 | 0 | 0 | 0 | 0 | 0 | 0 | 0 | 0 | 0 | 0 | 0
Commercial_Restaurant (ID)_New_Miscellaneous_Natural Gas_Miscellaneous_E8_Baseline Forecast | Commercial | Restaurant (ID) | New | Miscellaneous | Natural Gas | Miscellaneous | E8 |  | Baseline Forecast | 0 | 0 | 0 | 0 | 0 | 0 | 0 | 0 | 0 | 0 | 0 | 0 | 0 | 0 | 0 | 0 | 0 | 0 | 0 | 0 | 0 | 0 | 0 | 0 | 0 | 0 | 0
Commercial_Restaurant (ID)_New_Miscellaneous_Natural Gas_Miscellaneous_E9_Baseline Forecast | Commercial | Restaurant (ID) | New | Miscellaneous | Natural Gas | Miscellaneous | E9 |  | Baseline Forecast | 0 | 0 | 0 | 0 | 0 | 0 | 0 | 0 | 0 | 0 | 0 | 0 | 0 | 0 | 0 | 0 | 0 | 0 | 0 | 0 | 0 | 0 | 0 | 0 | 0 | 0 | 0
Commercial_Restaurant (ID)_New_Miscellaneous_Natural Gas_Miscellaneous_E10_Baseline Forecast | Commercial | Restaurant (ID) | New | Miscellaneous | Natural Gas | Miscellaneous | E10 |  | Baseline Forecast | 0 | 0 | 0 | 0 | 0 | 0 | 0 | 0 | 0 | 0 | 0 | 0 | 0 | 0 | 0 | 0 | 0 | 0 | 0 | 0 | 0 | 0 | 0 | 0 | 0 | 0 | 0
Commercial_Retail (ID)_Existing_Space Heating_Natural Gas_Furnace_E1_Baseline Forecast | Commercial | Retail (ID) | Existing | Space Heating | Natural Gas | Furnace | E1 | AFUE 80% (Standard) | Baseline Forecast | 0 | 338887.9321 | 344788.6567 | 349394.2092 | 352852.1654 | 355294.3468 | 356838.4859 | 357589.7167 | 357641.9076 | 357078.8531 | 355975.3404 | 354398.1023 | 342745.8441 | 332772.3085 | 324201.8108 | 316798.9896 | 310363.3522 | 304724.522 | 299738.1021 | 295282.0752 | 291253.6761 | 287566.6736 | 284149.0134 | 355712.6407 | 345989.256 | 336373.4921 | 326970.9803
Commercial_Retail (ID)_Existing_Space Heating_Natural Gas_Furnace_E2_Baseline Forecast | Commercial | Retail (ID) | Existing | Space Heating | Natural Gas | Furnace | E2 | AFUE 90% | Baseline Forecast | 0 | 0 | 0 | 0 | 0 | 0 | 0 | 0 | 0 | 0 | 0 | 0 | 0 | 0 | 0 | 0 | 0 | 0 | 0 | 0 | 0 | 0 | 0 | 0 | 0 | 0 | 0
Commercial_Retail (ID)_Existing_Space Heating_Natural Gas_Furnace_E3_Baseline Forecast | Commercial | Retail (ID) | Existing | Space Heating | Natural Gas | Furnace | E3 | AFUE 96% | Baseline Forecast | 0 | 0 | 0 | 0 | 0 | 0 | 0 | 0 | 0 | 0 | 0 | 0 | 0 | 0 | 0 | 0 | 0 | 0 | 0 | 0 | 0 | 0 | 0 | 0 | 0 | 0 | 0
Commercial_Retail (ID)_Existing_Space Heating_Natural Gas_Furnace_E4_Baseline Forecast | Commercial | Retail (ID) | Existing | Space Heating | Natural Gas | Furnace | E4 |  | Baseline Forecast | 0 | 0 | 0 | 0 | 0 | 0 | 0 | 0 | 0 | 0 | 0 | 0 | 0 | 0 | 0 | 0 | 0 | 0 | 0 | 0 | 0 | 0 | 0 | 0 | 0 | 0 | 0
Commercial_Retail (ID)_Existing_Space Heating_Natural Gas_Furnace_E5_Baseline Forecast | Commercial | Retail (ID) | Existing | Space Heating | Natural Gas | Furnace | E5 |  | Baseline Forecast | 0 | 0 | 0 | 0 | 0 | 0 | 0 | 0 | 0 | 0 | 0 | 0 | 0 | 0 | 0 | 0 | 0 | 0 | 0 | 0 | 0 | 0 | 0 | 0 | 0 | 0 | 0
Commercial_Retail (ID)_Existing_Space Heating_Natural Gas_Furnace_E6_Baseline Forecast | Commercial | Retail (ID) | Existing | Space Heating | Natural Gas | Furnace | E6 |  | Baseline Forecast | 0 | 0 | 0 | 0 | 0 | 0 | 0 | 0 | 0 | 0 | 0 | 0 | 0 | 0 | 0 | 0 | 0 | 0 | 0 | 0 | 0 | 0 | 0 | 0 | 0 | 0 | 0
Commercial_Retail (ID)_Existing_Space Heating_Natural Gas_Furnace_E7_Baseline Forecast | Commercial | Retail (ID) | Existing | Space Heating | Natural Gas | Furnace | E7 |  | Baseline Forecast | 0 | 0 | 0 | 0 | 0 | 0 | 0 | 0 | 0 | 0 | 0 | 0 | 0 | 0 | 0 | 0 | 0 | 0 | 0 | 0 | 0 | 0 | 0 | 0 | 0 | 0 | 0
Commercial_Retail (ID)_Existing_Space Heating_Natural Gas_Furnace_E8_Baseline Forecast | Commercial | Retail (ID) | Existing | Space Heating | Natural Gas | Furnace | E8 |  | Baseline Forecast | 0 | 0 | 0 | 0 | 0 | 0 | 0 | 0 | 0 | 0 | 0 | 0 | 0 | 0 | 0 | 0 | 0 | 0 | 0 | 0 | 0 | 0 | 0 | 0 | 0 | 0 | 0
Commercial_Retail (ID)_Existing_Space Heating_Natural Gas_Furnace_E9_Baseline Forecast | Commercial | Retail (ID) | Existing | Space Heating | Natural Gas | Furnace | E9 |  | Baseline Forecast | 0 | 0 | 0 | 0 | 0 | 0 | 0 | 0 | 0 | 0 | 0 | 0 | 0 | 0 | 0 | 0 | 0 | 0 | 0 | 0 | 0 | 0 | 0 | 0 | 0 | 0 | 0
Commercial_Retail (ID)_Existing_Space Heating_Natural Gas_Furnace_E10_Baseline Forecast | Commercial | Retail (ID) | Existing | Space Heating | Natural Gas | Furnace | E10 |  | Baseline Forecast | 0 | 0 | 0 | 0 | 0 | 0 | 0 | 0 | 0 | 0 | 0 | 0 | 0 | 0 | 0 | 0 | 0 | 0 | 0 | 0 | 0 | 0 | 0 | 0 | 0 | 0 | 0
Commercial_Retail (ID)_Existing_Space Heating_Natural Gas_Boiler_E1_Baseline Forecast | Commercial | Retail (ID) | Existing | Space Heating | Natural Gas | Boiler | E1 | AFUE 80% (Standard) | Baseline Forecast | 0 | 4403.2342 | 4827.6685 | 5137.5077 | 5458.6373 | 5680.9657 | 5921.3763 | 6065.1977 | 6242.1053 | 6323.6547 | 6450.8216 | 6483.043 | 6571.4754 | 6564.6744 | 6623.1815 | 6606.7413 | 6642.6299 | 6581.505 | 6509.7483 | 6542.7316 | 6478.1179 | 6386.325 | 6399.7877 | 6342.1139 | 6280.5617 | 6215.7013 | 6148.0401
Commercial_Retail (ID)_Existing_Space Heating_Natural Gas_Boiler_E2_Baseline Forecast | Commercial | Retail (ID) | Existing | Space Heating | Natural Gas | Boiler | E2 | AFUE 85% | Baseline Forecast | 0 | 0 | 0 | 0 | 0 | 0 | 0 | 0 | 0 | 0 | 0 | 0 | 0 | 0 | 0 | 0 | 0 | 0 | 0 | 0 | 0 | 0 | 0 | 0 | 0 | 0 | 0
Commercial_Retail (ID)_Existing_Space Heating_Natural Gas_Boiler_E3_Baseline Forecast | Commercial | Retail (ID) | Existing | Space Heating | Natural Gas | Boiler | E3 | AFUE 97% | Baseline Forecast | 0 | 1401.0291 | 1505.9572 | 1651.1733 | 1718.9336 | 1826.6072 | 1863.8154 | 1951.0426 | 1963.8084 | 2035.1992 | 2028.3867 | 2087.6392 | 2065.1101 | 2115.2 | 2080.0074 | 2102.145 | 2056.4407 | 2094.1152 | 2130.4631 | 2051.6075 | 2061.2193 | 2090.07 | 2006.7846 | 1988.6998 | 1969.3988 | 1949.0605 | 1927.8439
Commercial_Retail (ID)_Existing_Space Heating_Natural Gas_Boiler_E4_Baseline Forecast | Commercial | Retail (ID) | Existing | Space Heating | Natural Gas | Boiler | E4 | Convert to NG Air Source Heat Pump | Baseline Forecast | 0 | 0 | 0 | 0 | 0 | 0 | 0 | 0 | 0 | 0 | 0 | 0 | 0 | 0 | 0 | 0 | 0 | 0 | 0 | 0 | 0 | 0 | 0 | 0 | 0 | 0 | 0
Commercial_Retail (ID)_Existing_Space Heating_Natural Gas_Boiler_E5_Baseline Forecast | Commercial | Retail (ID) | Existing | Space Heating | Natural Gas | Boiler | E5 |  | Baseline Forecast | 0 | 0 | 0 | 0 | 0 | 0 | 0 | 0 | 0 | 0 | 0 | 0 | 0 | 0 | 0 | 0 | 0 | 0 | 0 | 0 | 0 | 0 | 0 | 0 | 0 | 0 | 0
Commercial_Retail (ID)_Existing_Space Heating_Natural Gas_Boiler_E6_Baseline Forecast | Commercial | Retail (ID) | Existing | Space Heating | Natural Gas | Boiler | E6 |  | Baseline Forecast | 0 | 0 | 0 | 0 | 0 | 0 | 0 | 0 | 0 | 0 | 0 | 0 | 0 | 0 | 0 | 0 | 0 | 0 | 0 | 0 | 0 | 0 | 0 | 0 | 0 | 0 | 0
Commercial_Retail (ID)_Existing_Space Heating_Natural Gas_Boiler_E7_Baseline Forecast | Commercial | Retail (ID) | Existing | Space Heating | Natural Gas | Boiler | E7 |  | Baseline Forecast | 0 | 0 | 0 | 0 | 0 | 0 | 0 | 0 | 0 | 0 | 0 | 0 | 0 | 0 | 0 | 0 | 0 | 0 | 0 | 0 | 0 | 0 | 0 | 0 | 0 | 0 | 0
Commercial_Retail (ID)_Existing_Space Heating_Natural Gas_Boiler_E8_Baseline Forecast | Commercial | Retail (ID) | Existing | Space Heating | Natural Gas | Boiler | E8 |  | Baseline Forecast | 0 | 0 | 0 | 0 | 0 | 0 | 0 | 0 | 0 | 0 | 0 | 0 | 0 | 0 | 0 | 0 | 0 | 0 | 0 | 0 | 0 | 0 | 0 | 0 | 0 | 0 | 0
Commercial_Retail (ID)_Existing_Space Heating_Natural Gas_Boiler_E9_Baseline Forecast | Commercial | Retail (ID) | Existing | Space Heating | Natural Gas | Boiler | E9 |  | Baseline Forecast | 0 | 0 | 0 | 0 | 0 | 0 | 0 | 0 | 0 | 0 | 0 | 0 | 0 | 0 | 0 | 0 | 0 | 0 | 0 | 0 | 0 | 0 | 0 | 0 | 0 | 0 | 0
Commercial_Retail (ID)_Existing_Space Heating_Natural Gas_Boiler_E10_Baseline Forecast | Commercial | Retail (ID) | Existing | Space Heating | Natural Gas | Boiler | E10 |  | Baseline Forecast | 0 | 0 | 0 | 0 | 0 | 0 | 0 | 0 | 0 | 0 | 0 | 0 | 0 | 0 | 0 | 0 | 0 | 0 | 0 | 0 | 0 | 0 | 0 | 0 | 0 | 0 | 0
Commercial_Retail (ID)_Existing_Space Heating_Natural Gas_Unit Heater_E1_Baseline Forecast | Commercial | Retail (ID) | Existing | Space Heating | Natural Gas | Unit Heater | E1 | Standard | Baseline Forecast | 0 | 648.649 | 1856.5437 | 3544.2255 | 5641.12 | 8084.5878 | 10819.0769 | 13795.3639 | 16969.8761 | 20304.0846 | 23203.6213 | 25715.7086 | 27882.5621 | 29741.9197 | 31327.5142 | 32669.4968 | 33794.8153 | 30272.494 | 27206.6845 | 24582.8173 | 22382.915 | 20586.508 | 19171.3943 | 18114.2663 | 17391.2232 | 16978.187 | 16811.9664
Commercial_Retail (ID)_Existing_Space Heating_Natural Gas_Unit Heater_E2_Baseline Forecast | Commercial | Retail (ID) | Existing | Space Heating | Natural Gas | Unit Heater | E2 | Condensing | Baseline Forecast | 0 | 0 | 0 | 0 | 0 | 0 | 0 | 0 | 0 | 0 | 0 | 0 | 0 | 0 | 0 | 0 | 0 | 0 | 0 | 0 | 0 | 0 | 0 | 0 | 0 | 0 | 0
Commercial_Retail (ID)_Existing_Space Heating_Natural Gas_Unit Heater_E3_Baseline Forecast | Commercial | Retail (ID) | Existing | Space Heating | Natural Gas | Unit Heater | E3 | Infrared Radiant | Baseline Forecast | 0 | 0 | 0 | 0 | 0 | 0 | 0 | 0 | 0 | 0 | 0 | 0 | 0 | 0 | 0 | 0 | 0 | 0 | 0 | 0 | 0 | 0 | 0 | 0 | 0 | 0 | 0
Commercial_Retail (ID)_Existing_Space Heating_Natural Gas_Unit Heater_E4_Baseline Forecast | Commercial | Retail (ID) | Existing | Space Heating | Natural Gas | Unit Heater | E4 |  | Baseline Forecast | 0 | 0 | 0 | 0 | 0 | 0 | 0 | 0 | 0 | 0 | 0 | 0 | 0 | 0 | 0 | 0 | 0 | 0 | 0 | 0 | 0 | 0 | 0 | 0 | 0 | 0 | 0
Commercial_Retail (ID)_Existing_Space Heating_Natural Gas_Unit Heater_E5_Baseline Forecast | Commercial | Retail (ID) | Existing | Space Heating | Natural Gas | Unit Heater | E5 |  | Baseline Forecast | 0 | 0 | 0 | 0 | 0 | 0 | 0 | 0 | 0 | 0 | 0 | 0 | 0 | 0 | 0 | 0 | 0 | 0 | 0 | 0 | 0 | 0 | 0 | 0 | 0 | 0 | 0
Commercial_Retail (ID)_Existing_Space Heating_Natural Gas_Unit Heater_E6_Baseline Forecast | Commercial | Retail (ID) | Existing | Space Heating | Natural Gas | Unit Heater | E6 |  | Baseline Forecast | 0 | 0 | 0 | 0 | 0 | 0 | 0 | 0 | 0 | 0 | 0 | 0 | 0 | 0 | 0 | 0 | 0 | 0 | 0 | 0 | 0 | 0 | 0 | 0 | 0 | 0 | 0
Commercial_Retail (ID)_Existing_Space Heating_Natural Gas_Unit Heater_E7_Baseline Forecast | Commercial | Retail (ID) | Existing | Space Heating | Natural Gas | Unit Heater | E7 |  | Baseline Forecast | 0 | 0 | 0 | 0 | 0 | 0 | 0 | 0 | 0 | 0 | 0 | 0 | 0 | 0 | 0 | 0 | 0 | 0 | 0 | 0 | 0 | 0 | 0 | 0 | 0 | 0 | 0
Commercial_Retail (ID)_Existing_Space Heating_Natural Gas_Unit Heater_E8_Baseline Forecast | Commercial | Retail (ID) | Existing | Space Heating | Natural Gas | Unit Heater | E8 |  | Baseline Forecast | 0 | 0 | 0 | 0 | 0 | 0 | 0 | 0 | 0 | 0 | 0 | 0 | 0 | 0 | 0 | 0 | 0 | 0 | 0 | 0 | 0 | 0 | 0 | 0 | 0 | 0 | 0
Commercial_Retail (ID)_Existing_Space Heating_Natural Gas_Unit Heater_E9_Baseline Forecast | Commercial | Retail (ID) | Existing | Space Heating | Natural Gas | Unit Heater | E9 |  | Baseline Forecast | 0 | 0 | 0 | 0 | 0 | 0 | 0 | 0 | 0 | 0 | 0 | 0 | 0 | 0 | 0 | 0 | 0 | 0 | 0 | 0 | 0 | 0 | 0 | 0 | 0 | 0 | 0
Commercial_Retail (ID)_Existing_Space Heating_Natural Gas_Unit Heater_E10_Baseline Forecast | Commercial | Retail (ID) | Existing | Space Heating | Natural Gas | Unit Heater | E10 |  | Baseline Forecast | 0 | 0 | 0 | 0 | 0 | 0 | 0 | 0 | 0 | 0 | 0 | 0 | 0 | 0 | 0 | 0 | 0 | 0 | 0 | 0 | 0 | 0 | 0 | 0 | 0 | 0 | 0
Commercial_Retail (ID)_Existing_Water Heating_Natural Gas_Water Heater_E1_Baseline Forecast | Commercial | Retail (ID) | Existing | Water Heating | Natural Gas | Water Heater | E1 | TE 0.80 | Baseline Forecast | 0 | 75931.9562 | 82857.1287 | 88810.2069 | 93897.7034 | 98214.8236 | 101846.6602 | 104869.2616 | 107350.5881 | 109351.3666 | 110925.8551 | 112122.5265 | 106057.8789 | 101159.9378 | 97231.6335 | 94104.7981 | 91636.2553 | 89704.4127 | 88206.2959 | 87054.9682 | 86177.287 | 85511.9567 | 85007.8373 | 101014.0044 | 99855.7739 | 98329.489 | 96555.1717
Commercial_Retail (ID)_Existing_Water Heating_Natural Gas_Water Heater_E2_Baseline Forecast | Commercial | Retail (ID) | Existing | Water Heating | Natural Gas | Water Heater | E2 | TE 0.90 | Baseline Forecast | 0 | 0 | 0 | 0 | 0 | 0 | 0 | 0 | 0 | 0 | 0 | 0 | 0 | 0 | 0 | 0 | 0 | 0 | 0 | 0 | 0 | 0 | 0 | 0 | 0 | 0 | 0
Commercial_Retail (ID)_Existing_Water Heating_Natural Gas_Water Heater_E3_Baseline Forecast | Commercial | Retail (ID) | Existing | Water Heating | Natural Gas | Water Heater | E3 | TE 0.94 | Baseline Forecast | 0 | 85625.3974 | 93434.6345 | 100147.6801 | 105884.6443 | 110752.8862 | 114848.3615 | 118256.8269 | 121054.9185 | 123311.1155 | 125086.6025 | 126436.0405 | 119597.1826 | 114073.9724 | 109644.1824 | 106118.1766 | 103334.5006 | 101156.0398 | 99466.6741 | 98168.3683 | 97178.6428 | 96428.3767 | 95859.9016 | 113909.4092 | 112603.3195 | 110882.1897 | 108881.3638
Commercial_Retail (ID)_Existing_Water Heating_Natural Gas_Water Heater_E4_Baseline Forecast | Commercial | Retail (ID) | Existing | Water Heating | Natural Gas | Water Heater | E4 | Instantaneous TE 0.94 | Baseline Forecast | 0 | 0 | 0 | 0 | 0 | 0 | 0 | 0 | 0 | 0 | 0 | 0 | 0 | 0 | 0 | 0 | 0 | 0 | 0 | 0 | 0 | 0 | 0 | 0 | 0 | 0 | 0
Commercial_Retail (ID)_Existing_Water Heating_Natural Gas_Water Heater_E5_Baseline Forecast | Commercial | Retail (ID) | Existing | Water Heating | Natural Gas | Water Heater | E5 | Gas-Fired Absorption HPWH | Baseline Forecast | 0 | 0 | 0 | 0 | 0 | 0 | 0 | 0 | 0 | 0 | 0 | 0 | 0 | 0 | 0 | 0 | 0 | 0 | 0 | 0 | 0 | 0 | 0 | 0 | 0 | 0 | 0
Commercial_Retail (ID)_Existing_Water Heating_Natural Gas_Water Heater_E6_Baseline Forecast | Commercial | Retail (ID) | Existing | Water Heating | Natural Gas | Water Heater | E6 |  | Baseline Forecast | 0 | 0 | 0 | 0 | 0 | 0 | 0 | 0 | 0 | 0 | 0 | 0 | 0 | 0 | 0 | 0 | 0 | 0 | 0 | 0 | 0 | 0 | 0 | 0 | 0 | 0 | 0
Commercial_Retail (ID)_Existing_Water Heating_Natural Gas_Water Heater_E7_Baseline Forecast | Commercial | Retail (ID) | Existing | Water Heating | Natural Gas | Water Heater | E7 |  | Baseline Forecast | 0 | 0 | 0 | 0 | 0 | 0 | 0 | 0 | 0 | 0 | 0 | 0 | 0 | 0 | 0 | 0 | 0 | 0 | 0 | 0 | 0 | 0 | 0 | 0 | 0 | 0 | 0
Commercial_Retail (ID)_Existing_Water Heating_Natural Gas_Water Heater_E8_Baseline Forecast | Commercial | Retail (ID) | Existing | Water Heating | Natural Gas | Water Heater | E8 |  | Baseline Forecast | 0 | 0 | 0 | 0 | 0 | 0 | 0 | 0 | 0 | 0 | 0 | 0 | 0 | 0 | 0 | 0 | 0 | 0 | 0 | 0 | 0 | 0 | 0 | 0 | 0 | 0 | 0
Commercial_Retail (ID)_Existing_Water Heating_Natural Gas_Water Heater_E9_Baseline Forecast | Commercial | Retail (ID) | Existing | Water Heating | Natural Gas | Water Heater | E9 |  | Baseline Forecast | 0 | 0 | 0 | 0 | 0 | 0 | 0 | 0 | 0 | 0 | 0 | 0 | 0 | 0 | 0 | 0 | 0 | 0 | 0 | 0 | 0 | 0 | 0 | 0 | 0 | 0 | 0
Commercial_Retail (ID)_Existing_Water Heating_Natural Gas_Water Heater_E10_Baseline Forecast | Commercial | Retail (ID) | Existing | Water Heating | Natural Gas | Water Heater | E10 |  | Baseline Forecast | 0 | 0 | 0 | 0 | 0 | 0 | 0 | 0 | 0 | 0 | 0 | 0 | 0 | 0 | 0 | 0 | 0 | 0 | 0 | 0 | 0 | 0 | 0 | 0 | 0 | 0 | 0
Commercial_Retail (ID)_Existing_Food Preparation_Natural Gas_Oven_E1_Baseline Forecast | Commercial | Retail (ID) | Existing | Food Preparation | Natural Gas | Oven | E1 | Standard | Baseline Forecast | 0 | 2689.3793 | 3439.8029 | 4009.1202 | 4436.2334 | 4751.7569 | 4979.7817 | 5139.2643 | 5245.12 | 5309.0835 | 4643.4119 | 4249.1161 | 4037.1292 | 3944.0682 | 3925.3338 | 4511.4536 | 4604.5954 | 4660.9128 | 4688.5199 | 4573.3812 | 4397.4278 | 4208.7681 | 4033.5375 | 3883.9878 | 3715.4302 | 3653.2657 | 3650.7997
Commercial_Retail (ID)_Existing_Food Preparation_Natural Gas_Oven_E2_Baseline Forecast | Commercial | Retail (ID) | Existing | Food Preparation | Natural Gas | Oven | E2 | ENERGY STAR (>42% Baking Efficiency) | Baseline Forecast | 0 | 3870.0825 | 4949.9603 | 5769.2218 | 6383.8481 | 6837.8941 | 7166.0273 | 7395.5266 | 7547.8556 | 7639.9007 | 6681.983 | 6114.5817 | 5809.5274 | 5675.6103 | 5648.6511 | 6492.0918 | 6626.1252 | 6707.1672 | 6746.8944 | 6581.2071 | 6328.0058 | 6056.5199 | 5804.3588 | 5589.1531 | 5346.5946 | 5257.1384 | 5253.5899
Commercial_Retail (ID)_Existing_Food Preparation_Natural Gas_Oven_E3_Baseline Forecast | Commercial | Retail (ID) | Existing | Food Preparation | Natural Gas | Oven | E3 |  | Baseline Forecast | 0 | 0 | 0 | 0 | 0 | 0 | 0 | 0 | 0 | 0 | 0 | 0 | 0 | 0 | 0 | 0 | 0 | 0 | 0 | 0 | 0 | 0 | 0 | 0 | 0 | 0 | 0
Commercial_Retail (ID)_Existing_Food Preparation_Natural Gas_Oven_E4_Baseline Forecast | Commercial | Retail (ID) | Existing | Food Preparation | Natural Gas | Oven | E4 |  | Baseline Forecast | 0 | 0 | 0 | 0 | 0 | 0 | 0 | 0 | 0 | 0 | 0 | 0 | 0 | 0 | 0 | 0 | 0 | 0 | 0 | 0 | 0 | 0 | 0 | 0 | 0 | 0 | 0
Commercial_Retail (ID)_Existing_Food Preparation_Natural Gas_Oven_E5_Baseline Forecast | Commercial | Retail (ID) | Existing | Food Preparation | Natural Gas | Oven | E5 |  | Baseline Forecast | 0 | 0 | 0 | 0 | 0 | 0 | 0 | 0 | 0 | 0 | 0 | 0 | 0 | 0 | 0 | 0 | 0 | 0 | 0 | 0 | 0 | 0 | 0 | 0 | 0 | 0 | 0
Commercial_Retail (ID)_Existing_Food Preparation_Natural Gas_Oven_E6_Baseline Forecast | Commercial | Retail (ID) | Existing | Food Preparation | Natural Gas | Oven | E6 |  | Baseline Forecast | 0 | 0 | 0 | 0 | 0 | 0 | 0 | 0 | 0 | 0 | 0 | 0 | 0 | 0 | 0 | 0 | 0 | 0 | 0 | 0 | 0 | 0 | 0 | 0 | 0 | 0 | 0
Commercial_Retail (ID)_Existing_Food Preparation_Natural Gas_Oven_E7_Baseline Forecast | Commercial | Retail (ID) | Existing | Food Preparation | Natural Gas | Oven | E7 |  | Baseline Forecast | 0 | 0 | 0 | 0 | 0 | 0 | 0 | 0 | 0 | 0 | 0 | 0 | 0 | 0 | 0 | 0 | 0 | 0 | 0 | 0 | 0 | 0 | 0 | 0 | 0 | 0 | 0
Commercial_Retail (ID)_Existing_Food Preparation_Natural Gas_Oven_E8_Baseline Forecast | Commercial | Retail (ID) | Existing | Food Preparation | Natural Gas | Oven | E8 |  | Baseline Forecast | 0 | 0 | 0 | 0 | 0 | 0 | 0 | 0 | 0 | 0 | 0 | 0 | 0 | 0 | 0 | 0 | 0 | 0 | 0 | 0 | 0 | 0 | 0 | 0 | 0 | 0 | 0
Commercial_Retail (ID)_Existing_Food Preparation_Natural Gas_Oven_E9_Baseline Forecast | Commercial | Retail (ID) | Existing | Food Preparation | Natural Gas | Oven | E9 |  | Baseline Forecast | 0 | 0 | 0 | 0 | 0 | 0 | 0 | 0 | 0 | 0 | 0 | 0 | 0 | 0 | 0 | 0 | 0 | 0 | 0 | 0 | 0 | 0 | 0 | 0 | 0 | 0 | 0
Commercial_Retail (ID)_Existing_Food Preparation_Natural Gas_Oven_E10_Baseline Forecast | Commercial | Retail (ID) | Existing | Food Preparation | Natural Gas | Oven | E10 |  | Baseline Forecast | 0 | 0 | 0 | 0 | 0 | 0 | 0 | 0 | 0 | 0 | 0 | 0 | 0 | 0 | 0 | 0 | 0 | 0 | 0 | 0 | 0 | 0 | 0 | 0 | 0 | 0 | 0
Commercial_Retail (ID)_Existing_Food Preparation_Natural Gas_Conveyor Oven_E1_Baseline Forecast | Commercial | Retail (ID) | Existing | Food Preparation | Natural Gas | Conveyor Oven | E1 | Standard | Baseline Forecast | 0 | 0 | 0 | 0 | 0 | 126.0012 | 347.113 | 639.1197 | 983.0578 | 1364.0948 | 1654.4864 | 1873.6847 | 2036.9981 | 2156.4735 | 2241.5902 | 2299.8073 | 2336.9933 | 1839.4399 | 1447.8172 | 1139.5723 | 896.9536 | 725.4167 | 624.4926 | 590.0783 | 616.0209 | 695.1901 | 825.7534
Commercial_Retail (ID)_Existing_Food Preparation_Natural Gas_Conveyor Oven_E2_Baseline Forecast | Commercial | Retail (ID) | Existing | Food Preparation | Natural Gas | Conveyor Oven | E2 | ENERGY STAR (>42% Baking Efficiency) | Baseline Forecast | 0 | 0 | 0 | 0 | 0 | 181.3188 | 499.504 | 919.7089 | 1414.6441 | 1962.9657 | 2380.8462 | 2696.278 | 2931.29 | 3103.2179 | 3225.703 | 3309.4788 | 3362.9904 | 2646.9989 | 2083.4443 | 1639.8723 | 1290.7382 | 1043.8924 | 898.66 | 849.1371 | 886.4691 | 1000.3956 | 1188.2793
Commercial_Retail (ID)_Existing_Food Preparation_Natural Gas_Conveyor Oven_E3_Baseline Forecast | Commercial | Retail (ID) | Existing | Food Preparation | Natural Gas | Conveyor Oven | E3 |  | Baseline Forecast | 0 | 0 | 0 | 0 | 0 | 0 | 0 | 0 | 0 | 0 | 0 | 0 | 0 | 0 | 0 | 0 | 0 | 0 | 0 | 0 | 0 | 0 | 0 | 0 | 0 | 0 | 0
Commercial_Retail (ID)_Existing_Food Preparation_Natural Gas_Conveyor Oven_E4_Baseline Forecast | Commercial | Retail (ID) | Existing | Food Preparation | Natural Gas | Conveyor Oven | E4 |  | Baseline Forecast | 0 | 0 | 0 | 0 | 0 | 0 | 0 | 0 | 0 | 0 | 0 | 0 | 0 | 0 | 0 | 0 | 0 | 0 | 0 | 0 | 0 | 0 | 0 | 0 | 0 | 0 | 0
Commercial_Retail (ID)_Existing_Food Preparation_Natural Gas_Conveyor Oven_E5_Baseline Forecast | Commercial | Retail (ID) | Existing | Food Preparation | Natural Gas | Conveyor Oven | E5 |  | Baseline Forecast | 0 | 0 | 0 | 0 | 0 | 0 | 0 | 0 | 0 | 0 | 0 | 0 | 0 | 0 | 0 | 0 | 0 | 0 | 0 | 0 | 0 | 0 | 0 | 0 | 0 | 0 | 0
Commercial_Retail (ID)_Existing_Food Preparation_Natural Gas_Conveyor Oven_E6_Baseline Forecast | Commercial | Retail (ID) | Existing | Food Preparation | Natural Gas | Conveyor Oven | E6 |  | Baseline Forecast | 0 | 0 | 0 | 0 | 0 | 0 | 0 | 0 | 0 | 0 | 0 | 0 | 0 | 0 | 0 | 0 | 0 | 0 | 0 | 0 | 0 | 0 | 0 | 0 | 0 | 0 | 0
Commercial_Retail (ID)_Existing_Food Preparation_Natural Gas_Conveyor Oven_E7_Baseline Forecast | Commercial | Retail (ID) | Existing | Food Preparation | Natural Gas | Conveyor Oven | E7 |  | Baseline Forecast | 0 | 0 | 0 | 0 | 0 | 0 | 0 | 0 | 0 | 0 | 0 | 0 | 0 | 0 | 0 | 0 | 0 | 0 | 0 | 0 | 0 | 0 | 0 | 0 | 0 | 0 | 0
Commercial_Retail (ID)_Existing_Food Preparation_Natural Gas_Conveyor Oven_E8_Baseline Forecast | Commercial | Retail (ID) | Existing | Food Preparation | Natural Gas | Conveyor Oven | E8 |  | Baseline Forecast | 0 | 0 | 0 | 0 | 0 | 0 | 0 | 0 | 0 | 0 | 0 | 0 | 0 | 0 | 0 | 0 | 0 | 0 | 0 | 0 | 0 | 0 | 0 | 0 | 0 | 0 | 0
Commercial_Retail (ID)_Existing_Food Preparation_Natural Gas_Conveyor Oven_E9_Baseline Forecast | Commercial | Retail (ID) | Existing | Food Preparation | Natural Gas | Conveyor Oven | E9 |  | Baseline Forecast | 0 | 0 | 0 | 0 | 0 | 0 | 0 | 0 | 0 | 0 | 0 | 0 | 0 | 0 | 0 | 0 | 0 | 0 | 0 | 0 | 0 | 0 | 0 | 0 | 0 | 0 | 0
Commercial_Retail (ID)_Existing_Food Preparation_Natural Gas_Conveyor Oven_E10_Baseline Forecast | Commercial | Retail (ID) | Existing | Food Preparation | Natural Gas | Conveyor Oven | E10 |  | Baseline Forecast | 0 | 0 | 0 | 0 | 0 | 0 | 0 | 0 | 0 | 0 | 0 | 0 | 0 | 0 | 0 | 0 | 0 | 0 | 0 | 0 | 0 | 0 | 0 | 0 | 0 | 0 | 0
Commercial_Retail (ID)_Existing_Food Preparation_Natural Gas_Double Rack Oven_E1_Baseline Forecast | Commercial | Retail (ID) | Existing | Food Preparation | Natural Gas | Double Rack Oven | E1 | Standard | Baseline Forecast | 0 | 747.0498 | 1020.8342 | 1254.3455 | 1452.7314 | 1620.4924 | 1761.5629 | 1879.3822 | 1976.9568 | 2056.9144 | 1870.5837 | 1733.9068 | 1636.7893 | 1570.8969 | 1529.373 | 1506.5988 | 1497.9904 | 1499.8275 | 1509.1089 | 1671.0176 | 1693.5061 | 1695.6114 | 1683.9215 | 1663.41 | 1637.7738 | 1609.707 | 1581.1218
Commercial_Retail (ID)_Existing_Food Preparation_Natural Gas_Double Rack Oven_E2_Baseline Forecast | Commercial | Retail (ID) | Existing | Food Preparation | Natural Gas | Double Rack Oven | E2 | FTSC Qualified (>50% Cooking Efficiency) | Baseline Forecast | 0 | 1075.0229 | 1469.0053 | 1805.0337 | 2090.5159 | 2331.9281 | 2534.932 | 2704.4769 | 2844.8891 | 2959.95 | 2691.8155 | 2495.1342 | 2355.3797 | 2260.5589 | 2200.8051 | 2168.0324 | 2155.6447 | 2158.2884 | 2171.6445 | 2404.6351 | 2436.9965 | 2440.0262 | 2423.2041 | 2393.6876 | 2356.7965 | 2316.4076 | 2275.2728
Commercial_Retail (ID)_Existing_Food Preparation_Natural Gas_Double Rack Oven_E3_Baseline Forecast | Commercial | Retail (ID) | Existing | Food Preparation | Natural Gas | Double Rack Oven | E3 |  | Baseline Forecast | 0 | 0 | 0 | 0 | 0 | 0 | 0 | 0 | 0 | 0 | 0 | 0 | 0 | 0 | 0 | 0 | 0 | 0 | 0 | 0 | 0 | 0 | 0 | 0 | 0 | 0 | 0
Commercial_Retail (ID)_Existing_Food Preparation_Natural Gas_Double Rack Oven_E4_Baseline Forecast | Commercial | Retail (ID) | Existing | Food Preparation | Natural Gas | Double Rack Oven | E4 |  | Baseline Forecast | 0 | 0 | 0 | 0 | 0 | 0 | 0 | 0 | 0 | 0 | 0 | 0 | 0 | 0 | 0 | 0 | 0 | 0 | 0 | 0 | 0 | 0 | 0 | 0 | 0 | 0 | 0
Commercial_Retail (ID)_Existing_Food Preparation_Natural Gas_Double Rack Oven_E5_Baseline Forecast | Commercial | Retail (ID) | Existing | Food Preparation | Natural Gas | Double Rack Oven | E5 |  | Baseline Forecast | 0 | 0 | 0 | 0 | 0 | 0 | 0 | 0 | 0 | 0 | 0 | 0 | 0 | 0 | 0 | 0 | 0 | 0 | 0 | 0 | 0 | 0 | 0 | 0 | 0 | 0 | 0
Commercial_Retail (ID)_Existing_Food Preparation_Natural Gas_Double Rack Oven_E6_Baseline Forecast | Commercial | Retail (ID) | Existing | Food Preparation | Natural Gas | Double Rack Oven | E6 |  | Baseline Forecast | 0 | 0 | 0 | 0 | 0 | 0 | 0 | 0 | 0 | 0 | 0 | 0 | 0 | 0 | 0 | 0 | 0 | 0 | 0 | 0 | 0 | 0 | 0 | 0 | 0 | 0 | 0
Commercial_Retail (ID)_Existing_Food Preparation_Natural Gas_Double Rack Oven_E7_Baseline Forecast | Commercial | Retail (ID) | Existing | Food Preparation | Natural Gas | Double Rack Oven | E7 |  | Baseline Forecast | 0 | 0 | 0 | 0 | 0 | 0 | 0 | 0 | 0 | 0 | 0 | 0 | 0 | 0 | 0 | 0 | 0 | 0 | 0 | 0 | 0 | 0 | 0 | 0 | 0 | 0 | 0
Commercial_Retail (ID)_Existing_Food Preparation_Natural Gas_Double Rack Oven_E8_Baseline Forecast | Commercial | Retail (ID) | Existing | Food Preparation | Natural Gas | Double Rack Oven | E8 |  | Baseline Forecast | 0 | 0 | 0 | 0 | 0 | 0 | 0 | 0 | 0 | 0 | 0 | 0 | 0 | 0 | 0 | 0 | 0 | 0 | 0 | 0 | 0 | 0 | 0 | 0 | 0 | 0 | 0
Commercial_Retail (ID)_Existing_Food Preparation_Natural Gas_Double Rack Oven_E9_Baseline Forecast | Commercial | Retail (ID) | Existing | Food Preparation | Natural Gas | Double Rack Oven | E9 |  | Baseline Forecast | 0 | 0 | 0 | 0 | 0 | 0 | 0 | 0 | 0 | 0 | 0 | 0 | 0 | 0 | 0 | 0 | 0 | 0 | 0 | 0 | 0 | 0 | 0 | 0 | 0 | 0 | 0
Commercial_Retail (ID)_Existing_Food Preparation_Natural Gas_Double Rack Oven_E10_Baseline Forecast | Commercial | Retail (ID) | Existing | Food Preparation | Natural Gas | Double Rack Oven | E10 |  | Baseline Forecast | 0 | 0 | 0 | 0 | 0 | 0 | 0 | 0 | 0 | 0 | 0 | 0 | 0 | 0 | 0 | 0 | 0 | 0 | 0 | 0 | 0 | 0 | 0 | 0 | 0 | 0 | 0
Commercial_Retail (ID)_Existing_Food Preparation_Natural Gas_Fryer_E1_Baseline Forecast | Commercial | Retail (ID) | Existing | Food Preparation | Natural Gas | Fryer | E1 | Standard | Baseline Forecast | 0 | 7354.5481 | 8025.3002 | 8601.898 | 9094.6581 | 9512.8018 | 9864.5709 | 10157.3312 | 10397.6653 | 10591.4549 | 10743.9552 | 10859.8613 | 10272.4572 | 9798.0569 | 9417.5728 | 9114.7166 | 8875.6208 | 8688.5081 | 8543.4049 | 8431.8907 | 8346.881 | 8282.4391 | 8233.6115 | 9783.9222 | 9671.7394 | 9523.9079 | 9352.0527
Commercial_Retail (ID)_Existing_Food Preparation_Natural Gas_Fryer_E2_Baseline Forecast | Commercial | Retail (ID) | Existing | Food Preparation | Natural Gas | Fryer | E2 | ENERGY STAR | Baseline Forecast | 0 | 2584.0304 | 2819.7001 | 3022.2885 | 3195.4204 | 3342.3358 | 3465.9303 | 3568.7921 | 3653.2338 | 3721.322 | 3774.9032 | 3815.627 | 3609.2417 | 3442.5605 | 3308.8769 | 3202.468 | 3118.4614 | 3052.7191 | 3001.7369 | 2962.5562 | 2932.6879 | 2910.0462 | 2892.8905 | 3437.5943 | 3398.1787 | 3346.2379 | 3285.8564
Commercial_Retail (ID)_Existing_Food Preparation_Natural Gas_Fryer_E3_Baseline Forecast | Commercial | Retail (ID) | Existing | Food Preparation | Natural Gas | Fryer | E3 |  | Baseline Forecast | 0 | 0 | 0 | 0 | 0 | 0 | 0 | 0 | 0 | 0 | 0 | 0 | 0 | 0 | 0 | 0 | 0 | 0 | 0 | 0 | 0 | 0 | 0 | 0 | 0 | 0 | 0
Commercial_Retail (ID)_Existing_Food Preparation_Natural Gas_Fryer_E4_Baseline Forecast | Commercial | Retail (ID) | Existing | Food Preparation | Natural Gas | Fryer | E4 |  | Baseline Forecast | 0 | 0 | 0 | 0 | 0 | 0 | 0 | 0 | 0 | 0 | 0 | 0 | 0 | 0 | 0 | 0 | 0 | 0 | 0 | 0 | 0 | 0 | 0 | 0 | 0 | 0 | 0
Commercial_Retail (ID)_Existing_Food Preparation_Natural Gas_Fryer_E5_Baseline Forecast | Commercial | Retail (ID) | Existing | Food Preparation | Natural Gas | Fryer | E5 |  | Baseline Forecast | 0 | 0 | 0 | 0 | 0 | 0 | 0 | 0 | 0 | 0 | 0 | 0 | 0 | 0 | 0 | 0 | 0 | 0 | 0 | 0 | 0 | 0 | 0 | 0 | 0 | 0 | 0
Commercial_Retail (ID)_Existing_Food Preparation_Natural Gas_Fryer_E6_Baseline Forecast | Commercial | Retail (ID) | Existing | Food Preparation | Natural Gas | Fryer | E6 |  | Baseline Forecast | 0 | 0 | 0 | 0 | 0 | 0 | 0 | 0 | 0 | 0 | 0 | 0 | 0 | 0 | 0 | 0 | 0 | 0 | 0 | 0 | 0 | 0 | 0 | 0 | 0 | 0 | 0
Commercial_Retail (ID)_Existing_Food Preparation_Natural Gas_Fryer_E7_Baseline Forecast | Commercial | Retail (ID) | Existing | Food Preparation | Natural Gas | Fryer | E7 |  | Baseline Forecast | 0 | 0 | 0 | 0 | 0 | 0 | 0 | 0 | 0 | 0 | 0 | 0 | 0 | 0 | 0 | 0 | 0 | 0 | 0 | 0 | 0 | 0 | 0 | 0 | 0 | 0 | 0
Commercial_Retail (ID)_Existing_Food Preparation_Natural Gas_Fryer_E8_Baseline Forecast | Commercial | Retail (ID) | Existing | Food Preparation | Natural Gas | Fryer | E8 |  | Baseline Forecast | 0 | 0 | 0 | 0 | 0 | 0 | 0 | 0 | 0 | 0 | 0 | 0 | 0 | 0 | 0 | 0 | 0 | 0 | 0 | 0 | 0 | 0 | 0 | 0 | 0 | 0 | 0
Commercial_Retail (ID)_Existing_Food Preparation_Natural Gas_Fryer_E9_Baseline Forecast | Commercial | Retail (ID) | Existing | Food Preparation | Natural Gas | Fryer | E9 |  | Baseline Forecast | 0 | 0 | 0 | 0 | 0 | 0 | 0 | 0 | 0 | 0 | 0 | 0 | 0 | 0 | 0 | 0 | 0 | 0 | 0 | 0 | 0 | 0 | 0 | 0 | 0 | 0 | 0
Commercial_Retail (ID)_Existing_Food Preparation_Natural Gas_Fryer_E10_Baseline Forecast | Commercial | Retail (ID) | Existing | Food Preparation | Natural Gas | Fryer | E10 |  | Baseline Forecast | 0 | 0 | 0 | 0 | 0 | 0 | 0 | 0 | 0 | 0 | 0 | 0 | 0 | 0 | 0 | 0 | 0 | 0 | 0 | 0 | 0 | 0 | 0 | 0 | 0 | 0 | 0
Commercial_Retail (ID)_Existing_Food Preparation_Natural Gas_Broiler_E1_Baseline Forecast | Commercial | Retail (ID) | Existing | Food Preparation | Natural Gas | Broiler | E1 | Standard | Baseline Forecast | 0 | 0 | 0 | 0 | 0 | 0 | 0 | 0 | 0 | 0 | 0 | 0 | 0 | 0 | 0 | 0 | 0 | 0 | 0 | 0 | 0 | 0 | 0 | 0 | 0 | 0 | 0
Commercial_Retail (ID)_Existing_Food Preparation_Natural Gas_Broiler_E2_Baseline Forecast | Commercial | Retail (ID) | Existing | Food Preparation | Natural Gas | Broiler | E2 | Infrared Burners | Baseline Forecast | 0 | 0 | 0 | 0 | 0 | 0 | 0 | 0 | 0 | 0 | 0 | 0 | 0 | 0 | 0 | 0 | 0 | 0 | 0 | 0 | 0 | 0 | 0 | 0 | 0 | 0 | 0
Commercial_Retail (ID)_Existing_Food Preparation_Natural Gas_Broiler_E3_Baseline Forecast | Commercial | Retail (ID) | Existing | Food Preparation | Natural Gas | Broiler | E3 |  | Baseline Forecast | 0 | 0 | 0 | 0 | 0 | 0 | 0 | 0 | 0 | 0 | 0 | 0 | 0 | 0 | 0 | 0 | 0 | 0 | 0 | 0 | 0 | 0 | 0 | 0 | 0 | 0 | 0
Commercial_Retail (ID)_Existing_Food Preparation_Natural Gas_Broiler_E4_Baseline Forecast | Commercial | Retail (ID) | Existing | Food Preparation | Natural Gas | Broiler | E4 |  | Baseline Forecast | 0 | 0 | 0 | 0 | 0 | 0 | 0 | 0 | 0 | 0 | 0 | 0 | 0 | 0 | 0 | 0 | 0 | 0 | 0 | 0 | 0 | 0 | 0 | 0 | 0 | 0 | 0
Commercial_Retail (ID)_Existing_Food Preparation_Natural Gas_Broiler_E5_Baseline Forecast | Commercial | Retail (ID) | Existing | Food Preparation | Natural Gas | Broiler | E5 |  | Baseline Forecast | 0 | 0 | 0 | 0 | 0 | 0 | 0 | 0 | 0 | 0 | 0 | 0 | 0 | 0 | 0 | 0 | 0 | 0 | 0 | 0 | 0 | 0 | 0 | 0 | 0 | 0 | 0
Commercial_Retail (ID)_Existing_Food Preparation_Natural Gas_Broiler_E6_Baseline Forecast | Commercial | Retail (ID) | Existing | Food Preparation | Natural Gas | Broiler | E6 |  | Baseline Forecast | 0 | 0 | 0 | 0 | 0 | 0 | 0 | 0 | 0 | 0 | 0 | 0 | 0 | 0 | 0 | 0 | 0 | 0 | 0 | 0 | 0 | 0 | 0 | 0 | 0 | 0 | 0
Commercial_Retail (ID)_Existing_Food Preparation_Natural Gas_Broiler_E7_Baseline Forecast | Commercial | Retail (ID) | Existing | Food Preparation | Natural Gas | Broiler | E7 |  | Baseline Forecast | 0 | 0 | 0 | 0 | 0 | 0 | 0 | 0 | 0 | 0 | 0 | 0 | 0 | 0 | 0 | 0 | 0 | 0 | 0 | 0 | 0 | 0 | 0 | 0 | 0 | 0 | 0
Commercial_Retail (ID)_Existing_Food Preparation_Natural Gas_Broiler_E8_Baseline Forecast | Commercial | Retail (ID) | Existing | Food Preparation | Natural Gas | Broiler | E8 |  | Baseline Forecast | 0 | 0 | 0 | 0 | 0 | 0 | 0 | 0 | 0 | 0 | 0 | 0 | 0 | 0 | 0 | 0 | 0 | 0 | 0 | 0 | 0 | 0 | 0 | 0 | 0 | 0 | 0
Commercial_Retail (ID)_Existing_Food Preparation_Natural Gas_Broiler_E9_Baseline Forecast | Commercial | Retail (ID) | Existing | Food Preparation | Natural Gas | Broiler | E9 |  | Baseline Forecast | 0 | 0 | 0 | 0 | 0 | 0 | 0 | 0 | 0 | 0 | 0 | 0 | 0 | 0 | 0 | 0 | 0 | 0 | 0 | 0 | 0 | 0 | 0 | 0 | 0 | 0 | 0
Commercial_Retail (ID)_Existing_Food Preparation_Natural Gas_Broiler_E10_Baseline Forecast | Commercial | Retail (ID) | Existing | Food Preparation | Natural Gas | Broiler | E10 |  | Baseline Forecast | 0 | 0 | 0 | 0 | 0 | 0 | 0 | 0 | 0 | 0 | 0 | 0 | 0 | 0 | 0 | 0 | 0 | 0 | 0 | 0 | 0 | 0 | 0 | 0 | 0 | 0 | 0
Commercial_Retail (ID)_Existing_Food Preparation_Natural Gas_Griddle_E1_Baseline Forecast | Commercial | Retail (ID) | Existing | Food Preparation | Natural Gas | Griddle | E1 | Standard | Baseline Forecast | 0 | 0 | 0 | 0 | 0 | 0 | 0 | 0 | 0 | 0 | 0 | 0 | 0 | 0 | 0 | 0 | 0 | 0 | 0 | 0 | 0 | 0 | 0 | 0 | 0 | 0 | 0
Commercial_Retail (ID)_Existing_Food Preparation_Natural Gas_Griddle_E2_Baseline Forecast | Commercial | Retail (ID) | Existing | Food Preparation | Natural Gas | Griddle | E2 | ENERGY STAR | Baseline Forecast | 0 | 0 | 0 | 0 | 0 | 0 | 0 | 0 | 0 | 0 | 0 | 0 | 0 | 0 | 0 | 0 | 0 | 0 | 0 | 0 | 0 | 0 | 0 | 0 | 0 | 0 | 0
Commercial_Retail (ID)_Existing_Food Preparation_Natural Gas_Griddle_E3_Baseline Forecast | Commercial | Retail (ID) | Existing | Food Preparation | Natural Gas | Griddle | E3 |  | Baseline Forecast | 0 | 0 | 0 | 0 | 0 | 0 | 0 | 0 | 0 | 0 | 0 | 0 | 0 | 0 | 0 | 0 | 0 | 0 | 0 | 0 | 0 | 0 | 0 | 0 | 0 | 0 | 0
Commercial_Retail (ID)_Existing_Food Preparation_Natural Gas_Griddle_E4_Baseline Forecast | Commercial | Retail (ID) | Existing | Food Preparation | Natural Gas | Griddle | E4 |  | Baseline Forecast | 0 | 0 | 0 | 0 | 0 | 0 | 0 | 0 | 0 | 0 | 0 | 0 | 0 | 0 | 0 | 0 | 0 | 0 | 0 | 0 | 0 | 0 | 0 | 0 | 0 | 0 | 0
Commercial_Retail (ID)_Existing_Food Preparation_Natural Gas_Griddle_E5_Baseline Forecast | Commercial | Retail (ID) | Existing | Food Preparation | Natural Gas | Griddle | E5 |  | Baseline Forecast | 0 | 0 | 0 | 0 | 0 | 0 | 0 | 0 | 0 | 0 | 0 | 0 | 0 | 0 | 0 | 0 | 0 | 0 | 0 | 0 | 0 | 0 | 0 | 0 | 0 | 0 | 0
Commercial_Retail (ID)_Existing_Food Preparation_Natural Gas_Griddle_E6_Baseline Forecast | Commercial | Retail (ID) | Existing | Food Preparation | Natural Gas | Griddle | E6 |  | Baseline Forecast | 0 | 0 | 0 | 0 | 0 | 0 | 0 | 0 | 0 | 0 | 0 | 0 | 0 | 0 | 0 | 0 | 0 | 0 | 0 | 0 | 0 | 0 | 0 | 0 | 0 | 0 | 0
Commercial_Retail (ID)_Existing_Food Preparation_Natural Gas_Griddle_E7_Baseline Forecast | Commercial | Retail (ID) | Existing | Food Preparation | Natural Gas | Griddle | E7 |  | Baseline Forecast | 0 | 0 | 0 | 0 | 0 | 0 | 0 | 0 | 0 | 0 | 0 | 0 | 0 | 0 | 0 | 0 | 0 | 0 | 0 | 0 | 0 | 0 | 0 | 0 | 0 | 0 | 0
Commercial_Retail (ID)_Existing_Food Preparation_Natural Gas_Griddle_E8_Baseline Forecast | Commercial | Retail (ID) | Existing | Food Preparation | Natural Gas | Griddle | E8 |  | Baseline Forecast | 0 | 0 | 0 | 0 | 0 | 0 | 0 | 0 | 0 | 0 | 0 | 0 | 0 | 0 | 0 | 0 | 0 | 0 | 0 | 0 | 0 | 0 | 0 | 0 | 0 | 0 | 0
Commercial_Retail (ID)_Existing_Food Preparation_Natural Gas_Griddle_E9_Baseline Forecast | Commercial | Retail (ID) | Existing | Food Preparation | Natural Gas | Griddle | E9 |  | Baseline Forecast | 0 | 0 | 0 | 0 | 0 | 0 | 0 | 0 | 0 | 0 | 0 | 0 | 0 | 0 | 0 | 0 | 0 | 0 | 0 | 0 | 0 | 0 | 0 | 0 | 0 | 0 | 0
Commercial_Retail (ID)_Existing_Food Preparation_Natural Gas_Griddle_E10_Baseline Forecast | Commercial | Retail (ID) | Existing | Food Preparation | Natural Gas | Griddle | E10 |  | Baseline Forecast | 0 | 0 | 0 | 0 | 0 | 0 | 0 | 0 | 0 | 0 | 0 | 0 | 0 | 0 | 0 | 0 | 0 | 0 | 0 | 0 | 0 | 0 | 0 | 0 | 0 | 0 | 0
Commercial_Retail (ID)_Existing_Food Preparation_Natural Gas_Range_E1_Baseline Forecast | Commercial | Retail (ID) | Existing | Food Preparation | Natural Gas | Range | E1 | Standard | Baseline Forecast | 0 | 0 | 0 | 0 | 0 | 0 | 0 | 0 | 0 | 0 | 0 | 0 | 0 | 0 | 0 | 0 | 0 | 0 | 0 | 0 | 0 | 0 | 0 | 0 | 0 | 0 | 0
Commercial_Retail (ID)_Existing_Food Preparation_Natural Gas_Range_E2_Baseline Forecast | Commercial | Retail (ID) | Existing | Food Preparation | Natural Gas | Range | E2 | High Efficiency | Baseline Forecast | 0 | 0 | 0 | 0 | 0 | 0 | 0 | 0 | 0 | 0 | 0 | 0 | 0 | 0 | 0 | 0 | 0 | 0 | 0 | 0 | 0 | 0 | 0 | 0 | 0 | 0 | 0
Commercial_Retail (ID)_Existing_Food Preparation_Natural Gas_Range_E3_Baseline Forecast | Commercial | Retail (ID) | Existing | Food Preparation | Natural Gas | Range | E3 |  | Baseline Forecast | 0 | 0 | 0 | 0 | 0 | 0 | 0 | 0 | 0 | 0 | 0 | 0 | 0 | 0 | 0 | 0 | 0 | 0 | 0 | 0 | 0 | 0 | 0 | 0 | 0 | 0 | 0
Commercial_Retail (ID)_Existing_Food Preparation_Natural Gas_Range_E4_Baseline Forecast | Commercial | Retail (ID) | Existing | Food Preparation | Natural Gas | Range | E4 |  | Baseline Forecast | 0 | 0 | 0 | 0 | 0 | 0 | 0 | 0 | 0 | 0 | 0 | 0 | 0 | 0 | 0 | 0 | 0 | 0 | 0 | 0 | 0 | 0 | 0 | 0 | 0 | 0 | 0
Commercial_Retail (ID)_Existing_Food Preparation_Natural Gas_Range_E5_Baseline Forecast | Commercial | Retail (ID) | Existing | Food Preparation | Natural Gas | Range | E5 |  | Baseline Forecast | 0 | 0 | 0 | 0 | 0 | 0 | 0 | 0 | 0 | 0 | 0 | 0 | 0 | 0 | 0 | 0 | 0 | 0 | 0 | 0 | 0 | 0 | 0 | 0 | 0 | 0 | 0
Commercial_Retail (ID)_Existing_Food Preparation_Natural Gas_Range_E6_Baseline Forecast | Commercial | Retail (ID) | Existing | Food Preparation | Natural Gas | Range | E6 |  | Baseline Forecast | 0 | 0 | 0 | 0 | 0 | 0 | 0 | 0 | 0 | 0 | 0 | 0 | 0 | 0 | 0 | 0 | 0 | 0 | 0 | 0 | 0 | 0 | 0 | 0 | 0 | 0 | 0
Commercial_Retail (ID)_Existing_Food Preparation_Natural Gas_Range_E7_Baseline Forecast | Commercial | Retail (ID) | Existing | Food Preparation | Natural Gas | Range | E7 |  | Baseline Forecast | 0 | 0 | 0 | 0 | 0 | 0 | 0 | 0 | 0 | 0 | 0 | 0 | 0 | 0 | 0 | 0 | 0 | 0 | 0 | 0 | 0 | 0 | 0 | 0 | 0 | 0 | 0
Commercial_Retail (ID)_Existing_Food Preparation_Natural Gas_Range_E8_Baseline Forecast | Commercial | Retail (ID) | Existing | Food Preparation | Natural Gas | Range | E8 |  | Baseline Forecast | 0 | 0 | 0 | 0 | 0 | 0 | 0 | 0 | 0 | 0 | 0 | 0 | 0 | 0 | 0 | 0 | 0 | 0 | 0 | 0 | 0 | 0 | 0 | 0 | 0 | 0 | 0
Commercial_Retail (ID)_Existing_Food Preparation_Natural Gas_Range_E9_Baseline Forecast | Commercial | Retail (ID) | Existing | Food Preparation | Natural Gas | Range | E9 |  | Baseline Forecast | 0 | 0 | 0 | 0 | 0 | 0 | 0 | 0 | 0 | 0 | 0 | 0 | 0 | 0 | 0 | 0 | 0 | 0 | 0 | 0 | 0 | 0 | 0 | 0 | 0 | 0 | 0
Commercial_Retail (ID)_Existing_Food Preparation_Natural Gas_Range_E10_Baseline Forecast | Commercial | Retail (ID) | Existing | Food Preparation | Natural Gas | Range | E10 |  | Baseline Forecast | 0 | 0 | 0 | 0 | 0 | 0 | 0 | 0 | 0 | 0 | 0 | 0 | 0 | 0 | 0 | 0 | 0 | 0 | 0 | 0 | 0 | 0 | 0 | 0 | 0 | 0 | 0
Commercial_Retail (ID)_Existing_Food Preparation_Natural Gas_Steamer_E1_Baseline Forecast | Commercial | Retail (ID) | Existing | Food Preparation | Natural Gas | Steamer | E1 | Standard | Baseline Forecast | 0 | 0 | 0 | 0 | 0 | 0 | 0 | 0 | 0 | 0 | 0 | 0 | 0 | 0 | 0 | 0 | 0 | 0 | 0 | 0 | 0 | 0 | 0 | 0 | 0 | 0 | 0
Commercial_Retail (ID)_Existing_Food Preparation_Natural Gas_Steamer_E2_Baseline Forecast | Commercial | Retail (ID) | Existing | Food Preparation | Natural Gas | Steamer | E2 | ENERGY STAR | Baseline Forecast | 0 | 0 | 0 | 0 | 0 | 0 | 0 | 0 | 0 | 0 | 0 | 0 | 0 | 0 | 0 | 0 | 0 | 0 | 0 | 0 | 0 | 0 | 0 | 0 | 0 | 0 | 0
Commercial_Retail (ID)_Existing_Food Preparation_Natural Gas_Steamer_E3_Baseline Forecast | Commercial | Retail (ID) | Existing | Food Preparation | Natural Gas | Steamer | E3 |  | Baseline Forecast | 0 | 0 | 0 | 0 | 0 | 0 | 0 | 0 | 0 | 0 | 0 | 0 | 0 | 0 | 0 | 0 | 0 | 0 | 0 | 0 | 0 | 0 | 0 | 0 | 0 | 0 | 0
Commercial_Retail (ID)_Existing_Food Preparation_Natural Gas_Steamer_E4_Baseline Forecast | Commercial | Retail (ID) | Existing | Food Preparation | Natural Gas | Steamer | E4 |  | Baseline Forecast | 0 | 0 | 0 | 0 | 0 | 0 | 0 | 0 | 0 | 0 | 0 | 0 | 0 | 0 | 0 | 0 | 0 | 0 | 0 | 0 | 0 | 0 | 0 | 0 | 0 | 0 | 0
Commercial_Retail (ID)_Existing_Food Preparation_Natural Gas_Steamer_E5_Baseline Forecast | Commercial | Retail (ID) | Existing | Food Preparation | Natural Gas | Steamer | E5 |  | Baseline Forecast | 0 | 0 | 0 | 0 | 0 | 0 | 0 | 0 | 0 | 0 | 0 | 0 | 0 | 0 | 0 | 0 | 0 | 0 | 0 | 0 | 0 | 0 | 0 | 0 | 0 | 0 | 0
Commercial_Retail (ID)_Existing_Food Preparation_Natural Gas_Steamer_E6_Baseline Forecast | Commercial | Retail (ID) | Existing | Food Preparation | Natural Gas | Steamer | E6 |  | Baseline Forecast | 0 | 0 | 0 | 0 | 0 | 0 | 0 | 0 | 0 | 0 | 0 | 0 | 0 | 0 | 0 | 0 | 0 | 0 | 0 | 0 | 0 | 0 | 0 | 0 | 0 | 0 | 0
Commercial_Retail (ID)_Existing_Food Preparation_Natural Gas_Steamer_E7_Baseline Forecast | Commercial | Retail (ID) | Existing | Food Preparation | Natural Gas | Steamer | E7 |  | Baseline Forecast | 0 | 0 | 0 | 0 | 0 | 0 | 0 | 0 | 0 | 0 | 0 | 0 | 0 | 0 | 0 | 0 | 0 | 0 | 0 | 0 | 0 | 0 | 0 | 0 | 0 | 0 | 0
Commercial_Retail (ID)_Existing_Food Preparation_Natural Gas_Steamer_E8_Baseline Forecast | Commercial | Retail (ID) | Existing | Food Preparation | Natural Gas | Steamer | E8 |  | Baseline Forecast | 0 | 0 | 0 | 0 | 0 | 0 | 0 | 0 | 0 | 0 | 0 | 0 | 0 | 0 | 0 | 0 | 0 | 0 | 0 | 0 | 0 | 0 | 0 | 0 | 0 | 0 | 0
Commercial_Retail (ID)_Existing_Food Preparation_Natural Gas_Steamer_E9_Baseline Forecast | Commercial | Retail (ID) | Existing | Food Preparation | Natural Gas | Steamer | E9 |  | Baseline Forecast | 0 | 0 | 0 | 0 | 0 | 0 | 0 | 0 | 0 | 0 | 0 | 0 | 0 | 0 | 0 | 0 | 0 | 0 | 0 | 0 | 0 | 0 | 0 | 0 | 0 | 0 | 0
Commercial_Retail (ID)_Existing_Food Preparation_Natural Gas_Steamer_E10_Baseline Forecast | Commercial | Retail (ID) | Existing | Food Preparation | Natural Gas | Steamer | E10 |  | Baseline Forecast | 0 | 0 | 0 | 0 | 0 | 0 | 0 | 0 | 0 | 0 | 0 | 0 | 0 | 0 | 0 | 0 | 0 | 0 | 0 | 0 | 0 | 0 | 0 | 0 | 0 | 0 | 0
Commercial_Retail (ID)_Existing_Food Preparation_Natural Gas_Food Prep Other_E1_Baseline Forecast | Commercial | Retail (ID) | Existing | Food Preparation | Natural Gas | Food Prep Other | E1 | Standard | Baseline Forecast | 0 | 0 | 0 | 0 | 0 | 0 | 0 | 0 | 0 | 0 | 0 | 0 | 0 | 0 | 0 | 0 | 0 | 0 | 0 | 0 | 0 | 0 | 0 | 0 | 0 | 0 | 0
Commercial_Retail (ID)_Existing_Food Preparation_Natural Gas_Food Prep Other_E2_Baseline Forecast | Commercial | Retail (ID) | Existing | Food Preparation | Natural Gas | Food Prep Other | E2 | ENERGY STAR | Baseline Forecast | 0 | 0 | 0 | 0 | 0 | 0 | 0 | 0 | 0 | 0 | 0 | 0 | 0 | 0 | 0 | 0 | 0 | 0 | 0 | 0 | 0 | 0 | 0 | 0 | 0 | 0 | 0
Commercial_Retail (ID)_Existing_Food Preparation_Natural Gas_Food Prep Other_E3_Baseline Forecast | Commercial | Retail (ID) | Existing | Food Preparation | Natural Gas | Food Prep Other | E3 |  | Baseline Forecast | 0 | 0 | 0 | 0 | 0 | 0 | 0 | 0 | 0 | 0 | 0 | 0 | 0 | 0 | 0 | 0 | 0 | 0 | 0 | 0 | 0 | 0 | 0 | 0 | 0 | 0 | 0
Commercial_Retail (ID)_Existing_Food Preparation_Natural Gas_Food Prep Other_E4_Baseline Forecast | Commercial | Retail (ID) | Existing | Food Preparation | Natural Gas | Food Prep Other | E4 |  | Baseline Forecast | 0 | 0 | 0 | 0 | 0 | 0 | 0 | 0 | 0 | 0 | 0 | 0 | 0 | 0 | 0 | 0 | 0 | 0 | 0 | 0 | 0 | 0 | 0 | 0 | 0 | 0 | 0
Commercial_Retail (ID)_Existing_Food Preparation_Natural Gas_Food Prep Other_E5_Baseline Forecast | Commercial | Retail (ID) | Existing | Food Preparation | Natural Gas | Food Prep Other | E5 |  | Baseline Forecast | 0 | 0 | 0 | 0 | 0 | 0 | 0 | 0 | 0 | 0 | 0 | 0 | 0 | 0 | 0 | 0 | 0 | 0 | 0 | 0 | 0 | 0 | 0 | 0 | 0 | 0 | 0
Commercial_Retail (ID)_Existing_Food Preparation_Natural Gas_Food Prep Other_E6_Baseline Forecast | Commercial | Retail (ID) | Existing | Food Preparation | Natural Gas | Food Prep Other | E6 |  | Baseline Forecast | 0 | 0 | 0 | 0 | 0 | 0 | 0 | 0 | 0 | 0 | 0 | 0 | 0 | 0 | 0 | 0 | 0 | 0 | 0 | 0 | 0 | 0 | 0 | 0 | 0 | 0 | 0
Commercial_Retail (ID)_Existing_Food Preparation_Natural Gas_Food Prep Other_E7_Baseline Forecast | Commercial | Retail (ID) | Existing | Food Preparation | Natural Gas | Food Prep Other | E7 |  | Baseline Forecast | 0 | 0 | 0 | 0 | 0 | 0 | 0 | 0 | 0 | 0 | 0 | 0 | 0 | 0 | 0 | 0 | 0 | 0 | 0 | 0 | 0 | 0 | 0 | 0 | 0 | 0 | 0
Commercial_Retail (ID)_Existing_Food Preparation_Natural Gas_Food Prep Other_E8_Baseline Forecast | Commercial | Retail (ID) | Existing | Food Preparation | Natural Gas | Food Prep Other | E8 |  | Baseline Forecast | 0 | 0 | 0 | 0 | 0 | 0 | 0 | 0 | 0 | 0 | 0 | 0 | 0 | 0 | 0 | 0 | 0 | 0 | 0 | 0 | 0 | 0 | 0 | 0 | 0 | 0 | 0
Commercial_Retail (ID)_Existing_Food Preparation_Natural Gas_Food Prep Other_E9_Baseline Forecast | Commercial | Retail (ID) | Existing | Food Preparation | Natural Gas | Food Prep Other | E9 |  | Baseline Forecast | 0 | 0 | 0 | 0 | 0 | 0 | 0 | 0 | 0 | 0 | 0 | 0 | 0 | 0 | 0 | 0 | 0 | 0 | 0 | 0 | 0 | 0 | 0 | 0 | 0 | 0 | 0
Commercial_Retail (ID)_Existing_Food Preparation_Natural Gas_Food Prep Other_E10_Baseline Forecast | Commercial | Retail (ID) | Existing | Food Preparation | Natural Gas | Food Prep Other | E10 |  | Baseline Forecast | 0 | 0 | 0 | 0 | 0 | 0 | 0 | 0 | 0 | 0 | 0 | 0 | 0 | 0 | 0 | 0 | 0 | 0 | 0 | 0 | 0 | 0 | 0 | 0 | 0 | 0 | 0
Commercial_Retail (ID)_Existing_Miscellaneous_Natural Gas_Pool Heater_E1_Baseline Forecast | Commercial | Retail (ID) | Existing | Miscellaneous | Natural Gas | Pool Heater | E1 | Standard (EF .82) | Baseline Forecast | 0 | 0 | 0 | 0 | 0 | 0 | 0 | 0 | 0 | 0 | 0 | 0 | 0 | 0 | 0 | 0 | 0 | 0 | 0 | 0 | 0 | 0 | 0 | 0 | 0 | 0 | 0
Commercial_Retail (ID)_Existing_Miscellaneous_Natural Gas_Pool Heater_E2_Baseline Forecast | Commercial | Retail (ID) | Existing | Miscellaneous | Natural Gas | Pool Heater | E2 | Condensing (EF .90) | Baseline Forecast | 0 | 0 | 0 | 0 | 0 | 0 | 0 | 0 | 0 | 0 | 0 | 0 | 0 | 0 | 0 | 0 | 0 | 0 | 0 | 0 | 0 | 0 | 0 | 0 | 0 | 0 | 0
Commercial_Retail (ID)_Existing_Miscellaneous_Natural Gas_Pool Heater_E3_Baseline Forecast | Commercial | Retail (ID) | Existing | Miscellaneous | Natural Gas | Pool Heater | E3 |  | Baseline Forecast | 0 | 0 | 0 | 0 | 0 | 0 | 0 | 0 | 0 | 0 | 0 | 0 | 0 | 0 | 0 | 0 | 0 | 0 | 0 | 0 | 0 | 0 | 0 | 0 | 0 | 0 | 0
Commercial_Retail (ID)_Existing_Miscellaneous_Natural Gas_Pool Heater_E4_Baseline Forecast | Commercial | Retail (ID) | Existing | Miscellaneous | Natural Gas | Pool Heater | E4 |  | Baseline Forecast | 0 | 0 | 0 | 0 | 0 | 0 | 0 | 0 | 0 | 0 | 0 | 0 | 0 | 0 | 0 | 0 | 0 | 0 | 0 | 0 | 0 | 0 | 0 | 0 | 0 | 0 | 0
Commercial_Retail (ID)_Existing_Miscellaneous_Natural Gas_Pool Heater_E5_Baseline Forecast | Commercial | Retail (ID) | Existing | Miscellaneous | Natural Gas | Pool Heater | E5 |  | Baseline Forecast | 0 | 0 | 0 | 0 | 0 | 0 | 0 | 0 | 0 | 0 | 0 | 0 | 0 | 0 | 0 | 0 | 0 | 0 | 0 | 0 | 0 | 0 | 0 | 0 | 0 | 0 | 0
Commercial_Retail (ID)_Existing_Miscellaneous_Natural Gas_Pool Heater_E6_Baseline Forecast | Commercial | Retail (ID) | Existing | Miscellaneous | Natural Gas | Pool Heater | E6 |  | Baseline Forecast | 0 | 0 | 0 | 0 | 0 | 0 | 0 | 0 | 0 | 0 | 0 | 0 | 0 | 0 | 0 | 0 | 0 | 0 | 0 | 0 | 0 | 0 | 0 | 0 | 0 | 0 | 0
Commercial_Retail (ID)_Existing_Miscellaneous_Natural Gas_Pool Heater_E7_Baseline Forecast | Commercial | Retail (ID) | Existing | Miscellaneous | Natural Gas | Pool Heater | E7 |  | Baseline Forecast | 0 | 0 | 0 | 0 | 0 | 0 | 0 | 0 | 0 | 0 | 0 | 0 | 0 | 0 | 0 | 0 | 0 | 0 | 0 | 0 | 0 | 0 | 0 | 0 | 0 | 0 | 0
Commercial_Retail (ID)_Existing_Miscellaneous_Natural Gas_Pool Heater_E8_Baseline Forecast | Commercial | Retail (ID) | Existing | Miscellaneous | Natural Gas | Pool Heater | E8 |  | Baseline Forecast | 0 | 0 | 0 | 0 | 0 | 0 | 0 | 0 | 0 | 0 | 0 | 0 | 0 | 0 | 0 | 0 | 0 | 0 | 0 | 0 | 0 | 0 | 0 | 0 | 0 | 0 | 0
Commercial_Retail (ID)_Existing_Miscellaneous_Natural Gas_Pool Heater_E9_Baseline Forecast | Commercial | Retail (ID) | Existing | Miscellaneous | Natural Gas | Pool Heater | E9 |  | Baseline Forecast | 0 | 0 | 0 | 0 | 0 | 0 | 0 | 0 | 0 | 0 | 0 | 0 | 0 | 0 | 0 | 0 | 0 | 0 | 0 | 0 | 0 | 0 | 0 | 0 | 0 | 0 | 0
Commercial_Retail (ID)_Existing_Miscellaneous_Natural Gas_Pool Heater_E10_Baseline Forecast | Commercial | Retail (ID) | Existing | Miscellaneous | Natural Gas | Pool Heater | E10 |  | Baseline Forecast | 0 | 0 | 0 | 0 | 0 | 0 | 0 | 0 | 0 | 0 | 0 | 0 | 0 | 0 | 0 | 0 | 0 | 0 | 0 | 0 | 0 | 0 | 0 | 0 | 0 | 0 | 0
Commercial_Retail (ID)_Existing_Miscellaneous_Natural Gas_Miscellaneous_E1_Baseline Forecast | Commercial | Retail (ID) | Existing | Miscellaneous | Natural Gas | Miscellaneous | E1 | Standard | Baseline Forecast | 0 | 853667.1037 | 999878.9041 | 1118666.361 | 1059537.6305 | 1029566.2425 | 1020452.5301 | 1004721.9782 | 987378.3461 | 971512.1779 | 955991.7236 | 1151938.8211 | 1143246.7315 | 1127597.7205 | 1097476.9927 | 1077877.1672 | 1064264.4713 | 1047011.6034 | 1029333.0044 | 1012868.8367 | 996659.1984 | 1032888.2349 | 1011308.1617 | 989146.4116 | 971740.0059 | 956609.7917 | 942239.3031
Commercial_Retail (ID)_Existing_Miscellaneous_Natural Gas_Miscellaneous_E2_Baseline Forecast | Commercial | Retail (ID) | Existing | Miscellaneous | Natural Gas | Miscellaneous | E2 |  | Baseline Forecast | 0 | 0 | 0 | 0 | 0 | 0 | 0 | 0 | 0 | 0 | 0 | 0 | 0 | 0 | 0 | 0 | 0 | 0 | 0 | 0 | 0 | 0 | 0 | 0 | 0 | 0 | 0
Commercial_Retail (ID)_Existing_Miscellaneous_Natural Gas_Miscellaneous_E3_Baseline Forecast | Commercial | Retail (ID) | Existing | Miscellaneous | Natural Gas | Miscellaneous | E3 |  | Baseline Forecast | 0 | 0 | 0 | 0 | 0 | 0 | 0 | 0 | 0 | 0 | 0 | 0 | 0 | 0 | 0 | 0 | 0 | 0 | 0 | 0 | 0 | 0 | 0 | 0 | 0 | 0 | 0
Commercial_Retail (ID)_Existing_Miscellaneous_Natural Gas_Miscellaneous_E4_Baseline Forecast | Commercial | Retail (ID) | Existing | Miscellaneous | Natural Gas | Miscellaneous | E4 |  | Baseline Forecast | 0 | 0 | 0 | 0 | 0 | 0 | 0 | 0 | 0 | 0 | 0 | 0 | 0 | 0 | 0 | 0 | 0 | 0 | 0 | 0 | 0 | 0 | 0 | 0 | 0 | 0 | 0
Commercial_Retail (ID)_Existing_Miscellaneous_Natural Gas_Miscellaneous_E5_Baseline Forecast | Commercial | Retail (ID) | Existing | Miscellaneous | Natural Gas | Miscellaneous | E5 |  | Baseline Forecast | 0 | 0 | 0 | 0 | 0 | 0 | 0 | 0 | 0 | 0 | 0 | 0 | 0 | 0 | 0 | 0 | 0 | 0 | 0 | 0 | 0 | 0 | 0 | 0 | 0 | 0 | 0
Commercial_Retail (ID)_Existing_Miscellaneous_Natural Gas_Miscellaneous_E6_Baseline Forecast | Commercial | Retail (ID) | Existing | Miscellaneous | Natural Gas | Miscellaneous | E6 |  | Baseline Forecast | 0 | 0 | 0 | 0 | 0 | 0 | 0 | 0 | 0 | 0 | 0 | 0 | 0 | 0 | 0 | 0 | 0 | 0 | 0 | 0 | 0 | 0 | 0 | 0 | 0 | 0 | 0
Commercial_Retail (ID)_Existing_Miscellaneous_Natural Gas_Miscellaneous_E7_Baseline Forecast | Commercial | Retail (ID) | Existing | Miscellaneous | Natural Gas | Miscellaneous | E7 |  | Baseline Forecast | 0 | 0 | 0 | 0 | 0 | 0 | 0 | 0 | 0 | 0 | 0 | 0 | 0 | 0 | 0 | 0 | 0 | 0 | 0 | 0 | 0 | 0 | 0 | 0 | 0 | 0 | 0
Commercial_Retail (ID)_Existing_Miscellaneous_Natural Gas_Miscellaneous_E8_Baseline Forecast | Commercial | Retail (ID) | Existing | Miscellaneous | Natural Gas | Miscellaneous | E8 |  | Baseline Forecast | 0 | 0 | 0 | 0 | 0 | 0 | 0 | 0 | 0 | 0 | 0 | 0 | 0 | 0 | 0 | 0 | 0 | 0 | 0 | 0 | 0 | 0 | 0 | 0 | 0 | 0 | 0
Commercial_Retail (ID)_Existing_Miscellaneous_Natural Gas_Miscellaneous_E9_Baseline Forecast | Commercial | Retail (ID) | Existing | Miscellaneous | Natural Gas | Miscellaneous | E9 |  | Baseline Forecast | 0 | 0 | 0 | 0 | 0 | 0 | 0 | 0 | 0 | 0 | 0 | 0 | 0 | 0 | 0 | 0 | 0 | 0 | 0 | 0 | 0 | 0 | 0 | 0 | 0 | 0 | 0
Commercial_Retail (ID)_Existing_Miscellaneous_Natural Gas_Miscellaneous_E10_Baseline Forecast | Commercial | Retail (ID) | Existing | Miscellaneous | Natural Gas | Miscellaneous | E10 |  | Baseline Forecast | 0 | 0 | 0 | 0 | 0 | 0 | 0 | 0 | 0 | 0 | 0 | 0 | 0 | 0 | 0 | 0 | 0 | 0 | 0 | 0 | 0 | 0 | 0 | 0 | 0 | 0 | 0
Commercial_Retail (ID)_New_Space Heating_Natural Gas_Furnace_E1_Baseline Forecast | Commercial | Retail (ID) | New | Space Heating | Natural Gas | Furnace | E1 | AFUE 80% (Standard) | Baseline Forecast | 0 | 175986.3871 | 163914.1747 | 199598.2299 | 204822.9161 | 184398.5127 | 159973.2724 | 154747.3428 | 150252.7388 | 144549.0708 | 142524.2569 | 142858.6788 | 156817.34 | 168487.2791 | 183295.0135 | 196735.3627 | 206483.1811 | 212540.8224 | 218112.8696 | 221901.2423 | 223734.511 | 226059.6862 | 228914.4947 | 289876.3828 | 284378.1935 | 304093.9692 | 293111.3155
Commercial_Retail (ID)_New_Space Heating_Natural Gas_Furnace_E2_Baseline Forecast | Commercial | Retail (ID) | New | Space Heating | Natural Gas | Furnace | E2 | AFUE 90% | Baseline Forecast | 0 | 0 | 0 | 0 | 0 | 0 | 0 | 0 | 0 | 0 | 0 | 0 | 0 | 0 | 0 | 0 | 0 | 0 | 0 | 0 | 0 | 0 | 0 | 0 | 0 | 0 | 0
Commercial_Retail (ID)_New_Space Heating_Natural Gas_Furnace_E3_Baseline Forecast | Commercial | Retail (ID) | New | Space Heating | Natural Gas | Furnace | E3 | AFUE 96% | Baseline Forecast | 0 | 0 | 0 | 0 | 0 | 0 | 0 | 0 | 0 | 0 | 0 | 0 | 0 | 0 | 0 | 0 | 0 | 0 | 0 | 0 | 0 | 0 | 0 | 0 | 0 | 0 | 0
Commercial_Retail (ID)_New_Space Heating_Natural Gas_Furnace_E4_Baseline Forecast | Commercial | Retail (ID) | New | Space Heating | Natural Gas | Furnace | E4 |  | Baseline Forecast | 0 | 0 | 0 | 0 | 0 | 0 | 0 | 0 | 0 | 0 | 0 | 0 | 0 | 0 | 0 | 0 | 0 | 0 | 0 | 0 | 0 | 0 | 0 | 0 | 0 | 0 | 0
Commercial_Retail (ID)_New_Space Heating_Natural Gas_Furnace_E5_Baseline Forecast | Commercial | Retail (ID) | New | Space Heating | Natural Gas | Furnace | E5 |  | Baseline Forecast | 0 | 0 | 0 | 0 | 0 | 0 | 0 | 0 | 0 | 0 | 0 | 0 | 0 | 0 | 0 | 0 | 0 | 0 | 0 | 0 | 0 | 0 | 0 | 0 | 0 | 0 | 0
Commercial_Retail (ID)_New_Space Heating_Natural Gas_Furnace_E6_Baseline Forecast | Commercial | Retail (ID) | New | Space Heating | Natural Gas | Furnace | E6 |  | Baseline Forecast | 0 | 0 | 0 | 0 | 0 | 0 | 0 | 0 | 0 | 0 | 0 | 0 | 0 | 0 | 0 | 0 | 0 | 0 | 0 | 0 | 0 | 0 | 0 | 0 | 0 | 0 | 0
Commercial_Retail (ID)_New_Space Heating_Natural Gas_Furnace_E7_Baseline Forecast | Commercial | Retail (ID) | New | Space Heating | Natural Gas | Furnace | E7 |  | Baseline Forecast | 0 | 0 | 0 | 0 | 0 | 0 | 0 | 0 | 0 | 0 | 0 | 0 | 0 | 0 | 0 | 0 | 0 | 0 | 0 | 0 | 0 | 0 | 0 | 0 | 0 | 0 | 0
Commercial_Retail (ID)_New_Space Heating_Natural Gas_Furnace_E8_Baseline Forecast | Commercial | Retail (ID) | New | Space Heating | Natural Gas | Furnace | E8 |  | Baseline Forecast | 0 | 0 | 0 | 0 | 0 | 0 | 0 | 0 | 0 | 0 | 0 | 0 | 0 | 0 | 0 | 0 | 0 | 0 | 0 | 0 | 0 | 0 | 0 | 0 | 0 | 0 | 0
Commercial_Retail (ID)_New_Space Heating_Natural Gas_Furnace_E9_Baseline Forecast | Commercial | Retail (ID) | New | Space Heating | Natural Gas | Furnace | E9 |  | Baseline Forecast | 0 | 0 | 0 | 0 | 0 | 0 | 0 | 0 | 0 | 0 | 0 | 0 | 0 | 0 | 0 | 0 | 0 | 0 | 0 | 0 | 0 | 0 | 0 | 0 | 0 | 0 | 0
Commercial_Retail (ID)_New_Space Heating_Natural Gas_Furnace_E10_Baseline Forecast | Commercial | Retail (ID) | New | Space Heating | Natural Gas | Furnace | E10 |  | Baseline Forecast | 0 | 0 | 0 | 0 | 0 | 0 | 0 | 0 | 0 | 0 | 0 | 0 | 0 | 0 | 0 | 0 | 0 | 0 | 0 | 0 | 0 | 0 | 0 | 0 | 0 | 0 | 0
Commercial_Retail (ID)_New_Space Heating_Natural Gas_Boiler_E1_Baseline Forecast | Commercial | Retail (ID) | New | Space Heating | Natural Gas | Boiler | E1 | AFUE 80% (Standard) | Baseline Forecast | 0 | 7109.7506 | 6622.04 | 8039.2283 | 8249.6632 | 7403.389 | 6401.2371 | 6170.2829 | 5991.0683 | 5742.1983 | 5661.7627 | 5652.7394 | 5572.0152 | 5478.8219 | 5452.7881 | 5409.5688 | 5517.0786 | 5414.0034 | 5360.4517 | 5256.1157 | 5156.0792 | 5080.6748 | 5021.3675 | 5026.6496 | 4948.4031 | 5206.2527 | 4616.4185
Commercial_Retail (ID)_New_Space Heating_Natural Gas_Boiler_E2_Baseline Forecast | Commercial | Retail (ID) | New | Space Heating | Natural Gas | Boiler | E2 | AFUE 85% | Baseline Forecast | 0 | 0 | 0 | 0 | 0 | 0 | 0 | 0 | 0 | 0 | 0 | 0 | 0 | 0 | 0 | 0 | 0 | 0 | 0 | 0 | 0 | 0 | 0 | 0 | 0 | 0 | 0
Commercial_Retail (ID)_New_Space Heating_Natural Gas_Boiler_E3_Baseline Forecast | Commercial | Retail (ID) | New | Space Heating | Natural Gas | Boiler | E3 | AFUE 97% | Baseline Forecast | 0 | 928.0793 | 864.4155 | 1077.0258 | 1105.218 | 1018.6481 | 905.2255 | 897.4957 | 871.4281 | 859.7944 | 847.7506 | 872.048 | 859.5946 | 871.6308 | 867.489 | 860.6132 | 679.5229 | 689.055 | 682.2393 | 692.0278 | 656.2283 | 646.6313 | 661.1205 | 661.8159 | 651.5139 | 685.4627 | 607.8043
Commercial_Retail (ID)_New_Space Heating_Natural Gas_Boiler_E4_Baseline Forecast | Commercial | Retail (ID) | New | Space Heating | Natural Gas | Boiler | E4 | Convert to NG Air Source Heat Pump | Baseline Forecast | 0 | 0 | 0 | 0 | 0 | 0 | 0 | 0 | 0 | 0 | 0 | 0 | 0 | 0 | 0 | 0 | 0 | 0 | 0 | 0 | 0 | 0 | 0 | 0 | 0 | 0 | 0
Commercial_Retail (ID)_New_Space Heating_Natural Gas_Boiler_E5_Baseline Forecast | Commercial | Retail (ID) | New | Space Heating | Natural Gas | Boiler | E5 |  | Baseline Forecast | 0 | 0 | 0 | 0 | 0 | 0 | 0 | 0 | 0 | 0 | 0 | 0 | 0 | 0 | 0 | 0 | 0 | 0 | 0 | 0 | 0 | 0 | 0 | 0 | 0 | 0 | 0
Commercial_Retail (ID)_New_Space Heating_Natural Gas_Boiler_E6_Baseline Forecast | Commercial | Retail (ID) | New | Space Heating | Natural Gas | Boiler | E6 |  | Baseline Forecast | 0 | 0 | 0 | 0 | 0 | 0 | 0 | 0 | 0 | 0 | 0 | 0 | 0 | 0 | 0 | 0 | 0 | 0 | 0 | 0 | 0 | 0 | 0 | 0 | 0 | 0 | 0
Commercial_Retail (ID)_New_Space Heating_Natural Gas_Boiler_E7_Baseline Forecast | Commercial | Retail (ID) | New | Space Heating | Natural Gas | Boiler | E7 |  | Baseline Forecast | 0 | 0 | 0 | 0 | 0 | 0 | 0 | 0 | 0 | 0 | 0 | 0 | 0 | 0 | 0 | 0 | 0 | 0 | 0 | 0 | 0 | 0 | 0 | 0 | 0 | 0 | 0
Commercial_Retail (ID)_New_Space Heating_Natural Gas_Boiler_E8_Baseline Forecast | Commercial | Retail (ID) | New | Space Heating | Natural Gas | Boiler | E8 |  | Baseline Forecast | 0 | 0 | 0 | 0 | 0 | 0 | 0 | 0 | 0 | 0 | 0 | 0 | 0 | 0 | 0 | 0 | 0 | 0 | 0 | 0 | 0 | 0 | 0 | 0 | 0 | 0 | 0
Commercial_Retail (ID)_New_Space Heating_Natural Gas_Boiler_E9_Baseline Forecast | Commercial | Retail (ID) | New | Space Heating | Natural Gas | Boiler | E9 |  | Baseline Forecast | 0 | 0 | 0 | 0 | 0 | 0 | 0 | 0 | 0 | 0 | 0 | 0 | 0 | 0 | 0 | 0 | 0 | 0 | 0 | 0 | 0 | 0 | 0 | 0 | 0 | 0 | 0
Commercial_Retail (ID)_New_Space Heating_Natural Gas_Boiler_E10_Baseline Forecast | Commercial | Retail (ID) | New | Space Heating | Natural Gas | Boiler | E10 |  | Baseline Forecast | 0 | 0 | 0 | 0 | 0 | 0 | 0 | 0 | 0 | 0 | 0 | 0 | 0 | 0 | 0 | 0 | 0 | 0 | 0 | 0 | 0 | 0 | 0 | 0 | 0 | 0 | 0
Commercial_Retail (ID)_New_Space Heating_Natural Gas_Unit Heater_E1_Baseline Forecast | Commercial | Retail (ID) | New | Space Heating | Natural Gas | Unit Heater | E1 | Standard | Baseline Forecast | 0 | 16168.6565 | 15059.5284 | 18337.9821 | 18817.9974 | 16941.5161 | 14697.4601 | 14217.3305 | 13804.3912 | 13280.3697 | 13094.341 | 13125.0658 | 12937.6326 | 12774.3793 | 12713.6792 | 12612.9093 | 12464.897 | 13746.6062 | 14860.5958 | 16091.5597 | 17153.911 | 18026.5129 | 18681.0693 | 19326.4556 | 19686.578 | 20715.2249 | 19757.1273
Commercial_Retail (ID)_New_Space Heating_Natural Gas_Unit Heater_E2_Baseline Forecast | Commercial | Retail (ID) | New | Space Heating | Natural Gas | Unit Heater | E2 | Condensing | Baseline Forecast | 0 | 0 | 0 | 0 | 0 | 0 | 0 | 0 | 0 | 0 | 0 | 0 | 0 | 0 | 0 | 0 | 0 | 0 | 0 | 0 | 0 | 0 | 0 | 0 | 0 | 0 | 0
Commercial_Retail (ID)_New_Space Heating_Natural Gas_Unit Heater_E3_Baseline Forecast | Commercial | Retail (ID) | New | Space Heating | Natural Gas | Unit Heater | E3 | Infrared Radiant | Baseline Forecast | 0 | 0 | 0 | 0 | 0 | 0 | 0 | 0 | 0 | 0 | 0 | 0 | 0 | 0 | 0 | 0 | 0 | 0 | 0 | 0 | 0 | 0 | 0 | 0 | 0 | 0 | 0
Commercial_Retail (ID)_New_Space Heating_Natural Gas_Unit Heater_E4_Baseline Forecast | Commercial | Retail (ID) | New | Space Heating | Natural Gas | Unit Heater | E4 |  | Baseline Forecast | 0 | 0 | 0 | 0 | 0 | 0 | 0 | 0 | 0 | 0 | 0 | 0 | 0 | 0 | 0 | 0 | 0 | 0 | 0 | 0 | 0 | 0 | 0 | 0 | 0 | 0 | 0
Commercial_Retail (ID)_New_Space Heating_Natural Gas_Unit Heater_E5_Baseline Forecast | Commercial | Retail (ID) | New | Space Heating | Natural Gas | Unit Heater | E5 |  | Baseline Forecast | 0 | 0 | 0 | 0 | 0 | 0 | 0 | 0 | 0 | 0 | 0 | 0 | 0 | 0 | 0 | 0 | 0 | 0 | 0 | 0 | 0 | 0 | 0 | 0 | 0 | 0 | 0
Commercial_Retail (ID)_New_Space Heating_Natural Gas_Unit Heater_E6_Baseline Forecast | Commercial | Retail (ID) | New | Space Heating | Natural Gas | Unit Heater | E6 |  | Baseline Forecast | 0 | 0 | 0 | 0 | 0 | 0 | 0 | 0 | 0 | 0 | 0 | 0 | 0 | 0 | 0 | 0 | 0 | 0 | 0 | 0 | 0 | 0 | 0 | 0 | 0 | 0 | 0
Commercial_Retail (ID)_New_Space Heating_Natural Gas_Unit Heater_E7_Baseline Forecast | Commercial | Retail (ID) | New | Space Heating | Natural Gas | Unit Heater | E7 |  | Baseline Forecast | 0 | 0 | 0 | 0 | 0 | 0 | 0 | 0 | 0 | 0 | 0 | 0 | 0 | 0 | 0 | 0 | 0 | 0 | 0 | 0 | 0 | 0 | 0 | 0 | 0 | 0 | 0
Commercial_Retail (ID)_New_Space Heating_Natural Gas_Unit Heater_E8_Baseline Forecast | Commercial | Retail (ID) | New | Space Heating | Natural Gas | Unit Heater | E8 |  | Baseline Forecast | 0 | 0 | 0 | 0 | 0 | 0 | 0 | 0 | 0 | 0 | 0 | 0 | 0 | 0 | 0 | 0 | 0 | 0 | 0 | 0 | 0 | 0 | 0 | 0 | 0 | 0 | 0
Commercial_Retail (ID)_New_Space Heating_Natural Gas_Unit Heater_E9_Baseline Forecast | Commercial | Retail (ID) | New | Space Heating | Natural Gas | Unit Heater | E9 |  | Baseline Forecast | 0 | 0 | 0 | 0 | 0 | 0 | 0 | 0 | 0 | 0 | 0 | 0 | 0 | 0 | 0 | 0 | 0 | 0 | 0 | 0 | 0 | 0 | 0 | 0 | 0 | 0 | 0
Commercial_Retail (ID)_New_Space Heating_Natural Gas_Unit Heater_E10_Baseline Forecast | Commercial | Retail (ID) | New | Space Heating | Natural Gas | Unit Heater | E10 |  | Baseline Forecast | 0 | 0 | 0 | 0 | 0 | 0 | 0 | 0 | 0 | 0 | 0 | 0 | 0 | 0 | 0 | 0 | 0 | 0 | 0 | 0 | 0 | 0 | 0 | 0 | 0 | 0 | 0
Commercial_Retail (ID)_New_Water Heating_Natural Gas_Water Heater_E1_Baseline Forecast | Commercial | Retail (ID) | New | Water Heating | Natural Gas | Water Heater | E1 | TE 0.80 | Baseline Forecast | 0 | 57833.4342 | 53866.2097 | 65592.8637 | 67309.8234 | 60597.8646 | 52571.1328 | 50853.7644 | 49376.7275 | 47502.3626 | 46836.9592 | 46946.8584 | 51534.0162 | 55369.0438 | 60235.2277 | 64652.0554 | 67855.4272 | 69846.1163 | 71677.2274 | 72922.1794 | 73524.6364 | 74288.7459 | 75226.9058 | 95260.4743 | 93453.6348 | 99932.7212 | 96323.5524
Commercial_Retail (ID)_New_Water Heating_Natural Gas_Water Heater_E2_Baseline Forecast | Commercial | Retail (ID) | New | Water Heating | Natural Gas | Water Heater | E2 | TE 0.90 | Baseline Forecast | 0 | 0 | 0 | 0 | 0 | 0 | 0 | 0 | 0 | 0 | 0 | 0 | 0 | 0 | 0 | 0 | 0 | 0 | 0 | 0 | 0 | 0 | 0 | 0 | 0 | 0 | 0
Commercial_Retail (ID)_New_Water Heating_Natural Gas_Water Heater_E3_Baseline Forecast | Commercial | Retail (ID) | New | Water Heating | Natural Gas | Water Heater | E3 | TE 0.94 | Baseline Forecast | 0 | 65216.4258 | 60742.7472 | 73966.4207 | 75902.5669 | 68333.7622 | 59282.3412 | 57345.7343 | 55680.1395 | 53566.494 | 52816.1455 | 52940.0744 | 58112.8267 | 62437.4323 | 67924.8313 | 72905.5093 | 76517.8221 | 78762.6418 | 80827.5118 | 82231.3938 | 82910.7602 | 83772.4156 | 84830.3406 | 107421.386 | 105383.886 | 112690.0899 | 108620.1761
Commercial_Retail (ID)_New_Water Heating_Natural Gas_Water Heater_E4_Baseline Forecast | Commercial | Retail (ID) | New | Water Heating | Natural Gas | Water Heater | E4 | Instantaneous TE 0.94 | Baseline Forecast | 0 | 0 | 0 | 0 | 0 | 0 | 0 | 0 | 0 | 0 | 0 | 0 | 0 | 0 | 0 | 0 | 0 | 0 | 0 | 0 | 0 | 0 | 0 | 0 | 0 | 0 | 0
Commercial_Retail (ID)_New_Water Heating_Natural Gas_Water Heater_E5_Baseline Forecast | Commercial | Retail (ID) | New | Water Heating | Natural Gas | Water Heater | E5 | Gas-Fired Absorption HPWH | Baseline Forecast | 0 | 0 | 0 | 0 | 0 | 0 | 0 | 0 | 0 | 0 | 0 | 0 | 0 | 0 | 0 | 0 | 0 | 0 | 0 | 0 | 0 | 0 | 0 | 0 | 0 | 0 | 0
Commercial_Retail (ID)_New_Water Heating_Natural Gas_Water Heater_E6_Baseline Forecast | Commercial | Retail (ID) | New | Water Heating | Natural Gas | Water Heater | E6 |  | Baseline Forecast | 0 | 0 | 0 | 0 | 0 | 0 | 0 | 0 | 0 | 0 | 0 | 0 | 0 | 0 | 0 | 0 | 0 | 0 | 0 | 0 | 0 | 0 | 0 | 0 | 0 | 0 | 0
Commercial_Retail (ID)_New_Water Heating_Natural Gas_Water Heater_E7_Baseline Forecast | Commercial | Retail (ID) | New | Water Heating | Natural Gas | Water Heater | E7 |  | Baseline Forecast | 0 | 0 | 0 | 0 | 0 | 0 | 0 | 0 | 0 | 0 | 0 | 0 | 0 | 0 | 0 | 0 | 0 | 0 | 0 | 0 | 0 | 0 | 0 | 0 | 0 | 0 | 0
Commercial_Retail (ID)_New_Water Heating_Natural Gas_Water Heater_E8_Baseline Forecast | Commercial | Retail (ID) | New | Water Heating | Natural Gas | Water Heater | E8 |  | Baseline Forecast | 0 | 0 | 0 | 0 | 0 | 0 | 0 | 0 | 0 | 0 | 0 | 0 | 0 | 0 | 0 | 0 | 0 | 0 | 0 | 0 | 0 | 0 | 0 | 0 | 0 | 0 | 0
Commercial_Retail (ID)_New_Water Heating_Natural Gas_Water Heater_E9_Baseline Forecast | Commercial | Retail (ID) | New | Water Heating | Natural Gas | Water Heater | E9 |  | Baseline Forecast | 0 | 0 | 0 | 0 | 0 | 0 | 0 | 0 | 0 | 0 | 0 | 0 | 0 | 0 | 0 | 0 | 0 | 0 | 0 | 0 | 0 | 0 | 0 | 0 | 0 | 0 | 0
Commercial_Retail (ID)_New_Water Heating_Natural Gas_Water Heater_E10_Baseline Forecast | Commercial | Retail (ID) | New | Water Heating | Natural Gas | Water Heater | E10 |  | Baseline Forecast | 0 | 0 | 0 | 0 | 0 | 0 | 0 | 0 | 0 | 0 | 0 | 0 | 0 | 0 | 0 | 0 | 0 | 0 | 0 | 0 | 0 | 0 | 0 | 0 | 0 | 0 | 0
Commercial_Retail (ID)_New_Food Preparation_Natural Gas_Oven_E1_Baseline Forecast | Commercial | Retail (ID) | New | Food Preparation | Natural Gas | Oven | E1 | Standard | Baseline Forecast | 0 | 1410.7168 | 1313.9453 | 1599.9907 | 1641.8721 | 1478.1489 | 1282.3548 | 1240.4634 | 1204.4344 | 1158.7135 | 1424.6259 | 1633.667 | 1839.6108 | 2011.5811 | 2122.5118 | 2537.3531 | 2459.7885 | 2484.7977 | 2434.1939 | 2384.8774 | 2368.2598 | 2440.6531 | 2538.5674 | 2643.8863 | 2876.422 | 3095.6755 | 3117.1461
Commercial_Retail (ID)_New_Food Preparation_Natural Gas_Oven_E2_Baseline Forecast | Commercial | Retail (ID) | New | Food Preparation | Natural Gas | Oven | E2 | ENERGY STAR (>42% Baking Efficiency) | Baseline Forecast | 0 | 2030.0559 | 1890.7993 | 2302.4256 | 2362.6939 | 2127.0923 | 1845.3398 | 1785.0571 | 1733.2105 | 1667.417 | 2050.0714 | 2350.8866 | 2647.2448 | 2894.7143 | 3054.3462 | 3651.3129 | 3539.6956 | 3575.6845 | 3502.8644 | 3431.8967 | 3407.9837 | 3512.1594 | 3653.0605 | 3804.6168 | 4139.2414 | 4454.7525 | 4485.6492
Commercial_Retail (ID)_New_Food Preparation_Natural Gas_Oven_E3_Baseline Forecast | Commercial | Retail (ID) | New | Food Preparation | Natural Gas | Oven | E3 |  | Baseline Forecast | 0 | 0 | 0 | 0 | 0 | 0 | 0 | 0 | 0 | 0 | 0 | 0 | 0 | 0 | 0 | 0 | 0 | 0 | 0 | 0 | 0 | 0 | 0 | 0 | 0 | 0 | 0
Commercial_Retail (ID)_New_Food Preparation_Natural Gas_Oven_E4_Baseline Forecast | Commercial | Retail (ID) | New | Food Preparation | Natural Gas | Oven | E4 |  | Baseline Forecast | 0 | 0 | 0 | 0 | 0 | 0 | 0 | 0 | 0 | 0 | 0 | 0 | 0 | 0 | 0 | 0 | 0 | 0 | 0 | 0 | 0 | 0 | 0 | 0 | 0 | 0 | 0
Commercial_Retail (ID)_New_Food Preparation_Natural Gas_Oven_E5_Baseline Forecast | Commercial | Retail (ID) | New | Food Preparation | Natural Gas | Oven | E5 |  | Baseline Forecast | 0 | 0 | 0 | 0 | 0 | 0 | 0 | 0 | 0 | 0 | 0 | 0 | 0 | 0 | 0 | 0 | 0 | 0 | 0 | 0 | 0 | 0 | 0 | 0 | 0 | 0 | 0
Commercial_Retail (ID)_New_Food Preparation_Natural Gas_Oven_E6_Baseline Forecast | Commercial | Retail (ID) | New | Food Preparation | Natural Gas | Oven | E6 |  | Baseline Forecast | 0 | 0 | 0 | 0 | 0 | 0 | 0 | 0 | 0 | 0 | 0 | 0 | 0 | 0 | 0 | 0 | 0 | 0 | 0 | 0 | 0 | 0 | 0 | 0 | 0 | 0 | 0
Commercial_Retail (ID)_New_Food Preparation_Natural Gas_Oven_E7_Baseline Forecast | Commercial | Retail (ID) | New | Food Preparation | Natural Gas | Oven | E7 |  | Baseline Forecast | 0 | 0 | 0 | 0 | 0 | 0 | 0 | 0 | 0 | 0 | 0 | 0 | 0 | 0 | 0 | 0 | 0 | 0 | 0 | 0 | 0 | 0 | 0 | 0 | 0 | 0 | 0
Commercial_Retail (ID)_New_Food Preparation_Natural Gas_Oven_E8_Baseline Forecast | Commercial | Retail (ID) | New | Food Preparation | Natural Gas | Oven | E8 |  | Baseline Forecast | 0 | 0 | 0 | 0 | 0 | 0 | 0 | 0 | 0 | 0 | 0 | 0 | 0 | 0 | 0 | 0 | 0 | 0 | 0 | 0 | 0 | 0 | 0 | 0 | 0 | 0 | 0
Commercial_Retail (ID)_New_Food Preparation_Natural Gas_Oven_E9_Baseline Forecast | Commercial | Retail (ID) | New | Food Preparation | Natural Gas | Oven | E9 |  | Baseline Forecast | 0 | 0 | 0 | 0 | 0 | 0 | 0 | 0 | 0 | 0 | 0 | 0 | 0 | 0 | 0 | 0 | 0 | 0 | 0 | 0 | 0 | 0 | 0 | 0 | 0 | 0 | 0
Commercial_Retail (ID)_New_Food Preparation_Natural Gas_Oven_E10_Baseline Forecast | Commercial | Retail (ID) | New | Food Preparation | Natural Gas | Oven | E10 |  | Baseline Forecast | 0 | 0 | 0 | 0 | 0 | 0 | 0 | 0 | 0 | 0 | 0 | 0 | 0 | 0 | 0 | 0 | 0 | 0 | 0 | 0 | 0 | 0 | 0 | 0 | 0 | 0 | 0
Commercial_Retail (ID)_New_Food Preparation_Natural Gas_Conveyor Oven_E1_Baseline Forecast | Commercial | Retail (ID) | New | Food Preparation | Natural Gas | Conveyor Oven | E1 | Standard | Baseline Forecast | 0 | 705.3584 | 656.9726 | 799.9953 | 820.936 | 739.0744 | 641.1774 | 620.2317 | 602.2172 | 579.3568 | 571.2412 | 572.5816 | 564.4048 | 557.2829 | 554.6349 | 550.2388 | 543.7817 | 676.6445 | 774.5272 | 877.3789 | 958.5657 | 1009.2198 | 1217.1035 | 1185.3028 | 1198.2458 | 1203.8481 | 1100.6968
Commercial_Retail (ID)_New_Food Preparation_Natural Gas_Conveyor Oven_E2_Baseline Forecast | Commercial | Retail (ID) | New | Food Preparation | Natural Gas | Conveyor Oven | E2 | ENERGY STAR (>42% Baking Efficiency) | Baseline Forecast | 0 | 1015.028 | 945.3997 | 1151.2128 | 1181.347 | 1063.5462 | 922.6699 | 892.5286 | 866.6053 | 833.7085 | 822.0301 | 823.9589 | 812.1923 | 801.9437 | 798.1331 | 791.807 | 782.5152 | 973.708 | 1114.5635 | 1262.5696 | 1379.3994 | 1452.2919 | 1751.4417 | 1705.6797 | 1724.3049 | 1732.3668 | 1583.9296
Commercial_Retail (ID)_New_Food Preparation_Natural Gas_Conveyor Oven_E3_Baseline Forecast | Commercial | Retail (ID) | New | Food Preparation | Natural Gas | Conveyor Oven | E3 |  | Baseline Forecast | 0 | 0 | 0 | 0 | 0 | 0 | 0 | 0 | 0 | 0 | 0 | 0 | 0 | 0 | 0 | 0 | 0 | 0 | 0 | 0 | 0 | 0 | 0 | 0 | 0 | 0 | 0
Commercial_Retail (ID)_New_Food Preparation_Natural Gas_Conveyor Oven_E4_Baseline Forecast | Commercial | Retail (ID) | New | Food Preparation | Natural Gas | Conveyor Oven | E4 |  | Baseline Forecast | 0 | 0 | 0 | 0 | 0 | 0 | 0 | 0 | 0 | 0 | 0 | 0 | 0 | 0 | 0 | 0 | 0 | 0 | 0 | 0 | 0 | 0 | 0 | 0 | 0 | 0 | 0
Commercial_Retail (ID)_New_Food Preparation_Natural Gas_Conveyor Oven_E5_Baseline Forecast | Commercial | Retail (ID) | New | Food Preparation | Natural Gas | Conveyor Oven | E5 |  | Baseline Forecast | 0 | 0 | 0 | 0 | 0 | 0 | 0 | 0 | 0 | 0 | 0 | 0 | 0 | 0 | 0 | 0 | 0 | 0 | 0 | 0 | 0 | 0 | 0 | 0 | 0 | 0 | 0
Commercial_Retail (ID)_New_Food Preparation_Natural Gas_Conveyor Oven_E6_Baseline Forecast | Commercial | Retail (ID) | New | Food Preparation | Natural Gas | Conveyor Oven | E6 |  | Baseline Forecast | 0 | 0 | 0 | 0 | 0 | 0 | 0 | 0 | 0 | 0 | 0 | 0 | 0 | 0 | 0 | 0 | 0 | 0 | 0 | 0 | 0 | 0 | 0 | 0 | 0 | 0 | 0
Commercial_Retail (ID)_New_Food Preparation_Natural Gas_Conveyor Oven_E7_Baseline Forecast | Commercial | Retail (ID) | New | Food Preparation | Natural Gas | Conveyor Oven | E7 |  | Baseline Forecast | 0 | 0 | 0 | 0 | 0 | 0 | 0 | 0 | 0 | 0 | 0 | 0 | 0 | 0 | 0 | 0 | 0 | 0 | 0 | 0 | 0 | 0 | 0 | 0 | 0 | 0 | 0
Commercial_Retail (ID)_New_Food Preparation_Natural Gas_Conveyor Oven_E8_Baseline Forecast | Commercial | Retail (ID) | New | Food Preparation | Natural Gas | Conveyor Oven | E8 |  | Baseline Forecast | 0 | 0 | 0 | 0 | 0 | 0 | 0 | 0 | 0 | 0 | 0 | 0 | 0 | 0 | 0 | 0 | 0 | 0 | 0 | 0 | 0 | 0 | 0 | 0 | 0 | 0 | 0
Commercial_Retail (ID)_New_Food Preparation_Natural Gas_Conveyor Oven_E9_Baseline Forecast | Commercial | Retail (ID) | New | Food Preparation | Natural Gas | Conveyor Oven | E9 |  | Baseline Forecast | 0 | 0 | 0 | 0 | 0 | 0 | 0 | 0 | 0 | 0 | 0 | 0 | 0 | 0 | 0 | 0 | 0 | 0 | 0 | 0 | 0 | 0 | 0 | 0 | 0 | 0 | 0
Commercial_Retail (ID)_New_Food Preparation_Natural Gas_Conveyor Oven_E10_Baseline Forecast | Commercial | Retail (ID) | New | Food Preparation | Natural Gas | Conveyor Oven | E10 |  | Baseline Forecast | 0 | 0 | 0 | 0 | 0 | 0 | 0 | 0 | 0 | 0 | 0 | 0 | 0 | 0 | 0 | 0 | 0 | 0 | 0 | 0 | 0 | 0 | 0 | 0 | 0 | 0 | 0
Commercial_Retail (ID)_New_Food Preparation_Natural Gas_Double Rack Oven_E1_Baseline Forecast | Commercial | Retail (ID) | New | Food Preparation | Natural Gas | Double Rack Oven | E1 | Standard | Baseline Forecast | 0 | 705.3584 | 656.9726 | 799.9953 | 820.936 | 739.0744 | 641.1774 | 620.2317 | 602.2172 | 579.3568 | 649.6144 | 715.2436 | 780.1039 | 840.2305 | 888.2632 | 918.0392 | 939.6301 | 954.3511 | 966.8956 | 1199.477 | 1176.8504 | 1226.0246 | 1241.5185 | 1232.9908 | 1215.5442 | 1258.6459 | 1218.1595
Commercial_Retail (ID)_New_Food Preparation_Natural Gas_Double Rack Oven_E2_Baseline Forecast | Commercial | Retail (ID) | New | Food Preparation | Natural Gas | Double Rack Oven | E2 | FTSC Qualified (>50% Cooking Efficiency) | Baseline Forecast | 0 | 1015.028 | 945.3997 | 1151.2128 | 1181.347 | 1063.5462 | 922.6699 | 892.5286 | 866.6053 | 833.7085 | 934.811 | 1029.253 | 1122.5885 | 1209.1122 | 1278.2324 | 1321.0808 | 1352.1506 | 1373.3345 | 1391.3864 | 1726.0767 | 1693.5165 | 1764.2793 | 1786.5754 | 1774.3039 | 1749.1978 | 1811.2221 | 1752.9613
Commercial_Retail (ID)_New_Food Preparation_Natural Gas_Double Rack Oven_E3_Baseline Forecast | Commercial | Retail (ID) | New | Food Preparation | Natural Gas | Double Rack Oven | E3 |  | Baseline Forecast | 0 | 0 | 0 | 0 | 0 | 0 | 0 | 0 | 0 | 0 | 0 | 0 | 0 | 0 | 0 | 0 | 0 | 0 | 0 | 0 | 0 | 0 | 0 | 0 | 0 | 0 | 0
Commercial_Retail (ID)_New_Food Preparation_Natural Gas_Double Rack Oven_E4_Baseline Forecast | Commercial | Retail (ID) | New | Food Preparation | Natural Gas | Double Rack Oven | E4 |  | Baseline Forecast | 0 | 0 | 0 | 0 | 0 | 0 | 0 | 0 | 0 | 0 | 0 | 0 | 0 | 0 | 0 | 0 | 0 | 0 | 0 | 0 | 0 | 0 | 0 | 0 | 0 | 0 | 0
Commercial_Retail (ID)_New_Food Preparation_Natural Gas_Double Rack Oven_E5_Baseline Forecast | Commercial | Retail (ID) | New | Food Preparation | Natural Gas | Double Rack Oven | E5 |  | Baseline Forecast | 0 | 0 | 0 | 0 | 0 | 0 | 0 | 0 | 0 | 0 | 0 | 0 | 0 | 0 | 0 | 0 | 0 | 0 | 0 | 0 | 0 | 0 | 0 | 0 | 0 | 0 | 0
Commercial_Retail (ID)_New_Food Preparation_Natural Gas_Double Rack Oven_E6_Baseline Forecast | Commercial | Retail (ID) | New | Food Preparation | Natural Gas | Double Rack Oven | E6 |  | Baseline Forecast | 0 | 0 | 0 | 0 | 0 | 0 | 0 | 0 | 0 | 0 | 0 | 0 | 0 | 0 | 0 | 0 | 0 | 0 | 0 | 0 | 0 | 0 | 0 | 0 | 0 | 0 | 0
Commercial_Retail (ID)_New_Food Preparation_Natural Gas_Double Rack Oven_E7_Baseline Forecast | Commercial | Retail (ID) | New | Food Preparation | Natural Gas | Double Rack Oven | E7 |  | Baseline Forecast | 0 | 0 | 0 | 0 | 0 | 0 | 0 | 0 | 0 | 0 | 0 | 0 | 0 | 0 | 0 | 0 | 0 | 0 | 0 | 0 | 0 | 0 | 0 | 0 | 0 | 0 | 0
Commercial_Retail (ID)_New_Food Preparation_Natural Gas_Double Rack Oven_E8_Baseline Forecast | Commercial | Retail (ID) | New | Food Preparation | Natural Gas | Double Rack Oven | E8 |  | Baseline Forecast | 0 | 0 | 0 | 0 | 0 | 0 | 0 | 0 | 0 | 0 | 0 | 0 | 0 | 0 | 0 | 0 | 0 | 0 | 0 | 0 | 0 | 0 | 0 | 0 | 0 | 0 | 0
Commercial_Retail (ID)_New_Food Preparation_Natural Gas_Double Rack Oven_E9_Baseline Forecast | Commercial | Retail (ID) | New | Food Preparation | Natural Gas | Double Rack Oven | E9 |  | Baseline Forecast | 0 | 0 | 0 | 0 | 0 | 0 | 0 | 0 | 0 | 0 | 0 | 0 | 0 | 0 | 0 | 0 | 0 | 0 | 0 | 0 | 0 | 0 | 0 | 0 | 0 | 0 | 0
Commercial_Retail (ID)_New_Food Preparation_Natural Gas_Double Rack Oven_E10_Baseline Forecast | Commercial | Retail (ID) | New | Food Preparation | Natural Gas | Double Rack Oven | E10 |  | Baseline Forecast | 0 | 0 | 0 | 0 | 0 | 0 | 0 | 0 | 0 | 0 | 0 | 0 | 0 | 0 | 0 | 0 | 0 | 0 | 0 | 0 | 0 | 0 | 0 | 0 | 0 | 0 | 0
Commercial_Retail (ID)_New_Food Preparation_Natural Gas_Fryer_E1_Baseline Forecast | Commercial | Retail (ID) | New | Food Preparation | Natural Gas | Fryer | E1 | Standard | Baseline Forecast | 0 | 5092.3436 | 4743.022 | 5775.5761 | 5926.7577 | 5335.757 | 4628.988 | 4477.7705 | 4347.7146 | 4182.6732 | 4124.0831 | 4133.76 | 4537.6679 | 4875.3494 | 5303.8261 | 5692.7362 | 5974.7991 | 6150.0831 | 6311.3159 | 6420.9363 | 6473.9838 | 6541.265 | 6623.8718 | 8387.8655 | 8228.7699 | 8799.2657 | 8481.4716
Commercial_Retail (ID)_New_Food Preparation_Natural Gas_Fryer_E2_Baseline Forecast | Commercial | Retail (ID) | New | Food Preparation | Natural Gas | Fryer | E2 | ENERGY STAR | Baseline Forecast | 0 | 1789.2018 | 1666.4672 | 2029.2565 | 2082.3743 | 1874.7254 | 1626.4012 | 1573.2707 | 1527.5754 | 1469.5879 | 1449.0022 | 1452.4022 | 1594.3158 | 1712.9606 | 1863.5065 | 2000.1505 | 2099.2537 | 2160.84 | 2217.4894 | 2256.0046 | 2274.6429 | 2298.2823 | 2327.3063 | 2947.0879 | 2891.1894 | 3091.6339 | 2979.9765
Commercial_Retail (ID)_New_Food Preparation_Natural Gas_Fryer_E3_Baseline Forecast | Commercial | Retail (ID) | New | Food Preparation | Natural Gas | Fryer | E3 |  | Baseline Forecast | 0 | 0 | 0 | 0 | 0 | 0 | 0 | 0 | 0 | 0 | 0 | 0 | 0 | 0 | 0 | 0 | 0 | 0 | 0 | 0 | 0 | 0 | 0 | 0 | 0 | 0 | 0
Commercial_Retail (ID)_New_Food Preparation_Natural Gas_Fryer_E4_Baseline Forecast | Commercial | Retail (ID) | New | Food Preparation | Natural Gas | Fryer | E4 |  | Baseline Forecast | 0 | 0 | 0 | 0 | 0 | 0 | 0 | 0 | 0 | 0 | 0 | 0 | 0 | 0 | 0 | 0 | 0 | 0 | 0 | 0 | 0 | 0 | 0 | 0 | 0 | 0 | 0
Commercial_Retail (ID)_New_Food Preparation_Natural Gas_Fryer_E5_Baseline Forecast | Commercial | Retail (ID) | New | Food Preparation | Natural Gas | Fryer | E5 |  | Baseline Forecast | 0 | 0 | 0 | 0 | 0 | 0 | 0 | 0 | 0 | 0 | 0 | 0 | 0 | 0 | 0 | 0 | 0 | 0 | 0 | 0 | 0 | 0 | 0 | 0 | 0 | 0 | 0
Commercial_Retail (ID)_New_Food Preparation_Natural Gas_Fryer_E6_Baseline Forecast | Commercial | Retail (ID) | New | Food Preparation | Natural Gas | Fryer | E6 |  | Baseline Forecast | 0 | 0 | 0 | 0 | 0 | 0 | 0 | 0 | 0 | 0 | 0 | 0 | 0 | 0 | 0 | 0 | 0 | 0 | 0 | 0 | 0 | 0 | 0 | 0 | 0 | 0 | 0
Commercial_Retail (ID)_New_Food Preparation_Natural Gas_Fryer_E7_Baseline Forecast | Commercial | Retail (ID) | New | Food Preparation | Natural Gas | Fryer | E7 |  | Baseline Forecast | 0 | 0 | 0 | 0 | 0 | 0 | 0 | 0 | 0 | 0 | 0 | 0 | 0 | 0 | 0 | 0 | 0 | 0 | 0 | 0 | 0 | 0 | 0 | 0 | 0 | 0 | 0
Commercial_Retail (ID)_New_Food Preparation_Natural Gas_Fryer_E8_Baseline Forecast | Commercial | Retail (ID) | New | Food Preparation | Natural Gas | Fryer | E8 |  | Baseline Forecast | 0 | 0 | 0 | 0 | 0 | 0 | 0 | 0 | 0 | 0 | 0 | 0 | 0 | 0 | 0 | 0 | 0 | 0 | 0 | 0 | 0 | 0 | 0 | 0 | 0 | 0 | 0
Commercial_Retail (ID)_New_Food Preparation_Natural Gas_Fryer_E9_Baseline Forecast | Commercial | Retail (ID) | New | Food Preparation | Natural Gas | Fryer | E9 |  | Baseline Forecast | 0 | 0 | 0 | 0 | 0 | 0 | 0 | 0 | 0 | 0 | 0 | 0 | 0 | 0 | 0 | 0 | 0 | 0 | 0 | 0 | 0 | 0 | 0 | 0 | 0 | 0 | 0
Commercial_Retail (ID)_New_Food Preparation_Natural Gas_Fryer_E10_Baseline Forecast | Commercial | Retail (ID) | New | Food Preparation | Natural Gas | Fryer | E10 |  | Baseline Forecast | 0 | 0 | 0 | 0 | 0 | 0 | 0 | 0 | 0 | 0 | 0 | 0 | 0 | 0 | 0 | 0 | 0 | 0 | 0 | 0 | 0 | 0 | 0 | 0 | 0 | 0 | 0
Commercial_Retail (ID)_New_Food Preparation_Natural Gas_Broiler_E1_Baseline Forecast | Commercial | Retail (ID) | New | Food Preparation | Natural Gas | Broiler | E1 | Standard | Baseline Forecast | 0 | 0 | 0 | 0 | 0 | 0 | 0 | 0 | 0 | 0 | 0 | 0 | 0 | 0 | 0 | 0 | 0 | 0 | 0 | 0 | 0 | 0 | 0 | 0 | 0 | 0 | 0
Commercial_Retail (ID)_New_Food Preparation_Natural Gas_Broiler_E2_Baseline Forecast | Commercial | Retail (ID) | New | Food Preparation | Natural Gas | Broiler | E2 | Infrared Burners | Baseline Forecast | 0 | 0 | 0 | 0 | 0 | 0 | 0 | 0 | 0 | 0 | 0 | 0 | 0 | 0 | 0 | 0 | 0 | 0 | 0 | 0 | 0 | 0 | 0 | 0 | 0 | 0 | 0
Commercial_Retail (ID)_New_Food Preparation_Natural Gas_Broiler_E3_Baseline Forecast | Commercial | Retail (ID) | New | Food Preparation | Natural Gas | Broiler | E3 |  | Baseline Forecast | 0 | 0 | 0 | 0 | 0 | 0 | 0 | 0 | 0 | 0 | 0 | 0 | 0 | 0 | 0 | 0 | 0 | 0 | 0 | 0 | 0 | 0 | 0 | 0 | 0 | 0 | 0
Commercial_Retail (ID)_New_Food Preparation_Natural Gas_Broiler_E4_Baseline Forecast | Commercial | Retail (ID) | New | Food Preparation | Natural Gas | Broiler | E4 |  | Baseline Forecast | 0 | 0 | 0 | 0 | 0 | 0 | 0 | 0 | 0 | 0 | 0 | 0 | 0 | 0 | 0 | 0 | 0 | 0 | 0 | 0 | 0 | 0 | 0 | 0 | 0 | 0 | 0
Commercial_Retail (ID)_New_Food Preparation_Natural Gas_Broiler_E5_Baseline Forecast | Commercial | Retail (ID) | New | Food Preparation | Natural Gas | Broiler | E5 |  | Baseline Forecast | 0 | 0 | 0 | 0 | 0 | 0 | 0 | 0 | 0 | 0 | 0 | 0 | 0 | 0 | 0 | 0 | 0 | 0 | 0 | 0 | 0 | 0 | 0 | 0 | 0 | 0 | 0
Commercial_Retail (ID)_New_Food Preparation_Natural Gas_Broiler_E6_Baseline Forecast | Commercial | Retail (ID) | New | Food Preparation | Natural Gas | Broiler | E6 |  | Baseline Forecast | 0 | 0 | 0 | 0 | 0 | 0 | 0 | 0 | 0 | 0 | 0 | 0 | 0 | 0 | 0 | 0 | 0 | 0 | 0 | 0 | 0 | 0 | 0 | 0 | 0 | 0 | 0
Commercial_Retail (ID)_New_Food Preparation_Natural Gas_Broiler_E7_Baseline Forecast | Commercial | Retail (ID) | New | Food Preparation | Natural Gas | Broiler | E7 |  | Baseline Forecast | 0 | 0 | 0 | 0 | 0 | 0 | 0 | 0 | 0 | 0 | 0 | 0 | 0 | 0 | 0 | 0 | 0 | 0 | 0 | 0 | 0 | 0 | 0 | 0 | 0 | 0 | 0
Commercial_Retail (ID)_New_Food Preparation_Natural Gas_Broiler_E8_Baseline Forecast | Commercial | Retail (ID) | New | Food Preparation | Natural Gas | Broiler | E8 |  | Baseline Forecast | 0 | 0 | 0 | 0 | 0 | 0 | 0 | 0 | 0 | 0 | 0 | 0 | 0 | 0 | 0 | 0 | 0 | 0 | 0 | 0 | 0 | 0 | 0 | 0 | 0 | 0 | 0
Commercial_Retail (ID)_New_Food Preparation_Natural Gas_Broiler_E9_Baseline Forecast | Commercial | Retail (ID) | New | Food Preparation | Natural Gas | Broiler | E9 |  | Baseline Forecast | 0 | 0 | 0 | 0 | 0 | 0 | 0 | 0 | 0 | 0 | 0 | 0 | 0 | 0 | 0 | 0 | 0 | 0 | 0 | 0 | 0 | 0 | 0 | 0 | 0 | 0 | 0
Commercial_Retail (ID)_New_Food Preparation_Natural Gas_Broiler_E10_Baseline Forecast | Commercial | Retail (ID) | New | Food Preparation | Natural Gas | Broiler | E10 |  | Baseline Forecast | 0 | 0 | 0 | 0 | 0 | 0 | 0 | 0 | 0 | 0 | 0 | 0 | 0 | 0 | 0 | 0 | 0 | 0 | 0 | 0 | 0 | 0 | 0 | 0 | 0 | 0 | 0
Commercial_Retail (ID)_New_Food Preparation_Natural Gas_Griddle_E1_Baseline Forecast | Commercial | Retail (ID) | New | Food Preparation | Natural Gas | Griddle | E1 | Standard | Baseline Forecast | 0 | 0 | 0 | 0 | 0 | 0 | 0 | 0 | 0 | 0 | 0 | 0 | 0 | 0 | 0 | 0 | 0 | 0 | 0 | 0 | 0 | 0 | 0 | 0 | 0 | 0 | 0
Commercial_Retail (ID)_New_Food Preparation_Natural Gas_Griddle_E2_Baseline Forecast | Commercial | Retail (ID) | New | Food Preparation | Natural Gas | Griddle | E2 | ENERGY STAR | Baseline Forecast | 0 | 0 | 0 | 0 | 0 | 0 | 0 | 0 | 0 | 0 | 0 | 0 | 0 | 0 | 0 | 0 | 0 | 0 | 0 | 0 | 0 | 0 | 0 | 0 | 0 | 0 | 0
Commercial_Retail (ID)_New_Food Preparation_Natural Gas_Griddle_E3_Baseline Forecast | Commercial | Retail (ID) | New | Food Preparation | Natural Gas | Griddle | E3 |  | Baseline Forecast | 0 | 0 | 0 | 0 | 0 | 0 | 0 | 0 | 0 | 0 | 0 | 0 | 0 | 0 | 0 | 0 | 0 | 0 | 0 | 0 | 0 | 0 | 0 | 0 | 0 | 0 | 0
Commercial_Retail (ID)_New_Food Preparation_Natural Gas_Griddle_E4_Baseline Forecast | Commercial | Retail (ID) | New | Food Preparation | Natural Gas | Griddle | E4 |  | Baseline Forecast | 0 | 0 | 0 | 0 | 0 | 0 | 0 | 0 | 0 | 0 | 0 | 0 | 0 | 0 | 0 | 0 | 0 | 0 | 0 | 0 | 0 | 0 | 0 | 0 | 0 | 0 | 0
Commercial_Retail (ID)_New_Food Preparation_Natural Gas_Griddle_E5_Baseline Forecast | Commercial | Retail (ID) | New | Food Preparation | Natural Gas | Griddle | E5 |  | Baseline Forecast | 0 | 0 | 0 | 0 | 0 | 0 | 0 | 0 | 0 | 0 | 0 | 0 | 0 | 0 | 0 | 0 | 0 | 0 | 0 | 0 | 0 | 0 | 0 | 0 | 0 | 0 | 0
Commercial_Retail (ID)_New_Food Preparation_Natural Gas_Griddle_E6_Baseline Forecast | Commercial | Retail (ID) | New | Food Preparation | Natural Gas | Griddle | E6 |  | Baseline Forecast | 0 | 0 | 0 | 0 | 0 | 0 | 0 | 0 | 0 | 0 | 0 | 0 | 0 | 0 | 0 | 0 | 0 | 0 | 0 | 0 | 0 | 0 | 0 | 0 | 0 | 0 | 0
Commercial_Retail (ID)_New_Food Preparation_Natural Gas_Griddle_E7_Baseline Forecast | Commercial | Retail (ID) | New | Food Preparation | Natural Gas | Griddle | E7 |  | Baseline Forecast | 0 | 0 | 0 | 0 | 0 | 0 | 0 | 0 | 0 | 0 | 0 | 0 | 0 | 0 | 0 | 0 | 0 | 0 | 0 | 0 | 0 | 0 | 0 | 0 | 0 | 0 | 0
Commercial_Retail (ID)_New_Food Preparation_Natural Gas_Griddle_E8_Baseline Forecast | Commercial | Retail (ID) | New | Food Preparation | Natural Gas | Griddle | E8 |  | Baseline Forecast | 0 | 0 | 0 | 0 | 0 | 0 | 0 | 0 | 0 | 0 | 0 | 0 | 0 | 0 | 0 | 0 | 0 | 0 | 0 | 0 | 0 | 0 | 0 | 0 | 0 | 0 | 0
Commercial_Retail (ID)_New_Food Preparation_Natural Gas_Griddle_E9_Baseline Forecast | Commercial | Retail (ID) | New | Food Preparation | Natural Gas | Griddle | E9 |  | Baseline Forecast | 0 | 0 | 0 | 0 | 0 | 0 | 0 | 0 | 0 | 0 | 0 | 0 | 0 | 0 | 0 | 0 | 0 | 0 | 0 | 0 | 0 | 0 | 0 | 0 | 0 | 0 | 0
Commercial_Retail (ID)_New_Food Preparation_Natural Gas_Griddle_E10_Baseline Forecast | Commercial | Retail (ID) | New | Food Preparation | Natural Gas | Griddle | E10 |  | Baseline Forecast | 0 | 0 | 0 | 0 | 0 | 0 | 0 | 0 | 0 | 0 | 0 | 0 | 0 | 0 | 0 | 0 | 0 | 0 | 0 | 0 | 0 | 0 | 0 | 0 | 0 | 0 | 0
Commercial_Retail (ID)_New_Food Preparation_Natural Gas_Range_E1_Baseline Forecast | Commercial | Retail (ID) | New | Food Preparation | Natural Gas | Range | E1 | Standard | Baseline Forecast | 0 | 0 | 0 | 0 | 0 | 0 | 0 | 0 | 0 | 0 | 0 | 0 | 0 | 0 | 0 | 0 | 0 | 0 | 0 | 0 | 0 | 0 | 0 | 0 | 0 | 0 | 0
Commercial_Retail (ID)_New_Food Preparation_Natural Gas_Range_E2_Baseline Forecast | Commercial | Retail (ID) | New | Food Preparation | Natural Gas | Range | E2 | High Efficiency | Baseline Forecast | 0 | 0 | 0 | 0 | 0 | 0 | 0 | 0 | 0 | 0 | 0 | 0 | 0 | 0 | 0 | 0 | 0 | 0 | 0 | 0 | 0 | 0 | 0 | 0 | 0 | 0 | 0
Commercial_Retail (ID)_New_Food Preparation_Natural Gas_Range_E3_Baseline Forecast | Commercial | Retail (ID) | New | Food Preparation | Natural Gas | Range | E3 |  | Baseline Forecast | 0 | 0 | 0 | 0 | 0 | 0 | 0 | 0 | 0 | 0 | 0 | 0 | 0 | 0 | 0 | 0 | 0 | 0 | 0 | 0 | 0 | 0 | 0 | 0 | 0 | 0 | 0
Commercial_Retail (ID)_New_Food Preparation_Natural Gas_Range_E4_Baseline Forecast | Commercial | Retail (ID) | New | Food Preparation | Natural Gas | Range | E4 |  | Baseline Forecast | 0 | 0 | 0 | 0 | 0 | 0 | 0 | 0 | 0 | 0 | 0 | 0 | 0 | 0 | 0 | 0 | 0 | 0 | 0 | 0 | 0 | 0 | 0 | 0 | 0 | 0 | 0
Commercial_Retail (ID)_New_Food Preparation_Natural Gas_Range_E5_Baseline Forecast | Commercial | Retail (ID) | New | Food Preparation | Natural Gas | Range | E5 |  | Baseline Forecast | 0 | 0 | 0 | 0 | 0 | 0 | 0 | 0 | 0 | 0 | 0 | 0 | 0 | 0 | 0 | 0 | 0 | 0 | 0 | 0 | 0 | 0 | 0 | 0 | 0 | 0 | 0
Commercial_Retail (ID)_New_Food Preparation_Natural Gas_Range_E6_Baseline Forecast | Commercial | Retail (ID) | New | Food Preparation | Natural Gas | Range | E6 |  | Baseline Forecast | 0 | 0 | 0 | 0 | 0 | 0 | 0 | 0 | 0 | 0 | 0 | 0 | 0 | 0 | 0 | 0 | 0 | 0 | 0 | 0 | 0 | 0 | 0 | 0 | 0 | 0 | 0
Commercial_Retail (ID)_New_Food Preparation_Natural Gas_Range_E7_Baseline Forecast | Commercial | Retail (ID) | New | Food Preparation | Natural Gas | Range | E7 |  | Baseline Forecast | 0 | 0 | 0 | 0 | 0 | 0 | 0 | 0 | 0 | 0 | 0 | 0 | 0 | 0 | 0 | 0 | 0 | 0 | 0 | 0 | 0 | 0 | 0 | 0 | 0 | 0 | 0
Commercial_Retail (ID)_New_Food Preparation_Natural Gas_Range_E8_Baseline Forecast | Commercial | Retail (ID) | New | Food Preparation | Natural Gas | Range | E8 |  | Baseline Forecast | 0 | 0 | 0 | 0 | 0 | 0 | 0 | 0 | 0 | 0 | 0 | 0 | 0 | 0 | 0 | 0 | 0 | 0 | 0 | 0 | 0 | 0 | 0 | 0 | 0 | 0 | 0
Commercial_Retail (ID)_New_Food Preparation_Natural Gas_Range_E9_Baseline Forecast | Commercial | Retail (ID) | New | Food Preparation | Natural Gas | Range | E9 |  | Baseline Forecast | 0 | 0 | 0 | 0 | 0 | 0 | 0 | 0 | 0 | 0 | 0 | 0 | 0 | 0 | 0 | 0 | 0 | 0 | 0 | 0 | 0 | 0 | 0 | 0 | 0 | 0 | 0
Commercial_Retail (ID)_New_Food Preparation_Natural Gas_Range_E10_Baseline Forecast | Commercial | Retail (ID) | New | Food Preparation | Natural Gas | Range | E10 |  | Baseline Forecast | 0 | 0 | 0 | 0 | 0 | 0 | 0 | 0 | 0 | 0 | 0 | 0 | 0 | 0 | 0 | 0 | 0 | 0 | 0 | 0 | 0 | 0 | 0 | 0 | 0 | 0 | 0
Commercial_Retail (ID)_New_Food Preparation_Natural Gas_Steamer_E1_Baseline Forecast | Commercial | Retail (ID) | New | Food Preparation | Natural Gas | Steamer | E1 | Standard | Baseline Forecast | 0 | 0 | 0 | 0 | 0 | 0 | 0 | 0 | 0 | 0 | 0 | 0 | 0 | 0 | 0 | 0 | 0 | 0 | 0 | 0 | 0 | 0 | 0 | 0 | 0 | 0 | 0
Commercial_Retail (ID)_New_Food Preparation_Natural Gas_Steamer_E2_Baseline Forecast | Commercial | Retail (ID) | New | Food Preparation | Natural Gas | Steamer | E2 | ENERGY STAR | Baseline Forecast | 0 | 0 | 0 | 0 | 0 | 0 | 0 | 0 | 0 | 0 | 0 | 0 | 0 | 0 | 0 | 0 | 0 | 0 | 0 | 0 | 0 | 0 | 0 | 0 | 0 | 0 | 0
Commercial_Retail (ID)_New_Food Preparation_Natural Gas_Steamer_E3_Baseline Forecast | Commercial | Retail (ID) | New | Food Preparation | Natural Gas | Steamer | E3 |  | Baseline Forecast | 0 | 0 | 0 | 0 | 0 | 0 | 0 | 0 | 0 | 0 | 0 | 0 | 0 | 0 | 0 | 0 | 0 | 0 | 0 | 0 | 0 | 0 | 0 | 0 | 0 | 0 | 0
Commercial_Retail (ID)_New_Food Preparation_Natural Gas_Steamer_E4_Baseline Forecast | Commercial | Retail (ID) | New | Food Preparation | Natural Gas | Steamer | E4 |  | Baseline Forecast | 0 | 0 | 0 | 0 | 0 | 0 | 0 | 0 | 0 | 0 | 0 | 0 | 0 | 0 | 0 | 0 | 0 | 0 | 0 | 0 | 0 | 0 | 0 | 0 | 0 | 0 | 0
Commercial_Retail (ID)_New_Food Preparation_Natural Gas_Steamer_E5_Baseline Forecast | Commercial | Retail (ID) | New | Food Preparation | Natural Gas | Steamer | E5 |  | Baseline Forecast | 0 | 0 | 0 | 0 | 0 | 0 | 0 | 0 | 0 | 0 | 0 | 0 | 0 | 0 | 0 | 0 | 0 | 0 | 0 | 0 | 0 | 0 | 0 | 0 | 0 | 0 | 0
Commercial_Retail (ID)_New_Food Preparation_Natural Gas_Steamer_E6_Baseline Forecast | Commercial | Retail (ID) | New | Food Preparation | Natural Gas | Steamer | E6 |  | Baseline Forecast | 0 | 0 | 0 | 0 | 0 | 0 | 0 | 0 | 0 | 0 | 0 | 0 | 0 | 0 | 0 | 0 | 0 | 0 | 0 | 0 | 0 | 0 | 0 | 0 | 0 | 0 | 0
Commercial_Retail (ID)_New_Food Preparation_Natural Gas_Steamer_E7_Baseline Forecast | Commercial | Retail (ID) | New | Food Preparation | Natural Gas | Steamer | E7 |  | Baseline Forecast | 0 | 0 | 0 | 0 | 0 | 0 | 0 | 0 | 0 | 0 | 0 | 0 | 0 | 0 | 0 | 0 | 0 | 0 | 0 | 0 | 0 | 0 | 0 | 0 | 0 | 0 | 0
Commercial_Retail (ID)_New_Food Preparation_Natural Gas_Steamer_E8_Baseline Forecast | Commercial | Retail (ID) | New | Food Preparation | Natural Gas | Steamer | E8 |  | Baseline Forecast | 0 | 0 | 0 | 0 | 0 | 0 | 0 | 0 | 0 | 0 | 0 | 0 | 0 | 0 | 0 | 0 | 0 | 0 | 0 | 0 | 0 | 0 | 0 | 0 | 0 | 0 | 0
Commercial_Retail (ID)_New_Food Preparation_Natural Gas_Steamer_E9_Baseline Forecast | Commercial | Retail (ID) | New | Food Preparation | Natural Gas | Steamer | E9 |  | Baseline Forecast | 0 | 0 | 0 | 0 | 0 | 0 | 0 | 0 | 0 | 0 | 0 | 0 | 0 | 0 | 0 | 0 | 0 | 0 | 0 | 0 | 0 | 0 | 0 | 0 | 0 | 0 | 0
Commercial_Retail (ID)_New_Food Preparation_Natural Gas_Steamer_E10_Baseline Forecast | Commercial | Retail (ID) | New | Food Preparation | Natural Gas | Steamer | E10 |  | Baseline Forecast | 0 | 0 | 0 | 0 | 0 | 0 | 0 | 0 | 0 | 0 | 0 | 0 | 0 | 0 | 0 | 0 | 0 | 0 | 0 | 0 | 0 | 0 | 0 | 0 | 0 | 0 | 0
Commercial_Retail (ID)_New_Food Preparation_Natural Gas_Food Prep Other_E1_Baseline Forecast | Commercial | Retail (ID) | New | Food Preparation | Natural Gas | Food Prep Other | E1 | Standard | Baseline Forecast | 0 | 0 | 0 | 0 | 0 | 0 | 0 | 0 | 0 | 0 | 0 | 0 | 0 | 0 | 0 | 0 | 0 | 0 | 0 | 0 | 0 | 0 | 0 | 0 | 0 | 0 | 0
Commercial_Retail (ID)_New_Food Preparation_Natural Gas_Food Prep Other_E2_Baseline Forecast | Commercial | Retail (ID) | New | Food Preparation | Natural Gas | Food Prep Other | E2 | ENERGY STAR | Baseline Forecast | 0 | 0 | 0 | 0 | 0 | 0 | 0 | 0 | 0 | 0 | 0 | 0 | 0 | 0 | 0 | 0 | 0 | 0 | 0 | 0 | 0 | 0 | 0 | 0 | 0 | 0 | 0
Commercial_Retail (ID)_New_Food Preparation_Natural Gas_Food Prep Other_E3_Baseline Forecast | Commercial | Retail (ID) | New | Food Preparation | Natural Gas | Food Prep Other | E3 |  | Baseline Forecast | 0 | 0 | 0 | 0 | 0 | 0 | 0 | 0 | 0 | 0 | 0 | 0 | 0 | 0 | 0 | 0 | 0 | 0 | 0 | 0 | 0 | 0 | 0 | 0 | 0 | 0 | 0
Commercial_Retail (ID)_New_Food Preparation_Natural Gas_Food Prep Other_E4_Baseline Forecast | Commercial | Retail (ID) | New | Food Preparation | Natural Gas | Food Prep Other | E4 |  | Baseline Forecast | 0 | 0 | 0 | 0 | 0 | 0 | 0 | 0 | 0 | 0 | 0 | 0 | 0 | 0 | 0 | 0 | 0 | 0 | 0 | 0 | 0 | 0 | 0 | 0 | 0 | 0 | 0
Commercial_Retail (ID)_New_Food Preparation_Natural Gas_Food Prep Other_E5_Baseline Forecast | Commercial | Retail (ID) | New | Food Preparation | Natural Gas | Food Prep Other | E5 |  | Baseline Forecast | 0 | 0 | 0 | 0 | 0 | 0 | 0 | 0 | 0 | 0 | 0 | 0 | 0 | 0 | 0 | 0 | 0 | 0 | 0 | 0 | 0 | 0 | 0 | 0 | 0 | 0 | 0
Commercial_Retail (ID)_New_Food Preparation_Natural Gas_Food Prep Other_E6_Baseline Forecast | Commercial | Retail (ID) | New | Food Preparation | Natural Gas | Food Prep Other | E6 |  | Baseline Forecast | 0 | 0 | 0 | 0 | 0 | 0 | 0 | 0 | 0 | 0 | 0 | 0 | 0 | 0 | 0 | 0 | 0 | 0 | 0 | 0 | 0 | 0 | 0 | 0 | 0 | 0 | 0
Commercial_Retail (ID)_New_Food Preparation_Natural Gas_Food Prep Other_E7_Baseline Forecast | Commercial | Retail (ID) | New | Food Preparation | Natural Gas | Food Prep Other | E7 |  | Baseline Forecast | 0 | 0 | 0 | 0 | 0 | 0 | 0 | 0 | 0 | 0 | 0 | 0 | 0 | 0 | 0 | 0 | 0 | 0 | 0 | 0 | 0 | 0 | 0 | 0 | 0 | 0 | 0
Commercial_Retail (ID)_New_Food Preparation_Natural Gas_Food Prep Other_E8_Baseline Forecast | Commercial | Retail (ID) | New | Food Preparation | Natural Gas | Food Prep Other | E8 |  | Baseline Forecast | 0 | 0 | 0 | 0 | 0 | 0 | 0 | 0 | 0 | 0 | 0 | 0 | 0 | 0 | 0 | 0 | 0 | 0 | 0 | 0 | 0 | 0 | 0 | 0 | 0 | 0 | 0
Commercial_Retail (ID)_New_Food Preparation_Natural Gas_Food Prep Other_E9_Baseline Forecast | Commercial | Retail (ID) | New | Food Preparation | Natural Gas | Food Prep Other | E9 |  | Baseline Forecast | 0 | 0 | 0 | 0 | 0 | 0 | 0 | 0 | 0 | 0 | 0 | 0 | 0 | 0 | 0 | 0 | 0 | 0 | 0 | 0 | 0 | 0 | 0 | 0 | 0 | 0 | 0
Commercial_Retail (ID)_New_Food Preparation_Natural Gas_Food Prep Other_E10_Baseline Forecast | Commercial | Retail (ID) | New | Food Preparation | Natural Gas | Food Prep Other | E10 |  | Baseline Forecast | 0 | 0 | 0 | 0 | 0 | 0 | 0 | 0 | 0 | 0 | 0 | 0 | 0 | 0 | 0 | 0 | 0 | 0 | 0 | 0 | 0 | 0 | 0 | 0 | 0 | 0 | 0
Commercial_Retail (ID)_New_Miscellaneous_Natural Gas_Pool Heater_E1_Baseline Forecast | Commercial | Retail (ID) | New | Miscellaneous | Natural Gas | Pool Heater | E1 | Standard (EF .82) | Baseline Forecast | 0 | 0 | 0 | 0 | 0 | 0 | 0 | 0 | 0 | 0 | 0 | 0 | 0 | 0 | 0 | 0 | 0 | 0 | 0 | 0 | 0 | 0 | 0 | 0 | 0 | 0 | 0
Commercial_Retail (ID)_New_Miscellaneous_Natural Gas_Pool Heater_E2_Baseline Forecast | Commercial | Retail (ID) | New | Miscellaneous | Natural Gas | Pool Heater | E2 | Condensing (EF .90) | Baseline Forecast | 0 | 0 | 0 | 0 | 0 | 0 | 0 | 0 | 0 | 0 | 0 | 0 | 0 | 0 | 0 | 0 | 0 | 0 | 0 | 0 | 0 | 0 | 0 | 0 | 0 | 0 | 0
Commercial_Retail (ID)_New_Miscellaneous_Natural Gas_Pool Heater_E3_Baseline Forecast | Commercial | Retail (ID) | New | Miscellaneous | Natural Gas | Pool Heater | E3 |  | Baseline Forecast | 0 | 0 | 0 | 0 | 0 | 0 | 0 | 0 | 0 | 0 | 0 | 0 | 0 | 0 | 0 | 0 | 0 | 0 | 0 | 0 | 0 | 0 | 0 | 0 | 0 | 0 | 0
Commercial_Retail (ID)_New_Miscellaneous_Natural Gas_Pool Heater_E4_Baseline Forecast | Commercial | Retail (ID) | New | Miscellaneous | Natural Gas | Pool Heater | E4 |  | Baseline Forecast | 0 | 0 | 0 | 0 | 0 | 0 | 0 | 0 | 0 | 0 | 0 | 0 | 0 | 0 | 0 | 0 | 0 | 0 | 0 | 0 | 0 | 0 | 0 | 0 | 0 | 0 | 0
Commercial_Retail (ID)_New_Miscellaneous_Natural Gas_Pool Heater_E5_Baseline Forecast | Commercial | Retail (ID) | New | Miscellaneous | Natural Gas | Pool Heater | E5 |  | Baseline Forecast | 0 | 0 | 0 | 0 | 0 | 0 | 0 | 0 | 0 | 0 | 0 | 0 | 0 | 0 | 0 | 0 | 0 | 0 | 0 | 0 | 0 | 0 | 0 | 0 | 0 | 0 | 0
Commercial_Retail (ID)_New_Miscellaneous_Natural Gas_Pool Heater_E6_Baseline Forecast | Commercial | Retail (ID) | New | Miscellaneous | Natural Gas | Pool Heater | E6 |  | Baseline Forecast | 0 | 0 | 0 | 0 | 0 | 0 | 0 | 0 | 0 | 0 | 0 | 0 | 0 | 0 | 0 | 0 | 0 | 0 | 0 | 0 | 0 | 0 | 0 | 0 | 0 | 0 | 0
Commercial_Retail (ID)_New_Miscellaneous_Natural Gas_Pool Heater_E7_Baseline Forecast | Commercial | Retail (ID) | New | Miscellaneous | Natural Gas | Pool Heater | E7 |  | Baseline Forecast | 0 | 0 | 0 | 0 | 0 | 0 | 0 | 0 | 0 | 0 | 0 | 0 | 0 | 0 | 0 | 0 | 0 | 0 | 0 | 0 | 0 | 0 | 0 | 0 | 0 | 0 | 0
Commercial_Retail (ID)_New_Miscellaneous_Natural Gas_Pool Heater_E8_Baseline Forecast | Commercial | Retail (ID) | New | Miscellaneous | Natural Gas | Pool Heater | E8 |  | Baseline Forecast | 0 | 0 | 0 | 0 | 0 | 0 | 0 | 0 | 0 | 0 | 0 | 0 | 0 | 0 | 0 | 0 | 0 | 0 | 0 | 0 | 0 | 0 | 0 | 0 | 0 | 0 | 0
Commercial_Retail (ID)_New_Miscellaneous_Natural Gas_Pool Heater_E9_Baseline Forecast | Commercial | Retail (ID) | New | Miscellaneous | Natural Gas | Pool Heater | E9 |  | Baseline Forecast | 0 | 0 | 0 | 0 | 0 | 0 | 0 | 0 | 0 | 0 | 0 | 0 | 0 | 0 | 0 | 0 | 0 | 0 | 0 | 0 | 0 | 0 | 0 | 0 | 0 | 0 | 0
Commercial_Retail (ID)_New_Miscellaneous_Natural Gas_Pool Heater_E10_Baseline Forecast | Commercial | Retail (ID) | New | Miscellaneous | Natural Gas | Pool Heater | E10 |  | Baseline Forecast | 0 | 0 | 0 | 0 | 0 | 0 | 0 | 0 | 0 | 0 | 0 | 0 | 0 | 0 | 0 | 0 | 0 | 0 | 0 | 0 | 0 | 0 | 0 | 0 | 0 | 0 | 0
Commercial_Retail (ID)_New_Miscellaneous_Natural Gas_Miscellaneous_E1_Baseline Forecast | Commercial | Retail (ID) | New | Miscellaneous | Natural Gas | Miscellaneous | E1 | Standard | Baseline Forecast | 0 | 208969.5966 | 194634.8211 | 237006.7496 | 273063.4413 | 272351.4035 | 269578.9297 | 291007.8226 | 309255.634 | 322302.4565 | 339947.5384 | 421021.4411 | 424553.0377 | 446589.1958 | 476243.3423 | 490822.9135 | 505070.7557 | 527778.4638 | 548913.2693 | 566436.0453 | 584614.6809 | 622513.1809 | 635637.3514 | 656029.1678 | 678706.1845 | 705185.9064 | 706843.131
Commercial_Retail (ID)_New_Miscellaneous_Natural Gas_Miscellaneous_E2_Baseline Forecast | Commercial | Retail (ID) | New | Miscellaneous | Natural Gas | Miscellaneous | E2 |  | Baseline Forecast | 0 | 0 | 0 | 0 | 0 | 0 | 0 | 0 | 0 | 0 | 0 | 0 | 0 | 0 | 0 | 0 | 0 | 0 | 0 | 0 | 0 | 0 | 0 | 0 | 0 | 0 | 0
Commercial_Retail (ID)_New_Miscellaneous_Natural Gas_Miscellaneous_E3_Baseline Forecast | Commercial | Retail (ID) | New | Miscellaneous | Natural Gas | Miscellaneous | E3 |  | Baseline Forecast | 0 | 0 | 0 | 0 | 0 | 0 | 0 | 0 | 0 | 0 | 0 | 0 | 0 | 0 | 0 | 0 | 0 | 0 | 0 | 0 | 0 | 0 | 0 | 0 | 0 | 0 | 0
Commercial_Retail (ID)_New_Miscellaneous_Natural Gas_Miscellaneous_E4_Baseline Forecast | Commercial | Retail (ID) | New | Miscellaneous | Natural Gas | Miscellaneous | E4 |  | Baseline Forecast | 0 | 0 | 0 | 0 | 0 | 0 | 0 | 0 | 0 | 0 | 0 | 0 | 0 | 0 | 0 | 0 | 0 | 0 | 0 | 0 | 0 | 0 | 0 | 0 | 0 | 0 | 0
Commercial_Retail (ID)_New_Miscellaneous_Natural Gas_Miscellaneous_E5_Baseline Forecast | Commercial | Retail (ID) | New | Miscellaneous | Natural Gas | Miscellaneous | E5 |  | Baseline Forecast | 0 | 0 | 0 | 0 | 0 | 0 | 0 | 0 | 0 | 0 | 0 | 0 | 0 | 0 | 0 | 0 | 0 | 0 | 0 | 0 | 0 | 0 | 0 | 0 | 0 | 0 | 0
Commercial_Retail (ID)_New_Miscellaneous_Natural Gas_Miscellaneous_E6_Baseline Forecast | Commercial | Retail (ID) | New | Miscellaneous | Natural Gas | Miscellaneous | E6 |  | Baseline Forecast | 0 | 0 | 0 | 0 | 0 | 0 | 0 | 0 | 0 | 0 | 0 | 0 | 0 | 0 | 0 | 0 | 0 | 0 | 0 | 0 | 0 | 0 | 0 | 0 | 0 | 0 | 0
Commercial_Retail (ID)_New_Miscellaneous_Natural Gas_Miscellaneous_E7_Baseline Forecast | Commercial | Retail (ID) | New | Miscellaneous | Natural Gas | Miscellaneous | E7 |  | Baseline Forecast | 0 | 0 | 0 | 0 | 0 | 0 | 0 | 0 | 0 | 0 | 0 | 0 | 0 | 0 | 0 | 0 | 0 | 0 | 0 | 0 | 0 | 0 | 0 | 0 | 0 | 0 | 0
Commercial_Retail (ID)_New_Miscellaneous_Natural Gas_Miscellaneous_E8_Baseline Forecast | Commercial | Retail (ID) | New | Miscellaneous | Natural Gas | Miscellaneous | E8 |  | Baseline Forecast | 0 | 0 | 0 | 0 | 0 | 0 | 0 | 0 | 0 | 0 | 0 | 0 | 0 | 0 | 0 | 0 | 0 | 0 | 0 | 0 | 0 | 0 | 0 | 0 | 0 | 0 | 0
Commercial_Retail (ID)_New_Miscellaneous_Natural Gas_Miscellaneous_E9_Baseline Forecast | Commercial | Retail (ID) | New | Miscellaneous | Natural Gas | Miscellaneous | E9 |  | Baseline Forecast | 0 | 0 | 0 | 0 | 0 | 0 | 0 | 0 | 0 | 0 | 0 | 0 | 0 | 0 | 0 | 0 | 0 | 0 | 0 | 0 | 0 | 0 | 0 | 0 | 0 | 0 | 0
Commercial_Retail (ID)_New_Miscellaneous_Natural Gas_Miscellaneous_E10_Baseline Forecast | Commercial | Retail (ID) | New | Miscellaneous | Natural Gas | Miscellaneous | E10 |  | Baseline Forecast | 0 | 0 | 0 | 0 | 0 | 0 | 0 | 0 | 0 | 0 | 0 | 0 | 0 | 0 | 0 | 0 | 0 | 0 | 0 | 0 | 0 | 0 | 0 | 0 | 0 | 0 | 0
Commercial_Grocery (ID)_Existing_Space Heating_Natural Gas_Furnace_E1_Baseline Forecast | Commercial | Grocery (ID) | Existing | Space Heating | Natural Gas | Furnace | E1 | AFUE 80% (Standard) | Baseline Forecast | 0 | 60915.5587 | 61846.9123 | 62542.2758 | 63029.475 | 63333.3011 | 63475.8376 | 63476.7523 | 63353.5572 | 63121.8412 | 62795.4773 | 49902.4325 | 48160.995 | 46662.0009 | 45365.3785 | 44237.0151 | 43247.9361 | 42373.5921 | 41593.2403 | 40889.4069 | 40247.422 | 39655.0161 | 39101.9714 | 48847.7681 | 47413.3852 | 45999.4924 | 44620.3949
Commercial_Grocery (ID)_Existing_Space Heating_Natural Gas_Furnace_E2_Baseline Forecast | Commercial | Grocery (ID) | Existing | Space Heating | Natural Gas | Furnace | E2 | AFUE 90% | Baseline Forecast | 0 | 0 | 0 | 0 | 0 | 0 | 0 | 0 | 0 | 0 | 0 | 12484.3752 | 12048.7099 | 11673.698 | 11349.3147 | 11067.0256 | 10819.582 | 10600.8424 | 10405.6174 | 10229.5354 | 10068.9264 | 9920.7208 | 9782.3625 | 12220.5238 | 11861.6761 | 11507.9545 | 11162.9379
Commercial_Grocery (ID)_Existing_Space Heating_Natural Gas_Furnace_E3_Baseline Forecast | Commercial | Grocery (ID) | Existing | Space Heating | Natural Gas | Furnace | E3 | AFUE 96% | Baseline Forecast | 0 | 0 | 0 | 0 | 0 | 0 | 0 | 0 | 0 | 0 | 0 | 0 | 0 | 0 | 0 | 0 | 0 | 0 | 0 | 0 | 0 | 0 | 0 | 0 | 0 | 0 | 0
Commercial_Grocery (ID)_Existing_Space Heating_Natural Gas_Furnace_E4_Baseline Forecast | Commercial | Grocery (ID) | Existing | Space Heating | Natural Gas | Furnace | E4 |  | Baseline Forecast | 0 | 0 | 0 | 0 | 0 | 0 | 0 | 0 | 0 | 0 | 0 | 0 | 0 | 0 | 0 | 0 | 0 | 0 | 0 | 0 | 0 | 0 | 0 | 0 | 0 | 0 | 0
Commercial_Grocery (ID)_Existing_Space Heating_Natural Gas_Furnace_E5_Baseline Forecast | Commercial | Grocery (ID) | Existing | Space Heating | Natural Gas | Furnace | E5 |  | Baseline Forecast | 0 | 0 | 0 | 0 | 0 | 0 | 0 | 0 | 0 | 0 | 0 | 0 | 0 | 0 | 0 | 0 | 0 | 0 | 0 | 0 | 0 | 0 | 0 | 0 | 0 | 0 | 0
Commercial_Grocery (ID)_Existing_Space Heating_Natural Gas_Furnace_E6_Baseline Forecast | Commercial | Grocery (ID) | Existing | Space Heating | Natural Gas | Furnace | E6 |  | Baseline Forecast | 0 | 0 | 0 | 0 | 0 | 0 | 0 | 0 | 0 | 0 | 0 | 0 | 0 | 0 | 0 | 0 | 0 | 0 | 0 | 0 | 0 | 0 | 0 | 0 | 0 | 0 | 0
Commercial_Grocery (ID)_Existing_Space Heating_Natural Gas_Furnace_E7_Baseline Forecast | Commercial | Grocery (ID) | Existing | Space Heating | Natural Gas | Furnace | E7 |  | Baseline Forecast | 0 | 0 | 0 | 0 | 0 | 0 | 0 | 0 | 0 | 0 | 0 | 0 | 0 | 0 | 0 | 0 | 0 | 0 | 0 | 0 | 0 | 0 | 0 | 0 | 0 | 0 | 0
Commercial_Grocery (ID)_Existing_Space Heating_Natural Gas_Furnace_E8_Baseline Forecast | Commercial | Grocery (ID) | Existing | Space Heating | Natural Gas | Furnace | E8 |  | Baseline Forecast | 0 | 0 | 0 | 0 | 0 | 0 | 0 | 0 | 0 | 0 | 0 | 0 | 0 | 0 | 0 | 0 | 0 | 0 | 0 | 0 | 0 | 0 | 0 | 0 | 0 | 0 | 0
Commercial_Grocery (ID)_Existing_Space Heating_Natural Gas_Furnace_E9_Baseline Forecast | Commercial | Grocery (ID) | Existing | Space Heating | Natural Gas | Furnace | E9 |  | Baseline Forecast | 0 | 0 | 0 | 0 | 0 | 0 | 0 | 0 | 0 | 0 | 0 | 0 | 0 | 0 | 0 | 0 | 0 | 0 | 0 | 0 | 0 | 0 | 0 | 0 | 0 | 0 | 0
Commercial_Grocery (ID)_Existing_Space Heating_Natural Gas_Furnace_E10_Baseline Forecast | Commercial | Grocery (ID) | Existing | Space Heating | Natural Gas | Furnace | E10 |  | Baseline Forecast | 0 | 0 | 0 | 0 | 0 | 0 | 0 | 0 | 0 | 0 | 0 | 0 | 0 | 0 | 0 | 0 | 0 | 0 | 0 | 0 | 0 | 0 | 0 | 0 | 0 | 0 | 0
Commercial_Grocery (ID)_Existing_Space Heating_Natural Gas_Boiler_E1_Baseline Forecast | Commercial | Grocery (ID) | Existing | Space Heating | Natural Gas | Boiler | E1 | AFUE 80% (Standard) | Baseline Forecast | 0 | 82.4915 | 73.0594 | 78.1451 | 82.4493 | 86.0601 | 89.0563 | 91.508 | 93.4777 | 95.0212 | 96.1883 | 97.0231 | 97.5652 | 97.8496 | 97.9077 | 97.7674 | 97.4535 | 96.988 | 96.3906 | 95.6788 | 94.8681 | 93.9724 | 93.0038 | 91.9734 | 90.8908 | 89.7644 | 88.602
Commercial_Grocery (ID)_Existing_Space Heating_Natural Gas_Boiler_E2_Baseline Forecast | Commercial | Grocery (ID) | Existing | Space Heating | Natural Gas | Boiler | E2 | AFUE 85% | Baseline Forecast | 0 | 0 | 0 | 0 | 0 | 0 | 0 | 0 | 0 | 0 | 0 | 0 | 0 | 0 | 0 | 0 | 0 | 0 | 0 | 0 | 0 | 0 | 0 | 0 | 0 | 0 | 0
Commercial_Grocery (ID)_Existing_Space Heating_Natural Gas_Boiler_E3_Baseline Forecast | Commercial | Grocery (ID) | Existing | Space Heating | Natural Gas | Boiler | E3 | AFUE 97% | Baseline Forecast | 0 | 69.9928 | 92.9846 | 99.4574 | 104.9354 | 109.531 | 113.3443 | 116.4647 | 118.9716 | 120.9361 | 122.4215 | 123.484 | 124.1739 | 124.5359 | 124.6098 | 124.4313 | 124.0317 | 123.4392 | 122.6789 | 121.773 | 120.7412 | 119.6012 | 118.3685 | 117.0571 | 115.6791 | 114.2456 | 112.7662
Commercial_Grocery (ID)_Existing_Space Heating_Natural Gas_Boiler_E4_Baseline Forecast | Commercial | Grocery (ID) | Existing | Space Heating | Natural Gas | Boiler | E4 | Convert to NG Air Source Heat Pump | Baseline Forecast | 0 | 0 | 0 | 0 | 0 | 0 | 0 | 0 | 0 | 0 | 0 | 0 | 0 | 0 | 0 | 0 | 0 | 0 | 0 | 0 | 0 | 0 | 0 | 0 | 0 | 0 | 0
Commercial_Grocery (ID)_Existing_Space Heating_Natural Gas_Boiler_E5_Baseline Forecast | Commercial | Grocery (ID) | Existing | Space Heating | Natural Gas | Boiler | E5 |  | Baseline Forecast | 0 | 0 | 0 | 0 | 0 | 0 | 0 | 0 | 0 | 0 | 0 | 0 | 0 | 0 | 0 | 0 | 0 | 0 | 0 | 0 | 0 | 0 | 0 | 0 | 0 | 0 | 0
Commercial_Grocery (ID)_Existing_Space Heating_Natural Gas_Boiler_E6_Baseline Forecast | Commercial | Grocery (ID) | Existing | Space Heating | Natural Gas | Boiler | E6 |  | Baseline Forecast | 0 | 0 | 0 | 0 | 0 | 0 | 0 | 0 | 0 | 0 | 0 | 0 | 0 | 0 | 0 | 0 | 0 | 0 | 0 | 0 | 0 | 0 | 0 | 0 | 0 | 0 | 0
Commercial_Grocery (ID)_Existing_Space Heating_Natural Gas_Boiler_E7_Baseline Forecast | Commercial | Grocery (ID) | Existing | Space Heating | Natural Gas | Boiler | E7 |  | Baseline Forecast | 0 | 0 | 0 | 0 | 0 | 0 | 0 | 0 | 0 | 0 | 0 | 0 | 0 | 0 | 0 | 0 | 0 | 0 | 0 | 0 | 0 | 0 | 0 | 0 | 0 | 0 | 0
Commercial_Grocery (ID)_Existing_Space Heating_Natural Gas_Boiler_E8_Baseline Forecast | Commercial | Grocery (ID) | Existing | Space Heating | Natural Gas | Boiler | E8 |  | Baseline Forecast | 0 | 0 | 0 | 0 | 0 | 0 | 0 | 0 | 0 | 0 | 0 | 0 | 0 | 0 | 0 | 0 | 0 | 0 | 0 | 0 | 0 | 0 | 0 | 0 | 0 | 0 | 0
Commercial_Grocery (ID)_Existing_Space Heating_Natural Gas_Boiler_E9_Baseline Forecast | Commercial | Grocery (ID) | Existing | Space Heating | Natural Gas | Boiler | E9 |  | Baseline Forecast | 0 | 0 | 0 | 0 | 0 | 0 | 0 | 0 | 0 | 0 | 0 | 0 | 0 | 0 | 0 | 0 | 0 | 0 | 0 | 0 | 0 | 0 | 0 | 0 | 0 | 0 | 0
Commercial_Grocery (ID)_Existing_Space Heating_Natural Gas_Boiler_E10_Baseline Forecast | Commercial | Grocery (ID) | Existing | Space Heating | Natural Gas | Boiler | E10 |  | Baseline Forecast | 0 | 0 | 0 | 0 | 0 | 0 | 0 | 0 | 0 | 0 | 0 | 0 | 0 | 0 | 0 | 0 | 0 | 0 | 0 | 0 | 0 | 0 | 0 | 0 | 0 | 0 | 0
Commercial_Grocery (ID)_Existing_Space Heating_Natural Gas_Unit Heater_E1_Baseline Forecast | Commercial | Grocery (ID) | Existing | Space Heating | Natural Gas | Unit Heater | E1 | Standard | Baseline Forecast | 0 | 0 | 0 | 0 | 0 | 0 | 0 | 0 | 0 | 0 | 0 | 0 | 0 | 0 | 0 | 0 | 0 | 0 | 0 | 0 | 0 | 0 | 0 | 0 | 0 | 0 | 0
Commercial_Grocery (ID)_Existing_Space Heating_Natural Gas_Unit Heater_E2_Baseline Forecast | Commercial | Grocery (ID) | Existing | Space Heating | Natural Gas | Unit Heater | E2 | Condensing | Baseline Forecast | 0 | 0 | 0 | 0 | 0 | 0 | 0 | 0 | 0 | 0 | 0 | 0 | 0 | 0 | 0 | 0 | 0 | 0 | 0 | 0 | 0 | 0 | 0 | 0 | 0 | 0 | 0
Commercial_Grocery (ID)_Existing_Space Heating_Natural Gas_Unit Heater_E3_Baseline Forecast | Commercial | Grocery (ID) | Existing | Space Heating | Natural Gas | Unit Heater | E3 | Infrared Radiant | Baseline Forecast | 0 | 0 | 0 | 0 | 0 | 0 | 0 | 0 | 0 | 0 | 0 | 0 | 0 | 0 | 0 | 0 | 0 | 0 | 0 | 0 | 0 | 0 | 0 | 0 | 0 | 0 | 0
Commercial_Grocery (ID)_Existing_Space Heating_Natural Gas_Unit Heater_E4_Baseline Forecast | Commercial | Grocery (ID) | Existing | Space Heating | Natural Gas | Unit Heater | E4 |  | Baseline Forecast | 0 | 0 | 0 | 0 | 0 | 0 | 0 | 0 | 0 | 0 | 0 | 0 | 0 | 0 | 0 | 0 | 0 | 0 | 0 | 0 | 0 | 0 | 0 | 0 | 0 | 0 | 0
Commercial_Grocery (ID)_Existing_Space Heating_Natural Gas_Unit Heater_E5_Baseline Forecast | Commercial | Grocery (ID) | Existing | Space Heating | Natural Gas | Unit Heater | E5 |  | Baseline Forecast | 0 | 0 | 0 | 0 | 0 | 0 | 0 | 0 | 0 | 0 | 0 | 0 | 0 | 0 | 0 | 0 | 0 | 0 | 0 | 0 | 0 | 0 | 0 | 0 | 0 | 0 | 0
Commercial_Grocery (ID)_Existing_Space Heating_Natural Gas_Unit Heater_E6_Baseline Forecast | Commercial | Grocery (ID) | Existing | Space Heating | Natural Gas | Unit Heater | E6 |  | Baseline Forecast | 0 | 0 | 0 | 0 | 0 | 0 | 0 | 0 | 0 | 0 | 0 | 0 | 0 | 0 | 0 | 0 | 0 | 0 | 0 | 0 | 0 | 0 | 0 | 0 | 0 | 0 | 0
Commercial_Grocery (ID)_Existing_Space Heating_Natural Gas_Unit Heater_E7_Baseline Forecast | Commercial | Grocery (ID) | Existing | Space Heating | Natural Gas | Unit Heater | E7 |  | Baseline Forecast | 0 | 0 | 0 | 0 | 0 | 0 | 0 | 0 | 0 | 0 | 0 | 0 | 0 | 0 | 0 | 0 | 0 | 0 | 0 | 0 | 0 | 0 | 0 | 0 | 0 | 0 | 0
Commercial_Grocery (ID)_Existing_Space Heating_Natural Gas_Unit Heater_E8_Baseline Forecast | Commercial | Grocery (ID) | Existing | Space Heating | Natural Gas | Unit Heater | E8 |  | Baseline Forecast | 0 | 0 | 0 | 0 | 0 | 0 | 0 | 0 | 0 | 0 | 0 | 0 | 0 | 0 | 0 | 0 | 0 | 0 | 0 | 0 | 0 | 0 | 0 | 0 | 0 | 0 | 0
Commercial_Grocery (ID)_Existing_Space Heating_Natural Gas_Unit Heater_E9_Baseline Forecast | Commercial | Grocery (ID) | Existing | Space Heating | Natural Gas | Unit Heater | E9 |  | Baseline Forecast | 0 | 0 | 0 | 0 | 0 | 0 | 0 | 0 | 0 | 0 | 0 | 0 | 0 | 0 | 0 | 0 | 0 | 0 | 0 | 0 | 0 | 0 | 0 | 0 | 0 | 0 | 0
Commercial_Grocery (ID)_Existing_Space Heating_Natural Gas_Unit Heater_E10_Baseline Forecast | Commercial | Grocery (ID) | Existing | Space Heating | Natural Gas | Unit Heater | E10 |  | Baseline Forecast | 0 | 0 | 0 | 0 | 0 | 0 | 0 | 0 | 0 | 0 | 0 | 0 | 0 | 0 | 0 | 0 | 0 | 0 | 0 | 0 | 0 | 0 | 0 | 0 | 0 | 0 | 0
Commercial_Grocery (ID)_Existing_Water Heating_Natural Gas_Water Heater_E1_Baseline Forecast | Commercial | Grocery (ID) | Existing | Water Heating | Natural Gas | Water Heater | E1 | TE 0.80 | Baseline Forecast | 0 | 15891.5008 | 17304.6624 | 18509.2601 | 19528.7332 | 20383.9839 | 21093.6503 | 21674.3502 | 22140.8979 | 22506.4988 | 22782.9226 | 22980.6575 | 21692.2918 | 20647.3338 | 19804.1374 | 19127.2723 | 18586.6676 | 18156.8678 | 17816.3868 | 17547.1478 | 17333.997 | 17164.283 | 17027.4932 | 20191.392 | 19918.2317 | 19572.8607 | 19179.5754
Commercial_Grocery (ID)_Existing_Water Heating_Natural Gas_Water Heater_E2_Baseline Forecast | Commercial | Grocery (ID) | Existing | Water Heating | Natural Gas | Water Heater | E2 | TE 0.90 | Baseline Forecast | 0 | 0 | 0 | 0 | 0 | 0 | 0 | 0 | 0 | 0 | 0 | 0 | 0 | 0 | 0 | 0 | 0 | 0 | 0 | 0 | 0 | 0 | 0 | 0 | 0 | 0 | 0
Commercial_Grocery (ID)_Existing_Water Heating_Natural Gas_Water Heater_E3_Baseline Forecast | Commercial | Grocery (ID) | Existing | Water Heating | Natural Gas | Water Heater | E3 | TE 0.94 | Baseline Forecast | 0 | 17920.2031 | 19513.7682 | 20872.1444 | 22021.7629 | 22986.1946 | 23786.4568 | 24441.2885 | 24967.3955 | 25379.6689 | 25691.3808 | 25914.3585 | 24461.5205 | 23283.1636 | 22332.3252 | 21569.0518 | 20959.4337 | 20474.7658 | 20090.8192 | 19787.2092 | 19546.8476 | 19355.4681 | 19201.2157 | 22769.0165 | 22460.9846 | 22071.5237 | 21628.0318
Commercial_Grocery (ID)_Existing_Water Heating_Natural Gas_Water Heater_E4_Baseline Forecast | Commercial | Grocery (ID) | Existing | Water Heating | Natural Gas | Water Heater | E4 | Instantaneous TE 0.94 | Baseline Forecast | 0 | 0 | 0 | 0 | 0 | 0 | 0 | 0 | 0 | 0 | 0 | 0 | 0 | 0 | 0 | 0 | 0 | 0 | 0 | 0 | 0 | 0 | 0 | 0 | 0 | 0 | 0
Commercial_Grocery (ID)_Existing_Water Heating_Natural Gas_Water Heater_E5_Baseline Forecast | Commercial | Grocery (ID) | Existing | Water Heating | Natural Gas | Water Heater | E5 | Gas-Fired Absorption HPWH | Baseline Forecast | 0 | 0 | 0 | 0 | 0 | 0 | 0 | 0 | 0 | 0 | 0 | 0 | 0 | 0 | 0 | 0 | 0 | 0 | 0 | 0 | 0 | 0 | 0 | 0 | 0 | 0 | 0
Commercial_Grocery (ID)_Existing_Water Heating_Natural Gas_Water Heater_E6_Baseline Forecast | Commercial | Grocery (ID) | Existing | Water Heating | Natural Gas | Water Heater | E6 |  | Baseline Forecast | 0 | 0 | 0 | 0 | 0 | 0 | 0 | 0 | 0 | 0 | 0 | 0 | 0 | 0 | 0 | 0 | 0 | 0 | 0 | 0 | 0 | 0 | 0 | 0 | 0 | 0 | 0
Commercial_Grocery (ID)_Existing_Water Heating_Natural Gas_Water Heater_E7_Baseline Forecast | Commercial | Grocery (ID) | Existing | Water Heating | Natural Gas | Water Heater | E7 |  | Baseline Forecast | 0 | 0 | 0 | 0 | 0 | 0 | 0 | 0 | 0 | 0 | 0 | 0 | 0 | 0 | 0 | 0 | 0 | 0 | 0 | 0 | 0 | 0 | 0 | 0 | 0 | 0 | 0
Commercial_Grocery (ID)_Existing_Water Heating_Natural Gas_Water Heater_E8_Baseline Forecast | Commercial | Grocery (ID) | Existing | Water Heating | Natural Gas | Water Heater | E8 |  | Baseline Forecast | 0 | 0 | 0 | 0 | 0 | 0 | 0 | 0 | 0 | 0 | 0 | 0 | 0 | 0 | 0 | 0 | 0 | 0 | 0 | 0 | 0 | 0 | 0 | 0 | 0 | 0 | 0
Commercial_Grocery (ID)_Existing_Water Heating_Natural Gas_Water Heater_E9_Baseline Forecast | Commercial | Grocery (ID) | Existing | Water Heating | Natural Gas | Water Heater | E9 |  | Baseline Forecast | 0 | 0 | 0 | 0 | 0 | 0 | 0 | 0 | 0 | 0 | 0 | 0 | 0 | 0 | 0 | 0 | 0 | 0 | 0 | 0 | 0 | 0 | 0 | 0 | 0 | 0 | 0
Commercial_Grocery (ID)_Existing_Water Heating_Natural Gas_Water Heater_E10_Baseline Forecast | Commercial | Grocery (ID) | Existing | Water Heating | Natural Gas | Water Heater | E10 |  | Baseline Forecast | 0 | 0 | 0 | 0 | 0 | 0 | 0 | 0 | 0 | 0 | 0 | 0 | 0 | 0 | 0 | 0 | 0 | 0 | 0 | 0 | 0 | 0 | 0 | 0 | 0 | 0 | 0
Commercial_Grocery (ID)_Existing_Food Preparation_Natural Gas_Oven_E1_Baseline Forecast | Commercial | Grocery (ID) | Existing | Food Preparation | Natural Gas | Oven | E1 | Standard | Baseline Forecast | 0 | 3728.8126 | 4759.3208 | 5535.4561 | 6112.3984 | 6533.4775 | 6832.7167 | 7036.8288 | 7166.7852 | 7239.0478 | 6318.1804 | 5769.6083 | 5470.3272 | 5333.0788 | 5296.6723 | 6074.8552 | 6187.338 | 6249.946 | 6273.8476 | 6107.0086 | 5859.7997 | 5596.6993 | 5352.4917 | 5143.2862 | 4909.812 | 4817.5912 | 4804.2944
Commercial_Grocery (ID)_Existing_Food Preparation_Natural Gas_Oven_E2_Baseline Forecast | Commercial | Grocery (ID) | Existing | Food Preparation | Natural Gas | Oven | E2 | ENERGY STAR (>42% Baking Efficiency) | Baseline Forecast | 0 | 5365.8522 | 6848.7786 | 7965.6564 | 8795.8903 | 9401.8335 | 9832.446 | 10126.1683 | 10313.1787 | 10417.1663 | 9092.0156 | 8302.6071 | 7871.9343 | 7674.4304 | 7622.0406 | 8741.8648 | 8903.7302 | 8993.8247 | 9028.2198 | 8788.1344 | 8432.3947 | 8053.7868 | 7702.3661 | 7401.3142 | 7065.3392 | 6932.6312 | 6913.4969
Commercial_Grocery (ID)_Existing_Food Preparation_Natural Gas_Oven_E3_Baseline Forecast | Commercial | Grocery (ID) | Existing | Food Preparation | Natural Gas | Oven | E3 |  | Baseline Forecast | 0 | 0 | 0 | 0 | 0 | 0 | 0 | 0 | 0 | 0 | 0 | 0 | 0 | 0 | 0 | 0 | 0 | 0 | 0 | 0 | 0 | 0 | 0 | 0 | 0 | 0 | 0
Commercial_Grocery (ID)_Existing_Food Preparation_Natural Gas_Oven_E4_Baseline Forecast | Commercial | Grocery (ID) | Existing | Food Preparation | Natural Gas | Oven | E4 |  | Baseline Forecast | 0 | 0 | 0 | 0 | 0 | 0 | 0 | 0 | 0 | 0 | 0 | 0 | 0 | 0 | 0 | 0 | 0 | 0 | 0 | 0 | 0 | 0 | 0 | 0 | 0 | 0 | 0
Commercial_Grocery (ID)_Existing_Food Preparation_Natural Gas_Oven_E5_Baseline Forecast | Commercial | Grocery (ID) | Existing | Food Preparation | Natural Gas | Oven | E5 |  | Baseline Forecast | 0 | 0 | 0 | 0 | 0 | 0 | 0 | 0 | 0 | 0 | 0 | 0 | 0 | 0 | 0 | 0 | 0 | 0 | 0 | 0 | 0 | 0 | 0 | 0 | 0 | 0 | 0
Commercial_Grocery (ID)_Existing_Food Preparation_Natural Gas_Oven_E6_Baseline Forecast | Commercial | Grocery (ID) | Existing | Food Preparation | Natural Gas | Oven | E6 |  | Baseline Forecast | 0 | 0 | 0 | 0 | 0 | 0 | 0 | 0 | 0 | 0 | 0 | 0 | 0 | 0 | 0 | 0 | 0 | 0 | 0 | 0 | 0 | 0 | 0 | 0 | 0 | 0 | 0
Commercial_Grocery (ID)_Existing_Food Preparation_Natural Gas_Oven_E7_Baseline Forecast | Commercial | Grocery (ID) | Existing | Food Preparation | Natural Gas | Oven | E7 |  | Baseline Forecast | 0 | 0 | 0 | 0 | 0 | 0 | 0 | 0 | 0 | 0 | 0 | 0 | 0 | 0 | 0 | 0 | 0 | 0 | 0 | 0 | 0 | 0 | 0 | 0 | 0 | 0 | 0
Commercial_Grocery (ID)_Existing_Food Preparation_Natural Gas_Oven_E8_Baseline Forecast | Commercial | Grocery (ID) | Existing | Food Preparation | Natural Gas | Oven | E8 |  | Baseline Forecast | 0 | 0 | 0 | 0 | 0 | 0 | 0 | 0 | 0 | 0 | 0 | 0 | 0 | 0 | 0 | 0 | 0 | 0 | 0 | 0 | 0 | 0 | 0 | 0 | 0 | 0 | 0
Commercial_Grocery (ID)_Existing_Food Preparation_Natural Gas_Oven_E9_Baseline Forecast | Commercial | Grocery (ID) | Existing | Food Preparation | Natural Gas | Oven | E9 |  | Baseline Forecast | 0 | 0 | 0 | 0 | 0 | 0 | 0 | 0 | 0 | 0 | 0 | 0 | 0 | 0 | 0 | 0 | 0 | 0 | 0 | 0 | 0 | 0 | 0 | 0 | 0 | 0 | 0
Commercial_Grocery (ID)_Existing_Food Preparation_Natural Gas_Oven_E10_Baseline Forecast | Commercial | Grocery (ID) | Existing | Food Preparation | Natural Gas | Oven | E10 |  | Baseline Forecast | 0 | 0 | 0 | 0 | 0 | 0 | 0 | 0 | 0 | 0 | 0 | 0 | 0 | 0 | 0 | 0 | 0 | 0 | 0 | 0 | 0 | 0 | 0 | 0 | 0 | 0 | 0
Commercial_Grocery (ID)_Existing_Food Preparation_Natural Gas_Conveyor Oven_E1_Baseline Forecast | Commercial | Grocery (ID) | Existing | Food Preparation | Natural Gas | Conveyor Oven | E1 | Standard | Baseline Forecast | 0 | 0 | 0 | 0 | 0 | 173.2466 | 476.2708 | 875.1012 | 1343.2226 | 1859.9722 | 2251.2203 | 2544.159 | 2760.1412 | 2915.9341 | 3024.7029 | 3096.7837 | 3140.2905 | 2466.5555 | 1937.3672 | 1521.7139 | 1195.2371 | 964.6384 | 828.6997 | 781.3984 | 814.0502 | 916.7529 | 1086.6557
Commercial_Grocery (ID)_Existing_Food Preparation_Natural Gas_Conveyor Oven_E2_Baseline Forecast | Commercial | Grocery (ID) | Existing | Food Preparation | Natural Gas | Conveyor Oven | E2 | ENERGY STAR (>42% Baking Efficiency) | Baseline Forecast | 0 | 0 | 0 | 0 | 0 | 249.3062 | 685.3653 | 1259.2919 | 1932.9301 | 2676.5453 | 3239.561 | 3661.1068 | 3971.9105 | 4196.1003 | 4352.6213 | 4456.3473 | 4518.9547 | 3549.4335 | 2787.9187 | 2189.7834 | 1719.9753 | 1388.1382 | 1192.5191 | 1124.4513 | 1171.4381 | 1319.2298 | 1563.7241
Commercial_Grocery (ID)_Existing_Food Preparation_Natural Gas_Conveyor Oven_E3_Baseline Forecast | Commercial | Grocery (ID) | Existing | Food Preparation | Natural Gas | Conveyor Oven | E3 |  | Baseline Forecast | 0 | 0 | 0 | 0 | 0 | 0 | 0 | 0 | 0 | 0 | 0 | 0 | 0 | 0 | 0 | 0 | 0 | 0 | 0 | 0 | 0 | 0 | 0 | 0 | 0 | 0 | 0
Commercial_Grocery (ID)_Existing_Food Preparation_Natural Gas_Conveyor Oven_E4_Baseline Forecast | Commercial | Grocery (ID) | Existing | Food Preparation | Natural Gas | Conveyor Oven | E4 |  | Baseline Forecast | 0 | 0 | 0 | 0 | 0 | 0 | 0 | 0 | 0 | 0 | 0 | 0 | 0 | 0 | 0 | 0 | 0 | 0 | 0 | 0 | 0 | 0 | 0 | 0 | 0 | 0 | 0
Commercial_Grocery (ID)_Existing_Food Preparation_Natural Gas_Conveyor Oven_E5_Baseline Forecast | Commercial | Grocery (ID) | Existing | Food Preparation | Natural Gas | Conveyor Oven | E5 |  | Baseline Forecast | 0 | 0 | 0 | 0 | 0 | 0 | 0 | 0 | 0 | 0 | 0 | 0 | 0 | 0 | 0 | 0 | 0 | 0 | 0 | 0 | 0 | 0 | 0 | 0 | 0 | 0 | 0
Commercial_Grocery (ID)_Existing_Food Preparation_Natural Gas_Conveyor Oven_E6_Baseline Forecast | Commercial | Grocery (ID) | Existing | Food Preparation | Natural Gas | Conveyor Oven | E6 |  | Baseline Forecast | 0 | 0 | 0 | 0 | 0 | 0 | 0 | 0 | 0 | 0 | 0 | 0 | 0 | 0 | 0 | 0 | 0 | 0 | 0 | 0 | 0 | 0 | 0 | 0 | 0 | 0 | 0
Commercial_Grocery (ID)_Existing_Food Preparation_Natural Gas_Conveyor Oven_E7_Baseline Forecast | Commercial | Grocery (ID) | Existing | Food Preparation | Natural Gas | Conveyor Oven | E7 |  | Baseline Forecast | 0 | 0 | 0 | 0 | 0 | 0 | 0 | 0 | 0 | 0 | 0 | 0 | 0 | 0 | 0 | 0 | 0 | 0 | 0 | 0 | 0 | 0 | 0 | 0 | 0 | 0 | 0
Commercial_Grocery (ID)_Existing_Food Preparation_Natural Gas_Conveyor Oven_E8_Baseline Forecast | Commercial | Grocery (ID) | Existing | Food Preparation | Natural Gas | Conveyor Oven | E8 |  | Baseline Forecast | 0 | 0 | 0 | 0 | 0 | 0 | 0 | 0 | 0 | 0 | 0 | 0 | 0 | 0 | 0 | 0 | 0 | 0 | 0 | 0 | 0 | 0 | 0 | 0 | 0 | 0 | 0
Commercial_Grocery (ID)_Existing_Food Preparation_Natural Gas_Conveyor Oven_E9_Baseline Forecast | Commercial | Grocery (ID) | Existing | Food Preparation | Natural Gas | Conveyor Oven | E9 |  | Baseline Forecast | 0 | 0 | 0 | 0 | 0 | 0 | 0 | 0 | 0 | 0 | 0 | 0 | 0 | 0 | 0 | 0 | 0 | 0 | 0 | 0 | 0 | 0 | 0 | 0 | 0 | 0 | 0
Commercial_Grocery (ID)_Existing_Food Preparation_Natural Gas_Conveyor Oven_E10_Baseline Forecast | Commercial | Grocery (ID) | Existing | Food Preparation | Natural Gas | Conveyor Oven | E10 |  | Baseline Forecast | 0 | 0 | 0 | 0 | 0 | 0 | 0 | 0 | 0 | 0 | 0 | 0 | 0 | 0 | 0 | 0 | 0 | 0 | 0 | 0 | 0 | 0 | 0 | 0 | 0 | 0 | 0
Commercial_Grocery (ID)_Existing_Food Preparation_Natural Gas_Double Rack Oven_E1_Baseline Forecast | Commercial | Grocery (ID) | Existing | Food Preparation | Natural Gas | Double Rack Oven | E1 | Standard | Baseline Forecast | 0 | 1035.7813 | 1412.429 | 1731.8948 | 2001.6243 | 2228.1128 | 2417.0257 | 2573.3044 | 2701.2585 | 2804.6463 | 2545.2588 | 2354.3634 | 2217.8564 | 2124.1308 | 2063.6685 | 2028.6964 | 2012.8962 | 2011.1599 | 2019.3834 | 2231.3729 | 2256.6843 | 2254.7755 | 2234.5586 | 2202.7344 | 2164.2612 | 2122.7337 | 2080.6878
Commercial_Grocery (ID)_Existing_Food Preparation_Natural Gas_Double Rack Oven_E2_Baseline Forecast | Commercial | Grocery (ID) | Existing | Food Preparation | Natural Gas | Double Rack Oven | E2 | FTSC Qualified (>50% Cooking Efficiency) | Baseline Forecast | 0 | 1490.5145 | 2032.5198 | 2492.2388 | 2880.3862 | 3206.3087 | 3478.1589 | 3703.0477 | 3887.1768 | 4035.9544 | 3662.6895 | 3387.9863 | 3191.5495 | 3056.6761 | 2969.6693 | 2919.3435 | 2896.6068 | 2894.1081 | 2905.942 | 3211 | 3247.4238 | 3244.677 | 3215.5844 | 3169.7886 | 3114.4247 | 3054.6655 | 2994.1605
Commercial_Grocery (ID)_Existing_Food Preparation_Natural Gas_Double Rack Oven_E3_Baseline Forecast | Commercial | Grocery (ID) | Existing | Food Preparation | Natural Gas | Double Rack Oven | E3 |  | Baseline Forecast | 0 | 0 | 0 | 0 | 0 | 0 | 0 | 0 | 0 | 0 | 0 | 0 | 0 | 0 | 0 | 0 | 0 | 0 | 0 | 0 | 0 | 0 | 0 | 0 | 0 | 0 | 0
Commercial_Grocery (ID)_Existing_Food Preparation_Natural Gas_Double Rack Oven_E4_Baseline Forecast | Commercial | Grocery (ID) | Existing | Food Preparation | Natural Gas | Double Rack Oven | E4 |  | Baseline Forecast | 0 | 0 | 0 | 0 | 0 | 0 | 0 | 0 | 0 | 0 | 0 | 0 | 0 | 0 | 0 | 0 | 0 | 0 | 0 | 0 | 0 | 0 | 0 | 0 | 0 | 0 | 0
Commercial_Grocery (ID)_Existing_Food Preparation_Natural Gas_Double Rack Oven_E5_Baseline Forecast | Commercial | Grocery (ID) | Existing | Food Preparation | Natural Gas | Double Rack Oven | E5 |  | Baseline Forecast | 0 | 0 | 0 | 0 | 0 | 0 | 0 | 0 | 0 | 0 | 0 | 0 | 0 | 0 | 0 | 0 | 0 | 0 | 0 | 0 | 0 | 0 | 0 | 0 | 0 | 0 | 0
Commercial_Grocery (ID)_Existing_Food Preparation_Natural Gas_Double Rack Oven_E6_Baseline Forecast | Commercial | Grocery (ID) | Existing | Food Preparation | Natural Gas | Double Rack Oven | E6 |  | Baseline Forecast | 0 | 0 | 0 | 0 | 0 | 0 | 0 | 0 | 0 | 0 | 0 | 0 | 0 | 0 | 0 | 0 | 0 | 0 | 0 | 0 | 0 | 0 | 0 | 0 | 0 | 0 | 0
Commercial_Grocery (ID)_Existing_Food Preparation_Natural Gas_Double Rack Oven_E7_Baseline Forecast | Commercial | Grocery (ID) | Existing | Food Preparation | Natural Gas | Double Rack Oven | E7 |  | Baseline Forecast | 0 | 0 | 0 | 0 | 0 | 0 | 0 | 0 | 0 | 0 | 0 | 0 | 0 | 0 | 0 | 0 | 0 | 0 | 0 | 0 | 0 | 0 | 0 | 0 | 0 | 0 | 0
Commercial_Grocery (ID)_Existing_Food Preparation_Natural Gas_Double Rack Oven_E8_Baseline Forecast | Commercial | Grocery (ID) | Existing | Food Preparation | Natural Gas | Double Rack Oven | E8 |  | Baseline Forecast | 0 | 0 | 0 | 0 | 0 | 0 | 0 | 0 | 0 | 0 | 0 | 0 | 0 | 0 | 0 | 0 | 0 | 0 | 0 | 0 | 0 | 0 | 0 | 0 | 0 | 0 | 0
Commercial_Grocery (ID)_Existing_Food Preparation_Natural Gas_Double Rack Oven_E9_Baseline Forecast | Commercial | Grocery (ID) | Existing | Food Preparation | Natural Gas | Double Rack Oven | E9 |  | Baseline Forecast | 0 | 0 | 0 | 0 | 0 | 0 | 0 | 0 | 0 | 0 | 0 | 0 | 0 | 0 | 0 | 0 | 0 | 0 | 0 | 0 | 0 | 0 | 0 | 0 | 0 | 0 | 0
Commercial_Grocery (ID)_Existing_Food Preparation_Natural Gas_Double Rack Oven_E10_Baseline Forecast | Commercial | Grocery (ID) | Existing | Food Preparation | Natural Gas | Double Rack Oven | E10 |  | Baseline Forecast | 0 | 0 | 0 | 0 | 0 | 0 | 0 | 0 | 0 | 0 | 0 | 0 | 0 | 0 | 0 | 0 | 0 | 0 | 0 | 0 | 0 | 0 | 0 | 0 | 0 | 0 | 0
Commercial_Grocery (ID)_Existing_Food Preparation_Natural Gas_Fryer_E1_Baseline Forecast | Commercial | Grocery (ID) | Existing | Food Preparation | Natural Gas | Fryer | E1 | Standard | Baseline Forecast | 0 | 10197.0484 | 11103.8272 | 11876.7776 | 12530.9396 | 13079.7256 | 13535.095 | 13907.7108 | 14207.0789 | 14441.6729 | 14619.0449 | 14745.9248 | 13919.2233 | 13248.7084 | 12707.6573 | 12273.3355 | 11926.4474 | 11650.6591 | 11432.1838 | 11259.4221 | 11122.6502 | 11013.7504 | 10925.9769 | 12956.1458 | 12780.8678 | 12559.2547 | 12306.8966
Commercial_Grocery (ID)_Existing_Food Preparation_Natural Gas_Fryer_E2_Baseline Forecast | Commercial | Grocery (ID) | Existing | Food Preparation | Natural Gas | Fryer | E2 | ENERGY STAR | Baseline Forecast | 0 | 3582.7467 | 3901.3447 | 4172.9218 | 4402.7626 | 4595.5793 | 4755.5739 | 4886.493 | 4991.6764 | 5074.1013 | 5136.4212 | 5181.0006 | 4890.5379 | 4654.9516 | 4464.8526 | 4312.253 | 4190.3734 | 4093.4748 | 4016.7132 | 3956.0132 | 3907.9582 | 3869.6961 | 3838.8568 | 4552.1593 | 4490.5752 | 4412.7111 | 4324.0448
Commercial_Grocery (ID)_Existing_Food Preparation_Natural Gas_Fryer_E3_Baseline Forecast | Commercial | Grocery (ID) | Existing | Food Preparation | Natural Gas | Fryer | E3 |  | Baseline Forecast | 0 | 0 | 0 | 0 | 0 | 0 | 0 | 0 | 0 | 0 | 0 | 0 | 0 | 0 | 0 | 0 | 0 | 0 | 0 | 0 | 0 | 0 | 0 | 0 | 0 | 0 | 0
Commercial_Grocery (ID)_Existing_Food Preparation_Natural Gas_Fryer_E4_Baseline Forecast | Commercial | Grocery (ID) | Existing | Food Preparation | Natural Gas | Fryer | E4 |  | Baseline Forecast | 0 | 0 | 0 | 0 | 0 | 0 | 0 | 0 | 0 | 0 | 0 | 0 | 0 | 0 | 0 | 0 | 0 | 0 | 0 | 0 | 0 | 0 | 0 | 0 | 0 | 0 | 0
Commercial_Grocery (ID)_Existing_Food Preparation_Natural Gas_Fryer_E5_Baseline Forecast | Commercial | Grocery (ID) | Existing | Food Preparation | Natural Gas | Fryer | E5 |  | Baseline Forecast | 0 | 0 | 0 | 0 | 0 | 0 | 0 | 0 | 0 | 0 | 0 | 0 | 0 | 0 | 0 | 0 | 0 | 0 | 0 | 0 | 0 | 0 | 0 | 0 | 0 | 0 | 0
Commercial_Grocery (ID)_Existing_Food Preparation_Natural Gas_Fryer_E6_Baseline Forecast | Commercial | Grocery (ID) | Existing | Food Preparation | Natural Gas | Fryer | E6 |  | Baseline Forecast | 0 | 0 | 0 | 0 | 0 | 0 | 0 | 0 | 0 | 0 | 0 | 0 | 0 | 0 | 0 | 0 | 0 | 0 | 0 | 0 | 0 | 0 | 0 | 0 | 0 | 0 | 0
Commercial_Grocery (ID)_Existing_Food Preparation_Natural Gas_Fryer_E7_Baseline Forecast | Commercial | Grocery (ID) | Existing | Food Preparation | Natural Gas | Fryer | E7 |  | Baseline Forecast | 0 | 0 | 0 | 0 | 0 | 0 | 0 | 0 | 0 | 0 | 0 | 0 | 0 | 0 | 0 | 0 | 0 | 0 | 0 | 0 | 0 | 0 | 0 | 0 | 0 | 0 | 0
Commercial_Grocery (ID)_Existing_Food Preparation_Natural Gas_Fryer_E8_Baseline Forecast | Commercial | Grocery (ID) | Existing | Food Preparation | Natural Gas | Fryer | E8 |  | Baseline Forecast | 0 | 0 | 0 | 0 | 0 | 0 | 0 | 0 | 0 | 0 | 0 | 0 | 0 | 0 | 0 | 0 | 0 | 0 | 0 | 0 | 0 | 0 | 0 | 0 | 0 | 0 | 0
Commercial_Grocery (ID)_Existing_Food Preparation_Natural Gas_Fryer_E9_Baseline Forecast | Commercial | Grocery (ID) | Existing | Food Preparation | Natural Gas | Fryer | E9 |  | Baseline Forecast | 0 | 0 | 0 | 0 | 0 | 0 | 0 | 0 | 0 | 0 | 0 | 0 | 0 | 0 | 0 | 0 | 0 | 0 | 0 | 0 | 0 | 0 | 0 | 0 | 0 | 0 | 0
Commercial_Grocery (ID)_Existing_Food Preparation_Natural Gas_Fryer_E10_Baseline Forecast | Commercial | Grocery (ID) | Existing | Food Preparation | Natural Gas | Fryer | E10 |  | Baseline Forecast | 0 | 0 | 0 | 0 | 0 | 0 | 0 | 0 | 0 | 0 | 0 | 0 | 0 | 0 | 0 | 0 | 0 | 0 | 0 | 0 | 0 | 0 | 0 | 0 | 0 | 0 | 0
Commercial_Grocery (ID)_Existing_Food Preparation_Natural Gas_Broiler_E1_Baseline Forecast | Commercial | Grocery (ID) | Existing | Food Preparation | Natural Gas | Broiler | E1 | Standard | Baseline Forecast | 0 | 0 | 0 | 0 | 0 | 0 | 0 | 0 | 0 | 0 | 0 | 0 | 0 | 0 | 0 | 0 | 0 | 0 | 0 | 0 | 0 | 0 | 0 | 0 | 0 | 0 | 0
Commercial_Grocery (ID)_Existing_Food Preparation_Natural Gas_Broiler_E2_Baseline Forecast | Commercial | Grocery (ID) | Existing | Food Preparation | Natural Gas | Broiler | E2 | Infrared Burners | Baseline Forecast | 0 | 0 | 0 | 0 | 0 | 0 | 0 | 0 | 0 | 0 | 0 | 0 | 0 | 0 | 0 | 0 | 0 | 0 | 0 | 0 | 0 | 0 | 0 | 0 | 0 | 0 | 0
Commercial_Grocery (ID)_Existing_Food Preparation_Natural Gas_Broiler_E3_Baseline Forecast | Commercial | Grocery (ID) | Existing | Food Preparation | Natural Gas | Broiler | E3 |  | Baseline Forecast | 0 | 0 | 0 | 0 | 0 | 0 | 0 | 0 | 0 | 0 | 0 | 0 | 0 | 0 | 0 | 0 | 0 | 0 | 0 | 0 | 0 | 0 | 0 | 0 | 0 | 0 | 0
Commercial_Grocery (ID)_Existing_Food Preparation_Natural Gas_Broiler_E4_Baseline Forecast | Commercial | Grocery (ID) | Existing | Food Preparation | Natural Gas | Broiler | E4 |  | Baseline Forecast | 0 | 0 | 0 | 0 | 0 | 0 | 0 | 0 | 0 | 0 | 0 | 0 | 0 | 0 | 0 | 0 | 0 | 0 | 0 | 0 | 0 | 0 | 0 | 0 | 0 | 0 | 0
Commercial_Grocery (ID)_Existing_Food Preparation_Natural Gas_Broiler_E5_Baseline Forecast | Commercial | Grocery (ID) | Existing | Food Preparation | Natural Gas | Broiler | E5 |  | Baseline Forecast | 0 | 0 | 0 | 0 | 0 | 0 | 0 | 0 | 0 | 0 | 0 | 0 | 0 | 0 | 0 | 0 | 0 | 0 | 0 | 0 | 0 | 0 | 0 | 0 | 0 | 0 | 0
Commercial_Grocery (ID)_Existing_Food Preparation_Natural Gas_Broiler_E6_Baseline Forecast | Commercial | Grocery (ID) | Existing | Food Preparation | Natural Gas | Broiler | E6 |  | Baseline Forecast | 0 | 0 | 0 | 0 | 0 | 0 | 0 | 0 | 0 | 0 | 0 | 0 | 0 | 0 | 0 | 0 | 0 | 0 | 0 | 0 | 0 | 0 | 0 | 0 | 0 | 0 | 0
Commercial_Grocery (ID)_Existing_Food Preparation_Natural Gas_Broiler_E7_Baseline Forecast | Commercial | Grocery (ID) | Existing | Food Preparation | Natural Gas | Broiler | E7 |  | Baseline Forecast | 0 | 0 | 0 | 0 | 0 | 0 | 0 | 0 | 0 | 0 | 0 | 0 | 0 | 0 | 0 | 0 | 0 | 0 | 0 | 0 | 0 | 0 | 0 | 0 | 0 | 0 | 0
Commercial_Grocery (ID)_Existing_Food Preparation_Natural Gas_Broiler_E8_Baseline Forecast | Commercial | Grocery (ID) | Existing | Food Preparation | Natural Gas | Broiler | E8 |  | Baseline Forecast | 0 | 0 | 0 | 0 | 0 | 0 | 0 | 0 | 0 | 0 | 0 | 0 | 0 | 0 | 0 | 0 | 0 | 0 | 0 | 0 | 0 | 0 | 0 | 0 | 0 | 0 | 0
Commercial_Grocery (ID)_Existing_Food Preparation_Natural Gas_Broiler_E9_Baseline Forecast | Commercial | Grocery (ID) | Existing | Food Preparation | Natural Gas | Broiler | E9 |  | Baseline Forecast | 0 | 0 | 0 | 0 | 0 | 0 | 0 | 0 | 0 | 0 | 0 | 0 | 0 | 0 | 0 | 0 | 0 | 0 | 0 | 0 | 0 | 0 | 0 | 0 | 0 | 0 | 0
Commercial_Grocery (ID)_Existing_Food Preparation_Natural Gas_Broiler_E10_Baseline Forecast | Commercial | Grocery (ID) | Existing | Food Preparation | Natural Gas | Broiler | E10 |  | Baseline Forecast | 0 | 0 | 0 | 0 | 0 | 0 | 0 | 0 | 0 | 0 | 0 | 0 | 0 | 0 | 0 | 0 | 0 | 0 | 0 | 0 | 0 | 0 | 0 | 0 | 0 | 0 | 0
Commercial_Grocery (ID)_Existing_Food Preparation_Natural Gas_Griddle_E1_Baseline Forecast | Commercial | Grocery (ID) | Existing | Food Preparation | Natural Gas | Griddle | E1 | Standard | Baseline Forecast | 0 | 11957.8 | 13370.9945 | 14550.9625 | 15528.3577 | 16329.9147 | 16978.9481 | 17495.7885 | 17898.1619 | 18201.5222 | 17011.3539 | 16105.7802 | 15426.6108 | 14925.9489 | 14564.5118 | 14310.2128 | 14136.964 | 14023.6674 | 13953.366 | 16426.4836 | 16213.8541 | 15918.3784 | 15573.2614 | 15203.0375 | 14825.4469 | 14452.9476 | 14093.9303
Commercial_Grocery (ID)_Existing_Food Preparation_Natural Gas_Griddle_E2_Baseline Forecast | Commercial | Grocery (ID) | Existing | Food Preparation | Natural Gas | Griddle | E2 | ENERGY STAR | Baseline Forecast | 0 | 4884.1718 | 5461.3921 | 5943.3509 | 6342.5686 | 6669.9651 | 6935.0633 | 7146.1671 | 7310.5169 | 7434.4246 | 6948.2995 | 6578.4173 | 6301.01 | 6096.5143 | 5948.8851 | 5845.0165 | 5774.2529 | 5727.9768 | 5699.2622 | 6709.4088 | 6622.5601 | 6501.8729 | 6360.9096 | 6209.6914 | 6055.4642 | 5903.3166 | 5756.6758
Commercial_Grocery (ID)_Existing_Food Preparation_Natural Gas_Griddle_E3_Baseline Forecast | Commercial | Grocery (ID) | Existing | Food Preparation | Natural Gas | Griddle | E3 |  | Baseline Forecast | 0 | 0 | 0 | 0 | 0 | 0 | 0 | 0 | 0 | 0 | 0 | 0 | 0 | 0 | 0 | 0 | 0 | 0 | 0 | 0 | 0 | 0 | 0 | 0 | 0 | 0 | 0
Commercial_Grocery (ID)_Existing_Food Preparation_Natural Gas_Griddle_E4_Baseline Forecast | Commercial | Grocery (ID) | Existing | Food Preparation | Natural Gas | Griddle | E4 |  | Baseline Forecast | 0 | 0 | 0 | 0 | 0 | 0 | 0 | 0 | 0 | 0 | 0 | 0 | 0 | 0 | 0 | 0 | 0 | 0 | 0 | 0 | 0 | 0 | 0 | 0 | 0 | 0 | 0
Commercial_Grocery (ID)_Existing_Food Preparation_Natural Gas_Griddle_E5_Baseline Forecast | Commercial | Grocery (ID) | Existing | Food Preparation | Natural Gas | Griddle | E5 |  | Baseline Forecast | 0 | 0 | 0 | 0 | 0 | 0 | 0 | 0 | 0 | 0 | 0 | 0 | 0 | 0 | 0 | 0 | 0 | 0 | 0 | 0 | 0 | 0 | 0 | 0 | 0 | 0 | 0
Commercial_Grocery (ID)_Existing_Food Preparation_Natural Gas_Griddle_E6_Baseline Forecast | Commercial | Grocery (ID) | Existing | Food Preparation | Natural Gas | Griddle | E6 |  | Baseline Forecast | 0 | 0 | 0 | 0 | 0 | 0 | 0 | 0 | 0 | 0 | 0 | 0 | 0 | 0 | 0 | 0 | 0 | 0 | 0 | 0 | 0 | 0 | 0 | 0 | 0 | 0 | 0
Commercial_Grocery (ID)_Existing_Food Preparation_Natural Gas_Griddle_E7_Baseline Forecast | Commercial | Grocery (ID) | Existing | Food Preparation | Natural Gas | Griddle | E7 |  | Baseline Forecast | 0 | 0 | 0 | 0 | 0 | 0 | 0 | 0 | 0 | 0 | 0 | 0 | 0 | 0 | 0 | 0 | 0 | 0 | 0 | 0 | 0 | 0 | 0 | 0 | 0 | 0 | 0
Commercial_Grocery (ID)_Existing_Food Preparation_Natural Gas_Griddle_E8_Baseline Forecast | Commercial | Grocery (ID) | Existing | Food Preparation | Natural Gas | Griddle | E8 |  | Baseline Forecast | 0 | 0 | 0 | 0 | 0 | 0 | 0 | 0 | 0 | 0 | 0 | 0 | 0 | 0 | 0 | 0 | 0 | 0 | 0 | 0 | 0 | 0 | 0 | 0 | 0 | 0 | 0
Commercial_Grocery (ID)_Existing_Food Preparation_Natural Gas_Griddle_E9_Baseline Forecast | Commercial | Grocery (ID) | Existing | Food Preparation | Natural Gas | Griddle | E9 |  | Baseline Forecast | 0 | 0 | 0 | 0 | 0 | 0 | 0 | 0 | 0 | 0 | 0 | 0 | 0 | 0 | 0 | 0 | 0 | 0 | 0 | 0 | 0 | 0 | 0 | 0 | 0 | 0 | 0
Commercial_Grocery (ID)_Existing_Food Preparation_Natural Gas_Griddle_E10_Baseline Forecast | Commercial | Grocery (ID) | Existing | Food Preparation | Natural Gas | Griddle | E10 |  | Baseline Forecast | 0 | 0 | 0 | 0 | 0 | 0 | 0 | 0 | 0 | 0 | 0 | 0 | 0 | 0 | 0 | 0 | 0 | 0 | 0 | 0 | 0 | 0 | 0 | 0 | 0 | 0 | 0
Commercial_Grocery (ID)_Existing_Food Preparation_Natural Gas_Range_E1_Baseline Forecast | Commercial | Grocery (ID) | Existing | Food Preparation | Natural Gas | Range | E1 | Standard | Baseline Forecast | 0 | 7457.6251 | 9518.6415 | 11070.9123 | 12224.7967 | 13066.9551 | 13665.4334 | 14073.6576 | 14333.5704 | 14478.0955 | 12636.3607 | 11539.2166 | 10940.6545 | 10666.1576 | 10593.3445 | 12149.7104 | 12374.6759 | 12499.8919 | 12547.6953 | 12214.0173 | 11719.5994 | 11193.3986 | 10704.9835 | 10286.5723 | 9819.6239 | 9635.1823 | 9608.5889
Commercial_Grocery (ID)_Existing_Food Preparation_Natural Gas_Range_E2_Baseline Forecast | Commercial | Grocery (ID) | Existing | Food Preparation | Natural Gas | Range | E2 | High Efficiency | Baseline Forecast | 0 | 10731.7044 | 13697.5573 | 15931.3128 | 17591.7807 | 18803.6671 | 19664.892 | 20252.3366 | 20626.3574 | 20834.3326 | 18184.0313 | 16605.2142 | 15743.8686 | 15348.8609 | 15244.0812 | 17483.7296 | 17807.4605 | 17987.6493 | 18056.4396 | 17576.2688 | 16864.7894 | 16107.5737 | 15404.7323 | 14802.6284 | 14130.6784 | 13865.2623 | 13826.9938
Commercial_Grocery (ID)_Existing_Food Preparation_Natural Gas_Range_E3_Baseline Forecast | Commercial | Grocery (ID) | Existing | Food Preparation | Natural Gas | Range | E3 |  | Baseline Forecast | 0 | 0 | 0 | 0 | 0 | 0 | 0 | 0 | 0 | 0 | 0 | 0 | 0 | 0 | 0 | 0 | 0 | 0 | 0 | 0 | 0 | 0 | 0 | 0 | 0 | 0 | 0
Commercial_Grocery (ID)_Existing_Food Preparation_Natural Gas_Range_E4_Baseline Forecast | Commercial | Grocery (ID) | Existing | Food Preparation | Natural Gas | Range | E4 |  | Baseline Forecast | 0 | 0 | 0 | 0 | 0 | 0 | 0 | 0 | 0 | 0 | 0 | 0 | 0 | 0 | 0 | 0 | 0 | 0 | 0 | 0 | 0 | 0 | 0 | 0 | 0 | 0 | 0
Commercial_Grocery (ID)_Existing_Food Preparation_Natural Gas_Range_E5_Baseline Forecast | Commercial | Grocery (ID) | Existing | Food Preparation | Natural Gas | Range | E5 |  | Baseline Forecast | 0 | 0 | 0 | 0 | 0 | 0 | 0 | 0 | 0 | 0 | 0 | 0 | 0 | 0 | 0 | 0 | 0 | 0 | 0 | 0 | 0 | 0 | 0 | 0 | 0 | 0 | 0
Commercial_Grocery (ID)_Existing_Food Preparation_Natural Gas_Range_E6_Baseline Forecast | Commercial | Grocery (ID) | Existing | Food Preparation | Natural Gas | Range | E6 |  | Baseline Forecast | 0 | 0 | 0 | 0 | 0 | 0 | 0 | 0 | 0 | 0 | 0 | 0 | 0 | 0 | 0 | 0 | 0 | 0 | 0 | 0 | 0 | 0 | 0 | 0 | 0 | 0 | 0
Commercial_Grocery (ID)_Existing_Food Preparation_Natural Gas_Range_E7_Baseline Forecast | Commercial | Grocery (ID) | Existing | Food Preparation | Natural Gas | Range | E7 |  | Baseline Forecast | 0 | 0 | 0 | 0 | 0 | 0 | 0 | 0 | 0 | 0 | 0 | 0 | 0 | 0 | 0 | 0 | 0 | 0 | 0 | 0 | 0 | 0 | 0 | 0 | 0 | 0 | 0
Commercial_Grocery (ID)_Existing_Food Preparation_Natural Gas_Range_E8_Baseline Forecast | Commercial | Grocery (ID) | Existing | Food Preparation | Natural Gas | Range | E8 |  | Baseline Forecast | 0 | 0 | 0 | 0 | 0 | 0 | 0 | 0 | 0 | 0 | 0 | 0 | 0 | 0 | 0 | 0 | 0 | 0 | 0 | 0 | 0 | 0 | 0 | 0 | 0 | 0 | 0
Commercial_Grocery (ID)_Existing_Food Preparation_Natural Gas_Range_E9_Baseline Forecast | Commercial | Grocery (ID) | Existing | Food Preparation | Natural Gas | Range | E9 |  | Baseline Forecast | 0 | 0 | 0 | 0 | 0 | 0 | 0 | 0 | 0 | 0 | 0 | 0 | 0 | 0 | 0 | 0 | 0 | 0 | 0 | 0 | 0 | 0 | 0 | 0 | 0 | 0 | 0
Commercial_Grocery (ID)_Existing_Food Preparation_Natural Gas_Range_E10_Baseline Forecast | Commercial | Grocery (ID) | Existing | Food Preparation | Natural Gas | Range | E10 |  | Baseline Forecast | 0 | 0 | 0 | 0 | 0 | 0 | 0 | 0 | 0 | 0 | 0 | 0 | 0 | 0 | 0 | 0 | 0 | 0 | 0 | 0 | 0 | 0 | 0 | 0 | 0 | 0 | 0
Commercial_Grocery (ID)_Existing_Food Preparation_Natural Gas_Steamer_E1_Baseline Forecast | Commercial | Grocery (ID) | Existing | Food Preparation | Natural Gas | Steamer | E1 | Standard | Baseline Forecast | 0 | 413.8011 | 462.7049 | 503.5378 | 537.3607 | 565.0986 | 587.5585 | 605.4438 | 619.368 | 629.8658 | 588.6799 | 557.3424 | 533.8397 | 516.5142 | 504.0067 | 495.2066 | 489.2113 | 485.2907 | 482.8579 | 568.4404 | 561.0824 | 550.8574 | 538.9146 | 526.1029 | 513.0364 | 500.146 | 487.7221
Commercial_Grocery (ID)_Existing_Food Preparation_Natural Gas_Steamer_E2_Baseline Forecast | Commercial | Grocery (ID) | Existing | Food Preparation | Natural Gas | Steamer | E2 | ENERGY STAR | Baseline Forecast | 0 | 413.8011 | 462.7049 | 503.5378 | 537.3607 | 565.0986 | 587.5585 | 605.4438 | 619.368 | 629.8658 | 588.6799 | 557.3424 | 533.8397 | 516.5142 | 504.0067 | 495.2066 | 489.2113 | 485.2907 | 482.8579 | 568.4404 | 561.0824 | 550.8574 | 538.9146 | 526.1029 | 513.0364 | 500.146 | 487.7221
Commercial_Grocery (ID)_Existing_Food Preparation_Natural Gas_Steamer_E3_Baseline Forecast | Commercial | Grocery (ID) | Existing | Food Preparation | Natural Gas | Steamer | E3 |  | Baseline Forecast | 0 | 0 | 0 | 0 | 0 | 0 | 0 | 0 | 0 | 0 | 0 | 0 | 0 | 0 | 0 | 0 | 0 | 0 | 0 | 0 | 0 | 0 | 0 | 0 | 0 | 0 | 0
Commercial_Grocery (ID)_Existing_Food Preparation_Natural Gas_Steamer_E4_Baseline Forecast | Commercial | Grocery (ID) | Existing | Food Preparation | Natural Gas | Steamer | E4 |  | Baseline Forecast | 0 | 0 | 0 | 0 | 0 | 0 | 0 | 0 | 0 | 0 | 0 | 0 | 0 | 0 | 0 | 0 | 0 | 0 | 0 | 0 | 0 | 0 | 0 | 0 | 0 | 0 | 0
Commercial_Grocery (ID)_Existing_Food Preparation_Natural Gas_Steamer_E5_Baseline Forecast | Commercial | Grocery (ID) | Existing | Food Preparation | Natural Gas | Steamer | E5 |  | Baseline Forecast | 0 | 0 | 0 | 0 | 0 | 0 | 0 | 0 | 0 | 0 | 0 | 0 | 0 | 0 | 0 | 0 | 0 | 0 | 0 | 0 | 0 | 0 | 0 | 0 | 0 | 0 | 0
Commercial_Grocery (ID)_Existing_Food Preparation_Natural Gas_Steamer_E6_Baseline Forecast | Commercial | Grocery (ID) | Existing | Food Preparation | Natural Gas | Steamer | E6 |  | Baseline Forecast | 0 | 0 | 0 | 0 | 0 | 0 | 0 | 0 | 0 | 0 | 0 | 0 | 0 | 0 | 0 | 0 | 0 | 0 | 0 | 0 | 0 | 0 | 0 | 0 | 0 | 0 | 0
Commercial_Grocery (ID)_Existing_Food Preparation_Natural Gas_Steamer_E7_Baseline Forecast | Commercial | Grocery (ID) | Existing | Food Preparation | Natural Gas | Steamer | E7 |  | Baseline Forecast | 0 | 0 | 0 | 0 | 0 | 0 | 0 | 0 | 0 | 0 | 0 | 0 | 0 | 0 | 0 | 0 | 0 | 0 | 0 | 0 | 0 | 0 | 0 | 0 | 0 | 0 | 0
Commercial_Grocery (ID)_Existing_Food Preparation_Natural Gas_Steamer_E8_Baseline Forecast | Commercial | Grocery (ID) | Existing | Food Preparation | Natural Gas | Steamer | E8 |  | Baseline Forecast | 0 | 0 | 0 | 0 | 0 | 0 | 0 | 0 | 0 | 0 | 0 | 0 | 0 | 0 | 0 | 0 | 0 | 0 | 0 | 0 | 0 | 0 | 0 | 0 | 0 | 0 | 0
Commercial_Grocery (ID)_Existing_Food Preparation_Natural Gas_Steamer_E9_Baseline Forecast | Commercial | Grocery (ID) | Existing | Food Preparation | Natural Gas | Steamer | E9 |  | Baseline Forecast | 0 | 0 | 0 | 0 | 0 | 0 | 0 | 0 | 0 | 0 | 0 | 0 | 0 | 0 | 0 | 0 | 0 | 0 | 0 | 0 | 0 | 0 | 0 | 0 | 0 | 0 | 0
Commercial_Grocery (ID)_Existing_Food Preparation_Natural Gas_Steamer_E10_Baseline Forecast | Commercial | Grocery (ID) | Existing | Food Preparation | Natural Gas | Steamer | E10 |  | Baseline Forecast | 0 | 0 | 0 | 0 | 0 | 0 | 0 | 0 | 0 | 0 | 0 | 0 | 0 | 0 | 0 | 0 | 0 | 0 | 0 | 0 | 0 | 0 | 0 | 0 | 0 | 0 | 0
Commercial_Grocery (ID)_Existing_Food Preparation_Natural Gas_Food Prep Other_E1_Baseline Forecast | Commercial | Grocery (ID) | Existing | Food Preparation | Natural Gas | Food Prep Other | E1 | Standard | Baseline Forecast | 0 | 0 | 0 | 0 | 0 | 0 | 0 | 0 | 0 | 0 | 0 | 0 | 0 | 0 | 0 | 0 | 0 | 0 | 0 | 0 | 0 | 0 | 0 | 0 | 0 | 0 | 0
Commercial_Grocery (ID)_Existing_Food Preparation_Natural Gas_Food Prep Other_E2_Baseline Forecast | Commercial | Grocery (ID) | Existing | Food Preparation | Natural Gas | Food Prep Other | E2 | ENERGY STAR | Baseline Forecast | 0 | 0 | 0 | 0 | 0 | 0 | 0 | 0 | 0 | 0 | 0 | 0 | 0 | 0 | 0 | 0 | 0 | 0 | 0 | 0 | 0 | 0 | 0 | 0 | 0 | 0 | 0
Commercial_Grocery (ID)_Existing_Food Preparation_Natural Gas_Food Prep Other_E3_Baseline Forecast | Commercial | Grocery (ID) | Existing | Food Preparation | Natural Gas | Food Prep Other | E3 |  | Baseline Forecast | 0 | 0 | 0 | 0 | 0 | 0 | 0 | 0 | 0 | 0 | 0 | 0 | 0 | 0 | 0 | 0 | 0 | 0 | 0 | 0 | 0 | 0 | 0 | 0 | 0 | 0 | 0
Commercial_Grocery (ID)_Existing_Food Preparation_Natural Gas_Food Prep Other_E4_Baseline Forecast | Commercial | Grocery (ID) | Existing | Food Preparation | Natural Gas | Food Prep Other | E4 |  | Baseline Forecast | 0 | 0 | 0 | 0 | 0 | 0 | 0 | 0 | 0 | 0 | 0 | 0 | 0 | 0 | 0 | 0 | 0 | 0 | 0 | 0 | 0 | 0 | 0 | 0 | 0 | 0 | 0
Commercial_Grocery (ID)_Existing_Food Preparation_Natural Gas_Food Prep Other_E5_Baseline Forecast | Commercial | Grocery (ID) | Existing | Food Preparation | Natural Gas | Food Prep Other | E5 |  | Baseline Forecast | 0 | 0 | 0 | 0 | 0 | 0 | 0 | 0 | 0 | 0 | 0 | 0 | 0 | 0 | 0 | 0 | 0 | 0 | 0 | 0 | 0 | 0 | 0 | 0 | 0 | 0 | 0
Commercial_Grocery (ID)_Existing_Food Preparation_Natural Gas_Food Prep Other_E6_Baseline Forecast | Commercial | Grocery (ID) | Existing | Food Preparation | Natural Gas | Food Prep Other | E6 |  | Baseline Forecast | 0 | 0 | 0 | 0 | 0 | 0 | 0 | 0 | 0 | 0 | 0 | 0 | 0 | 0 | 0 | 0 | 0 | 0 | 0 | 0 | 0 | 0 | 0 | 0 | 0 | 0 | 0
Commercial_Grocery (ID)_Existing_Food Preparation_Natural Gas_Food Prep Other_E7_Baseline Forecast | Commercial | Grocery (ID) | Existing | Food Preparation | Natural Gas | Food Prep Other | E7 |  | Baseline Forecast | 0 | 0 | 0 | 0 | 0 | 0 | 0 | 0 | 0 | 0 | 0 | 0 | 0 | 0 | 0 | 0 | 0 | 0 | 0 | 0 | 0 | 0 | 0 | 0 | 0 | 0 | 0
Commercial_Grocery (ID)_Existing_Food Preparation_Natural Gas_Food Prep Other_E8_Baseline Forecast | Commercial | Grocery (ID) | Existing | Food Preparation | Natural Gas | Food Prep Other | E8 |  | Baseline Forecast | 0 | 0 | 0 | 0 | 0 | 0 | 0 | 0 | 0 | 0 | 0 | 0 | 0 | 0 | 0 | 0 | 0 | 0 | 0 | 0 | 0 | 0 | 0 | 0 | 0 | 0 | 0
Commercial_Grocery (ID)_Existing_Food Preparation_Natural Gas_Food Prep Other_E9_Baseline Forecast | Commercial | Grocery (ID) | Existing | Food Preparation | Natural Gas | Food Prep Other | E9 |  | Baseline Forecast | 0 | 0 | 0 | 0 | 0 | 0 | 0 | 0 | 0 | 0 | 0 | 0 | 0 | 0 | 0 | 0 | 0 | 0 | 0 | 0 | 0 | 0 | 0 | 0 | 0 | 0 | 0
Commercial_Grocery (ID)_Existing_Food Preparation_Natural Gas_Food Prep Other_E10_Baseline Forecast | Commercial | Grocery (ID) | Existing | Food Preparation | Natural Gas | Food Prep Other | E10 |  | Baseline Forecast | 0 | 0 | 0 | 0 | 0 | 0 | 0 | 0 | 0 | 0 | 0 | 0 | 0 | 0 | 0 | 0 | 0 | 0 | 0 | 0 | 0 | 0 | 0 | 0 | 0 | 0 | 0
Commercial_Grocery (ID)_Existing_Miscellaneous_Natural Gas_Pool Heater_E1_Baseline Forecast | Commercial | Grocery (ID) | Existing | Miscellaneous | Natural Gas | Pool Heater | E1 | Standard (EF .82) | Baseline Forecast | 0 | 0 | 0 | 0 | 0 | 0 | 0 | 0 | 0 | 0 | 0 | 0 | 0 | 0 | 0 | 0 | 0 | 0 | 0 | 0 | 0 | 0 | 0 | 0 | 0 | 0 | 0
Commercial_Grocery (ID)_Existing_Miscellaneous_Natural Gas_Pool Heater_E2_Baseline Forecast | Commercial | Grocery (ID) | Existing | Miscellaneous | Natural Gas | Pool Heater | E2 | Condensing (EF .90) | Baseline Forecast | 0 | 0 | 0 | 0 | 0 | 0 | 0 | 0 | 0 | 0 | 0 | 0 | 0 | 0 | 0 | 0 | 0 | 0 | 0 | 0 | 0 | 0 | 0 | 0 | 0 | 0 | 0
Commercial_Grocery (ID)_Existing_Miscellaneous_Natural Gas_Pool Heater_E3_Baseline Forecast | Commercial | Grocery (ID) | Existing | Miscellaneous | Natural Gas | Pool Heater | E3 |  | Baseline Forecast | 0 | 0 | 0 | 0 | 0 | 0 | 0 | 0 | 0 | 0 | 0 | 0 | 0 | 0 | 0 | 0 | 0 | 0 | 0 | 0 | 0 | 0 | 0 | 0 | 0 | 0 | 0
Commercial_Grocery (ID)_Existing_Miscellaneous_Natural Gas_Pool Heater_E4_Baseline Forecast | Commercial | Grocery (ID) | Existing | Miscellaneous | Natural Gas | Pool Heater | E4 |  | Baseline Forecast | 0 | 0 | 0 | 0 | 0 | 0 | 0 | 0 | 0 | 0 | 0 | 0 | 0 | 0 | 0 | 0 | 0 | 0 | 0 | 0 | 0 | 0 | 0 | 0 | 0 | 0 | 0
Commercial_Grocery (ID)_Existing_Miscellaneous_Natural Gas_Pool Heater_E5_Baseline Forecast | Commercial | Grocery (ID) | Existing | Miscellaneous | Natural Gas | Pool Heater | E5 |  | Baseline Forecast | 0 | 0 | 0 | 0 | 0 | 0 | 0 | 0 | 0 | 0 | 0 | 0 | 0 | 0 | 0 | 0 | 0 | 0 | 0 | 0 | 0 | 0 | 0 | 0 | 0 | 0 | 0
Commercial_Grocery (ID)_Existing_Miscellaneous_Natural Gas_Pool Heater_E6_Baseline Forecast | Commercial | Grocery (ID) | Existing | Miscellaneous | Natural Gas | Pool Heater | E6 |  | Baseline Forecast | 0 | 0 | 0 | 0 | 0 | 0 | 0 | 0 | 0 | 0 | 0 | 0 | 0 | 0 | 0 | 0 | 0 | 0 | 0 | 0 | 0 | 0 | 0 | 0 | 0 | 0 | 0
Commercial_Grocery (ID)_Existing_Miscellaneous_Natural Gas_Pool Heater_E7_Baseline Forecast | Commercial | Grocery (ID) | Existing | Miscellaneous | Natural Gas | Pool Heater | E7 |  | Baseline Forecast | 0 | 0 | 0 | 0 | 0 | 0 | 0 | 0 | 0 | 0 | 0 | 0 | 0 | 0 | 0 | 0 | 0 | 0 | 0 | 0 | 0 | 0 | 0 | 0 | 0 | 0 | 0
Commercial_Grocery (ID)_Existing_Miscellaneous_Natural Gas_Pool Heater_E8_Baseline Forecast | Commercial | Grocery (ID) | Existing | Miscellaneous | Natural Gas | Pool Heater | E8 |  | Baseline Forecast | 0 | 0 | 0 | 0 | 0 | 0 | 0 | 0 | 0 | 0 | 0 | 0 | 0 | 0 | 0 | 0 | 0 | 0 | 0 | 0 | 0 | 0 | 0 | 0 | 0 | 0 | 0
Commercial_Grocery (ID)_Existing_Miscellaneous_Natural Gas_Pool Heater_E9_Baseline Forecast | Commercial | Grocery (ID) | Existing | Miscellaneous | Natural Gas | Pool Heater | E9 |  | Baseline Forecast | 0 | 0 | 0 | 0 | 0 | 0 | 0 | 0 | 0 | 0 | 0 | 0 | 0 | 0 | 0 | 0 | 0 | 0 | 0 | 0 | 0 | 0 | 0 | 0 | 0 | 0 | 0
Commercial_Grocery (ID)_Existing_Miscellaneous_Natural Gas_Pool Heater_E10_Baseline Forecast | Commercial | Grocery (ID) | Existing | Miscellaneous | Natural Gas | Pool Heater | E10 |  | Baseline Forecast | 0 | 0 | 0 | 0 | 0 | 0 | 0 | 0 | 0 | 0 | 0 | 0 | 0 | 0 | 0 | 0 | 0 | 0 | 0 | 0 | 0 | 0 | 0 | 0 | 0 | 0 | 0
Commercial_Grocery (ID)_Existing_Miscellaneous_Natural Gas_Miscellaneous_E1_Baseline Forecast | Commercial | Grocery (ID) | Existing | Miscellaneous | Natural Gas | Miscellaneous | E1 | Standard | Baseline Forecast | 0 | 136078.0668 | 159052.2859 | 177576.7132 | 167839.7195 | 162751.7168 | 160974.4744 | 158162.3234 | 155107.8069 | 152296.9592 | 149551.2477 | 179828.3865 | 178099.1006 | 175294.7349 | 170256.2376 | 166866.7489 | 164415.5999 | 161412.7649 | 158356.2486 | 155498.2267 | 152690.4362 | 157910.6466 | 154288.8415 | 150592.9048 | 147634.1875 | 145032.2559 | 142555.4814
Commercial_Grocery (ID)_Existing_Miscellaneous_Natural Gas_Miscellaneous_E2_Baseline Forecast | Commercial | Grocery (ID) | Existing | Miscellaneous | Natural Gas | Miscellaneous | E2 |  | Baseline Forecast | 0 | 0 | 0 | 0 | 0 | 0 | 0 | 0 | 0 | 0 | 0 | 0 | 0 | 0 | 0 | 0 | 0 | 0 | 0 | 0 | 0 | 0 | 0 | 0 | 0 | 0 | 0
Commercial_Grocery (ID)_Existing_Miscellaneous_Natural Gas_Miscellaneous_E3_Baseline Forecast | Commercial | Grocery (ID) | Existing | Miscellaneous | Natural Gas | Miscellaneous | E3 |  | Baseline Forecast | 0 | 0 | 0 | 0 | 0 | 0 | 0 | 0 | 0 | 0 | 0 | 0 | 0 | 0 | 0 | 0 | 0 | 0 | 0 | 0 | 0 | 0 | 0 | 0 | 0 | 0 | 0
Commercial_Grocery (ID)_Existing_Miscellaneous_Natural Gas_Miscellaneous_E4_Baseline Forecast | Commercial | Grocery (ID) | Existing | Miscellaneous | Natural Gas | Miscellaneous | E4 |  | Baseline Forecast | 0 | 0 | 0 | 0 | 0 | 0 | 0 | 0 | 0 | 0 | 0 | 0 | 0 | 0 | 0 | 0 | 0 | 0 | 0 | 0 | 0 | 0 | 0 | 0 | 0 | 0 | 0
Commercial_Grocery (ID)_Existing_Miscellaneous_Natural Gas_Miscellaneous_E5_Baseline Forecast | Commercial | Grocery (ID) | Existing | Miscellaneous | Natural Gas | Miscellaneous | E5 |  | Baseline Forecast | 0 | 0 | 0 | 0 | 0 | 0 | 0 | 0 | 0 | 0 | 0 | 0 | 0 | 0 | 0 | 0 | 0 | 0 | 0 | 0 | 0 | 0 | 0 | 0 | 0 | 0 | 0
Commercial_Grocery (ID)_Existing_Miscellaneous_Natural Gas_Miscellaneous_E6_Baseline Forecast | Commercial | Grocery (ID) | Existing | Miscellaneous | Natural Gas | Miscellaneous | E6 |  | Baseline Forecast | 0 | 0 | 0 | 0 | 0 | 0 | 0 | 0 | 0 | 0 | 0 | 0 | 0 | 0 | 0 | 0 | 0 | 0 | 0 | 0 | 0 | 0 | 0 | 0 | 0 | 0 | 0
Commercial_Grocery (ID)_Existing_Miscellaneous_Natural Gas_Miscellaneous_E7_Baseline Forecast | Commercial | Grocery (ID) | Existing | Miscellaneous | Natural Gas | Miscellaneous | E7 |  | Baseline Forecast | 0 | 0 | 0 | 0 | 0 | 0 | 0 | 0 | 0 | 0 | 0 | 0 | 0 | 0 | 0 | 0 | 0 | 0 | 0 | 0 | 0 | 0 | 0 | 0 | 0 | 0 | 0
Commercial_Grocery (ID)_Existing_Miscellaneous_Natural Gas_Miscellaneous_E8_Baseline Forecast | Commercial | Grocery (ID) | Existing | Miscellaneous | Natural Gas | Miscellaneous | E8 |  | Baseline Forecast | 0 | 0 | 0 | 0 | 0 | 0 | 0 | 0 | 0 | 0 | 0 | 0 | 0 | 0 | 0 | 0 | 0 | 0 | 0 | 0 | 0 | 0 | 0 | 0 | 0 | 0 | 0
Commercial_Grocery (ID)_Existing_Miscellaneous_Natural Gas_Miscellaneous_E9_Baseline Forecast | Commercial | Grocery (ID) | Existing | Miscellaneous | Natural Gas | Miscellaneous | E9 |  | Baseline Forecast | 0 | 0 | 0 | 0 | 0 | 0 | 0 | 0 | 0 | 0 | 0 | 0 | 0 | 0 | 0 | 0 | 0 | 0 | 0 | 0 | 0 | 0 | 0 | 0 | 0 | 0 | 0
Commercial_Grocery (ID)_Existing_Miscellaneous_Natural Gas_Miscellaneous_E10_Baseline Forecast | Commercial | Grocery (ID) | Existing | Miscellaneous | Natural Gas | Miscellaneous | E10 |  | Baseline Forecast | 0 | 0 | 0 | 0 | 0 | 0 | 0 | 0 | 0 | 0 | 0 | 0 | 0 | 0 | 0 | 0 | 0 | 0 | 0 | 0 | 0 | 0 | 0 | 0 | 0 | 0 | 0
Commercial_Grocery (ID)_New_Space Heating_Natural Gas_Furnace_E1_Baseline Forecast | Commercial | Grocery (ID) | New | Space Heating | Natural Gas | Furnace | E1 | AFUE 80% (Standard) | Baseline Forecast | 0 | 34852.1447 | 32569.4561 | 38891.7549 | 39730.2167 | 35951.2408 | 31454.2045 | 30418.0246 | 29516.0568 | 28398.727 | 27946.4258 | 22441.7864 | 24626.2891 | 26452.3694 | 28708.4461 | 30744.7967 | 32227.0804 | 33157.7098 | 34002.511 | 34575.2509 | 34852.6479 | 35190.3644 | 35595.1205 | 45232.1599 | 44347.8843 | 47129.9248 | 45480.103
Commercial_Grocery (ID)_New_Space Heating_Natural Gas_Furnace_E2_Baseline Forecast | Commercial | Grocery (ID) | New | Space Heating | Natural Gas | Furnace | E2 | AFUE 90% | Baseline Forecast | 0 | 0 | 0 | 0 | 0 | 0 | 0 | 0 | 0 | 0 | 0 | 5479.6131 | 6013.0034 | 6458.8776 | 7009.744 | 7506.96 | 7868.8893 | 8096.1212 | 8302.3964 | 8442.2423 | 8509.9744 | 8592.4346 | 8691.264 | 11044.3408 | 10828.4272 | 11507.7183 | 11104.8811
Commercial_Grocery (ID)_New_Space Heating_Natural Gas_Furnace_E3_Baseline Forecast | Commercial | Grocery (ID) | New | Space Heating | Natural Gas | Furnace | E3 | AFUE 96% | Baseline Forecast | 0 | 0 | 0 | 0 | 0 | 0 | 0 | 0 | 0 | 0 | 0 | 0 | 0 | 0 | 0 | 0 | 0 | 0 | 0 | 0 | 0 | 0 | 0 | 0 | 0 | 0 | 0
Commercial_Grocery (ID)_New_Space Heating_Natural Gas_Furnace_E4_Baseline Forecast | Commercial | Grocery (ID) | New | Space Heating | Natural Gas | Furnace | E4 |  | Baseline Forecast | 0 | 0 | 0 | 0 | 0 | 0 | 0 | 0 | 0 | 0 | 0 | 0 | 0 | 0 | 0 | 0 | 0 | 0 | 0 | 0 | 0 | 0 | 0 | 0 | 0 | 0 | 0
Commercial_Grocery (ID)_New_Space Heating_Natural Gas_Furnace_E5_Baseline Forecast | Commercial | Grocery (ID) | New | Space Heating | Natural Gas | Furnace | E5 |  | Baseline Forecast | 0 | 0 | 0 | 0 | 0 | 0 | 0 | 0 | 0 | 0 | 0 | 0 | 0 | 0 | 0 | 0 | 0 | 0 | 0 | 0 | 0 | 0 | 0 | 0 | 0 | 0 | 0
Commercial_Grocery (ID)_New_Space Heating_Natural Gas_Furnace_E6_Baseline Forecast | Commercial | Grocery (ID) | New | Space Heating | Natural Gas | Furnace | E6 |  | Baseline Forecast | 0 | 0 | 0 | 0 | 0 | 0 | 0 | 0 | 0 | 0 | 0 | 0 | 0 | 0 | 0 | 0 | 0 | 0 | 0 | 0 | 0 | 0 | 0 | 0 | 0 | 0 | 0
Commercial_Grocery (ID)_New_Space Heating_Natural Gas_Furnace_E7_Baseline Forecast | Commercial | Grocery (ID) | New | Space Heating | Natural Gas | Furnace | E7 |  | Baseline Forecast | 0 | 0 | 0 | 0 | 0 | 0 | 0 | 0 | 0 | 0 | 0 | 0 | 0 | 0 | 0 | 0 | 0 | 0 | 0 | 0 | 0 | 0 | 0 | 0 | 0 | 0 | 0
Commercial_Grocery (ID)_New_Space Heating_Natural Gas_Furnace_E8_Baseline Forecast | Commercial | Grocery (ID) | New | Space Heating | Natural Gas | Furnace | E8 |  | Baseline Forecast | 0 | 0 | 0 | 0 | 0 | 0 | 0 | 0 | 0 | 0 | 0 | 0 | 0 | 0 | 0 | 0 | 0 | 0 | 0 | 0 | 0 | 0 | 0 | 0 | 0 | 0 | 0
Commercial_Grocery (ID)_New_Space Heating_Natural Gas_Furnace_E9_Baseline Forecast | Commercial | Grocery (ID) | New | Space Heating | Natural Gas | Furnace | E9 |  | Baseline Forecast | 0 | 0 | 0 | 0 | 0 | 0 | 0 | 0 | 0 | 0 | 0 | 0 | 0 | 0 | 0 | 0 | 0 | 0 | 0 | 0 | 0 | 0 | 0 | 0 | 0 | 0 | 0
Commercial_Grocery (ID)_New_Space Heating_Natural Gas_Furnace_E10_Baseline Forecast | Commercial | Grocery (ID) | New | Space Heating | Natural Gas | Furnace | E10 |  | Baseline Forecast | 0 | 0 | 0 | 0 | 0 | 0 | 0 | 0 | 0 | 0 | 0 | 0 | 0 | 0 | 0 | 0 | 0 | 0 | 0 | 0 | 0 | 0 | 0 | 0 | 0 | 0 | 0
Commercial_Grocery (ID)_New_Space Heating_Natural Gas_Boiler_E1_Baseline Forecast | Commercial | Grocery (ID) | New | Space Heating | Natural Gas | Boiler | E1 | AFUE 80% (Standard) | Baseline Forecast | 0 | 102.3641 | 95.6596 | 114.2288 | 116.6915 | 105.5922 | 92.384 | 89.3407 | 86.6915 | 83.4098 | 82.0813 | 82.0078 | 80.6847 | 79.5073 | 78.9268 | 78.1217 | 77.0506 | 75.7542 | 74.8478 | 167.1617 | 71.7817 | 70.6064 | 158.8679 | 158.6155 | 155.886 | 163.1805 | 145.2315
Commercial_Grocery (ID)_New_Space Heating_Natural Gas_Boiler_E2_Baseline Forecast | Commercial | Grocery (ID) | New | Space Heating | Natural Gas | Boiler | E2 | AFUE 85% | Baseline Forecast | 0 | 0 | 0 | 0 | 0 | 0 | 0 | 0 | 0 | 0 | 0 | 0 | 0 | 0 | 0 | 0 | 0 | 0 | 0 | 0 | 0 | 0 | 0 | 0 | 0 | 0 | 0
Commercial_Grocery (ID)_New_Space Heating_Natural Gas_Boiler_E3_Baseline Forecast | Commercial | Grocery (ID) | New | Space Heating | Natural Gas | Boiler | E3 | AFUE 97% | Baseline Forecast | 0 | 130.2816 | 121.7486 | 145.3821 | 148.5164 | 134.3901 | 117.5797 | 113.7063 | 110.3346 | 106.1579 | 104.4672 | 104.3736 | 102.6896 | 101.1911 | 100.4523 | 99.4276 | 98.0644 | 96.4144 | 95.2609 | 0 | 91.3585 | 89.8627 | 0 | 0 | 0 | 0 | 0
Commercial_Grocery (ID)_New_Space Heating_Natural Gas_Boiler_E4_Baseline Forecast | Commercial | Grocery (ID) | New | Space Heating | Natural Gas | Boiler | E4 | Convert to NG Air Source Heat Pump | Baseline Forecast | 0 | 0 | 0 | 0 | 0 | 0 | 0 | 0 | 0 | 0 | 0 | 0 | 0 | 0 | 0 | 0 | 0 | 0 | 0 | 0 | 0 | 0 | 0 | 0 | 0 | 0 | 0
Commercial_Grocery (ID)_New_Space Heating_Natural Gas_Boiler_E5_Baseline Forecast | Commercial | Grocery (ID) | New | Space Heating | Natural Gas | Boiler | E5 |  | Baseline Forecast | 0 | 0 | 0 | 0 | 0 | 0 | 0 | 0 | 0 | 0 | 0 | 0 | 0 | 0 | 0 | 0 | 0 | 0 | 0 | 0 | 0 | 0 | 0 | 0 | 0 | 0 | 0
Commercial_Grocery (ID)_New_Space Heating_Natural Gas_Boiler_E6_Baseline Forecast | Commercial | Grocery (ID) | New | Space Heating | Natural Gas | Boiler | E6 |  | Baseline Forecast | 0 | 0 | 0 | 0 | 0 | 0 | 0 | 0 | 0 | 0 | 0 | 0 | 0 | 0 | 0 | 0 | 0 | 0 | 0 | 0 | 0 | 0 | 0 | 0 | 0 | 0 | 0
Commercial_Grocery (ID)_New_Space Heating_Natural Gas_Boiler_E7_Baseline Forecast | Commercial | Grocery (ID) | New | Space Heating | Natural Gas | Boiler | E7 |  | Baseline Forecast | 0 | 0 | 0 | 0 | 0 | 0 | 0 | 0 | 0 | 0 | 0 | 0 | 0 | 0 | 0 | 0 | 0 | 0 | 0 | 0 | 0 | 0 | 0 | 0 | 0 | 0 | 0
Commercial_Grocery (ID)_New_Space Heating_Natural Gas_Boiler_E8_Baseline Forecast | Commercial | Grocery (ID) | New | Space Heating | Natural Gas | Boiler | E8 |  | Baseline Forecast | 0 | 0 | 0 | 0 | 0 | 0 | 0 | 0 | 0 | 0 | 0 | 0 | 0 | 0 | 0 | 0 | 0 | 0 | 0 | 0 | 0 | 0 | 0 | 0 | 0 | 0 | 0
Commercial_Grocery (ID)_New_Space Heating_Natural Gas_Boiler_E9_Baseline Forecast | Commercial | Grocery (ID) | New | Space Heating | Natural Gas | Boiler | E9 |  | Baseline Forecast | 0 | 0 | 0 | 0 | 0 | 0 | 0 | 0 | 0 | 0 | 0 | 0 | 0 | 0 | 0 | 0 | 0 | 0 | 0 | 0 | 0 | 0 | 0 | 0 | 0 | 0 | 0
Commercial_Grocery (ID)_New_Space Heating_Natural Gas_Boiler_E10_Baseline Forecast | Commercial | Grocery (ID) | New | Space Heating | Natural Gas | Boiler | E10 |  | Baseline Forecast | 0 | 0 | 0 | 0 | 0 | 0 | 0 | 0 | 0 | 0 | 0 | 0 | 0 | 0 | 0 | 0 | 0 | 0 | 0 | 0 | 0 | 0 | 0 | 0 | 0 | 0 | 0
Commercial_Grocery (ID)_New_Space Heating_Natural Gas_Unit Heater_E1_Baseline Forecast | Commercial | Grocery (ID) | New | Space Heating | Natural Gas | Unit Heater | E1 | Standard | Baseline Forecast | 0 | 0 | 0 | 0 | 0 | 0 | 0 | 0 | 0 | 0 | 0 | 0 | 0 | 0 | 0 | 0 | 0 | 0 | 0 | 0 | 0 | 0 | 0 | 0 | 0 | 0 | 0
Commercial_Grocery (ID)_New_Space Heating_Natural Gas_Unit Heater_E2_Baseline Forecast | Commercial | Grocery (ID) | New | Space Heating | Natural Gas | Unit Heater | E2 | Condensing | Baseline Forecast | 0 | 0 | 0 | 0 | 0 | 0 | 0 | 0 | 0 | 0 | 0 | 0 | 0 | 0 | 0 | 0 | 0 | 0 | 0 | 0 | 0 | 0 | 0 | 0 | 0 | 0 | 0
Commercial_Grocery (ID)_New_Space Heating_Natural Gas_Unit Heater_E3_Baseline Forecast | Commercial | Grocery (ID) | New | Space Heating | Natural Gas | Unit Heater | E3 | Infrared Radiant | Baseline Forecast | 0 | 0 | 0 | 0 | 0 | 0 | 0 | 0 | 0 | 0 | 0 | 0 | 0 | 0 | 0 | 0 | 0 | 0 | 0 | 0 | 0 | 0 | 0 | 0 | 0 | 0 | 0
Commercial_Grocery (ID)_New_Space Heating_Natural Gas_Unit Heater_E4_Baseline Forecast | Commercial | Grocery (ID) | New | Space Heating | Natural Gas | Unit Heater | E4 |  | Baseline Forecast | 0 | 0 | 0 | 0 | 0 | 0 | 0 | 0 | 0 | 0 | 0 | 0 | 0 | 0 | 0 | 0 | 0 | 0 | 0 | 0 | 0 | 0 | 0 | 0 | 0 | 0 | 0
Commercial_Grocery (ID)_New_Space Heating_Natural Gas_Unit Heater_E5_Baseline Forecast | Commercial | Grocery (ID) | New | Space Heating | Natural Gas | Unit Heater | E5 |  | Baseline Forecast | 0 | 0 | 0 | 0 | 0 | 0 | 0 | 0 | 0 | 0 | 0 | 0 | 0 | 0 | 0 | 0 | 0 | 0 | 0 | 0 | 0 | 0 | 0 | 0 | 0 | 0 | 0
Commercial_Grocery (ID)_New_Space Heating_Natural Gas_Unit Heater_E6_Baseline Forecast | Commercial | Grocery (ID) | New | Space Heating | Natural Gas | Unit Heater | E6 |  | Baseline Forecast | 0 | 0 | 0 | 0 | 0 | 0 | 0 | 0 | 0 | 0 | 0 | 0 | 0 | 0 | 0 | 0 | 0 | 0 | 0 | 0 | 0 | 0 | 0 | 0 | 0 | 0 | 0
Commercial_Grocery (ID)_New_Space Heating_Natural Gas_Unit Heater_E7_Baseline Forecast | Commercial | Grocery (ID) | New | Space Heating | Natural Gas | Unit Heater | E7 |  | Baseline Forecast | 0 | 0 | 0 | 0 | 0 | 0 | 0 | 0 | 0 | 0 | 0 | 0 | 0 | 0 | 0 | 0 | 0 | 0 | 0 | 0 | 0 | 0 | 0 | 0 | 0 | 0 | 0
Commercial_Grocery (ID)_New_Space Heating_Natural Gas_Unit Heater_E8_Baseline Forecast | Commercial | Grocery (ID) | New | Space Heating | Natural Gas | Unit Heater | E8 |  | Baseline Forecast | 0 | 0 | 0 | 0 | 0 | 0 | 0 | 0 | 0 | 0 | 0 | 0 | 0 | 0 | 0 | 0 | 0 | 0 | 0 | 0 | 0 | 0 | 0 | 0 | 0 | 0 | 0
Commercial_Grocery (ID)_New_Space Heating_Natural Gas_Unit Heater_E9_Baseline Forecast | Commercial | Grocery (ID) | New | Space Heating | Natural Gas | Unit Heater | E9 |  | Baseline Forecast | 0 | 0 | 0 | 0 | 0 | 0 | 0 | 0 | 0 | 0 | 0 | 0 | 0 | 0 | 0 | 0 | 0 | 0 | 0 | 0 | 0 | 0 | 0 | 0 | 0 | 0 | 0
Commercial_Grocery (ID)_New_Space Heating_Natural Gas_Unit Heater_E10_Baseline Forecast | Commercial | Grocery (ID) | New | Space Heating | Natural Gas | Unit Heater | E10 |  | Baseline Forecast | 0 | 0 | 0 | 0 | 0 | 0 | 0 | 0 | 0 | 0 | 0 | 0 | 0 | 0 | 0 | 0 | 0 | 0 | 0 | 0 | 0 | 0 | 0 | 0 | 0 | 0 | 0
Commercial_Grocery (ID)_New_Water Heating_Natural Gas_Water Heater_E1_Baseline Forecast | Commercial | Grocery (ID) | New | Water Heating | Natural Gas | Water Heater | E1 | TE 0.80 | Baseline Forecast | 0 | 13335.141 | 12461.7378 | 14880.7782 | 15201.5908 | 13755.6776 | 12035.0199 | 11638.5563 | 11293.445 | 10865.9319 | 10692.8722 | 10683.2966 | 11723.2179 | 12592.514 | 13666.5077 | 14635.9019 | 15341.5354 | 15784.5567 | 16186.72 | 16459.3698 | 16591.4233 | 16752.1914 | 16944.8735 | 21532.5364 | 21111.5816 | 22435.9576 | 21650.5684
Commercial_Grocery (ID)_New_Water Heating_Natural Gas_Water Heater_E2_Baseline Forecast | Commercial | Grocery (ID) | New | Water Heating | Natural Gas | Water Heater | E2 | TE 0.90 | Baseline Forecast | 0 | 0 | 0 | 0 | 0 | 0 | 0 | 0 | 0 | 0 | 0 | 0 | 0 | 0 | 0 | 0 | 0 | 0 | 0 | 0 | 0 | 0 | 0 | 0 | 0 | 0 | 0
Commercial_Grocery (ID)_New_Water Heating_Natural Gas_Water Heater_E3_Baseline Forecast | Commercial | Grocery (ID) | New | Water Heating | Natural Gas | Water Heater | E3 | TE 0.94 | Baseline Forecast | 0 | 15037.4995 | 14052.598 | 16780.4521 | 17142.2194 | 15511.7216 | 13571.4054 | 13124.3294 | 12735.1614 | 12253.0721 | 12057.9198 | 12047.1217 | 13219.7989 | 14200.069 | 15411.1682 | 16504.3149 | 17300.0293 | 17799.6065 | 18253.1098 | 18560.566 | 18709.4773 | 18890.7691 | 19108.0488 | 24281.3708 | 23806.6771 | 25300.1224 | 24414.4708
Commercial_Grocery (ID)_New_Water Heating_Natural Gas_Water Heater_E4_Baseline Forecast | Commercial | Grocery (ID) | New | Water Heating | Natural Gas | Water Heater | E4 | Instantaneous TE 0.94 | Baseline Forecast | 0 | 0 | 0 | 0 | 0 | 0 | 0 | 0 | 0 | 0 | 0 | 0 | 0 | 0 | 0 | 0 | 0 | 0 | 0 | 0 | 0 | 0 | 0 | 0 | 0 | 0 | 0
Commercial_Grocery (ID)_New_Water Heating_Natural Gas_Water Heater_E5_Baseline Forecast | Commercial | Grocery (ID) | New | Water Heating | Natural Gas | Water Heater | E5 | Gas-Fired Absorption HPWH | Baseline Forecast | 0 | 0 | 0 | 0 | 0 | 0 | 0 | 0 | 0 | 0 | 0 | 0 | 0 | 0 | 0 | 0 | 0 | 0 | 0 | 0 | 0 | 0 | 0 | 0 | 0 | 0 | 0
Commercial_Grocery (ID)_New_Water Heating_Natural Gas_Water Heater_E6_Baseline Forecast | Commercial | Grocery (ID) | New | Water Heating | Natural Gas | Water Heater | E6 |  | Baseline Forecast | 0 | 0 | 0 | 0 | 0 | 0 | 0 | 0 | 0 | 0 | 0 | 0 | 0 | 0 | 0 | 0 | 0 | 0 | 0 | 0 | 0 | 0 | 0 | 0 | 0 | 0 | 0
Commercial_Grocery (ID)_New_Water Heating_Natural Gas_Water Heater_E7_Baseline Forecast | Commercial | Grocery (ID) | New | Water Heating | Natural Gas | Water Heater | E7 |  | Baseline Forecast | 0 | 0 | 0 | 0 | 0 | 0 | 0 | 0 | 0 | 0 | 0 | 0 | 0 | 0 | 0 | 0 | 0 | 0 | 0 | 0 | 0 | 0 | 0 | 0 | 0 | 0 | 0
Commercial_Grocery (ID)_New_Water Heating_Natural Gas_Water Heater_E8_Baseline Forecast | Commercial | Grocery (ID) | New | Water Heating | Natural Gas | Water Heater | E8 |  | Baseline Forecast | 0 | 0 | 0 | 0 | 0 | 0 | 0 | 0 | 0 | 0 | 0 | 0 | 0 | 0 | 0 | 0 | 0 | 0 | 0 | 0 | 0 | 0 | 0 | 0 | 0 | 0 | 0
Commercial_Grocery (ID)_New_Water Heating_Natural Gas_Water Heater_E9_Baseline Forecast | Commercial | Grocery (ID) | New | Water Heating | Natural Gas | Water Heater | E9 |  | Baseline Forecast | 0 | 0 | 0 | 0 | 0 | 0 | 0 | 0 | 0 | 0 | 0 | 0 | 0 | 0 | 0 | 0 | 0 | 0 | 0 | 0 | 0 | 0 | 0 | 0 | 0 | 0 | 0
Commercial_Grocery (ID)_New_Water Heating_Natural Gas_Water Heater_E10_Baseline Forecast | Commercial | Grocery (ID) | New | Water Heating | Natural Gas | Water Heater | E10 |  | Baseline Forecast | 0 | 0 | 0 | 0 | 0 | 0 | 0 | 0 | 0 | 0 | 0 | 0 | 0 | 0 | 0 | 0 | 0 | 0 | 0 | 0 | 0 | 0 | 0 | 0 | 0 | 0 | 0
Commercial_Grocery (ID)_New_Food Preparation_Natural Gas_Oven_E1_Baseline Forecast | Commercial | Grocery (ID) | New | Food Preparation | Natural Gas | Oven | E1 | Standard | Baseline Forecast | 0 | 2154.9472 | 2013.806 | 2404.7208 | 2456.5639 | 2222.9055 | 1944.8487 | 1880.7806 | 1825.0109 | 1755.9251 | 2158.9483 | 2473.9642 | 2777.5439 | 3028.2731 | 3189.7328 | 3821.0241 | 3702.3481 | 3726.4753 | 3645.827 | 3575.0378 | 3554.3586 | 3659.6861 | 3801.23 | 3952.7941 | 4300.6513 | 4619.9256 | 4656.861
Commercial_Grocery (ID)_New_Food Preparation_Natural Gas_Oven_E2_Baseline Forecast | Commercial | Grocery (ID) | New | Food Preparation | Natural Gas | Oven | E2 | ENERGY STAR (>42% Baking Efficiency) | Baseline Forecast | 0 | 3101.0216 | 2897.916 | 3460.4519 | 3535.0553 | 3198.8153 | 2798.6848 | 2706.4891 | 2626.2352 | 2526.8191 | 3106.7793 | 3560.0948 | 3996.9534 | 4357.7589 | 4590.1032 | 5498.5468 | 5327.7693 | 5362.4888 | 5246.434 | 5144.5666 | 5114.8088 | 5266.3775 | 5470.0627 | 5688.1671 | 6188.7421 | 6648.1856 | 6701.3365
Commercial_Grocery (ID)_New_Food Preparation_Natural Gas_Oven_E3_Baseline Forecast | Commercial | Grocery (ID) | New | Food Preparation | Natural Gas | Oven | E3 |  | Baseline Forecast | 0 | 0 | 0 | 0 | 0 | 0 | 0 | 0 | 0 | 0 | 0 | 0 | 0 | 0 | 0 | 0 | 0 | 0 | 0 | 0 | 0 | 0 | 0 | 0 | 0 | 0 | 0
Commercial_Grocery (ID)_New_Food Preparation_Natural Gas_Oven_E4_Baseline Forecast | Commercial | Grocery (ID) | New | Food Preparation | Natural Gas | Oven | E4 |  | Baseline Forecast | 0 | 0 | 0 | 0 | 0 | 0 | 0 | 0 | 0 | 0 | 0 | 0 | 0 | 0 | 0 | 0 | 0 | 0 | 0 | 0 | 0 | 0 | 0 | 0 | 0 | 0 | 0
Commercial_Grocery (ID)_New_Food Preparation_Natural Gas_Oven_E5_Baseline Forecast | Commercial | Grocery (ID) | New | Food Preparation | Natural Gas | Oven | E5 |  | Baseline Forecast | 0 | 0 | 0 | 0 | 0 | 0 | 0 | 0 | 0 | 0 | 0 | 0 | 0 | 0 | 0 | 0 | 0 | 0 | 0 | 0 | 0 | 0 | 0 | 0 | 0 | 0 | 0
Commercial_Grocery (ID)_New_Food Preparation_Natural Gas_Oven_E6_Baseline Forecast | Commercial | Grocery (ID) | New | Food Preparation | Natural Gas | Oven | E6 |  | Baseline Forecast | 0 | 0 | 0 | 0 | 0 | 0 | 0 | 0 | 0 | 0 | 0 | 0 | 0 | 0 | 0 | 0 | 0 | 0 | 0 | 0 | 0 | 0 | 0 | 0 | 0 | 0 | 0
Commercial_Grocery (ID)_New_Food Preparation_Natural Gas_Oven_E7_Baseline Forecast | Commercial | Grocery (ID) | New | Food Preparation | Natural Gas | Oven | E7 |  | Baseline Forecast | 0 | 0 | 0 | 0 | 0 | 0 | 0 | 0 | 0 | 0 | 0 | 0 | 0 | 0 | 0 | 0 | 0 | 0 | 0 | 0 | 0 | 0 | 0 | 0 | 0 | 0 | 0
Commercial_Grocery (ID)_New_Food Preparation_Natural Gas_Oven_E8_Baseline Forecast | Commercial | Grocery (ID) | New | Food Preparation | Natural Gas | Oven | E8 |  | Baseline Forecast | 0 | 0 | 0 | 0 | 0 | 0 | 0 | 0 | 0 | 0 | 0 | 0 | 0 | 0 | 0 | 0 | 0 | 0 | 0 | 0 | 0 | 0 | 0 | 0 | 0 | 0 | 0
Commercial_Grocery (ID)_New_Food Preparation_Natural Gas_Oven_E9_Baseline Forecast | Commercial | Grocery (ID) | New | Food Preparation | Natural Gas | Oven | E9 |  | Baseline Forecast | 0 | 0 | 0 | 0 | 0 | 0 | 0 | 0 | 0 | 0 | 0 | 0 | 0 | 0 | 0 | 0 | 0 | 0 | 0 | 0 | 0 | 0 | 0 | 0 | 0 | 0 | 0
Commercial_Grocery (ID)_New_Food Preparation_Natural Gas_Oven_E10_Baseline Forecast | Commercial | Grocery (ID) | New | Food Preparation | Natural Gas | Oven | E10 |  | Baseline Forecast | 0 | 0 | 0 | 0 | 0 | 0 | 0 | 0 | 0 | 0 | 0 | 0 | 0 | 0 | 0 | 0 | 0 | 0 | 0 | 0 | 0 | 0 | 0 | 0 | 0 | 0 | 0
Commercial_Grocery (ID)_New_Food Preparation_Natural Gas_Conveyor Oven_E1_Baseline Forecast | Commercial | Grocery (ID) | New | Food Preparation | Natural Gas | Conveyor Oven | E1 | Standard | Baseline Forecast | 0 | 1077.4736 | 1006.903 | 1202.3604 | 1228.2819 | 1111.4528 | 972.4244 | 940.3903 | 912.5055 | 877.9626 | 863.9794 | 863.2057 | 849.2788 | 836.8856 | 830.7751 | 822.3009 | 811.0267 | 1012.8754 | 1161.6166 | 1313.6847 | 1432.8174 | 1507.2872 | 1823.991 | 1774.7582 | 1787.8262 | 1790.8263 | 1642.8528
Commercial_Grocery (ID)_New_Food Preparation_Natural Gas_Conveyor Oven_E2_Baseline Forecast | Commercial | Grocery (ID) | New | Food Preparation | Natural Gas | Conveyor Oven | E2 | ENERGY STAR (>42% Baking Efficiency) | Baseline Forecast | 0 | 1550.5108 | 1448.958 | 1730.226 | 1767.5277 | 1599.4077 | 1399.3424 | 1353.2446 | 1313.1176 | 1263.4096 | 1243.2875 | 1242.1741 | 1222.1329 | 1204.2988 | 1195.5056 | 1183.311 | 1167.0873 | 1457.5524 | 1671.5947 | 1890.4244 | 2061.8592 | 2169.0231 | 2624.7675 | 2553.9203 | 2572.7255 | 2577.0427 | 2364.1053
Commercial_Grocery (ID)_New_Food Preparation_Natural Gas_Conveyor Oven_E3_Baseline Forecast | Commercial | Grocery (ID) | New | Food Preparation | Natural Gas | Conveyor Oven | E3 |  | Baseline Forecast | 0 | 0 | 0 | 0 | 0 | 0 | 0 | 0 | 0 | 0 | 0 | 0 | 0 | 0 | 0 | 0 | 0 | 0 | 0 | 0 | 0 | 0 | 0 | 0 | 0 | 0 | 0
Commercial_Grocery (ID)_New_Food Preparation_Natural Gas_Conveyor Oven_E4_Baseline Forecast | Commercial | Grocery (ID) | New | Food Preparation | Natural Gas | Conveyor Oven | E4 |  | Baseline Forecast | 0 | 0 | 0 | 0 | 0 | 0 | 0 | 0 | 0 | 0 | 0 | 0 | 0 | 0 | 0 | 0 | 0 | 0 | 0 | 0 | 0 | 0 | 0 | 0 | 0 | 0 | 0
Commercial_Grocery (ID)_New_Food Preparation_Natural Gas_Conveyor Oven_E5_Baseline Forecast | Commercial | Grocery (ID) | New | Food Preparation | Natural Gas | Conveyor Oven | E5 |  | Baseline Forecast | 0 | 0 | 0 | 0 | 0 | 0 | 0 | 0 | 0 | 0 | 0 | 0 | 0 | 0 | 0 | 0 | 0 | 0 | 0 | 0 | 0 | 0 | 0 | 0 | 0 | 0 | 0
Commercial_Grocery (ID)_New_Food Preparation_Natural Gas_Conveyor Oven_E6_Baseline Forecast | Commercial | Grocery (ID) | New | Food Preparation | Natural Gas | Conveyor Oven | E6 |  | Baseline Forecast | 0 | 0 | 0 | 0 | 0 | 0 | 0 | 0 | 0 | 0 | 0 | 0 | 0 | 0 | 0 | 0 | 0 | 0 | 0 | 0 | 0 | 0 | 0 | 0 | 0 | 0 | 0
Commercial_Grocery (ID)_New_Food Preparation_Natural Gas_Conveyor Oven_E7_Baseline Forecast | Commercial | Grocery (ID) | New | Food Preparation | Natural Gas | Conveyor Oven | E7 |  | Baseline Forecast | 0 | 0 | 0 | 0 | 0 | 0 | 0 | 0 | 0 | 0 | 0 | 0 | 0 | 0 | 0 | 0 | 0 | 0 | 0 | 0 | 0 | 0 | 0 | 0 | 0 | 0 | 0
Commercial_Grocery (ID)_New_Food Preparation_Natural Gas_Conveyor Oven_E8_Baseline Forecast | Commercial | Grocery (ID) | New | Food Preparation | Natural Gas | Conveyor Oven | E8 |  | Baseline Forecast | 0 | 0 | 0 | 0 | 0 | 0 | 0 | 0 | 0 | 0 | 0 | 0 | 0 | 0 | 0 | 0 | 0 | 0 | 0 | 0 | 0 | 0 | 0 | 0 | 0 | 0 | 0
Commercial_Grocery (ID)_New_Food Preparation_Natural Gas_Conveyor Oven_E9_Baseline Forecast | Commercial | Grocery (ID) | New | Food Preparation | Natural Gas | Conveyor Oven | E9 |  | Baseline Forecast | 0 | 0 | 0 | 0 | 0 | 0 | 0 | 0 | 0 | 0 | 0 | 0 | 0 | 0 | 0 | 0 | 0 | 0 | 0 | 0 | 0 | 0 | 0 | 0 | 0 | 0 | 0
Commercial_Grocery (ID)_New_Food Preparation_Natural Gas_Conveyor Oven_E10_Baseline Forecast | Commercial | Grocery (ID) | New | Food Preparation | Natural Gas | Conveyor Oven | E10 |  | Baseline Forecast | 0 | 0 | 0 | 0 | 0 | 0 | 0 | 0 | 0 | 0 | 0 | 0 | 0 | 0 | 0 | 0 | 0 | 0 | 0 | 0 | 0 | 0 | 0 | 0 | 0 | 0 | 0
Commercial_Grocery (ID)_New_Food Preparation_Natural Gas_Double Rack Oven_E1_Baseline Forecast | Commercial | Grocery (ID) | New | Food Preparation | Natural Gas | Double Rack Oven | E1 | Standard | Baseline Forecast | 0 | 1077.4736 | 1006.903 | 1202.3604 | 1228.2819 | 1111.4528 | 972.4244 | 940.3903 | 912.5055 | 877.9626 | 983.6987 | 1081.501 | 1176.9146 | 1264.5932 | 1334.4544 | 1378.063 | 1409.5253 | 1430.7689 | 1448.4034 | 1802.4625 | 1768.0199 | 1834.1132 | 1853.9769 | 1840.8594 | 1815.6061 | 1874.6239 | 1817.5635
Commercial_Grocery (ID)_New_Food Preparation_Natural Gas_Double Rack Oven_E2_Baseline Forecast | Commercial | Grocery (ID) | New | Food Preparation | Natural Gas | Double Rack Oven | E2 | FTSC Qualified (>50% Cooking Efficiency) | Baseline Forecast | 0 | 1550.5108 | 1448.958 | 1730.226 | 1767.5277 | 1599.4077 | 1399.3424 | 1353.2446 | 1313.1176 | 1263.4096 | 1415.5664 | 1556.3063 | 1693.6088 | 1819.7805 | 1920.3124 | 1983.0662 | 2028.3413 | 2058.9114 | 2084.2878 | 2593.7875 | 2544.2238 | 2639.3336 | 2667.9179 | 2649.0416 | 2612.7015 | 2697.6295 | 2615.5182
Commercial_Grocery (ID)_New_Food Preparation_Natural Gas_Double Rack Oven_E3_Baseline Forecast | Commercial | Grocery (ID) | New | Food Preparation | Natural Gas | Double Rack Oven | E3 |  | Baseline Forecast | 0 | 0 | 0 | 0 | 0 | 0 | 0 | 0 | 0 | 0 | 0 | 0 | 0 | 0 | 0 | 0 | 0 | 0 | 0 | 0 | 0 | 0 | 0 | 0 | 0 | 0 | 0
Commercial_Grocery (ID)_New_Food Preparation_Natural Gas_Double Rack Oven_E4_Baseline Forecast | Commercial | Grocery (ID) | New | Food Preparation | Natural Gas | Double Rack Oven | E4 |  | Baseline Forecast | 0 | 0 | 0 | 0 | 0 | 0 | 0 | 0 | 0 | 0 | 0 | 0 | 0 | 0 | 0 | 0 | 0 | 0 | 0 | 0 | 0 | 0 | 0 | 0 | 0 | 0 | 0
Commercial_Grocery (ID)_New_Food Preparation_Natural Gas_Double Rack Oven_E5_Baseline Forecast | Commercial | Grocery (ID) | New | Food Preparation | Natural Gas | Double Rack Oven | E5 |  | Baseline Forecast | 0 | 0 | 0 | 0 | 0 | 0 | 0 | 0 | 0 | 0 | 0 | 0 | 0 | 0 | 0 | 0 | 0 | 0 | 0 | 0 | 0 | 0 | 0 | 0 | 0 | 0 | 0
Commercial_Grocery (ID)_New_Food Preparation_Natural Gas_Double Rack Oven_E6_Baseline Forecast | Commercial | Grocery (ID) | New | Food Preparation | Natural Gas | Double Rack Oven | E6 |  | Baseline Forecast | 0 | 0 | 0 | 0 | 0 | 0 | 0 | 0 | 0 | 0 | 0 | 0 | 0 | 0 | 0 | 0 | 0 | 0 | 0 | 0 | 0 | 0 | 0 | 0 | 0 | 0 | 0
Commercial_Grocery (ID)_New_Food Preparation_Natural Gas_Double Rack Oven_E7_Baseline Forecast | Commercial | Grocery (ID) | New | Food Preparation | Natural Gas | Double Rack Oven | E7 |  | Baseline Forecast | 0 | 0 | 0 | 0 | 0 | 0 | 0 | 0 | 0 | 0 | 0 | 0 | 0 | 0 | 0 | 0 | 0 | 0 | 0 | 0 | 0 | 0 | 0 | 0 | 0 | 0 | 0
Commercial_Grocery (ID)_New_Food Preparation_Natural Gas_Double Rack Oven_E8_Baseline Forecast | Commercial | Grocery (ID) | New | Food Preparation | Natural Gas | Double Rack Oven | E8 |  | Baseline Forecast | 0 | 0 | 0 | 0 | 0 | 0 | 0 | 0 | 0 | 0 | 0 | 0 | 0 | 0 | 0 | 0 | 0 | 0 | 0 | 0 | 0 | 0 | 0 | 0 | 0 | 0 | 0
Commercial_Grocery (ID)_New_Food Preparation_Natural Gas_Double Rack Oven_E9_Baseline Forecast | Commercial | Grocery (ID) | New | Food Preparation | Natural Gas | Double Rack Oven | E9 |  | Baseline Forecast | 0 | 0 | 0 | 0 | 0 | 0 | 0 | 0 | 0 | 0 | 0 | 0 | 0 | 0 | 0 | 0 | 0 | 0 | 0 | 0 | 0 | 0 | 0 | 0 | 0 | 0 | 0
Commercial_Grocery (ID)_New_Food Preparation_Natural Gas_Double Rack Oven_E10_Baseline Forecast | Commercial | Grocery (ID) | New | Food Preparation | Natural Gas | Double Rack Oven | E10 |  | Baseline Forecast | 0 | 0 | 0 | 0 | 0 | 0 | 0 | 0 | 0 | 0 | 0 | 0 | 0 | 0 | 0 | 0 | 0 | 0 | 0 | 0 | 0 | 0 | 0 | 0 | 0 | 0 | 0
Commercial_Grocery (ID)_New_Food Preparation_Natural Gas_Fryer_E1_Baseline Forecast | Commercial | Grocery (ID) | New | Food Preparation | Natural Gas | Fryer | E1 | Standard | Baseline Forecast | 0 | 7778.8338 | 7269.3485 | 8680.4557 | 8867.5964 | 8024.1469 | 7020.4296 | 6789.1592 | 6587.8442 | 6338.4615 | 6237.51 | 6231.9243 | 6838.5451 | 7345.6346 | 7972.1311 | 8537.6111 | 8949.2307 | 9207.6599 | 9442.2552 | 9601.301 | 9678.3321 | 9772.1136 | 9884.5115 | 12560.6487 | 12315.0917 | 13087.6445 | 12629.5007
Commercial_Grocery (ID)_New_Food Preparation_Natural Gas_Fryer_E2_Baseline Forecast | Commercial | Grocery (ID) | New | Food Preparation | Natural Gas | Fryer | E2 | ENERGY STAR | Baseline Forecast | 0 | 2733.1038 | 2554.0954 | 3049.8898 | 3115.642 | 2819.2948 | 2466.6374 | 2385.3803 | 2314.648 | 2227.027 | 2191.5576 | 2189.595 | 2402.7321 | 2580.8986 | 2801.019 | 2999.7012 | 3144.3243 | 3235.1237 | 3317.5491 | 3373.4301 | 3400.4951 | 3433.4453 | 3472.9365 | 4413.2009 | 4326.9241 | 4598.3616 | 4437.3921
Commercial_Grocery (ID)_New_Food Preparation_Natural Gas_Fryer_E3_Baseline Forecast | Commercial | Grocery (ID) | New | Food Preparation | Natural Gas | Fryer | E3 |  | Baseline Forecast | 0 | 0 | 0 | 0 | 0 | 0 | 0 | 0 | 0 | 0 | 0 | 0 | 0 | 0 | 0 | 0 | 0 | 0 | 0 | 0 | 0 | 0 | 0 | 0 | 0 | 0 | 0
Commercial_Grocery (ID)_New_Food Preparation_Natural Gas_Fryer_E4_Baseline Forecast | Commercial | Grocery (ID) | New | Food Preparation | Natural Gas | Fryer | E4 |  | Baseline Forecast | 0 | 0 | 0 | 0 | 0 | 0 | 0 | 0 | 0 | 0 | 0 | 0 | 0 | 0 | 0 | 0 | 0 | 0 | 0 | 0 | 0 | 0 | 0 | 0 | 0 | 0 | 0
Commercial_Grocery (ID)_New_Food Preparation_Natural Gas_Fryer_E5_Baseline Forecast | Commercial | Grocery (ID) | New | Food Preparation | Natural Gas | Fryer | E5 |  | Baseline Forecast | 0 | 0 | 0 | 0 | 0 | 0 | 0 | 0 | 0 | 0 | 0 | 0 | 0 | 0 | 0 | 0 | 0 | 0 | 0 | 0 | 0 | 0 | 0 | 0 | 0 | 0 | 0
Commercial_Grocery (ID)_New_Food Preparation_Natural Gas_Fryer_E6_Baseline Forecast | Commercial | Grocery (ID) | New | Food Preparation | Natural Gas | Fryer | E6 |  | Baseline Forecast | 0 | 0 | 0 | 0 | 0 | 0 | 0 | 0 | 0 | 0 | 0 | 0 | 0 | 0 | 0 | 0 | 0 | 0 | 0 | 0 | 0 | 0 | 0 | 0 | 0 | 0 | 0
Commercial_Grocery (ID)_New_Food Preparation_Natural Gas_Fryer_E7_Baseline Forecast | Commercial | Grocery (ID) | New | Food Preparation | Natural Gas | Fryer | E7 |  | Baseline Forecast | 0 | 0 | 0 | 0 | 0 | 0 | 0 | 0 | 0 | 0 | 0 | 0 | 0 | 0 | 0 | 0 | 0 | 0 | 0 | 0 | 0 | 0 | 0 | 0 | 0 | 0 | 0
Commercial_Grocery (ID)_New_Food Preparation_Natural Gas_Fryer_E8_Baseline Forecast | Commercial | Grocery (ID) | New | Food Preparation | Natural Gas | Fryer | E8 |  | Baseline Forecast | 0 | 0 | 0 | 0 | 0 | 0 | 0 | 0 | 0 | 0 | 0 | 0 | 0 | 0 | 0 | 0 | 0 | 0 | 0 | 0 | 0 | 0 | 0 | 0 | 0 | 0 | 0
Commercial_Grocery (ID)_New_Food Preparation_Natural Gas_Fryer_E9_Baseline Forecast | Commercial | Grocery (ID) | New | Food Preparation | Natural Gas | Fryer | E9 |  | Baseline Forecast | 0 | 0 | 0 | 0 | 0 | 0 | 0 | 0 | 0 | 0 | 0 | 0 | 0 | 0 | 0 | 0 | 0 | 0 | 0 | 0 | 0 | 0 | 0 | 0 | 0 | 0 | 0
Commercial_Grocery (ID)_New_Food Preparation_Natural Gas_Fryer_E10_Baseline Forecast | Commercial | Grocery (ID) | New | Food Preparation | Natural Gas | Fryer | E10 |  | Baseline Forecast | 0 | 0 | 0 | 0 | 0 | 0 | 0 | 0 | 0 | 0 | 0 | 0 | 0 | 0 | 0 | 0 | 0 | 0 | 0 | 0 | 0 | 0 | 0 | 0 | 0 | 0 | 0
Commercial_Grocery (ID)_New_Food Preparation_Natural Gas_Broiler_E1_Baseline Forecast | Commercial | Grocery (ID) | New | Food Preparation | Natural Gas | Broiler | E1 | Standard | Baseline Forecast | 0 | 0 | 0 | 0 | 0 | 0 | 0 | 0 | 0 | 0 | 0 | 0 | 0 | 0 | 0 | 0 | 0 | 0 | 0 | 0 | 0 | 0 | 0 | 0 | 0 | 0 | 0
Commercial_Grocery (ID)_New_Food Preparation_Natural Gas_Broiler_E2_Baseline Forecast | Commercial | Grocery (ID) | New | Food Preparation | Natural Gas | Broiler | E2 | Infrared Burners | Baseline Forecast | 0 | 0 | 0 | 0 | 0 | 0 | 0 | 0 | 0 | 0 | 0 | 0 | 0 | 0 | 0 | 0 | 0 | 0 | 0 | 0 | 0 | 0 | 0 | 0 | 0 | 0 | 0
Commercial_Grocery (ID)_New_Food Preparation_Natural Gas_Broiler_E3_Baseline Forecast | Commercial | Grocery (ID) | New | Food Preparation | Natural Gas | Broiler | E3 |  | Baseline Forecast | 0 | 0 | 0 | 0 | 0 | 0 | 0 | 0 | 0 | 0 | 0 | 0 | 0 | 0 | 0 | 0 | 0 | 0 | 0 | 0 | 0 | 0 | 0 | 0 | 0 | 0 | 0
Commercial_Grocery (ID)_New_Food Preparation_Natural Gas_Broiler_E4_Baseline Forecast | Commercial | Grocery (ID) | New | Food Preparation | Natural Gas | Broiler | E4 |  | Baseline Forecast | 0 | 0 | 0 | 0 | 0 | 0 | 0 | 0 | 0 | 0 | 0 | 0 | 0 | 0 | 0 | 0 | 0 | 0 | 0 | 0 | 0 | 0 | 0 | 0 | 0 | 0 | 0
Commercial_Grocery (ID)_New_Food Preparation_Natural Gas_Broiler_E5_Baseline Forecast | Commercial | Grocery (ID) | New | Food Preparation | Natural Gas | Broiler | E5 |  | Baseline Forecast | 0 | 0 | 0 | 0 | 0 | 0 | 0 | 0 | 0 | 0 | 0 | 0 | 0 | 0 | 0 | 0 | 0 | 0 | 0 | 0 | 0 | 0 | 0 | 0 | 0 | 0 | 0
Commercial_Grocery (ID)_New_Food Preparation_Natural Gas_Broiler_E6_Baseline Forecast | Commercial | Grocery (ID) | New | Food Preparation | Natural Gas | Broiler | E6 |  | Baseline Forecast | 0 | 0 | 0 | 0 | 0 | 0 | 0 | 0 | 0 | 0 | 0 | 0 | 0 | 0 | 0 | 0 | 0 | 0 | 0 | 0 | 0 | 0 | 0 | 0 | 0 | 0 | 0
Commercial_Grocery (ID)_New_Food Preparation_Natural Gas_Broiler_E7_Baseline Forecast | Commercial | Grocery (ID) | New | Food Preparation | Natural Gas | Broiler | E7 |  | Baseline Forecast | 0 | 0 | 0 | 0 | 0 | 0 | 0 | 0 | 0 | 0 | 0 | 0 | 0 | 0 | 0 | 0 | 0 | 0 | 0 | 0 | 0 | 0 | 0 | 0 | 0 | 0 | 0
Commercial_Grocery (ID)_New_Food Preparation_Natural Gas_Broiler_E8_Baseline Forecast | Commercial | Grocery (ID) | New | Food Preparation | Natural Gas | Broiler | E8 |  | Baseline Forecast | 0 | 0 | 0 | 0 | 0 | 0 | 0 | 0 | 0 | 0 | 0 | 0 | 0 | 0 | 0 | 0 | 0 | 0 | 0 | 0 | 0 | 0 | 0 | 0 | 0 | 0 | 0
Commercial_Grocery (ID)_New_Food Preparation_Natural Gas_Broiler_E9_Baseline Forecast | Commercial | Grocery (ID) | New | Food Preparation | Natural Gas | Broiler | E9 |  | Baseline Forecast | 0 | 0 | 0 | 0 | 0 | 0 | 0 | 0 | 0 | 0 | 0 | 0 | 0 | 0 | 0 | 0 | 0 | 0 | 0 | 0 | 0 | 0 | 0 | 0 | 0 | 0 | 0
Commercial_Grocery (ID)_New_Food Preparation_Natural Gas_Broiler_E10_Baseline Forecast | Commercial | Grocery (ID) | New | Food Preparation | Natural Gas | Broiler | E10 |  | Baseline Forecast | 0 | 0 | 0 | 0 | 0 | 0 | 0 | 0 | 0 | 0 | 0 | 0 | 0 | 0 | 0 | 0 | 0 | 0 | 0 | 0 | 0 | 0 | 0 | 0 | 0 | 0 | 0
Commercial_Grocery (ID)_New_Food Preparation_Natural Gas_Griddle_E1_Baseline Forecast | Commercial | Grocery (ID) | New | Food Preparation | Natural Gas | Griddle | E1 | Standard | Baseline Forecast | 0 | 7463.4757 | 6974.6452 | 8328.5453 | 8508.0992 | 7698.8436 | 6735.8176 | 6513.923 | 6320.7695 | 6081.4968 | 6813.9131 | 7491.3727 | 8152.2865 | 8759.6214 | 9243.5377 | 9545.6069 | 9763.5411 | 9910.692 | 10032.8431 | 12485.3499 | 12246.7721 | 12704.5889 | 12842.1811 | 12751.3187 | 12576.3935 | 12985.1996 | 12589.9522
Commercial_Grocery (ID)_New_Food Preparation_Natural Gas_Griddle_E2_Baseline Forecast | Commercial | Grocery (ID) | New | Food Preparation | Natural Gas | Griddle | E2 | ENERGY STAR | Baseline Forecast | 0 | 3048.4619 | 2848.7987 | 3401.8002 | 3475.1391 | 3144.5981 | 2751.2494 | 2660.6164 | 2581.7227 | 2483.9917 | 2783.1476 | 3059.8564 | 3329.8072 | 3577.8735 | 3775.5295 | 3898.9099 | 3987.9252 | 4048.0291 | 4097.9218 | 5099.6499 | 5002.2027 | 5189.1983 | 5245.3979 | 5208.2851 | 5136.8368 | 5303.8139 | 5142.3749
Commercial_Grocery (ID)_New_Food Preparation_Natural Gas_Griddle_E3_Baseline Forecast | Commercial | Grocery (ID) | New | Food Preparation | Natural Gas | Griddle | E3 |  | Baseline Forecast | 0 | 0 | 0 | 0 | 0 | 0 | 0 | 0 | 0 | 0 | 0 | 0 | 0 | 0 | 0 | 0 | 0 | 0 | 0 | 0 | 0 | 0 | 0 | 0 | 0 | 0 | 0
Commercial_Grocery (ID)_New_Food Preparation_Natural Gas_Griddle_E4_Baseline Forecast | Commercial | Grocery (ID) | New | Food Preparation | Natural Gas | Griddle | E4 |  | Baseline Forecast | 0 | 0 | 0 | 0 | 0 | 0 | 0 | 0 | 0 | 0 | 0 | 0 | 0 | 0 | 0 | 0 | 0 | 0 | 0 | 0 | 0 | 0 | 0 | 0 | 0 | 0 | 0
Commercial_Grocery (ID)_New_Food Preparation_Natural Gas_Griddle_E5_Baseline Forecast | Commercial | Grocery (ID) | New | Food Preparation | Natural Gas | Griddle | E5 |  | Baseline Forecast | 0 | 0 | 0 | 0 | 0 | 0 | 0 | 0 | 0 | 0 | 0 | 0 | 0 | 0 | 0 | 0 | 0 | 0 | 0 | 0 | 0 | 0 | 0 | 0 | 0 | 0 | 0
Commercial_Grocery (ID)_New_Food Preparation_Natural Gas_Griddle_E6_Baseline Forecast | Commercial | Grocery (ID) | New | Food Preparation | Natural Gas | Griddle | E6 |  | Baseline Forecast | 0 | 0 | 0 | 0 | 0 | 0 | 0 | 0 | 0 | 0 | 0 | 0 | 0 | 0 | 0 | 0 | 0 | 0 | 0 | 0 | 0 | 0 | 0 | 0 | 0 | 0 | 0
Commercial_Grocery (ID)_New_Food Preparation_Natural Gas_Griddle_E7_Baseline Forecast | Commercial | Grocery (ID) | New | Food Preparation | Natural Gas | Griddle | E7 |  | Baseline Forecast | 0 | 0 | 0 | 0 | 0 | 0 | 0 | 0 | 0 | 0 | 0 | 0 | 0 | 0 | 0 | 0 | 0 | 0 | 0 | 0 | 0 | 0 | 0 | 0 | 0 | 0 | 0
Commercial_Grocery (ID)_New_Food Preparation_Natural Gas_Griddle_E8_Baseline Forecast | Commercial | Grocery (ID) | New | Food Preparation | Natural Gas | Griddle | E8 |  | Baseline Forecast | 0 | 0 | 0 | 0 | 0 | 0 | 0 | 0 | 0 | 0 | 0 | 0 | 0 | 0 | 0 | 0 | 0 | 0 | 0 | 0 | 0 | 0 | 0 | 0 | 0 | 0 | 0
Commercial_Grocery (ID)_New_Food Preparation_Natural Gas_Griddle_E9_Baseline Forecast | Commercial | Grocery (ID) | New | Food Preparation | Natural Gas | Griddle | E9 |  | Baseline Forecast | 0 | 0 | 0 | 0 | 0 | 0 | 0 | 0 | 0 | 0 | 0 | 0 | 0 | 0 | 0 | 0 | 0 | 0 | 0 | 0 | 0 | 0 | 0 | 0 | 0 | 0 | 0
Commercial_Grocery (ID)_New_Food Preparation_Natural Gas_Griddle_E10_Baseline Forecast | Commercial | Grocery (ID) | New | Food Preparation | Natural Gas | Griddle | E10 |  | Baseline Forecast | 0 | 0 | 0 | 0 | 0 | 0 | 0 | 0 | 0 | 0 | 0 | 0 | 0 | 0 | 0 | 0 | 0 | 0 | 0 | 0 | 0 | 0 | 0 | 0 | 0 | 0 | 0
Commercial_Grocery (ID)_New_Food Preparation_Natural Gas_Range_E1_Baseline Forecast | Commercial | Grocery (ID) | New | Food Preparation | Natural Gas | Range | E1 | Standard | Baseline Forecast | 0 | 4309.8944 | 4027.612 | 4809.4417 | 4913.1277 | 4445.8111 | 3889.6975 | 3761.5612 | 3650.0218 | 3511.8503 | 4317.8966 | 4947.9284 | 5555.0878 | 6056.5462 | 6379.4655 | 7642.0481 | 7404.6963 | 7452.9506 | 7291.654 | 7150.0756 | 7108.7173 | 7319.3722 | 7602.46 | 7905.5882 | 8601.3026 | 9239.8511 | 9313.722
Commercial_Grocery (ID)_New_Food Preparation_Natural Gas_Range_E2_Baseline Forecast | Commercial | Grocery (ID) | New | Food Preparation | Natural Gas | Range | E2 | High Efficiency | Baseline Forecast | 0 | 6202.0432 | 5795.8319 | 6920.9039 | 7070.1106 | 6397.6306 | 5597.3696 | 5412.9783 | 5252.4704 | 5053.6382 | 6213.5585 | 7120.1897 | 7993.9068 | 8715.5177 | 9180.2065 | 10997.0937 | 10655.5386 | 10724.9776 | 10492.8679 | 10289.1332 | 10229.6176 | 10532.7551 | 10940.1253 | 11376.3343 | 12377.4842 | 13296.3711 | 13402.6731
Commercial_Grocery (ID)_New_Food Preparation_Natural Gas_Range_E3_Baseline Forecast | Commercial | Grocery (ID) | New | Food Preparation | Natural Gas | Range | E3 |  | Baseline Forecast | 0 | 0 | 0 | 0 | 0 | 0 | 0 | 0 | 0 | 0 | 0 | 0 | 0 | 0 | 0 | 0 | 0 | 0 | 0 | 0 | 0 | 0 | 0 | 0 | 0 | 0 | 0
Commercial_Grocery (ID)_New_Food Preparation_Natural Gas_Range_E4_Baseline Forecast | Commercial | Grocery (ID) | New | Food Preparation | Natural Gas | Range | E4 |  | Baseline Forecast | 0 | 0 | 0 | 0 | 0 | 0 | 0 | 0 | 0 | 0 | 0 | 0 | 0 | 0 | 0 | 0 | 0 | 0 | 0 | 0 | 0 | 0 | 0 | 0 | 0 | 0 | 0
Commercial_Grocery (ID)_New_Food Preparation_Natural Gas_Range_E5_Baseline Forecast | Commercial | Grocery (ID) | New | Food Preparation | Natural Gas | Range | E5 |  | Baseline Forecast | 0 | 0 | 0 | 0 | 0 | 0 | 0 | 0 | 0 | 0 | 0 | 0 | 0 | 0 | 0 | 0 | 0 | 0 | 0 | 0 | 0 | 0 | 0 | 0 | 0 | 0 | 0
Commercial_Grocery (ID)_New_Food Preparation_Natural Gas_Range_E6_Baseline Forecast | Commercial | Grocery (ID) | New | Food Preparation | Natural Gas | Range | E6 |  | Baseline Forecast | 0 | 0 | 0 | 0 | 0 | 0 | 0 | 0 | 0 | 0 | 0 | 0 | 0 | 0 | 0 | 0 | 0 | 0 | 0 | 0 | 0 | 0 | 0 | 0 | 0 | 0 | 0
Commercial_Grocery (ID)_New_Food Preparation_Natural Gas_Range_E7_Baseline Forecast | Commercial | Grocery (ID) | New | Food Preparation | Natural Gas | Range | E7 |  | Baseline Forecast | 0 | 0 | 0 | 0 | 0 | 0 | 0 | 0 | 0 | 0 | 0 | 0 | 0 | 0 | 0 | 0 | 0 | 0 | 0 | 0 | 0 | 0 | 0 | 0 | 0 | 0 | 0
Commercial_Grocery (ID)_New_Food Preparation_Natural Gas_Range_E8_Baseline Forecast | Commercial | Grocery (ID) | New | Food Preparation | Natural Gas | Range | E8 |  | Baseline Forecast | 0 | 0 | 0 | 0 | 0 | 0 | 0 | 0 | 0 | 0 | 0 | 0 | 0 | 0 | 0 | 0 | 0 | 0 | 0 | 0 | 0 | 0 | 0 | 0 | 0 | 0 | 0
Commercial_Grocery (ID)_New_Food Preparation_Natural Gas_Range_E9_Baseline Forecast | Commercial | Grocery (ID) | New | Food Preparation | Natural Gas | Range | E9 |  | Baseline Forecast | 0 | 0 | 0 | 0 | 0 | 0 | 0 | 0 | 0 | 0 | 0 | 0 | 0 | 0 | 0 | 0 | 0 | 0 | 0 | 0 | 0 | 0 | 0 | 0 | 0 | 0 | 0
Commercial_Grocery (ID)_New_Food Preparation_Natural Gas_Range_E10_Baseline Forecast | Commercial | Grocery (ID) | New | Food Preparation | Natural Gas | Range | E10 |  | Baseline Forecast | 0 | 0 | 0 | 0 | 0 | 0 | 0 | 0 | 0 | 0 | 0 | 0 | 0 | 0 | 0 | 0 | 0 | 0 | 0 | 0 | 0 | 0 | 0 | 0 | 0 | 0 | 0
Commercial_Grocery (ID)_New_Food Preparation_Natural Gas_Steamer_E1_Baseline Forecast | Commercial | Grocery (ID) | New | Food Preparation | Natural Gas | Steamer | E1 | Standard | Baseline Forecast | 0 | 258.2745 | 241.3584 | 288.2103 | 294.4238 | 266.4194 | 233.0938 | 225.4151 | 218.731 | 210.4509 | 235.7963 | 259.2398 | 282.1108 | 303.1277 | 319.8737 | 330.3269 | 337.8685 | 342.9607 | 347.1877 | 432.057 | 423.801 | 439.6438 | 444.4052 | 441.2609 | 435.2076 | 449.3544 | 435.6768
Commercial_Grocery (ID)_New_Food Preparation_Natural Gas_Steamer_E2_Baseline Forecast | Commercial | Grocery (ID) | New | Food Preparation | Natural Gas | Steamer | E2 | ENERGY STAR | Baseline Forecast | 0 | 258.2745 | 241.3584 | 288.2103 | 294.4238 | 266.4194 | 233.0938 | 225.4151 | 218.731 | 210.4509 | 235.7963 | 259.2398 | 282.1108 | 303.1277 | 319.8737 | 330.3269 | 337.8685 | 342.9607 | 347.1877 | 432.057 | 423.801 | 439.6438 | 444.4052 | 441.2609 | 435.2076 | 449.3544 | 435.6768
Commercial_Grocery (ID)_New_Food Preparation_Natural Gas_Steamer_E3_Baseline Forecast | Commercial | Grocery (ID) | New | Food Preparation | Natural Gas | Steamer | E3 |  | Baseline Forecast | 0 | 0 | 0 | 0 | 0 | 0 | 0 | 0 | 0 | 0 | 0 | 0 | 0 | 0 | 0 | 0 | 0 | 0 | 0 | 0 | 0 | 0 | 0 | 0 | 0 | 0 | 0
Commercial_Grocery (ID)_New_Food Preparation_Natural Gas_Steamer_E4_Baseline Forecast | Commercial | Grocery (ID) | New | Food Preparation | Natural Gas | Steamer | E4 |  | Baseline Forecast | 0 | 0 | 0 | 0 | 0 | 0 | 0 | 0 | 0 | 0 | 0 | 0 | 0 | 0 | 0 | 0 | 0 | 0 | 0 | 0 | 0 | 0 | 0 | 0 | 0 | 0 | 0
Commercial_Grocery (ID)_New_Food Preparation_Natural Gas_Steamer_E5_Baseline Forecast | Commercial | Grocery (ID) | New | Food Preparation | Natural Gas | Steamer | E5 |  | Baseline Forecast | 0 | 0 | 0 | 0 | 0 | 0 | 0 | 0 | 0 | 0 | 0 | 0 | 0 | 0 | 0 | 0 | 0 | 0 | 0 | 0 | 0 | 0 | 0 | 0 | 0 | 0 | 0
Commercial_Grocery (ID)_New_Food Preparation_Natural Gas_Steamer_E6_Baseline Forecast | Commercial | Grocery (ID) | New | Food Preparation | Natural Gas | Steamer | E6 |  | Baseline Forecast | 0 | 0 | 0 | 0 | 0 | 0 | 0 | 0 | 0 | 0 | 0 | 0 | 0 | 0 | 0 | 0 | 0 | 0 | 0 | 0 | 0 | 0 | 0 | 0 | 0 | 0 | 0
Commercial_Grocery (ID)_New_Food Preparation_Natural Gas_Steamer_E7_Baseline Forecast | Commercial | Grocery (ID) | New | Food Preparation | Natural Gas | Steamer | E7 |  | Baseline Forecast | 0 | 0 | 0 | 0 | 0 | 0 | 0 | 0 | 0 | 0 | 0 | 0 | 0 | 0 | 0 | 0 | 0 | 0 | 0 | 0 | 0 | 0 | 0 | 0 | 0 | 0 | 0
Commercial_Grocery (ID)_New_Food Preparation_Natural Gas_Steamer_E8_Baseline Forecast | Commercial | Grocery (ID) | New | Food Preparation | Natural Gas | Steamer | E8 |  | Baseline Forecast | 0 | 0 | 0 | 0 | 0 | 0 | 0 | 0 | 0 | 0 | 0 | 0 | 0 | 0 | 0 | 0 | 0 | 0 | 0 | 0 | 0 | 0 | 0 | 0 | 0 | 0 | 0
Commercial_Grocery (ID)_New_Food Preparation_Natural Gas_Steamer_E9_Baseline Forecast | Commercial | Grocery (ID) | New | Food Preparation | Natural Gas | Steamer | E9 |  | Baseline Forecast | 0 | 0 | 0 | 0 | 0 | 0 | 0 | 0 | 0 | 0 | 0 | 0 | 0 | 0 | 0 | 0 | 0 | 0 | 0 | 0 | 0 | 0 | 0 | 0 | 0 | 0 | 0
Commercial_Grocery (ID)_New_Food Preparation_Natural Gas_Steamer_E10_Baseline Forecast | Commercial | Grocery (ID) | New | Food Preparation | Natural Gas | Steamer | E10 |  | Baseline Forecast | 0 | 0 | 0 | 0 | 0 | 0 | 0 | 0 | 0 | 0 | 0 | 0 | 0 | 0 | 0 | 0 | 0 | 0 | 0 | 0 | 0 | 0 | 0 | 0 | 0 | 0 | 0
Commercial_Grocery (ID)_New_Food Preparation_Natural Gas_Food Prep Other_E1_Baseline Forecast | Commercial | Grocery (ID) | New | Food Preparation | Natural Gas | Food Prep Other | E1 | Standard | Baseline Forecast | 0 | 0 | 0 | 0 | 0 | 0 | 0 | 0 | 0 | 0 | 0 | 0 | 0 | 0 | 0 | 0 | 0 | 0 | 0 | 0 | 0 | 0 | 0 | 0 | 0 | 0 | 0
Commercial_Grocery (ID)_New_Food Preparation_Natural Gas_Food Prep Other_E2_Baseline Forecast | Commercial | Grocery (ID) | New | Food Preparation | Natural Gas | Food Prep Other | E2 | ENERGY STAR | Baseline Forecast | 0 | 0 | 0 | 0 | 0 | 0 | 0 | 0 | 0 | 0 | 0 | 0 | 0 | 0 | 0 | 0 | 0 | 0 | 0 | 0 | 0 | 0 | 0 | 0 | 0 | 0 | 0
Commercial_Grocery (ID)_New_Food Preparation_Natural Gas_Food Prep Other_E3_Baseline Forecast | Commercial | Grocery (ID) | New | Food Preparation | Natural Gas | Food Prep Other | E3 |  | Baseline Forecast | 0 | 0 | 0 | 0 | 0 | 0 | 0 | 0 | 0 | 0 | 0 | 0 | 0 | 0 | 0 | 0 | 0 | 0 | 0 | 0 | 0 | 0 | 0 | 0 | 0 | 0 | 0
Commercial_Grocery (ID)_New_Food Preparation_Natural Gas_Food Prep Other_E4_Baseline Forecast | Commercial | Grocery (ID) | New | Food Preparation | Natural Gas | Food Prep Other | E4 |  | Baseline Forecast | 0 | 0 | 0 | 0 | 0 | 0 | 0 | 0 | 0 | 0 | 0 | 0 | 0 | 0 | 0 | 0 | 0 | 0 | 0 | 0 | 0 | 0 | 0 | 0 | 0 | 0 | 0
Commercial_Grocery (ID)_New_Food Preparation_Natural Gas_Food Prep Other_E5_Baseline Forecast | Commercial | Grocery (ID) | New | Food Preparation | Natural Gas | Food Prep Other | E5 |  | Baseline Forecast | 0 | 0 | 0 | 0 | 0 | 0 | 0 | 0 | 0 | 0 | 0 | 0 | 0 | 0 | 0 | 0 | 0 | 0 | 0 | 0 | 0 | 0 | 0 | 0 | 0 | 0 | 0
Commercial_Grocery (ID)_New_Food Preparation_Natural Gas_Food Prep Other_E6_Baseline Forecast | Commercial | Grocery (ID) | New | Food Preparation | Natural Gas | Food Prep Other | E6 |  | Baseline Forecast | 0 | 0 | 0 | 0 | 0 | 0 | 0 | 0 | 0 | 0 | 0 | 0 | 0 | 0 | 0 | 0 | 0 | 0 | 0 | 0 | 0 | 0 | 0 | 0 | 0 | 0 | 0
Commercial_Grocery (ID)_New_Food Preparation_Natural Gas_Food Prep Other_E7_Baseline Forecast | Commercial | Grocery (ID) | New | Food Preparation | Natural Gas | Food Prep Other | E7 |  | Baseline Forecast | 0 | 0 | 0 | 0 | 0 | 0 | 0 | 0 | 0 | 0 | 0 | 0 | 0 | 0 | 0 | 0 | 0 | 0 | 0 | 0 | 0 | 0 | 0 | 0 | 0 | 0 | 0
Commercial_Grocery (ID)_New_Food Preparation_Natural Gas_Food Prep Other_E8_Baseline Forecast | Commercial | Grocery (ID) | New | Food Preparation | Natural Gas | Food Prep Other | E8 |  | Baseline Forecast | 0 | 0 | 0 | 0 | 0 | 0 | 0 | 0 | 0 | 0 | 0 | 0 | 0 | 0 | 0 | 0 | 0 | 0 | 0 | 0 | 0 | 0 | 0 | 0 | 0 | 0 | 0
Commercial_Grocery (ID)_New_Food Preparation_Natural Gas_Food Prep Other_E9_Baseline Forecast | Commercial | Grocery (ID) | New | Food Preparation | Natural Gas | Food Prep Other | E9 |  | Baseline Forecast | 0 | 0 | 0 | 0 | 0 | 0 | 0 | 0 | 0 | 0 | 0 | 0 | 0 | 0 | 0 | 0 | 0 | 0 | 0 | 0 | 0 | 0 | 0 | 0 | 0 | 0 | 0
Commercial_Grocery (ID)_New_Food Preparation_Natural Gas_Food Prep Other_E10_Baseline Forecast | Commercial | Grocery (ID) | New | Food Preparation | Natural Gas | Food Prep Other | E10 |  | Baseline Forecast | 0 | 0 | 0 | 0 | 0 | 0 | 0 | 0 | 0 | 0 | 0 | 0 | 0 | 0 | 0 | 0 | 0 | 0 | 0 | 0 | 0 | 0 | 0 | 0 | 0 | 0 | 0
Commercial_Grocery (ID)_New_Miscellaneous_Natural Gas_Pool Heater_E1_Baseline Forecast | Commercial | Grocery (ID) | New | Miscellaneous | Natural Gas | Pool Heater | E1 | Standard (EF .82) | Baseline Forecast | 0 | 0 | 0 | 0 | 0 | 0 | 0 | 0 | 0 | 0 | 0 | 0 | 0 | 0 | 0 | 0 | 0 | 0 | 0 | 0 | 0 | 0 | 0 | 0 | 0 | 0 | 0
Commercial_Grocery (ID)_New_Miscellaneous_Natural Gas_Pool Heater_E2_Baseline Forecast | Commercial | Grocery (ID) | New | Miscellaneous | Natural Gas | Pool Heater | E2 | Condensing (EF .90) | Baseline Forecast | 0 | 0 | 0 | 0 | 0 | 0 | 0 | 0 | 0 | 0 | 0 | 0 | 0 | 0 | 0 | 0 | 0 | 0 | 0 | 0 | 0 | 0 | 0 | 0 | 0 | 0 | 0
Commercial_Grocery (ID)_New_Miscellaneous_Natural Gas_Pool Heater_E3_Baseline Forecast | Commercial | Grocery (ID) | New | Miscellaneous | Natural Gas | Pool Heater | E3 |  | Baseline Forecast | 0 | 0 | 0 | 0 | 0 | 0 | 0 | 0 | 0 | 0 | 0 | 0 | 0 | 0 | 0 | 0 | 0 | 0 | 0 | 0 | 0 | 0 | 0 | 0 | 0 | 0 | 0
Commercial_Grocery (ID)_New_Miscellaneous_Natural Gas_Pool Heater_E4_Baseline Forecast | Commercial | Grocery (ID) | New | Miscellaneous | Natural Gas | Pool Heater | E4 |  | Baseline Forecast | 0 | 0 | 0 | 0 | 0 | 0 | 0 | 0 | 0 | 0 | 0 | 0 | 0 | 0 | 0 | 0 | 0 | 0 | 0 | 0 | 0 | 0 | 0 | 0 | 0 | 0 | 0
Commercial_Grocery (ID)_New_Miscellaneous_Natural Gas_Pool Heater_E5_Baseline Forecast | Commercial | Grocery (ID) | New | Miscellaneous | Natural Gas | Pool Heater | E5 |  | Baseline Forecast | 0 | 0 | 0 | 0 | 0 | 0 | 0 | 0 | 0 | 0 | 0 | 0 | 0 | 0 | 0 | 0 | 0 | 0 | 0 | 0 | 0 | 0 | 0 | 0 | 0 | 0 | 0
Commercial_Grocery (ID)_New_Miscellaneous_Natural Gas_Pool Heater_E6_Baseline Forecast | Commercial | Grocery (ID) | New | Miscellaneous | Natural Gas | Pool Heater | E6 |  | Baseline Forecast | 0 | 0 | 0 | 0 | 0 | 0 | 0 | 0 | 0 | 0 | 0 | 0 | 0 | 0 | 0 | 0 | 0 | 0 | 0 | 0 | 0 | 0 | 0 | 0 | 0 | 0 | 0
Commercial_Grocery (ID)_New_Miscellaneous_Natural Gas_Pool Heater_E7_Baseline Forecast | Commercial | Grocery (ID) | New | Miscellaneous | Natural Gas | Pool Heater | E7 |  | Baseline Forecast | 0 | 0 | 0 | 0 | 0 | 0 | 0 | 0 | 0 | 0 | 0 | 0 | 0 | 0 | 0 | 0 | 0 | 0 | 0 | 0 | 0 | 0 | 0 | 0 | 0 | 0 | 0
Commercial_Grocery (ID)_New_Miscellaneous_Natural Gas_Pool Heater_E8_Baseline Forecast | Commercial | Grocery (ID) | New | Miscellaneous | Natural Gas | Pool Heater | E8 |  | Baseline Forecast | 0 | 0 | 0 | 0 | 0 | 0 | 0 | 0 | 0 | 0 | 0 | 0 | 0 | 0 | 0 | 0 | 0 | 0 | 0 | 0 | 0 | 0 | 0 | 0 | 0 | 0 | 0
Commercial_Grocery (ID)_New_Miscellaneous_Natural Gas_Pool Heater_E9_Baseline Forecast | Commercial | Grocery (ID) | New | Miscellaneous | Natural Gas | Pool Heater | E9 |  | Baseline Forecast | 0 | 0 | 0 | 0 | 0 | 0 | 0 | 0 | 0 | 0 | 0 | 0 | 0 | 0 | 0 | 0 | 0 | 0 | 0 | 0 | 0 | 0 | 0 | 0 | 0 | 0 | 0
Commercial_Grocery (ID)_New_Miscellaneous_Natural Gas_Pool Heater_E10_Baseline Forecast | Commercial | Grocery (ID) | New | Miscellaneous | Natural Gas | Pool Heater | E10 |  | Baseline Forecast | 0 | 0 | 0 | 0 | 0 | 0 | 0 | 0 | 0 | 0 | 0 | 0 | 0 | 0 | 0 | 0 | 0 | 0 | 0 | 0 | 0 | 0 | 0 | 0 | 0 | 0 | 0
Commercial_Grocery (ID)_New_Miscellaneous_Natural Gas_Miscellaneous_E1_Baseline Forecast | Commercial | Grocery (ID) | New | Miscellaneous | Natural Gas | Miscellaneous | E1 | Standard | Baseline Forecast | 0 | 36699.5715 | 34295.8832 | 40953.3116 | 47079.0141 | 47250.165 | 47023.3339 | 50671.8279 | 53809.0128 | 56103.1635 | 59122.9925 | 73234.1533 | 73812.3807 | 77363.9062 | 82422.7165 | 84996.3014 | 87457.0355 | 91282.3799 | 94853.3686 | 97833.7724 | 100910.4031 | 107411.6023 | 109575.4738 | 112912.7273 | 116744.6759 | 121134.0144 | 121522.4321
Commercial_Grocery (ID)_New_Miscellaneous_Natural Gas_Miscellaneous_E2_Baseline Forecast | Commercial | Grocery (ID) | New | Miscellaneous | Natural Gas | Miscellaneous | E2 |  | Baseline Forecast | 0 | 0 | 0 | 0 | 0 | 0 | 0 | 0 | 0 | 0 | 0 | 0 | 0 | 0 | 0 | 0 | 0 | 0 | 0 | 0 | 0 | 0 | 0 | 0 | 0 | 0 | 0
Commercial_Grocery (ID)_New_Miscellaneous_Natural Gas_Miscellaneous_E3_Baseline Forecast | Commercial | Grocery (ID) | New | Miscellaneous | Natural Gas | Miscellaneous | E3 |  | Baseline Forecast | 0 | 0 | 0 | 0 | 0 | 0 | 0 | 0 | 0 | 0 | 0 | 0 | 0 | 0 | 0 | 0 | 0 | 0 | 0 | 0 | 0 | 0 | 0 | 0 | 0 | 0 | 0
Commercial_Grocery (ID)_New_Miscellaneous_Natural Gas_Miscellaneous_E4_Baseline Forecast | Commercial | Grocery (ID) | New | Miscellaneous | Natural Gas | Miscellaneous | E4 |  | Baseline Forecast | 0 | 0 | 0 | 0 | 0 | 0 | 0 | 0 | 0 | 0 | 0 | 0 | 0 | 0 | 0 | 0 | 0 | 0 | 0 | 0 | 0 | 0 | 0 | 0 | 0 | 0 | 0
Commercial_Grocery (ID)_New_Miscellaneous_Natural Gas_Miscellaneous_E5_Baseline Forecast | Commercial | Grocery (ID) | New | Miscellaneous | Natural Gas | Miscellaneous | E5 |  | Baseline Forecast | 0 | 0 | 0 | 0 | 0 | 0 | 0 | 0 | 0 | 0 | 0 | 0 | 0 | 0 | 0 | 0 | 0 | 0 | 0 | 0 | 0 | 0 | 0 | 0 | 0 | 0 | 0
Commercial_Grocery (ID)_New_Miscellaneous_Natural Gas_Miscellaneous_E6_Baseline Forecast | Commercial | Grocery (ID) | New | Miscellaneous | Natural Gas | Miscellaneous | E6 |  | Baseline Forecast | 0 | 0 | 0 | 0 | 0 | 0 | 0 | 0 | 0 | 0 | 0 | 0 | 0 | 0 | 0 | 0 | 0 | 0 | 0 | 0 | 0 | 0 | 0 | 0 | 0 | 0 | 0
Commercial_Grocery (ID)_New_Miscellaneous_Natural Gas_Miscellaneous_E7_Baseline Forecast | Commercial | Grocery (ID) | New | Miscellaneous | Natural Gas | Miscellaneous | E7 |  | Baseline Forecast | 0 | 0 | 0 | 0 | 0 | 0 | 0 | 0 | 0 | 0 | 0 | 0 | 0 | 0 | 0 | 0 | 0 | 0 | 0 | 0 | 0 | 0 | 0 | 0 | 0 | 0 | 0
Commercial_Grocery (ID)_New_Miscellaneous_Natural Gas_Miscellaneous_E8_Baseline Forecast | Commercial | Grocery (ID) | New | Miscellaneous | Natural Gas | Miscellaneous | E8 |  | Baseline Forecast | 0 | 0 | 0 | 0 | 0 | 0 | 0 | 0 | 0 | 0 | 0 | 0 | 0 | 0 | 0 | 0 | 0 | 0 | 0 | 0 | 0 | 0 | 0 | 0 | 0 | 0 | 0
Commercial_Grocery (ID)_New_Miscellaneous_Natural Gas_Miscellaneous_E9_Baseline Forecast | Commercial | Grocery (ID) | New | Miscellaneous | Natural Gas | Miscellaneous | E9 |  | Baseline Forecast | 0 | 0 | 0 | 0 | 0 | 0 | 0 | 0 | 0 | 0 | 0 | 0 | 0 | 0 | 0 | 0 | 0 | 0 | 0 | 0 | 0 | 0 | 0 | 0 | 0 | 0 | 0
Commercial_Grocery (ID)_New_Miscellaneous_Natural Gas_Miscellaneous_E10_Baseline Forecast | Commercial | Grocery (ID) | New | Miscellaneous | Natural Gas | Miscellaneous | E10 |  | Baseline Forecast | 0 | 0 | 0 | 0 | 0 | 0 | 0 | 0 | 0 | 0 | 0 | 0 | 0 | 0 | 0 | 0 | 0 | 0 | 0 | 0 | 0 | 0 | 0 | 0 | 0 | 0 | 0
Commercial_School (ID)_Existing_Space Heating_Natural Gas_Furnace_E1_Baseline Forecast | Commercial | School (ID) | Existing | Space Heating | Natural Gas | Furnace | E1 | AFUE 80% (Standard) | Baseline Forecast | 0 | 93968.8796 | 95405.5939 | 96478.2678 | 97229.8256 | 97698.5103 | 97918.3884 | 97919.7994 | 97729.7576 | 97372.3104 | 96868.8586 | 96238.4414 | 92880.0233 | 89989.1651 | 87488.5873 | 85312.5023 | 83405.0316 | 81718.8312 | 80213.8977 | 78856.5325 | 77618.444 | 76475.9702 | 75409.4058 | 94204.4872 | 91438.2338 | 88711.4963 | 86051.8625
Commercial_School (ID)_Existing_Space Heating_Natural Gas_Furnace_E2_Baseline Forecast | Commercial | School (ID) | Existing | Space Heating | Natural Gas | Furnace | E2 | AFUE 90% | Baseline Forecast | 0 | 0 | 0 | 0 | 0 | 0 | 0 | 0 | 0 | 0 | 0 | 0 | 0 | 0 | 0 | 0 | 0 | 0 | 0 | 0 | 0 | 0 | 0 | 0 | 0 | 0 | 0
Commercial_School (ID)_Existing_Space Heating_Natural Gas_Furnace_E3_Baseline Forecast | Commercial | School (ID) | Existing | Space Heating | Natural Gas | Furnace | E3 | AFUE 96% | Baseline Forecast | 0 | 0 | 0 | 0 | 0 | 0 | 0 | 0 | 0 | 0 | 0 | 0 | 0 | 0 | 0 | 0 | 0 | 0 | 0 | 0 | 0 | 0 | 0 | 0 | 0 | 0 | 0
Commercial_School (ID)_Existing_Space Heating_Natural Gas_Furnace_E4_Baseline Forecast | Commercial | School (ID) | Existing | Space Heating | Natural Gas | Furnace | E4 |  | Baseline Forecast | 0 | 0 | 0 | 0 | 0 | 0 | 0 | 0 | 0 | 0 | 0 | 0 | 0 | 0 | 0 | 0 | 0 | 0 | 0 | 0 | 0 | 0 | 0 | 0 | 0 | 0 | 0
Commercial_School (ID)_Existing_Space Heating_Natural Gas_Furnace_E5_Baseline Forecast | Commercial | School (ID) | Existing | Space Heating | Natural Gas | Furnace | E5 |  | Baseline Forecast | 0 | 0 | 0 | 0 | 0 | 0 | 0 | 0 | 0 | 0 | 0 | 0 | 0 | 0 | 0 | 0 | 0 | 0 | 0 | 0 | 0 | 0 | 0 | 0 | 0 | 0 | 0
Commercial_School (ID)_Existing_Space Heating_Natural Gas_Furnace_E6_Baseline Forecast | Commercial | School (ID) | Existing | Space Heating | Natural Gas | Furnace | E6 |  | Baseline Forecast | 0 | 0 | 0 | 0 | 0 | 0 | 0 | 0 | 0 | 0 | 0 | 0 | 0 | 0 | 0 | 0 | 0 | 0 | 0 | 0 | 0 | 0 | 0 | 0 | 0 | 0 | 0
Commercial_School (ID)_Existing_Space Heating_Natural Gas_Furnace_E7_Baseline Forecast | Commercial | School (ID) | Existing | Space Heating | Natural Gas | Furnace | E7 |  | Baseline Forecast | 0 | 0 | 0 | 0 | 0 | 0 | 0 | 0 | 0 | 0 | 0 | 0 | 0 | 0 | 0 | 0 | 0 | 0 | 0 | 0 | 0 | 0 | 0 | 0 | 0 | 0 | 0
Commercial_School (ID)_Existing_Space Heating_Natural Gas_Furnace_E8_Baseline Forecast | Commercial | School (ID) | Existing | Space Heating | Natural Gas | Furnace | E8 |  | Baseline Forecast | 0 | 0 | 0 | 0 | 0 | 0 | 0 | 0 | 0 | 0 | 0 | 0 | 0 | 0 | 0 | 0 | 0 | 0 | 0 | 0 | 0 | 0 | 0 | 0 | 0 | 0 | 0
Commercial_School (ID)_Existing_Space Heating_Natural Gas_Furnace_E9_Baseline Forecast | Commercial | School (ID) | Existing | Space Heating | Natural Gas | Furnace | E9 |  | Baseline Forecast | 0 | 0 | 0 | 0 | 0 | 0 | 0 | 0 | 0 | 0 | 0 | 0 | 0 | 0 | 0 | 0 | 0 | 0 | 0 | 0 | 0 | 0 | 0 | 0 | 0 | 0 | 0
Commercial_School (ID)_Existing_Space Heating_Natural Gas_Furnace_E10_Baseline Forecast | Commercial | School (ID) | Existing | Space Heating | Natural Gas | Furnace | E10 |  | Baseline Forecast | 0 | 0 | 0 | 0 | 0 | 0 | 0 | 0 | 0 | 0 | 0 | 0 | 0 | 0 | 0 | 0 | 0 | 0 | 0 | 0 | 0 | 0 | 0 | 0 | 0 | 0 | 0
Commercial_School (ID)_Existing_Space Heating_Natural Gas_Boiler_E1_Baseline Forecast | Commercial | School (ID) | Existing | Space Heating | Natural Gas | Boiler | E1 | AFUE 80% (Standard) | Baseline Forecast | 0 | 55819.2607 | 59943.8097 | 65360.8104 | 67937.2324 | 70912.5081 | 74959.2268 | 75787.1643 | 77418.5086 | 77332.1938 | 80159.7764 | 80855.4898 | 79761.1425 | 82176.7396 | 82225.5524 | 80380.2378 | 80122.1231 | 77882.3673 | 81754.6193 | 79241.4679 | 76180.1019 | 79703.5922 | 77026.0723 | 76172.6649 | 75275.9982 | 74343.1735 | 73380.4846
Commercial_School (ID)_Existing_Space Heating_Natural Gas_Boiler_E2_Baseline Forecast | Commercial | School (ID) | Existing | Space Heating | Natural Gas | Boiler | E2 | AFUE 85% | Baseline Forecast | 0 | 0 | 0 | 0 | 0 | 0 | 0 | 0 | 0 | 0 | 0 | 0 | 0 | 0 | 0 | 0 | 0 | 0 | 0 | 0 | 0 | 0 | 0 | 0 | 0 | 0 | 0
Commercial_School (ID)_Existing_Space Heating_Natural Gas_Boiler_E3_Baseline Forecast | Commercial | School (ID) | Existing | Space Heating | Natural Gas | Boiler | E3 | AFUE 97% | Baseline Forecast | 0 | 30056.525 | 33568.5334 | 34661.0358 | 37593.7254 | 39240.1231 | 39028.3578 | 41338.4533 | 42228.2774 | 44290.2564 | 42956.4352 | 43329.2577 | 45117.414 | 43065.8849 | 43091.466 | 44757.1778 | 44613.4549 | 46257.406 | 41620.5335 | 43222.6189 | 45246.3636 | 40576.3742 | 42014.2213 | 41548.7263 | 41059.6354 | 40550.8219 | 40025.7189
Commercial_School (ID)_Existing_Space Heating_Natural Gas_Boiler_E4_Baseline Forecast | Commercial | School (ID) | Existing | Space Heating | Natural Gas | Boiler | E4 | Convert to NG Air Source Heat Pump | Baseline Forecast | 0 | 0 | 0 | 0 | 0 | 0 | 0 | 0 | 0 | 0 | 0 | 0 | 0 | 0 | 0 | 0 | 0 | 0 | 0 | 0 | 0 | 0 | 0 | 0 | 0 | 0 | 0
Commercial_School (ID)_Existing_Space Heating_Natural Gas_Boiler_E5_Baseline Forecast | Commercial | School (ID) | Existing | Space Heating | Natural Gas | Boiler | E5 |  | Baseline Forecast | 0 | 0 | 0 | 0 | 0 | 0 | 0 | 0 | 0 | 0 | 0 | 0 | 0 | 0 | 0 | 0 | 0 | 0 | 0 | 0 | 0 | 0 | 0 | 0 | 0 | 0 | 0
Commercial_School (ID)_Existing_Space Heating_Natural Gas_Boiler_E6_Baseline Forecast | Commercial | School (ID) | Existing | Space Heating | Natural Gas | Boiler | E6 |  | Baseline Forecast | 0 | 0 | 0 | 0 | 0 | 0 | 0 | 0 | 0 | 0 | 0 | 0 | 0 | 0 | 0 | 0 | 0 | 0 | 0 | 0 | 0 | 0 | 0 | 0 | 0 | 0 | 0
Commercial_School (ID)_Existing_Space Heating_Natural Gas_Boiler_E7_Baseline Forecast | Commercial | School (ID) | Existing | Space Heating | Natural Gas | Boiler | E7 |  | Baseline Forecast | 0 | 0 | 0 | 0 | 0 | 0 | 0 | 0 | 0 | 0 | 0 | 0 | 0 | 0 | 0 | 0 | 0 | 0 | 0 | 0 | 0 | 0 | 0 | 0 | 0 | 0 | 0
Commercial_School (ID)_Existing_Space Heating_Natural Gas_Boiler_E8_Baseline Forecast | Commercial | School (ID) | Existing | Space Heating | Natural Gas | Boiler | E8 |  | Baseline Forecast | 0 | 0 | 0 | 0 | 0 | 0 | 0 | 0 | 0 | 0 | 0 | 0 | 0 | 0 | 0 | 0 | 0 | 0 | 0 | 0 | 0 | 0 | 0 | 0 | 0 | 0 | 0
Commercial_School (ID)_Existing_Space Heating_Natural Gas_Boiler_E9_Baseline Forecast | Commercial | School (ID) | Existing | Space Heating | Natural Gas | Boiler | E9 |  | Baseline Forecast | 0 | 0 | 0 | 0 | 0 | 0 | 0 | 0 | 0 | 0 | 0 | 0 | 0 | 0 | 0 | 0 | 0 | 0 | 0 | 0 | 0 | 0 | 0 | 0 | 0 | 0 | 0
Commercial_School (ID)_Existing_Space Heating_Natural Gas_Boiler_E10_Baseline Forecast | Commercial | School (ID) | Existing | Space Heating | Natural Gas | Boiler | E10 |  | Baseline Forecast | 0 | 0 | 0 | 0 | 0 | 0 | 0 | 0 | 0 | 0 | 0 | 0 | 0 | 0 | 0 | 0 | 0 | 0 | 0 | 0 | 0 | 0 | 0 | 0 | 0 | 0 | 0
Commercial_School (ID)_Existing_Space Heating_Natural Gas_Unit Heater_E1_Baseline Forecast | Commercial | School (ID) | Existing | Space Heating | Natural Gas | Unit Heater | E1 | Standard | Baseline Forecast | 0 | 326.5323 | 932.6411 | 1776.7391 | 2822.0231 | 4035.9524 | 5389.783 | 6858.1528 | 8418.7108 | 10051.7867 | 11463.2705 | 12677.8086 | 13717.3841 | 14601.6033 | 15347.9511 | 15972.0199 | 16487.7122 | 14738.4376 | 13218.1839 | 11918.4766 | 10829.2571 | 9939.3419 | 9236.8006 | 8709.2658 | 8344.1835 | 8129.0156 | 8032.6359
Commercial_School (ID)_Existing_Space Heating_Natural Gas_Unit Heater_E2_Baseline Forecast | Commercial | School (ID) | Existing | Space Heating | Natural Gas | Unit Heater | E2 | Condensing | Baseline Forecast | 0 | 0 | 0 | 0 | 0 | 0 | 0 | 0 | 0 | 0 | 0 | 0 | 0 | 0 | 0 | 0 | 0 | 0 | 0 | 0 | 0 | 0 | 0 | 0 | 0 | 0 | 0
Commercial_School (ID)_Existing_Space Heating_Natural Gas_Unit Heater_E3_Baseline Forecast | Commercial | School (ID) | Existing | Space Heating | Natural Gas | Unit Heater | E3 | Infrared Radiant | Baseline Forecast | 0 | 0 | 0 | 0 | 0 | 0 | 0 | 0 | 0 | 0 | 0 | 0 | 0 | 0 | 0 | 0 | 0 | 0 | 0 | 0 | 0 | 0 | 0 | 0 | 0 | 0 | 0
Commercial_School (ID)_Existing_Space Heating_Natural Gas_Unit Heater_E4_Baseline Forecast | Commercial | School (ID) | Existing | Space Heating | Natural Gas | Unit Heater | E4 |  | Baseline Forecast | 0 | 0 | 0 | 0 | 0 | 0 | 0 | 0 | 0 | 0 | 0 | 0 | 0 | 0 | 0 | 0 | 0 | 0 | 0 | 0 | 0 | 0 | 0 | 0 | 0 | 0 | 0
Commercial_School (ID)_Existing_Space Heating_Natural Gas_Unit Heater_E5_Baseline Forecast | Commercial | School (ID) | Existing | Space Heating | Natural Gas | Unit Heater | E5 |  | Baseline Forecast | 0 | 0 | 0 | 0 | 0 | 0 | 0 | 0 | 0 | 0 | 0 | 0 | 0 | 0 | 0 | 0 | 0 | 0 | 0 | 0 | 0 | 0 | 0 | 0 | 0 | 0 | 0
Commercial_School (ID)_Existing_Space Heating_Natural Gas_Unit Heater_E6_Baseline Forecast | Commercial | School (ID) | Existing | Space Heating | Natural Gas | Unit Heater | E6 |  | Baseline Forecast | 0 | 0 | 0 | 0 | 0 | 0 | 0 | 0 | 0 | 0 | 0 | 0 | 0 | 0 | 0 | 0 | 0 | 0 | 0 | 0 | 0 | 0 | 0 | 0 | 0 | 0 | 0
Commercial_School (ID)_Existing_Space Heating_Natural Gas_Unit Heater_E7_Baseline Forecast | Commercial | School (ID) | Existing | Space Heating | Natural Gas | Unit Heater | E7 |  | Baseline Forecast | 0 | 0 | 0 | 0 | 0 | 0 | 0 | 0 | 0 | 0 | 0 | 0 | 0 | 0 | 0 | 0 | 0 | 0 | 0 | 0 | 0 | 0 | 0 | 0 | 0 | 0 | 0
Commercial_School (ID)_Existing_Space Heating_Natural Gas_Unit Heater_E8_Baseline Forecast | Commercial | School (ID) | Existing | Space Heating | Natural Gas | Unit Heater | E8 |  | Baseline Forecast | 0 | 0 | 0 | 0 | 0 | 0 | 0 | 0 | 0 | 0 | 0 | 0 | 0 | 0 | 0 | 0 | 0 | 0 | 0 | 0 | 0 | 0 | 0 | 0 | 0 | 0 | 0
Commercial_School (ID)_Existing_Space Heating_Natural Gas_Unit Heater_E9_Baseline Forecast | Commercial | School (ID) | Existing | Space Heating | Natural Gas | Unit Heater | E9 |  | Baseline Forecast | 0 | 0 | 0 | 0 | 0 | 0 | 0 | 0 | 0 | 0 | 0 | 0 | 0 | 0 | 0 | 0 | 0 | 0 | 0 | 0 | 0 | 0 | 0 | 0 | 0 | 0 | 0
Commercial_School (ID)_Existing_Space Heating_Natural Gas_Unit Heater_E10_Baseline Forecast | Commercial | School (ID) | Existing | Space Heating | Natural Gas | Unit Heater | E10 |  | Baseline Forecast | 0 | 0 | 0 | 0 | 0 | 0 | 0 | 0 | 0 | 0 | 0 | 0 | 0 | 0 | 0 | 0 | 0 | 0 | 0 | 0 | 0 | 0 | 0 | 0 | 0 | 0 | 0
Commercial_School (ID)_Existing_Water Heating_Natural Gas_Water Heater_E1_Baseline Forecast | Commercial | School (ID) | Existing | Water Heating | Natural Gas | Water Heater | E1 | TE 0.80 | Baseline Forecast | 0 | 98580.8811 | 107347.2471 | 114819.8139 | 121143.984 | 126449.4217 | 130851.7464 | 134454.0431 | 137348.2117 | 139616.1702 | 141330.9297 | 142557.5526 | 134565.3414 | 128083.0789 | 122852.4188 | 118653.5734 | 115300.0015 | 112633.7935 | 110521.6638 | 108851.4742 | 107529.2203 | 106476.4217 | 105627.8635 | 125254.7028 | 123560.1878 | 121417.7232 | 118978.0285
Commercial_School (ID)_Existing_Water Heating_Natural Gas_Water Heater_E2_Baseline Forecast | Commercial | School (ID) | Existing | Water Heating | Natural Gas | Water Heater | E2 | TE 0.90 | Baseline Forecast | 0 | 0 | 0 | 0 | 0 | 0 | 0 | 0 | 0 | 0 | 0 | 0 | 0 | 0 | 0 | 0 | 0 | 0 | 0 | 0 | 0 | 0 | 0 | 0 | 0 | 0 | 0
Commercial_School (ID)_Existing_Water Heating_Natural Gas_Water Heater_E3_Baseline Forecast | Commercial | School (ID) | Existing | Water Heating | Natural Gas | Water Heater | E3 | TE 0.94 | Baseline Forecast | 0 | 111165.6745 | 121051.151 | 129477.6625 | 136609.1734 | 142591.9011 | 147556.2246 | 151618.389 | 154882.0259 | 157439.5111 | 159373.176 | 160756.3891 | 151743.8956 | 144434.1103 | 138535.7064 | 133800.838 | 130019.1506 | 127012.5756 | 124630.8124 | 122747.407 | 121256.3548 | 120069.1564 | 119112.2716 | 141244.6649 | 139333.8288 | 136917.8581 | 134166.713
Commercial_School (ID)_Existing_Water Heating_Natural Gas_Water Heater_E4_Baseline Forecast | Commercial | School (ID) | Existing | Water Heating | Natural Gas | Water Heater | E4 | Instantaneous TE 0.94 | Baseline Forecast | 0 | 0 | 0 | 0 | 0 | 0 | 0 | 0 | 0 | 0 | 0 | 0 | 0 | 0 | 0 | 0 | 0 | 0 | 0 | 0 | 0 | 0 | 0 | 0 | 0 | 0 | 0
Commercial_School (ID)_Existing_Water Heating_Natural Gas_Water Heater_E5_Baseline Forecast | Commercial | School (ID) | Existing | Water Heating | Natural Gas | Water Heater | E5 | Gas-Fired Absorption HPWH | Baseline Forecast | 0 | 0 | 0 | 0 | 0 | 0 | 0 | 0 | 0 | 0 | 0 | 0 | 0 | 0 | 0 | 0 | 0 | 0 | 0 | 0 | 0 | 0 | 0 | 0 | 0 | 0 | 0
Commercial_School (ID)_Existing_Water Heating_Natural Gas_Water Heater_E6_Baseline Forecast | Commercial | School (ID) | Existing | Water Heating | Natural Gas | Water Heater | E6 |  | Baseline Forecast | 0 | 0 | 0 | 0 | 0 | 0 | 0 | 0 | 0 | 0 | 0 | 0 | 0 | 0 | 0 | 0 | 0 | 0 | 0 | 0 | 0 | 0 | 0 | 0 | 0 | 0 | 0
Commercial_School (ID)_Existing_Water Heating_Natural Gas_Water Heater_E7_Baseline Forecast | Commercial | School (ID) | Existing | Water Heating | Natural Gas | Water Heater | E7 |  | Baseline Forecast | 0 | 0 | 0 | 0 | 0 | 0 | 0 | 0 | 0 | 0 | 0 | 0 | 0 | 0 | 0 | 0 | 0 | 0 | 0 | 0 | 0 | 0 | 0 | 0 | 0 | 0 | 0
Commercial_School (ID)_Existing_Water Heating_Natural Gas_Water Heater_E8_Baseline Forecast | Commercial | School (ID) | Existing | Water Heating | Natural Gas | Water Heater | E8 |  | Baseline Forecast | 0 | 0 | 0 | 0 | 0 | 0 | 0 | 0 | 0 | 0 | 0 | 0 | 0 | 0 | 0 | 0 | 0 | 0 | 0 | 0 | 0 | 0 | 0 | 0 | 0 | 0 | 0
Commercial_School (ID)_Existing_Water Heating_Natural Gas_Water Heater_E9_Baseline Forecast | Commercial | School (ID) | Existing | Water Heating | Natural Gas | Water Heater | E9 |  | Baseline Forecast | 0 | 0 | 0 | 0 | 0 | 0 | 0 | 0 | 0 | 0 | 0 | 0 | 0 | 0 | 0 | 0 | 0 | 0 | 0 | 0 | 0 | 0 | 0 | 0 | 0 | 0 | 0
Commercial_School (ID)_Existing_Water Heating_Natural Gas_Water Heater_E10_Baseline Forecast | Commercial | School (ID) | Existing | Water Heating | Natural Gas | Water Heater | E10 |  | Baseline Forecast | 0 | 0 | 0 | 0 | 0 | 0 | 0 | 0 | 0 | 0 | 0 | 0 | 0 | 0 | 0 | 0 | 0 | 0 | 0 | 0 | 0 | 0 | 0 | 0 | 0 | 0 | 0
Commercial_School (ID)_Existing_Food Preparation_Natural Gas_Oven_E1_Baseline Forecast | Commercial | School (ID) | Existing | Food Preparation | Natural Gas | Oven | E1 | Standard | Baseline Forecast | 0 | 12464.4331 | 15909.1492 | 18503.5643 | 20432.1294 | 21839.6856 | 22839.9629 | 23522.2556 | 23956.6654 | 24198.22 | 21120.0041 | 19286.273 | 18285.8556 | 17827.0703 | 17705.373 | 20306.6325 | 20682.6326 | 20891.9146 | 20971.8116 | 20414.1129 | 19587.7589 | 18708.284 | 17891.9627 | 17192.6438 | 16412.2015 | 16103.9317 | 16059.4843
Commercial_School (ID)_Existing_Food Preparation_Natural Gas_Oven_E2_Baseline Forecast | Commercial | School (ID) | Existing | Food Preparation | Natural Gas | Oven | E2 | ENERGY STAR (>42% Baking Efficiency) | Baseline Forecast | 0 | 17936.6233 | 22893.6537 | 26627.0803 | 29402.3325 | 31427.8403 | 32867.2637 | 33849.0995 | 34474.2259 | 34821.8288 | 30392.2011 | 27753.4172 | 26313.7922 | 25653.589 | 25478.4636 | 29221.7394 | 29762.8128 | 30063.9746 | 30178.9483 | 29376.4064 | 28187.2628 | 26921.677 | 25746.9707 | 24740.6338 | 23617.5582 | 23173.9505 | 23109.9896
Commercial_School (ID)_Existing_Food Preparation_Natural Gas_Oven_E3_Baseline Forecast | Commercial | School (ID) | Existing | Food Preparation | Natural Gas | Oven | E3 |  | Baseline Forecast | 0 | 0 | 0 | 0 | 0 | 0 | 0 | 0 | 0 | 0 | 0 | 0 | 0 | 0 | 0 | 0 | 0 | 0 | 0 | 0 | 0 | 0 | 0 | 0 | 0 | 0 | 0
Commercial_School (ID)_Existing_Food Preparation_Natural Gas_Oven_E4_Baseline Forecast | Commercial | School (ID) | Existing | Food Preparation | Natural Gas | Oven | E4 |  | Baseline Forecast | 0 | 0 | 0 | 0 | 0 | 0 | 0 | 0 | 0 | 0 | 0 | 0 | 0 | 0 | 0 | 0 | 0 | 0 | 0 | 0 | 0 | 0 | 0 | 0 | 0 | 0 | 0
Commercial_School (ID)_Existing_Food Preparation_Natural Gas_Oven_E5_Baseline Forecast | Commercial | School (ID) | Existing | Food Preparation | Natural Gas | Oven | E5 |  | Baseline Forecast | 0 | 0 | 0 | 0 | 0 | 0 | 0 | 0 | 0 | 0 | 0 | 0 | 0 | 0 | 0 | 0 | 0 | 0 | 0 | 0 | 0 | 0 | 0 | 0 | 0 | 0 | 0
Commercial_School (ID)_Existing_Food Preparation_Natural Gas_Oven_E6_Baseline Forecast | Commercial | School (ID) | Existing | Food Preparation | Natural Gas | Oven | E6 |  | Baseline Forecast | 0 | 0 | 0 | 0 | 0 | 0 | 0 | 0 | 0 | 0 | 0 | 0 | 0 | 0 | 0 | 0 | 0 | 0 | 0 | 0 | 0 | 0 | 0 | 0 | 0 | 0 | 0
Commercial_School (ID)_Existing_Food Preparation_Natural Gas_Oven_E7_Baseline Forecast | Commercial | School (ID) | Existing | Food Preparation | Natural Gas | Oven | E7 |  | Baseline Forecast | 0 | 0 | 0 | 0 | 0 | 0 | 0 | 0 | 0 | 0 | 0 | 0 | 0 | 0 | 0 | 0 | 0 | 0 | 0 | 0 | 0 | 0 | 0 | 0 | 0 | 0 | 0
Commercial_School (ID)_Existing_Food Preparation_Natural Gas_Oven_E8_Baseline Forecast | Commercial | School (ID) | Existing | Food Preparation | Natural Gas | Oven | E8 |  | Baseline Forecast | 0 | 0 | 0 | 0 | 0 | 0 | 0 | 0 | 0 | 0 | 0 | 0 | 0 | 0 | 0 | 0 | 0 | 0 | 0 | 0 | 0 | 0 | 0 | 0 | 0 | 0 | 0
Commercial_School (ID)_Existing_Food Preparation_Natural Gas_Oven_E9_Baseline Forecast | Commercial | School (ID) | Existing | Food Preparation | Natural Gas | Oven | E9 |  | Baseline Forecast | 0 | 0 | 0 | 0 | 0 | 0 | 0 | 0 | 0 | 0 | 0 | 0 | 0 | 0 | 0 | 0 | 0 | 0 | 0 | 0 | 0 | 0 | 0 | 0 | 0 | 0 | 0
Commercial_School (ID)_Existing_Food Preparation_Natural Gas_Oven_E10_Baseline Forecast | Commercial | School (ID) | Existing | Food Preparation | Natural Gas | Oven | E10 |  | Baseline Forecast | 0 | 0 | 0 | 0 | 0 | 0 | 0 | 0 | 0 | 0 | 0 | 0 | 0 | 0 | 0 | 0 | 0 | 0 | 0 | 0 | 0 | 0 | 0 | 0 | 0 | 0 | 0
Commercial_School (ID)_Existing_Food Preparation_Natural Gas_Conveyor Oven_E1_Baseline Forecast | Commercial | School (ID) | Existing | Food Preparation | Natural Gas | Conveyor Oven | E1 | Standard | Baseline Forecast | 0 | 0 | 0 | 0 | 0 | 579.1177 | 1592.0471 | 2925.2315 | 4490.0375 | 6217.3945 | 7525.2336 | 8504.4498 | 9226.4211 | 9747.1956 | 10110.781 | 10351.7281 | 10497.1598 | 8245.0419 | 6476.1056 | 5086.6866 | 3995.3611 | 3224.5308 | 2770.1237 | 2612.0079 | 2721.1544 | 3064.4622 | 3632.4024
Commercial_School (ID)_Existing_Food Preparation_Natural Gas_Conveyor Oven_E2_Baseline Forecast | Commercial | School (ID) | Existing | Food Preparation | Natural Gas | Conveyor Oven | E2 | ENERGY STAR (>42% Baking Efficiency) | Baseline Forecast | 0 | 0 | 0 | 0 | 0 | 833.3645 | 2290.9946 | 4209.4795 | 6461.2735 | 8946.9824 | 10828.9946 | 12238.1107 | 13277.045 | 14026.4522 | 14549.6605 | 14896.3892 | 15105.6689 | 11864.8163 | 9319.2739 | 7319.8661 | 5749.4221 | 4640.1785 | 3986.2755 | 3758.7431 | 3915.8075 | 4409.8359 | 5227.1156
Commercial_School (ID)_Existing_Food Preparation_Natural Gas_Conveyor Oven_E3_Baseline Forecast | Commercial | School (ID) | Existing | Food Preparation | Natural Gas | Conveyor Oven | E3 |  | Baseline Forecast | 0 | 0 | 0 | 0 | 0 | 0 | 0 | 0 | 0 | 0 | 0 | 0 | 0 | 0 | 0 | 0 | 0 | 0 | 0 | 0 | 0 | 0 | 0 | 0 | 0 | 0 | 0
Commercial_School (ID)_Existing_Food Preparation_Natural Gas_Conveyor Oven_E4_Baseline Forecast | Commercial | School (ID) | Existing | Food Preparation | Natural Gas | Conveyor Oven | E4 |  | Baseline Forecast | 0 | 0 | 0 | 0 | 0 | 0 | 0 | 0 | 0 | 0 | 0 | 0 | 0 | 0 | 0 | 0 | 0 | 0 | 0 | 0 | 0 | 0 | 0 | 0 | 0 | 0 | 0
Commercial_School (ID)_Existing_Food Preparation_Natural Gas_Conveyor Oven_E5_Baseline Forecast | Commercial | School (ID) | Existing | Food Preparation | Natural Gas | Conveyor Oven | E5 |  | Baseline Forecast | 0 | 0 | 0 | 0 | 0 | 0 | 0 | 0 | 0 | 0 | 0 | 0 | 0 | 0 | 0 | 0 | 0 | 0 | 0 | 0 | 0 | 0 | 0 | 0 | 0 | 0 | 0
Commercial_School (ID)_Existing_Food Preparation_Natural Gas_Conveyor Oven_E6_Baseline Forecast | Commercial | School (ID) | Existing | Food Preparation | Natural Gas | Conveyor Oven | E6 |  | Baseline Forecast | 0 | 0 | 0 | 0 | 0 | 0 | 0 | 0 | 0 | 0 | 0 | 0 | 0 | 0 | 0 | 0 | 0 | 0 | 0 | 0 | 0 | 0 | 0 | 0 | 0 | 0 | 0
Commercial_School (ID)_Existing_Food Preparation_Natural Gas_Conveyor Oven_E7_Baseline Forecast | Commercial | School (ID) | Existing | Food Preparation | Natural Gas | Conveyor Oven | E7 |  | Baseline Forecast | 0 | 0 | 0 | 0 | 0 | 0 | 0 | 0 | 0 | 0 | 0 | 0 | 0 | 0 | 0 | 0 | 0 | 0 | 0 | 0 | 0 | 0 | 0 | 0 | 0 | 0 | 0
Commercial_School (ID)_Existing_Food Preparation_Natural Gas_Conveyor Oven_E8_Baseline Forecast | Commercial | School (ID) | Existing | Food Preparation | Natural Gas | Conveyor Oven | E8 |  | Baseline Forecast | 0 | 0 | 0 | 0 | 0 | 0 | 0 | 0 | 0 | 0 | 0 | 0 | 0 | 0 | 0 | 0 | 0 | 0 | 0 | 0 | 0 | 0 | 0 | 0 | 0 | 0 | 0
Commercial_School (ID)_Existing_Food Preparation_Natural Gas_Conveyor Oven_E9_Baseline Forecast | Commercial | School (ID) | Existing | Food Preparation | Natural Gas | Conveyor Oven | E9 |  | Baseline Forecast | 0 | 0 | 0 | 0 | 0 | 0 | 0 | 0 | 0 | 0 | 0 | 0 | 0 | 0 | 0 | 0 | 0 | 0 | 0 | 0 | 0 | 0 | 0 | 0 | 0 | 0 | 0
Commercial_School (ID)_Existing_Food Preparation_Natural Gas_Conveyor Oven_E10_Baseline Forecast | Commercial | School (ID) | Existing | Food Preparation | Natural Gas | Conveyor Oven | E10 |  | Baseline Forecast | 0 | 0 | 0 | 0 | 0 | 0 | 0 | 0 | 0 | 0 | 0 | 0 | 0 | 0 | 0 | 0 | 0 | 0 | 0 | 0 | 0 | 0 | 0 | 0 | 0 | 0 | 0
Commercial_School (ID)_Existing_Food Preparation_Natural Gas_Double Rack Oven_E1_Baseline Forecast | Commercial | School (ID) | Existing | Food Preparation | Natural Gas | Double Rack Oven | E1 | Standard | Baseline Forecast | 0 | 3462.3425 | 4721.3762 | 5789.2656 | 6690.9002 | 7447.9913 | 8079.4769 | 8601.8751 | 9029.5918 | 9375.19 | 8508.1263 | 7870.0134 | 7413.7069 | 7100.407 | 6898.2973 | 6781.3948 | 6728.5791 | 6722.7751 | 6750.264 | 7458.8888 | 7543.4983 | 7537.1177 | 7469.5379 | 7363.158 | 7234.5523 | 7095.7367 | 6955.1884
Commercial_School (ID)_Existing_Food Preparation_Natural Gas_Double Rack Oven_E2_Baseline Forecast | Commercial | School (ID) | Existing | Food Preparation | Natural Gas | Double Rack Oven | E2 | FTSC Qualified (>50% Cooking Efficiency) | Baseline Forecast | 0 | 4982.3953 | 6794.1755 | 8330.8944 | 9628.3686 | 10717.8411 | 11626.5644 | 12378.3081 | 12993.8029 | 13491.1271 | 12243.4013 | 11325.1412 | 10668.505 | 10217.6588 | 9926.8181 | 9758.5925 | 9682.5895 | 9674.2373 | 9713.7946 | 10733.523 | 10855.278 | 10846.0962 | 10748.8472 | 10595.764 | 10410.6972 | 10210.9381 | 10008.6858
Commercial_School (ID)_Existing_Food Preparation_Natural Gas_Double Rack Oven_E3_Baseline Forecast | Commercial | School (ID) | Existing | Food Preparation | Natural Gas | Double Rack Oven | E3 |  | Baseline Forecast | 0 | 0 | 0 | 0 | 0 | 0 | 0 | 0 | 0 | 0 | 0 | 0 | 0 | 0 | 0 | 0 | 0 | 0 | 0 | 0 | 0 | 0 | 0 | 0 | 0 | 0 | 0
Commercial_School (ID)_Existing_Food Preparation_Natural Gas_Double Rack Oven_E4_Baseline Forecast | Commercial | School (ID) | Existing | Food Preparation | Natural Gas | Double Rack Oven | E4 |  | Baseline Forecast | 0 | 0 | 0 | 0 | 0 | 0 | 0 | 0 | 0 | 0 | 0 | 0 | 0 | 0 | 0 | 0 | 0 | 0 | 0 | 0 | 0 | 0 | 0 | 0 | 0 | 0 | 0
Commercial_School (ID)_Existing_Food Preparation_Natural Gas_Double Rack Oven_E5_Baseline Forecast | Commercial | School (ID) | Existing | Food Preparation | Natural Gas | Double Rack Oven | E5 |  | Baseline Forecast | 0 | 0 | 0 | 0 | 0 | 0 | 0 | 0 | 0 | 0 | 0 | 0 | 0 | 0 | 0 | 0 | 0 | 0 | 0 | 0 | 0 | 0 | 0 | 0 | 0 | 0 | 0
Commercial_School (ID)_Existing_Food Preparation_Natural Gas_Double Rack Oven_E6_Baseline Forecast | Commercial | School (ID) | Existing | Food Preparation | Natural Gas | Double Rack Oven | E6 |  | Baseline Forecast | 0 | 0 | 0 | 0 | 0 | 0 | 0 | 0 | 0 | 0 | 0 | 0 | 0 | 0 | 0 | 0 | 0 | 0 | 0 | 0 | 0 | 0 | 0 | 0 | 0 | 0 | 0
Commercial_School (ID)_Existing_Food Preparation_Natural Gas_Double Rack Oven_E7_Baseline Forecast | Commercial | School (ID) | Existing | Food Preparation | Natural Gas | Double Rack Oven | E7 |  | Baseline Forecast | 0 | 0 | 0 | 0 | 0 | 0 | 0 | 0 | 0 | 0 | 0 | 0 | 0 | 0 | 0 | 0 | 0 | 0 | 0 | 0 | 0 | 0 | 0 | 0 | 0 | 0 | 0
Commercial_School (ID)_Existing_Food Preparation_Natural Gas_Double Rack Oven_E8_Baseline Forecast | Commercial | School (ID) | Existing | Food Preparation | Natural Gas | Double Rack Oven | E8 |  | Baseline Forecast | 0 | 0 | 0 | 0 | 0 | 0 | 0 | 0 | 0 | 0 | 0 | 0 | 0 | 0 | 0 | 0 | 0 | 0 | 0 | 0 | 0 | 0 | 0 | 0 | 0 | 0 | 0
Commercial_School (ID)_Existing_Food Preparation_Natural Gas_Double Rack Oven_E9_Baseline Forecast | Commercial | School (ID) | Existing | Food Preparation | Natural Gas | Double Rack Oven | E9 |  | Baseline Forecast | 0 | 0 | 0 | 0 | 0 | 0 | 0 | 0 | 0 | 0 | 0 | 0 | 0 | 0 | 0 | 0 | 0 | 0 | 0 | 0 | 0 | 0 | 0 | 0 | 0 | 0 | 0
Commercial_School (ID)_Existing_Food Preparation_Natural Gas_Double Rack Oven_E10_Baseline Forecast | Commercial | School (ID) | Existing | Food Preparation | Natural Gas | Double Rack Oven | E10 |  | Baseline Forecast | 0 | 0 | 0 | 0 | 0 | 0 | 0 | 0 | 0 | 0 | 0 | 0 | 0 | 0 | 0 | 0 | 0 | 0 | 0 | 0 | 0 | 0 | 0 | 0 | 0 | 0 | 0
Commercial_School (ID)_Existing_Food Preparation_Natural Gas_Fryer_E1_Baseline Forecast | Commercial | School (ID) | Existing | Food Preparation | Natural Gas | Fryer | E1 | Standard | Baseline Forecast | 0 | 22055.6683 | 24016.9823 | 25688.8324 | 27103.7498 | 28290.7444 | 29275.684 | 30081.6319 | 30729.1492 | 31236.5634 | 31620.2095 | 31894.6439 | 30106.5329 | 28656.2453 | 27485.9808 | 26546.5659 | 25796.2656 | 25199.7504 | 24727.2 | 24353.5256 | 24057.6955 | 23822.1511 | 23632.3017 | 28023.4479 | 27644.3312 | 27164.9939 | 26619.1568
Commercial_School (ID)_Existing_Food Preparation_Natural Gas_Fryer_E2_Baseline Forecast | Commercial | School (ID) | Existing | Food Preparation | Natural Gas | Fryer | E2 | ENERGY STAR | Baseline Forecast | 0 | 7749.2889 | 8438.3992 | 9025.806 | 9522.9391 | 9939.9913 | 10286.0511 | 10569.222 | 10796.7281 | 10975.0088 | 11109.8033 | 11206.2262 | 10577.971 | 10068.4105 | 9657.2365 | 9327.1718 | 9063.5528 | 8853.9663 | 8687.9351 | 8556.6441 | 8452.7038 | 8369.945 | 8303.2411 | 9846.0763 | 9712.8731 | 9544.4573 | 9352.6767
Commercial_School (ID)_Existing_Food Preparation_Natural Gas_Fryer_E3_Baseline Forecast | Commercial | School (ID) | Existing | Food Preparation | Natural Gas | Fryer | E3 |  | Baseline Forecast | 0 | 0 | 0 | 0 | 0 | 0 | 0 | 0 | 0 | 0 | 0 | 0 | 0 | 0 | 0 | 0 | 0 | 0 | 0 | 0 | 0 | 0 | 0 | 0 | 0 | 0 | 0
Commercial_School (ID)_Existing_Food Preparation_Natural Gas_Fryer_E4_Baseline Forecast | Commercial | School (ID) | Existing | Food Preparation | Natural Gas | Fryer | E4 |  | Baseline Forecast | 0 | 0 | 0 | 0 | 0 | 0 | 0 | 0 | 0 | 0 | 0 | 0 | 0 | 0 | 0 | 0 | 0 | 0 | 0 | 0 | 0 | 0 | 0 | 0 | 0 | 0 | 0
Commercial_School (ID)_Existing_Food Preparation_Natural Gas_Fryer_E5_Baseline Forecast | Commercial | School (ID) | Existing | Food Preparation | Natural Gas | Fryer | E5 |  | Baseline Forecast | 0 | 0 | 0 | 0 | 0 | 0 | 0 | 0 | 0 | 0 | 0 | 0 | 0 | 0 | 0 | 0 | 0 | 0 | 0 | 0 | 0 | 0 | 0 | 0 | 0 | 0 | 0
Commercial_School (ID)_Existing_Food Preparation_Natural Gas_Fryer_E6_Baseline Forecast | Commercial | School (ID) | Existing | Food Preparation | Natural Gas | Fryer | E6 |  | Baseline Forecast | 0 | 0 | 0 | 0 | 0 | 0 | 0 | 0 | 0 | 0 | 0 | 0 | 0 | 0 | 0 | 0 | 0 | 0 | 0 | 0 | 0 | 0 | 0 | 0 | 0 | 0 | 0
Commercial_School (ID)_Existing_Food Preparation_Natural Gas_Fryer_E7_Baseline Forecast | Commercial | School (ID) | Existing | Food Preparation | Natural Gas | Fryer | E7 |  | Baseline Forecast | 0 | 0 | 0 | 0 | 0 | 0 | 0 | 0 | 0 | 0 | 0 | 0 | 0 | 0 | 0 | 0 | 0 | 0 | 0 | 0 | 0 | 0 | 0 | 0 | 0 | 0 | 0
Commercial_School (ID)_Existing_Food Preparation_Natural Gas_Fryer_E8_Baseline Forecast | Commercial | School (ID) | Existing | Food Preparation | Natural Gas | Fryer | E8 |  | Baseline Forecast | 0 | 0 | 0 | 0 | 0 | 0 | 0 | 0 | 0 | 0 | 0 | 0 | 0 | 0 | 0 | 0 | 0 | 0 | 0 | 0 | 0 | 0 | 0 | 0 | 0 | 0 | 0
Commercial_School (ID)_Existing_Food Preparation_Natural Gas_Fryer_E9_Baseline Forecast | Commercial | School (ID) | Existing | Food Preparation | Natural Gas | Fryer | E9 |  | Baseline Forecast | 0 | 0 | 0 | 0 | 0 | 0 | 0 | 0 | 0 | 0 | 0 | 0 | 0 | 0 | 0 | 0 | 0 | 0 | 0 | 0 | 0 | 0 | 0 | 0 | 0 | 0 | 0
Commercial_School (ID)_Existing_Food Preparation_Natural Gas_Fryer_E10_Baseline Forecast | Commercial | School (ID) | Existing | Food Preparation | Natural Gas | Fryer | E10 |  | Baseline Forecast | 0 | 0 | 0 | 0 | 0 | 0 | 0 | 0 | 0 | 0 | 0 | 0 | 0 | 0 | 0 | 0 | 0 | 0 | 0 | 0 | 0 | 0 | 0 | 0 | 0 | 0 | 0
Commercial_School (ID)_Existing_Food Preparation_Natural Gas_Broiler_E1_Baseline Forecast | Commercial | School (ID) | Existing | Food Preparation | Natural Gas | Broiler | E1 | Standard | Baseline Forecast | 0 | 41660.7069 | 46584.245 | 50695.2271 | 54100.45 | 56893.0564 | 59154.2744 | 60954.9347 | 62356.7947 | 63413.6952 | 59267.1753 | 56112.1769 | 53745.966 | 52001.671 | 50742.4324 | 49856.4605 | 49252.8655 | 48858.1427 | 48613.2142 | 57229.5003 | 56488.704 | 55459.2733 | 54256.8933 | 52967.0416 | 51651.5243 | 50353.7452 | 49102.9372
Commercial_School (ID)_Existing_Food Preparation_Natural Gas_Broiler_E2_Baseline Forecast | Commercial | School (ID) | Existing | Food Preparation | Natural Gas | Broiler | E2 | Infrared Burners | Baseline Forecast | 0 | 14637.5457 | 16367.4374 | 17811.8366 | 19008.2662 | 19989.4523 | 20783.9343 | 21416.5987 | 21909.1441 | 22280.4875 | 20823.6021 | 19715.0892 | 18883.7178 | 18270.8574 | 17828.4222 | 17517.1348 | 17305.0608 | 17166.3744 | 17080.3185 | 20107.6623 | 19847.3825 | 19485.6906 | 19063.2328 | 18610.0417 | 18147.8329 | 17691.8564 | 17252.3833
Commercial_School (ID)_Existing_Food Preparation_Natural Gas_Broiler_E3_Baseline Forecast | Commercial | School (ID) | Existing | Food Preparation | Natural Gas | Broiler | E3 |  | Baseline Forecast | 0 | 0 | 0 | 0 | 0 | 0 | 0 | 0 | 0 | 0 | 0 | 0 | 0 | 0 | 0 | 0 | 0 | 0 | 0 | 0 | 0 | 0 | 0 | 0 | 0 | 0 | 0
Commercial_School (ID)_Existing_Food Preparation_Natural Gas_Broiler_E4_Baseline Forecast | Commercial | School (ID) | Existing | Food Preparation | Natural Gas | Broiler | E4 |  | Baseline Forecast | 0 | 0 | 0 | 0 | 0 | 0 | 0 | 0 | 0 | 0 | 0 | 0 | 0 | 0 | 0 | 0 | 0 | 0 | 0 | 0 | 0 | 0 | 0 | 0 | 0 | 0 | 0
Commercial_School (ID)_Existing_Food Preparation_Natural Gas_Broiler_E5_Baseline Forecast | Commercial | School (ID) | Existing | Food Preparation | Natural Gas | Broiler | E5 |  | Baseline Forecast | 0 | 0 | 0 | 0 | 0 | 0 | 0 | 0 | 0 | 0 | 0 | 0 | 0 | 0 | 0 | 0 | 0 | 0 | 0 | 0 | 0 | 0 | 0 | 0 | 0 | 0 | 0
Commercial_School (ID)_Existing_Food Preparation_Natural Gas_Broiler_E6_Baseline Forecast | Commercial | School (ID) | Existing | Food Preparation | Natural Gas | Broiler | E6 |  | Baseline Forecast | 0 | 0 | 0 | 0 | 0 | 0 | 0 | 0 | 0 | 0 | 0 | 0 | 0 | 0 | 0 | 0 | 0 | 0 | 0 | 0 | 0 | 0 | 0 | 0 | 0 | 0 | 0
Commercial_School (ID)_Existing_Food Preparation_Natural Gas_Broiler_E7_Baseline Forecast | Commercial | School (ID) | Existing | Food Preparation | Natural Gas | Broiler | E7 |  | Baseline Forecast | 0 | 0 | 0 | 0 | 0 | 0 | 0 | 0 | 0 | 0 | 0 | 0 | 0 | 0 | 0 | 0 | 0 | 0 | 0 | 0 | 0 | 0 | 0 | 0 | 0 | 0 | 0
Commercial_School (ID)_Existing_Food Preparation_Natural Gas_Broiler_E8_Baseline Forecast | Commercial | School (ID) | Existing | Food Preparation | Natural Gas | Broiler | E8 |  | Baseline Forecast | 0 | 0 | 0 | 0 | 0 | 0 | 0 | 0 | 0 | 0 | 0 | 0 | 0 | 0 | 0 | 0 | 0 | 0 | 0 | 0 | 0 | 0 | 0 | 0 | 0 | 0 | 0
Commercial_School (ID)_Existing_Food Preparation_Natural Gas_Broiler_E9_Baseline Forecast | Commercial | School (ID) | Existing | Food Preparation | Natural Gas | Broiler | E9 |  | Baseline Forecast | 0 | 0 | 0 | 0 | 0 | 0 | 0 | 0 | 0 | 0 | 0 | 0 | 0 | 0 | 0 | 0 | 0 | 0 | 0 | 0 | 0 | 0 | 0 | 0 | 0 | 0 | 0
Commercial_School (ID)_Existing_Food Preparation_Natural Gas_Broiler_E10_Baseline Forecast | Commercial | School (ID) | Existing | Food Preparation | Natural Gas | Broiler | E10 |  | Baseline Forecast | 0 | 0 | 0 | 0 | 0 | 0 | 0 | 0 | 0 | 0 | 0 | 0 | 0 | 0 | 0 | 0 | 0 | 0 | 0 | 0 | 0 | 0 | 0 | 0 | 0 | 0 | 0
Commercial_School (ID)_Existing_Food Preparation_Natural Gas_Griddle_E1_Baseline Forecast | Commercial | School (ID) | Existing | Food Preparation | Natural Gas | Griddle | E1 | Standard | Baseline Forecast | 0 | 56430.719 | 63099.804 | 68668.2568 | 73280.7367 | 77063.4087 | 80126.2986 | 82565.3487 | 84464.2116 | 85895.816 | 80279.2263 | 76005.6832 | 72800.5772 | 70437.8756 | 68732.1978 | 67532.1214 | 66714.5332 | 66179.8689 | 65848.1057 | 77519.1324 | 76515.7007 | 75121.305 | 73492.6441 | 71745.5 | 69963.5909 | 68205.7089 | 66511.4506
Commercial_School (ID)_Existing_Food Preparation_Natural Gas_Griddle_E2_Baseline Forecast | Commercial | School (ID) | Existing | Food Preparation | Natural Gas | Griddle | E2 | ENERGY STAR | Baseline Forecast | 0 | 23049.1669 | 25773.1594 | 28047.5978 | 29931.5685 | 31476.6035 | 32727.6431 | 33723.8748 | 34499.4667 | 35084.2066 | 32790.1065 | 31044.5748 | 29735.447 | 28770.3999 | 28073.7146 | 27583.5425 | 27249.5981 | 27031.2141 | 26895.7051 | 31662.7442 | 31252.8919 | 30683.3499 | 30018.1222 | 29304.5 | 28576.678 | 27858.6698 | 27166.6489
Commercial_School (ID)_Existing_Food Preparation_Natural Gas_Griddle_E3_Baseline Forecast | Commercial | School (ID) | Existing | Food Preparation | Natural Gas | Griddle | E3 |  | Baseline Forecast | 0 | 0 | 0 | 0 | 0 | 0 | 0 | 0 | 0 | 0 | 0 | 0 | 0 | 0 | 0 | 0 | 0 | 0 | 0 | 0 | 0 | 0 | 0 | 0 | 0 | 0 | 0
Commercial_School (ID)_Existing_Food Preparation_Natural Gas_Griddle_E4_Baseline Forecast | Commercial | School (ID) | Existing | Food Preparation | Natural Gas | Griddle | E4 |  | Baseline Forecast | 0 | 0 | 0 | 0 | 0 | 0 | 0 | 0 | 0 | 0 | 0 | 0 | 0 | 0 | 0 | 0 | 0 | 0 | 0 | 0 | 0 | 0 | 0 | 0 | 0 | 0 | 0
Commercial_School (ID)_Existing_Food Preparation_Natural Gas_Griddle_E5_Baseline Forecast | Commercial | School (ID) | Existing | Food Preparation | Natural Gas | Griddle | E5 |  | Baseline Forecast | 0 | 0 | 0 | 0 | 0 | 0 | 0 | 0 | 0 | 0 | 0 | 0 | 0 | 0 | 0 | 0 | 0 | 0 | 0 | 0 | 0 | 0 | 0 | 0 | 0 | 0 | 0
Commercial_School (ID)_Existing_Food Preparation_Natural Gas_Griddle_E6_Baseline Forecast | Commercial | School (ID) | Existing | Food Preparation | Natural Gas | Griddle | E6 |  | Baseline Forecast | 0 | 0 | 0 | 0 | 0 | 0 | 0 | 0 | 0 | 0 | 0 | 0 | 0 | 0 | 0 | 0 | 0 | 0 | 0 | 0 | 0 | 0 | 0 | 0 | 0 | 0 | 0
Commercial_School (ID)_Existing_Food Preparation_Natural Gas_Griddle_E7_Baseline Forecast | Commercial | School (ID) | Existing | Food Preparation | Natural Gas | Griddle | E7 |  | Baseline Forecast | 0 | 0 | 0 | 0 | 0 | 0 | 0 | 0 | 0 | 0 | 0 | 0 | 0 | 0 | 0 | 0 | 0 | 0 | 0 | 0 | 0 | 0 | 0 | 0 | 0 | 0 | 0
Commercial_School (ID)_Existing_Food Preparation_Natural Gas_Griddle_E8_Baseline Forecast | Commercial | School (ID) | Existing | Food Preparation | Natural Gas | Griddle | E8 |  | Baseline Forecast | 0 | 0 | 0 | 0 | 0 | 0 | 0 | 0 | 0 | 0 | 0 | 0 | 0 | 0 | 0 | 0 | 0 | 0 | 0 | 0 | 0 | 0 | 0 | 0 | 0 | 0 | 0
Commercial_School (ID)_Existing_Food Preparation_Natural Gas_Griddle_E9_Baseline Forecast | Commercial | School (ID) | Existing | Food Preparation | Natural Gas | Griddle | E9 |  | Baseline Forecast | 0 | 0 | 0 | 0 | 0 | 0 | 0 | 0 | 0 | 0 | 0 | 0 | 0 | 0 | 0 | 0 | 0 | 0 | 0 | 0 | 0 | 0 | 0 | 0 | 0 | 0 | 0
Commercial_School (ID)_Existing_Food Preparation_Natural Gas_Griddle_E10_Baseline Forecast | Commercial | School (ID) | Existing | Food Preparation | Natural Gas | Griddle | E10 |  | Baseline Forecast | 0 | 0 | 0 | 0 | 0 | 0 | 0 | 0 | 0 | 0 | 0 | 0 | 0 | 0 | 0 | 0 | 0 | 0 | 0 | 0 | 0 | 0 | 0 | 0 | 0 | 0 | 0
Commercial_School (ID)_Existing_Food Preparation_Natural Gas_Range_E1_Baseline Forecast | Commercial | School (ID) | Existing | Food Preparation | Natural Gas | Range | E1 | Standard | Baseline Forecast | 0 | 43503.3156 | 55526.0501 | 64581.0674 | 71312.1378 | 76224.7851 | 79715.949 | 82097.2842 | 83613.4597 | 84456.5326 | 73712.9556 | 67312.8743 | 63821.2215 | 62219.971 | 61795.2235 | 70874.1291 | 72186.4432 | 72916.8783 | 73195.7345 | 71249.257 | 68365.1193 | 65295.5795 | 62446.458 | 60005.6981 | 57281.8013 | 56205.8792 | 56050.7492
Commercial_School (ID)_Existing_Food Preparation_Natural Gas_Range_E2_Baseline Forecast | Commercial | School (ID) | Existing | Food Preparation | Natural Gas | Range | E2 | High Efficiency | Baseline Forecast | 0 | 62602.3322 | 79903.3403 | 92933.7312 | 102619.9057 | 109689.3248 | 114713.1949 | 118139.9944 | 120321.8079 | 121535.0103 | 106074.7409 | 96864.868 | 91840.2943 | 89536.0558 | 88924.8338 | 101989.6004 | 103878.0524 | 104929.1664 | 105330.4472 | 102529.4185 | 98379.0742 | 93961.9315 | 89861.9762 | 86349.6631 | 82429.9091 | 80881.6311 | 80658.3952
Commercial_School (ID)_Existing_Food Preparation_Natural Gas_Range_E3_Baseline Forecast | Commercial | School (ID) | Existing | Food Preparation | Natural Gas | Range | E3 |  | Baseline Forecast | 0 | 0 | 0 | 0 | 0 | 0 | 0 | 0 | 0 | 0 | 0 | 0 | 0 | 0 | 0 | 0 | 0 | 0 | 0 | 0 | 0 | 0 | 0 | 0 | 0 | 0 | 0
Commercial_School (ID)_Existing_Food Preparation_Natural Gas_Range_E4_Baseline Forecast | Commercial | School (ID) | Existing | Food Preparation | Natural Gas | Range | E4 |  | Baseline Forecast | 0 | 0 | 0 | 0 | 0 | 0 | 0 | 0 | 0 | 0 | 0 | 0 | 0 | 0 | 0 | 0 | 0 | 0 | 0 | 0 | 0 | 0 | 0 | 0 | 0 | 0 | 0
Commercial_School (ID)_Existing_Food Preparation_Natural Gas_Range_E5_Baseline Forecast | Commercial | School (ID) | Existing | Food Preparation | Natural Gas | Range | E5 |  | Baseline Forecast | 0 | 0 | 0 | 0 | 0 | 0 | 0 | 0 | 0 | 0 | 0 | 0 | 0 | 0 | 0 | 0 | 0 | 0 | 0 | 0 | 0 | 0 | 0 | 0 | 0 | 0 | 0
Commercial_School (ID)_Existing_Food Preparation_Natural Gas_Range_E6_Baseline Forecast | Commercial | School (ID) | Existing | Food Preparation | Natural Gas | Range | E6 |  | Baseline Forecast | 0 | 0 | 0 | 0 | 0 | 0 | 0 | 0 | 0 | 0 | 0 | 0 | 0 | 0 | 0 | 0 | 0 | 0 | 0 | 0 | 0 | 0 | 0 | 0 | 0 | 0 | 0
Commercial_School (ID)_Existing_Food Preparation_Natural Gas_Range_E7_Baseline Forecast | Commercial | School (ID) | Existing | Food Preparation | Natural Gas | Range | E7 |  | Baseline Forecast | 0 | 0 | 0 | 0 | 0 | 0 | 0 | 0 | 0 | 0 | 0 | 0 | 0 | 0 | 0 | 0 | 0 | 0 | 0 | 0 | 0 | 0 | 0 | 0 | 0 | 0 | 0
Commercial_School (ID)_Existing_Food Preparation_Natural Gas_Range_E8_Baseline Forecast | Commercial | School (ID) | Existing | Food Preparation | Natural Gas | Range | E8 |  | Baseline Forecast | 0 | 0 | 0 | 0 | 0 | 0 | 0 | 0 | 0 | 0 | 0 | 0 | 0 | 0 | 0 | 0 | 0 | 0 | 0 | 0 | 0 | 0 | 0 | 0 | 0 | 0 | 0
Commercial_School (ID)_Existing_Food Preparation_Natural Gas_Range_E9_Baseline Forecast | Commercial | School (ID) | Existing | Food Preparation | Natural Gas | Range | E9 |  | Baseline Forecast | 0 | 0 | 0 | 0 | 0 | 0 | 0 | 0 | 0 | 0 | 0 | 0 | 0 | 0 | 0 | 0 | 0 | 0 | 0 | 0 | 0 | 0 | 0 | 0 | 0 | 0 | 0
Commercial_School (ID)_Existing_Food Preparation_Natural Gas_Range_E10_Baseline Forecast | Commercial | School (ID) | Existing | Food Preparation | Natural Gas | Range | E10 |  | Baseline Forecast | 0 | 0 | 0 | 0 | 0 | 0 | 0 | 0 | 0 | 0 | 0 | 0 | 0 | 0 | 0 | 0 | 0 | 0 | 0 | 0 | 0 | 0 | 0 | 0 | 0 | 0 | 0
Commercial_School (ID)_Existing_Food Preparation_Natural Gas_Steamer_E1_Baseline Forecast | Commercial | School (ID) | Existing | Food Preparation | Natural Gas | Steamer | E1 | Standard | Baseline Forecast | 0 | 17662.1969 | 19749.5474 | 21492.4121 | 22936.0678 | 24120.0027 | 25078.6537 | 25842.0497 | 26436.373 | 26884.4495 | 25126.5184 | 23788.9462 | 22785.7832 | 22046.2834 | 21512.425 | 21136.8142 | 20880.9181 | 20713.574 | 20609.7357 | 24262.6392 | 23948.5761 | 23512.1455 | 23002.3925 | 22455.5555 | 21897.8375 | 21347.6397 | 20817.3554
Commercial_School (ID)_Existing_Food Preparation_Natural Gas_Steamer_E2_Baseline Forecast | Commercial | School (ID) | Existing | Food Preparation | Natural Gas | Steamer | E2 | ENERGY STAR | Baseline Forecast | 0 | 17662.1969 | 19749.5474 | 21492.4121 | 22936.0678 | 24120.0027 | 25078.6537 | 25842.0497 | 26436.373 | 26884.4495 | 25126.5184 | 23788.9462 | 22785.7832 | 22046.2834 | 21512.425 | 21136.8142 | 20880.9181 | 20713.574 | 20609.7357 | 24262.6392 | 23948.5761 | 23512.1455 | 23002.3925 | 22455.5555 | 21897.8375 | 21347.6397 | 20817.3554
Commercial_School (ID)_Existing_Food Preparation_Natural Gas_Steamer_E3_Baseline Forecast | Commercial | School (ID) | Existing | Food Preparation | Natural Gas | Steamer | E3 |  | Baseline Forecast | 0 | 0 | 0 | 0 | 0 | 0 | 0 | 0 | 0 | 0 | 0 | 0 | 0 | 0 | 0 | 0 | 0 | 0 | 0 | 0 | 0 | 0 | 0 | 0 | 0 | 0 | 0
Commercial_School (ID)_Existing_Food Preparation_Natural Gas_Steamer_E4_Baseline Forecast | Commercial | School (ID) | Existing | Food Preparation | Natural Gas | Steamer | E4 |  | Baseline Forecast | 0 | 0 | 0 | 0 | 0 | 0 | 0 | 0 | 0 | 0 | 0 | 0 | 0 | 0 | 0 | 0 | 0 | 0 | 0 | 0 | 0 | 0 | 0 | 0 | 0 | 0 | 0
Commercial_School (ID)_Existing_Food Preparation_Natural Gas_Steamer_E5_Baseline Forecast | Commercial | School (ID) | Existing | Food Preparation | Natural Gas | Steamer | E5 |  | Baseline Forecast | 0 | 0 | 0 | 0 | 0 | 0 | 0 | 0 | 0 | 0 | 0 | 0 | 0 | 0 | 0 | 0 | 0 | 0 | 0 | 0 | 0 | 0 | 0 | 0 | 0 | 0 | 0
Commercial_School (ID)_Existing_Food Preparation_Natural Gas_Steamer_E6_Baseline Forecast | Commercial | School (ID) | Existing | Food Preparation | Natural Gas | Steamer | E6 |  | Baseline Forecast | 0 | 0 | 0 | 0 | 0 | 0 | 0 | 0 | 0 | 0 | 0 | 0 | 0 | 0 | 0 | 0 | 0 | 0 | 0 | 0 | 0 | 0 | 0 | 0 | 0 | 0 | 0
Commercial_School (ID)_Existing_Food Preparation_Natural Gas_Steamer_E7_Baseline Forecast | Commercial | School (ID) | Existing | Food Preparation | Natural Gas | Steamer | E7 |  | Baseline Forecast | 0 | 0 | 0 | 0 | 0 | 0 | 0 | 0 | 0 | 0 | 0 | 0 | 0 | 0 | 0 | 0 | 0 | 0 | 0 | 0 | 0 | 0 | 0 | 0 | 0 | 0 | 0
Commercial_School (ID)_Existing_Food Preparation_Natural Gas_Steamer_E8_Baseline Forecast | Commercial | School (ID) | Existing | Food Preparation | Natural Gas | Steamer | E8 |  | Baseline Forecast | 0 | 0 | 0 | 0 | 0 | 0 | 0 | 0 | 0 | 0 | 0 | 0 | 0 | 0 | 0 | 0 | 0 | 0 | 0 | 0 | 0 | 0 | 0 | 0 | 0 | 0 | 0
Commercial_School (ID)_Existing_Food Preparation_Natural Gas_Steamer_E9_Baseline Forecast | Commercial | School (ID) | Existing | Food Preparation | Natural Gas | Steamer | E9 |  | Baseline Forecast | 0 | 0 | 0 | 0 | 0 | 0 | 0 | 0 | 0 | 0 | 0 | 0 | 0 | 0 | 0 | 0 | 0 | 0 | 0 | 0 | 0 | 0 | 0 | 0 | 0 | 0 | 0
Commercial_School (ID)_Existing_Food Preparation_Natural Gas_Steamer_E10_Baseline Forecast | Commercial | School (ID) | Existing | Food Preparation | Natural Gas | Steamer | E10 |  | Baseline Forecast | 0 | 0 | 0 | 0 | 0 | 0 | 0 | 0 | 0 | 0 | 0 | 0 | 0 | 0 | 0 | 0 | 0 | 0 | 0 | 0 | 0 | 0 | 0 | 0 | 0 | 0 | 0
Commercial_School (ID)_Existing_Food Preparation_Natural Gas_Food Prep Other_E1_Baseline Forecast | Commercial | School (ID) | Existing | Food Preparation | Natural Gas | Food Prep Other | E1 | Standard | Baseline Forecast | 0 | 3528.9069 | 4504.1685 | 5238.6944 | 5784.7062 | 6183.2108 | 6466.4075 | 6659.5769 | 6782.5662 | 6850.9547 | 5979.456 | 5460.2935 | 5177.0572 | 5047.1667 | 5012.712 | 5749.1757 | 5855.6282 | 5914.8797 | 5937.5 | 5779.6054 | 5545.6496 | 5296.6543 | 5065.5389 | 4867.5491 | 4646.5917 | 4559.315 | 4546.7311
Commercial_School (ID)_Existing_Food Preparation_Natural Gas_Food Prep Other_E2_Baseline Forecast | Commercial | School (ID) | Existing | Food Preparation | Natural Gas | Food Prep Other | E2 | ENERGY STAR | Baseline Forecast | 0 | 1239.8862 | 1582.5457 | 1840.6224 | 2032.4643 | 2172.4795 | 2271.981 | 2339.8513 | 2383.0638 | 2407.0922 | 2100.8899 | 1918.4815 | 1818.966 | 1773.3289 | 1761.2231 | 2019.9807 | 2057.3829 | 2078.201 | 2086.1486 | 2030.6722 | 1948.4715 | 1860.9866 | 1779.784 | 1710.22 | 1632.5863 | 1601.9215 | 1597.5001
Commercial_School (ID)_Existing_Food Preparation_Natural Gas_Food Prep Other_E3_Baseline Forecast | Commercial | School (ID) | Existing | Food Preparation | Natural Gas | Food Prep Other | E3 |  | Baseline Forecast | 0 | 0 | 0 | 0 | 0 | 0 | 0 | 0 | 0 | 0 | 0 | 0 | 0 | 0 | 0 | 0 | 0 | 0 | 0 | 0 | 0 | 0 | 0 | 0 | 0 | 0 | 0
Commercial_School (ID)_Existing_Food Preparation_Natural Gas_Food Prep Other_E4_Baseline Forecast | Commercial | School (ID) | Existing | Food Preparation | Natural Gas | Food Prep Other | E4 |  | Baseline Forecast | 0 | 0 | 0 | 0 | 0 | 0 | 0 | 0 | 0 | 0 | 0 | 0 | 0 | 0 | 0 | 0 | 0 | 0 | 0 | 0 | 0 | 0 | 0 | 0 | 0 | 0 | 0
Commercial_School (ID)_Existing_Food Preparation_Natural Gas_Food Prep Other_E5_Baseline Forecast | Commercial | School (ID) | Existing | Food Preparation | Natural Gas | Food Prep Other | E5 |  | Baseline Forecast | 0 | 0 | 0 | 0 | 0 | 0 | 0 | 0 | 0 | 0 | 0 | 0 | 0 | 0 | 0 | 0 | 0 | 0 | 0 | 0 | 0 | 0 | 0 | 0 | 0 | 0 | 0
Commercial_School (ID)_Existing_Food Preparation_Natural Gas_Food Prep Other_E6_Baseline Forecast | Commercial | School (ID) | Existing | Food Preparation | Natural Gas | Food Prep Other | E6 |  | Baseline Forecast | 0 | 0 | 0 | 0 | 0 | 0 | 0 | 0 | 0 | 0 | 0 | 0 | 0 | 0 | 0 | 0 | 0 | 0 | 0 | 0 | 0 | 0 | 0 | 0 | 0 | 0 | 0
Commercial_School (ID)_Existing_Food Preparation_Natural Gas_Food Prep Other_E7_Baseline Forecast | Commercial | School (ID) | Existing | Food Preparation | Natural Gas | Food Prep Other | E7 |  | Baseline Forecast | 0 | 0 | 0 | 0 | 0 | 0 | 0 | 0 | 0 | 0 | 0 | 0 | 0 | 0 | 0 | 0 | 0 | 0 | 0 | 0 | 0 | 0 | 0 | 0 | 0 | 0 | 0
Commercial_School (ID)_Existing_Food Preparation_Natural Gas_Food Prep Other_E8_Baseline Forecast | Commercial | School (ID) | Existing | Food Preparation | Natural Gas | Food Prep Other | E8 |  | Baseline Forecast | 0 | 0 | 0 | 0 | 0 | 0 | 0 | 0 | 0 | 0 | 0 | 0 | 0 | 0 | 0 | 0 | 0 | 0 | 0 | 0 | 0 | 0 | 0 | 0 | 0 | 0 | 0
Commercial_School (ID)_Existing_Food Preparation_Natural Gas_Food Prep Other_E9_Baseline Forecast | Commercial | School (ID) | Existing | Food Preparation | Natural Gas | Food Prep Other | E9 |  | Baseline Forecast | 0 | 0 | 0 | 0 | 0 | 0 | 0 | 0 | 0 | 0 | 0 | 0 | 0 | 0 | 0 | 0 | 0 | 0 | 0 | 0 | 0 | 0 | 0 | 0 | 0 | 0 | 0
Commercial_School (ID)_Existing_Food Preparation_Natural Gas_Food Prep Other_E10_Baseline Forecast | Commercial | School (ID) | Existing | Food Preparation | Natural Gas | Food Prep Other | E10 |  | Baseline Forecast | 0 | 0 | 0 | 0 | 0 | 0 | 0 | 0 | 0 | 0 | 0 | 0 | 0 | 0 | 0 | 0 | 0 | 0 | 0 | 0 | 0 | 0 | 0 | 0 | 0 | 0 | 0
Commercial_School (ID)_Existing_Miscellaneous_Natural Gas_Pool Heater_E1_Baseline Forecast | Commercial | School (ID) | Existing | Miscellaneous | Natural Gas | Pool Heater | E1 | Standard (EF .82) | Baseline Forecast | 0 | 2981.8622 | 2830.0583 | 2701.9516 | 2592.6192 | 2498.1916 | 2506.3087 | 2484.985 | 2444.8609 | 2393.3957 | 2335.7421 | 2942.5751 | 2743.3943 | 2584.1939 | 2453.3467 | 2342.8708 | 2388.8247 | 2382.1836 | 2343.7317 | 2287.0203 | 2220.7634 | 2321.8675 | 2226.6054 | 2152.6985 | 2089.8551 | 2032.3305 | 2039.2902
Commercial_School (ID)_Existing_Miscellaneous_Natural Gas_Pool Heater_E2_Baseline Forecast | Commercial | School (ID) | Existing | Miscellaneous | Natural Gas | Pool Heater | E2 | Condensing (EF .90) | Baseline Forecast | 0 | 331.318 | 314.4509 | 300.2168 | 288.0688 | 277.5768 | 278.4787 | 276.1094 | 271.6512 | 265.9329 | 259.5269 | 326.9528 | 304.8216 | 287.1327 | 272.5941 | 260.319 | 265.425 | 264.6871 | 260.4146 | 254.1134 | 246.7515 | 257.9853 | 247.4006 | 239.1887 | 232.2061 | 225.8145 | 226.5878
Commercial_School (ID)_Existing_Miscellaneous_Natural Gas_Pool Heater_E3_Baseline Forecast | Commercial | School (ID) | Existing | Miscellaneous | Natural Gas | Pool Heater | E3 |  | Baseline Forecast | 0 | 0 | 0 | 0 | 0 | 0 | 0 | 0 | 0 | 0 | 0 | 0 | 0 | 0 | 0 | 0 | 0 | 0 | 0 | 0 | 0 | 0 | 0 | 0 | 0 | 0 | 0
Commercial_School (ID)_Existing_Miscellaneous_Natural Gas_Pool Heater_E4_Baseline Forecast | Commercial | School (ID) | Existing | Miscellaneous | Natural Gas | Pool Heater | E4 |  | Baseline Forecast | 0 | 0 | 0 | 0 | 0 | 0 | 0 | 0 | 0 | 0 | 0 | 0 | 0 | 0 | 0 | 0 | 0 | 0 | 0 | 0 | 0 | 0 | 0 | 0 | 0 | 0 | 0
Commercial_School (ID)_Existing_Miscellaneous_Natural Gas_Pool Heater_E5_Baseline Forecast | Commercial | School (ID) | Existing | Miscellaneous | Natural Gas | Pool Heater | E5 |  | Baseline Forecast | 0 | 0 | 0 | 0 | 0 | 0 | 0 | 0 | 0 | 0 | 0 | 0 | 0 | 0 | 0 | 0 | 0 | 0 | 0 | 0 | 0 | 0 | 0 | 0 | 0 | 0 | 0
Commercial_School (ID)_Existing_Miscellaneous_Natural Gas_Pool Heater_E6_Baseline Forecast | Commercial | School (ID) | Existing | Miscellaneous | Natural Gas | Pool Heater | E6 |  | Baseline Forecast | 0 | 0 | 0 | 0 | 0 | 0 | 0 | 0 | 0 | 0 | 0 | 0 | 0 | 0 | 0 | 0 | 0 | 0 | 0 | 0 | 0 | 0 | 0 | 0 | 0 | 0 | 0
Commercial_School (ID)_Existing_Miscellaneous_Natural Gas_Pool Heater_E7_Baseline Forecast | Commercial | School (ID) | Existing | Miscellaneous | Natural Gas | Pool Heater | E7 |  | Baseline Forecast | 0 | 0 | 0 | 0 | 0 | 0 | 0 | 0 | 0 | 0 | 0 | 0 | 0 | 0 | 0 | 0 | 0 | 0 | 0 | 0 | 0 | 0 | 0 | 0 | 0 | 0 | 0
Commercial_School (ID)_Existing_Miscellaneous_Natural Gas_Pool Heater_E8_Baseline Forecast | Commercial | School (ID) | Existing | Miscellaneous | Natural Gas | Pool Heater | E8 |  | Baseline Forecast | 0 | 0 | 0 | 0 | 0 | 0 | 0 | 0 | 0 | 0 | 0 | 0 | 0 | 0 | 0 | 0 | 0 | 0 | 0 | 0 | 0 | 0 | 0 | 0 | 0 | 0 | 0
Commercial_School (ID)_Existing_Miscellaneous_Natural Gas_Pool Heater_E9_Baseline Forecast | Commercial | School (ID) | Existing | Miscellaneous | Natural Gas | Pool Heater | E9 |  | Baseline Forecast | 0 | 0 | 0 | 0 | 0 | 0 | 0 | 0 | 0 | 0 | 0 | 0 | 0 | 0 | 0 | 0 | 0 | 0 | 0 | 0 | 0 | 0 | 0 | 0 | 0 | 0 | 0
Commercial_School (ID)_Existing_Miscellaneous_Natural Gas_Pool Heater_E10_Baseline Forecast | Commercial | School (ID) | Existing | Miscellaneous | Natural Gas | Pool Heater | E10 |  | Baseline Forecast | 0 | 0 | 0 | 0 | 0 | 0 | 0 | 0 | 0 | 0 | 0 | 0 | 0 | 0 | 0 | 0 | 0 | 0 | 0 | 0 | 0 | 0 | 0 | 0 | 0 | 0 | 0
Commercial_School (ID)_Existing_Miscellaneous_Natural Gas_Miscellaneous_E1_Baseline Forecast | Commercial | School (ID) | Existing | Miscellaneous | Natural Gas | Miscellaneous | E1 | Standard | Baseline Forecast | 0 | 779186.7389 | 910737.7468 | 1016809.1249 | 961054.8322 | 931920.7896 | 921744.2507 | 905641.7973 | 888151.5516 | 872056.561 | 856334.5415 | 1029702.2677 | 1019800.3294 | 1003742.4545 | 974891.8812 | 955483.576 | 941448.2293 | 924253.9138 | 906752.2179 | 890387.1065 | 874309.6208 | 904200.6887 | 883462.1338 | 862299.0989 | 845357.4026 | 830458.671 | 816276.5922
Commercial_School (ID)_Existing_Miscellaneous_Natural Gas_Miscellaneous_E2_Baseline Forecast | Commercial | School (ID) | Existing | Miscellaneous | Natural Gas | Miscellaneous | E2 |  | Baseline Forecast | 0 | 0 | 0 | 0 | 0 | 0 | 0 | 0 | 0 | 0 | 0 | 0 | 0 | 0 | 0 | 0 | 0 | 0 | 0 | 0 | 0 | 0 | 0 | 0 | 0 | 0 | 0
Commercial_School (ID)_Existing_Miscellaneous_Natural Gas_Miscellaneous_E3_Baseline Forecast | Commercial | School (ID) | Existing | Miscellaneous | Natural Gas | Miscellaneous | E3 |  | Baseline Forecast | 0 | 0 | 0 | 0 | 0 | 0 | 0 | 0 | 0 | 0 | 0 | 0 | 0 | 0 | 0 | 0 | 0 | 0 | 0 | 0 | 0 | 0 | 0 | 0 | 0 | 0 | 0
Commercial_School (ID)_Existing_Miscellaneous_Natural Gas_Miscellaneous_E4_Baseline Forecast | Commercial | School (ID) | Existing | Miscellaneous | Natural Gas | Miscellaneous | E4 |  | Baseline Forecast | 0 | 0 | 0 | 0 | 0 | 0 | 0 | 0 | 0 | 0 | 0 | 0 | 0 | 0 | 0 | 0 | 0 | 0 | 0 | 0 | 0 | 0 | 0 | 0 | 0 | 0 | 0
Commercial_School (ID)_Existing_Miscellaneous_Natural Gas_Miscellaneous_E5_Baseline Forecast | Commercial | School (ID) | Existing | Miscellaneous | Natural Gas | Miscellaneous | E5 |  | Baseline Forecast | 0 | 0 | 0 | 0 | 0 | 0 | 0 | 0 | 0 | 0 | 0 | 0 | 0 | 0 | 0 | 0 | 0 | 0 | 0 | 0 | 0 | 0 | 0 | 0 | 0 | 0 | 0
Commercial_School (ID)_Existing_Miscellaneous_Natural Gas_Miscellaneous_E6_Baseline Forecast | Commercial | School (ID) | Existing | Miscellaneous | Natural Gas | Miscellaneous | E6 |  | Baseline Forecast | 0 | 0 | 0 | 0 | 0 | 0 | 0 | 0 | 0 | 0 | 0 | 0 | 0 | 0 | 0 | 0 | 0 | 0 | 0 | 0 | 0 | 0 | 0 | 0 | 0 | 0 | 0
Commercial_School (ID)_Existing_Miscellaneous_Natural Gas_Miscellaneous_E7_Baseline Forecast | Commercial | School (ID) | Existing | Miscellaneous | Natural Gas | Miscellaneous | E7 |  | Baseline Forecast | 0 | 0 | 0 | 0 | 0 | 0 | 0 | 0 | 0 | 0 | 0 | 0 | 0 | 0 | 0 | 0 | 0 | 0 | 0 | 0 | 0 | 0 | 0 | 0 | 0 | 0 | 0
Commercial_School (ID)_Existing_Miscellaneous_Natural Gas_Miscellaneous_E8_Baseline Forecast | Commercial | School (ID) | Existing | Miscellaneous | Natural Gas | Miscellaneous | E8 |  | Baseline Forecast | 0 | 0 | 0 | 0 | 0 | 0 | 0 | 0 | 0 | 0 | 0 | 0 | 0 | 0 | 0 | 0 | 0 | 0 | 0 | 0 | 0 | 0 | 0 | 0 | 0 | 0 | 0
Commercial_School (ID)_Existing_Miscellaneous_Natural Gas_Miscellaneous_E9_Baseline Forecast | Commercial | School (ID) | Existing | Miscellaneous | Natural Gas | Miscellaneous | E9 |  | Baseline Forecast | 0 | 0 | 0 | 0 | 0 | 0 | 0 | 0 | 0 | 0 | 0 | 0 | 0 | 0 | 0 | 0 | 0 | 0 | 0 | 0 | 0 | 0 | 0 | 0 | 0 | 0 | 0
Commercial_School (ID)_Existing_Miscellaneous_Natural Gas_Miscellaneous_E10_Baseline Forecast | Commercial | School (ID) | Existing | Miscellaneous | Natural Gas | Miscellaneous | E10 |  | Baseline Forecast | 0 | 0 | 0 | 0 | 0 | 0 | 0 | 0 | 0 | 0 | 0 | 0 | 0 | 0 | 0 | 0 | 0 | 0 | 0 | 0 | 0 | 0 | 0 | 0 | 0 | 0 | 0
Commercial_School (ID)_New_Space Heating_Natural Gas_Furnace_E1_Baseline Forecast | Commercial | School (ID) | New | Space Heating | Natural Gas | Furnace | E1 | AFUE 80% (Standard) | Baseline Forecast | 0 | 53763.2266 | 50241.931 | 59994.765 | 61288.1836 | 55458.702 | 48521.5341 | 46923.1138 | 45531.7303 | 43808.1274 | 43110.4037 | 43071.7978 | 47264.4435 | 50769.1806 | 55099.196 | 59007.4981 | 61852.3975 | 63638.5245 | 65259.9243 | 66359.1654 | 66891.5647 | 67539.7329 | 68316.5683 | 86812.6277 | 85115.4661 | 90454.9467 | 87288.4969
Commercial_School (ID)_New_Space Heating_Natural Gas_Furnace_E2_Baseline Forecast | Commercial | School (ID) | New | Space Heating | Natural Gas | Furnace | E2 | AFUE 90% | Baseline Forecast | 0 | 0 | 0 | 0 | 0 | 0 | 0 | 0 | 0 | 0 | 0 | 0 | 0 | 0 | 0 | 0 | 0 | 0 | 0 | 0 | 0 | 0 | 0 | 0 | 0 | 0 | 0
Commercial_School (ID)_New_Space Heating_Natural Gas_Furnace_E3_Baseline Forecast | Commercial | School (ID) | New | Space Heating | Natural Gas | Furnace | E3 | AFUE 96% | Baseline Forecast | 0 | 0 | 0 | 0 | 0 | 0 | 0 | 0 | 0 | 0 | 0 | 0 | 0 | 0 | 0 | 0 | 0 | 0 | 0 | 0 | 0 | 0 | 0 | 0 | 0 | 0 | 0
Commercial_School (ID)_New_Space Heating_Natural Gas_Furnace_E4_Baseline Forecast | Commercial | School (ID) | New | Space Heating | Natural Gas | Furnace | E4 |  | Baseline Forecast | 0 | 0 | 0 | 0 | 0 | 0 | 0 | 0 | 0 | 0 | 0 | 0 | 0 | 0 | 0 | 0 | 0 | 0 | 0 | 0 | 0 | 0 | 0 | 0 | 0 | 0 | 0
Commercial_School (ID)_New_Space Heating_Natural Gas_Furnace_E5_Baseline Forecast | Commercial | School (ID) | New | Space Heating | Natural Gas | Furnace | E5 |  | Baseline Forecast | 0 | 0 | 0 | 0 | 0 | 0 | 0 | 0 | 0 | 0 | 0 | 0 | 0 | 0 | 0 | 0 | 0 | 0 | 0 | 0 | 0 | 0 | 0 | 0 | 0 | 0 | 0
Commercial_School (ID)_New_Space Heating_Natural Gas_Furnace_E6_Baseline Forecast | Commercial | School (ID) | New | Space Heating | Natural Gas | Furnace | E6 |  | Baseline Forecast | 0 | 0 | 0 | 0 | 0 | 0 | 0 | 0 | 0 | 0 | 0 | 0 | 0 | 0 | 0 | 0 | 0 | 0 | 0 | 0 | 0 | 0 | 0 | 0 | 0 | 0 | 0
Commercial_School (ID)_New_Space Heating_Natural Gas_Furnace_E7_Baseline Forecast | Commercial | School (ID) | New | Space Heating | Natural Gas | Furnace | E7 |  | Baseline Forecast | 0 | 0 | 0 | 0 | 0 | 0 | 0 | 0 | 0 | 0 | 0 | 0 | 0 | 0 | 0 | 0 | 0 | 0 | 0 | 0 | 0 | 0 | 0 | 0 | 0 | 0 | 0
Commercial_School (ID)_New_Space Heating_Natural Gas_Furnace_E8_Baseline Forecast | Commercial | School (ID) | New | Space Heating | Natural Gas | Furnace | E8 |  | Baseline Forecast | 0 | 0 | 0 | 0 | 0 | 0 | 0 | 0 | 0 | 0 | 0 | 0 | 0 | 0 | 0 | 0 | 0 | 0 | 0 | 0 | 0 | 0 | 0 | 0 | 0 | 0 | 0
Commercial_School (ID)_New_Space Heating_Natural Gas_Furnace_E9_Baseline Forecast | Commercial | School (ID) | New | Space Heating | Natural Gas | Furnace | E9 |  | Baseline Forecast | 0 | 0 | 0 | 0 | 0 | 0 | 0 | 0 | 0 | 0 | 0 | 0 | 0 | 0 | 0 | 0 | 0 | 0 | 0 | 0 | 0 | 0 | 0 | 0 | 0 | 0 | 0
Commercial_School (ID)_New_Space Heating_Natural Gas_Furnace_E10_Baseline Forecast | Commercial | School (ID) | New | Space Heating | Natural Gas | Furnace | E10 |  | Baseline Forecast | 0 | 0 | 0 | 0 | 0 | 0 | 0 | 0 | 0 | 0 | 0 | 0 | 0 | 0 | 0 | 0 | 0 | 0 | 0 | 0 | 0 | 0 | 0 | 0 | 0 | 0 | 0
Commercial_School (ID)_New_Space Heating_Natural Gas_Boiler_E1_Baseline Forecast | Commercial | School (ID) | New | Space Heating | Natural Gas | Boiler | E1 | AFUE 80% (Standard) | Baseline Forecast | 0 | 131020.9462 | 122439.5513 | 146207.2012 | 149359.2613 | 135152.8188 | 83024.4509 | 80289.4185 | 77908.6436 | 74959.4132 | 73765.5489 | 64145.8532 | 63110.9241 | 62189.9743 | 61735.893 | 61106.1649 | 60268.3708 | 59254.3168 | 58545.355 | 57531.1023 | 56147.0515 | 55227.7804 | 54676.682 | 54589.8143 | 53650.3997 | 56160.9174 | 49983.5259
Commercial_School (ID)_New_Space Heating_Natural Gas_Boiler_E2_Baseline Forecast | Commercial | School (ID) | New | Space Heating | Natural Gas | Boiler | E2 | AFUE 85% | Baseline Forecast | 0 | 0 | 0 | 0 | 0 | 0 | 0 | 0 | 0 | 0 | 0 | 0 | 0 | 0 | 0 | 0 | 0 | 0 | 0 | 0 | 0 | 0 | 0 | 0 | 0 | 0 | 0
Commercial_School (ID)_New_Space Heating_Natural Gas_Boiler_E3_Baseline Forecast | Commercial | School (ID) | New | Space Heating | Natural Gas | Boiler | E3 | AFUE 97% | Baseline Forecast | 0 | 0 | 0 | 0 | 0 | 0 | 35222.4943 | 34062.1775 | 33052.1518 | 31800.9632 | 31294.4753 | 40820.0884 | 40161.4972 | 39575.4382 | 39286.4774 | 38885.7413 | 38352.5996 | 37707.2925 | 37256.135 | 36610.7015 | 35729.9418 | 35144.9512 | 34794.2522 | 34738.9727 | 34141.1634 | 35738.7656 | 31807.6983
Commercial_School (ID)_New_Space Heating_Natural Gas_Boiler_E4_Baseline Forecast | Commercial | School (ID) | New | Space Heating | Natural Gas | Boiler | E4 | Convert to NG Air Source Heat Pump | Baseline Forecast | 0 | 0 | 0 | 0 | 0 | 0 | 0 | 0 | 0 | 0 | 0 | 0 | 0 | 0 | 0 | 0 | 0 | 0 | 0 | 0 | 0 | 0 | 0 | 0 | 0 | 0 | 0
Commercial_School (ID)_New_Space Heating_Natural Gas_Boiler_E5_Baseline Forecast | Commercial | School (ID) | New | Space Heating | Natural Gas | Boiler | E5 |  | Baseline Forecast | 0 | 0 | 0 | 0 | 0 | 0 | 0 | 0 | 0 | 0 | 0 | 0 | 0 | 0 | 0 | 0 | 0 | 0 | 0 | 0 | 0 | 0 | 0 | 0 | 0 | 0 | 0
Commercial_School (ID)_New_Space Heating_Natural Gas_Boiler_E6_Baseline Forecast | Commercial | School (ID) | New | Space Heating | Natural Gas | Boiler | E6 |  | Baseline Forecast | 0 | 0 | 0 | 0 | 0 | 0 | 0 | 0 | 0 | 0 | 0 | 0 | 0 | 0 | 0 | 0 | 0 | 0 | 0 | 0 | 0 | 0 | 0 | 0 | 0 | 0 | 0
Commercial_School (ID)_New_Space Heating_Natural Gas_Boiler_E7_Baseline Forecast | Commercial | School (ID) | New | Space Heating | Natural Gas | Boiler | E7 |  | Baseline Forecast | 0 | 0 | 0 | 0 | 0 | 0 | 0 | 0 | 0 | 0 | 0 | 0 | 0 | 0 | 0 | 0 | 0 | 0 | 0 | 0 | 0 | 0 | 0 | 0 | 0 | 0 | 0
Commercial_School (ID)_New_Space Heating_Natural Gas_Boiler_E8_Baseline Forecast | Commercial | School (ID) | New | Space Heating | Natural Gas | Boiler | E8 |  | Baseline Forecast | 0 | 0 | 0 | 0 | 0 | 0 | 0 | 0 | 0 | 0 | 0 | 0 | 0 | 0 | 0 | 0 | 0 | 0 | 0 | 0 | 0 | 0 | 0 | 0 | 0 | 0 | 0
Commercial_School (ID)_New_Space Heating_Natural Gas_Boiler_E9_Baseline Forecast | Commercial | School (ID) | New | Space Heating | Natural Gas | Boiler | E9 |  | Baseline Forecast | 0 | 0 | 0 | 0 | 0 | 0 | 0 | 0 | 0 | 0 | 0 | 0 | 0 | 0 | 0 | 0 | 0 | 0 | 0 | 0 | 0 | 0 | 0 | 0 | 0 | 0 | 0
Commercial_School (ID)_New_Space Heating_Natural Gas_Boiler_E10_Baseline Forecast | Commercial | School (ID) | New | Space Heating | Natural Gas | Boiler | E10 |  | Baseline Forecast | 0 | 0 | 0 | 0 | 0 | 0 | 0 | 0 | 0 | 0 | 0 | 0 | 0 | 0 | 0 | 0 | 0 | 0 | 0 | 0 | 0 | 0 | 0 | 0 | 0 | 0 | 0
Commercial_School (ID)_New_Space Heating_Natural Gas_Unit Heater_E1_Baseline Forecast | Commercial | School (ID) | New | Space Heating | Natural Gas | Unit Heater | E1 | Standard | Baseline Forecast | 0 | 8967.4443 | 8380.1094 | 10006.8346 | 10222.5705 | 9250.2414 | 8093.1555 | 7826.5468 | 7594.4708 | 7306.9823 | 7190.6053 | 7184.1661 | 7068.2567 | 6965.1128 | 6914.2569 | 6843.729 | 6749.8983 | 7451.5491 | 8059.8643 | 8719.3521 | 9286.7557 | 9752.1458 | 10101.9129 | 10442.0274 | 10633.7571 | 11158.7401 | 10677.9558
Commercial_School (ID)_New_Space Heating_Natural Gas_Unit Heater_E2_Baseline Forecast | Commercial | School (ID) | New | Space Heating | Natural Gas | Unit Heater | E2 | Condensing | Baseline Forecast | 0 | 0 | 0 | 0 | 0 | 0 | 0 | 0 | 0 | 0 | 0 | 0 | 0 | 0 | 0 | 0 | 0 | 0 | 0 | 0 | 0 | 0 | 0 | 0 | 0 | 0 | 0
Commercial_School (ID)_New_Space Heating_Natural Gas_Unit Heater_E3_Baseline Forecast | Commercial | School (ID) | New | Space Heating | Natural Gas | Unit Heater | E3 | Infrared Radiant | Baseline Forecast | 0 | 0 | 0 | 0 | 0 | 0 | 0 | 0 | 0 | 0 | 0 | 0 | 0 | 0 | 0 | 0 | 0 | 0 | 0 | 0 | 0 | 0 | 0 | 0 | 0 | 0 | 0
Commercial_School (ID)_New_Space Heating_Natural Gas_Unit Heater_E4_Baseline Forecast | Commercial | School (ID) | New | Space Heating | Natural Gas | Unit Heater | E4 |  | Baseline Forecast | 0 | 0 | 0 | 0 | 0 | 0 | 0 | 0 | 0 | 0 | 0 | 0 | 0 | 0 | 0 | 0 | 0 | 0 | 0 | 0 | 0 | 0 | 0 | 0 | 0 | 0 | 0
Commercial_School (ID)_New_Space Heating_Natural Gas_Unit Heater_E5_Baseline Forecast | Commercial | School (ID) | New | Space Heating | Natural Gas | Unit Heater | E5 |  | Baseline Forecast | 0 | 0 | 0 | 0 | 0 | 0 | 0 | 0 | 0 | 0 | 0 | 0 | 0 | 0 | 0 | 0 | 0 | 0 | 0 | 0 | 0 | 0 | 0 | 0 | 0 | 0 | 0
Commercial_School (ID)_New_Space Heating_Natural Gas_Unit Heater_E6_Baseline Forecast | Commercial | School (ID) | New | Space Heating | Natural Gas | Unit Heater | E6 |  | Baseline Forecast | 0 | 0 | 0 | 0 | 0 | 0 | 0 | 0 | 0 | 0 | 0 | 0 | 0 | 0 | 0 | 0 | 0 | 0 | 0 | 0 | 0 | 0 | 0 | 0 | 0 | 0 | 0
Commercial_School (ID)_New_Space Heating_Natural Gas_Unit Heater_E7_Baseline Forecast | Commercial | School (ID) | New | Space Heating | Natural Gas | Unit Heater | E7 |  | Baseline Forecast | 0 | 0 | 0 | 0 | 0 | 0 | 0 | 0 | 0 | 0 | 0 | 0 | 0 | 0 | 0 | 0 | 0 | 0 | 0 | 0 | 0 | 0 | 0 | 0 | 0 | 0 | 0
Commercial_School (ID)_New_Space Heating_Natural Gas_Unit Heater_E8_Baseline Forecast | Commercial | School (ID) | New | Space Heating | Natural Gas | Unit Heater | E8 |  | Baseline Forecast | 0 | 0 | 0 | 0 | 0 | 0 | 0 | 0 | 0 | 0 | 0 | 0 | 0 | 0 | 0 | 0 | 0 | 0 | 0 | 0 | 0 | 0 | 0 | 0 | 0 | 0 | 0
Commercial_School (ID)_New_Space Heating_Natural Gas_Unit Heater_E9_Baseline Forecast | Commercial | School (ID) | New | Space Heating | Natural Gas | Unit Heater | E9 |  | Baseline Forecast | 0 | 0 | 0 | 0 | 0 | 0 | 0 | 0 | 0 | 0 | 0 | 0 | 0 | 0 | 0 | 0 | 0 | 0 | 0 | 0 | 0 | 0 | 0 | 0 | 0 | 0 | 0
Commercial_School (ID)_New_Space Heating_Natural Gas_Unit Heater_E10_Baseline Forecast | Commercial | School (ID) | New | Space Heating | Natural Gas | Unit Heater | E10 |  | Baseline Forecast | 0 | 0 | 0 | 0 | 0 | 0 | 0 | 0 | 0 | 0 | 0 | 0 | 0 | 0 | 0 | 0 | 0 | 0 | 0 | 0 | 0 | 0 | 0 | 0 | 0 | 0 | 0
Commercial_School (ID)_New_Water Heating_Natural Gas_Water Heater_E1_Baseline Forecast | Commercial | School (ID) | New | Water Heating | Natural Gas | Water Heater | E1 | TE 0.80 | Baseline Forecast | 0 | 82722.8319 | 77304.7876 | 92310.9936 | 94301.1131 | 85331.5766 | 74657.6975 | 72198.2868 | 70057.4335 | 67405.4105 | 66331.8573 | 66272.4564 | 72723.4741 | 78116.0406 | 84778.4224 | 90791.9345 | 95169.2413 | 97917.4671 | 100412.2352 | 102103.5833 | 102922.7599 | 103920.0645 | 105115.3428 | 133574.3196 | 130962.9805 | 139178.5767 | 134306.516
Commercial_School (ID)_New_Water Heating_Natural Gas_Water Heater_E2_Baseline Forecast | Commercial | School (ID) | New | Water Heating | Natural Gas | Water Heater | E2 | TE 0.90 | Baseline Forecast | 0 | 0 | 0 | 0 | 0 | 0 | 0 | 0 | 0 | 0 | 0 | 0 | 0 | 0 | 0 | 0 | 0 | 0 | 0 | 0 | 0 | 0 | 0 | 0 | 0 | 0 | 0
Commercial_School (ID)_New_Water Heating_Natural Gas_Water Heater_E3_Baseline Forecast | Commercial | School (ID) | New | Water Heating | Natural Gas | Water Heater | E3 | TE 0.94 | Baseline Forecast | 0 | 93283.1934 | 87173.4839 | 104095.3757 | 106339.553 | 96224.9693 | 84188.4674 | 81415.0894 | 79000.9356 | 76010.3566 | 74799.754 | 74732.77 | 82007.3219 | 88088.3011 | 95601.1997 | 102382.3942 | 107318.5061 | 110417.5692 | 113230.8184 | 115138.0833 | 116061.8357 | 117186.4557 | 118534.3228 | 150626.3603 | 147681.6589 | 156946.0545 | 151452.0287
Commercial_School (ID)_New_Water Heating_Natural Gas_Water Heater_E4_Baseline Forecast | Commercial | School (ID) | New | Water Heating | Natural Gas | Water Heater | E4 | Instantaneous TE 0.94 | Baseline Forecast | 0 | 0 | 0 | 0 | 0 | 0 | 0 | 0 | 0 | 0 | 0 | 0 | 0 | 0 | 0 | 0 | 0 | 0 | 0 | 0 | 0 | 0 | 0 | 0 | 0 | 0 | 0
Commercial_School (ID)_New_Water Heating_Natural Gas_Water Heater_E5_Baseline Forecast | Commercial | School (ID) | New | Water Heating | Natural Gas | Water Heater | E5 | Gas-Fired Absorption HPWH | Baseline Forecast | 0 | 0 | 0 | 0 | 0 | 0 | 0 | 0 | 0 | 0 | 0 | 0 | 0 | 0 | 0 | 0 | 0 | 0 | 0 | 0 | 0 | 0 | 0 | 0 | 0 | 0 | 0
Commercial_School (ID)_New_Water Heating_Natural Gas_Water Heater_E6_Baseline Forecast | Commercial | School (ID) | New | Water Heating | Natural Gas | Water Heater | E6 |  | Baseline Forecast | 0 | 0 | 0 | 0 | 0 | 0 | 0 | 0 | 0 | 0 | 0 | 0 | 0 | 0 | 0 | 0 | 0 | 0 | 0 | 0 | 0 | 0 | 0 | 0 | 0 | 0 | 0
Commercial_School (ID)_New_Water Heating_Natural Gas_Water Heater_E7_Baseline Forecast | Commercial | School (ID) | New | Water Heating | Natural Gas | Water Heater | E7 |  | Baseline Forecast | 0 | 0 | 0 | 0 | 0 | 0 | 0 | 0 | 0 | 0 | 0 | 0 | 0 | 0 | 0 | 0 | 0 | 0 | 0 | 0 | 0 | 0 | 0 | 0 | 0 | 0 | 0
Commercial_School (ID)_New_Water Heating_Natural Gas_Water Heater_E8_Baseline Forecast | Commercial | School (ID) | New | Water Heating | Natural Gas | Water Heater | E8 |  | Baseline Forecast | 0 | 0 | 0 | 0 | 0 | 0 | 0 | 0 | 0 | 0 | 0 | 0 | 0 | 0 | 0 | 0 | 0 | 0 | 0 | 0 | 0 | 0 | 0 | 0 | 0 | 0 | 0
Commercial_School (ID)_New_Water Heating_Natural Gas_Water Heater_E9_Baseline Forecast | Commercial | School (ID) | New | Water Heating | Natural Gas | Water Heater | E9 |  | Baseline Forecast | 0 | 0 | 0 | 0 | 0 | 0 | 0 | 0 | 0 | 0 | 0 | 0 | 0 | 0 | 0 | 0 | 0 | 0 | 0 | 0 | 0 | 0 | 0 | 0 | 0 | 0 | 0
Commercial_School (ID)_New_Water Heating_Natural Gas_Water Heater_E10_Baseline Forecast | Commercial | School (ID) | New | Water Heating | Natural Gas | Water Heater | E10 |  | Baseline Forecast | 0 | 0 | 0 | 0 | 0 | 0 | 0 | 0 | 0 | 0 | 0 | 0 | 0 | 0 | 0 | 0 | 0 | 0 | 0 | 0 | 0 | 0 | 0 | 0 | 0 | 0 | 0
Commercial_School (ID)_New_Food Preparation_Natural Gas_Oven_E1_Baseline Forecast | Commercial | School (ID) | New | Food Preparation | Natural Gas | Oven | E1 | Standard | Baseline Forecast | 0 | 7203.4179 | 6731.6203 | 8038.3451 | 8211.6426 | 7430.5847 | 6501.1144 | 6286.9515 | 6100.5282 | 5869.5929 | 7216.7925 | 8269.8073 | 9284.5939 | 10122.7152 | 10662.4321 | 12772.6718 | 12375.9696 | 12456.6202 | 12187.0343 | 11950.4048 | 11881.2799 | 12233.3616 | 12706.5054 | 13213.1442 | 14375.9386 | 15443.188 | 15566.6533
Commercial_School (ID)_New_Food Preparation_Natural Gas_Oven_E2_Baseline Forecast | Commercial | School (ID) | New | Food Preparation | Natural Gas | Oven | E2 | ENERGY STAR (>42% Baking Efficiency) | Baseline Forecast | 0 | 10365.8941 | 9686.9658 | 11567.3746 | 11816.754 | 10692.7926 | 9355.2622 | 9047.0766 | 8778.8089 | 8446.4873 | 10385.1405 | 11900.4544 | 13360.757 | 14566.8341 | 15343.4998 | 18380.1862 | 17809.3221 | 17925.3803 | 17537.4396 | 17196.924 | 17097.4515 | 17604.1057 | 18284.9712 | 19014.0367 | 20687.3263 | 22223.1242 | 22400.7938
Commercial_School (ID)_New_Food Preparation_Natural Gas_Oven_E3_Baseline Forecast | Commercial | School (ID) | New | Food Preparation | Natural Gas | Oven | E3 |  | Baseline Forecast | 0 | 0 | 0 | 0 | 0 | 0 | 0 | 0 | 0 | 0 | 0 | 0 | 0 | 0 | 0 | 0 | 0 | 0 | 0 | 0 | 0 | 0 | 0 | 0 | 0 | 0 | 0
Commercial_School (ID)_New_Food Preparation_Natural Gas_Oven_E4_Baseline Forecast | Commercial | School (ID) | New | Food Preparation | Natural Gas | Oven | E4 |  | Baseline Forecast | 0 | 0 | 0 | 0 | 0 | 0 | 0 | 0 | 0 | 0 | 0 | 0 | 0 | 0 | 0 | 0 | 0 | 0 | 0 | 0 | 0 | 0 | 0 | 0 | 0 | 0 | 0
Commercial_School (ID)_New_Food Preparation_Natural Gas_Oven_E5_Baseline Forecast | Commercial | School (ID) | New | Food Preparation | Natural Gas | Oven | E5 |  | Baseline Forecast | 0 | 0 | 0 | 0 | 0 | 0 | 0 | 0 | 0 | 0 | 0 | 0 | 0 | 0 | 0 | 0 | 0 | 0 | 0 | 0 | 0 | 0 | 0 | 0 | 0 | 0 | 0
Commercial_School (ID)_New_Food Preparation_Natural Gas_Oven_E6_Baseline Forecast | Commercial | School (ID) | New | Food Preparation | Natural Gas | Oven | E6 |  | Baseline Forecast | 0 | 0 | 0 | 0 | 0 | 0 | 0 | 0 | 0 | 0 | 0 | 0 | 0 | 0 | 0 | 0 | 0 | 0 | 0 | 0 | 0 | 0 | 0 | 0 | 0 | 0 | 0
Commercial_School (ID)_New_Food Preparation_Natural Gas_Oven_E7_Baseline Forecast | Commercial | School (ID) | New | Food Preparation | Natural Gas | Oven | E7 |  | Baseline Forecast | 0 | 0 | 0 | 0 | 0 | 0 | 0 | 0 | 0 | 0 | 0 | 0 | 0 | 0 | 0 | 0 | 0 | 0 | 0 | 0 | 0 | 0 | 0 | 0 | 0 | 0 | 0
Commercial_School (ID)_New_Food Preparation_Natural Gas_Oven_E8_Baseline Forecast | Commercial | School (ID) | New | Food Preparation | Natural Gas | Oven | E8 |  | Baseline Forecast | 0 | 0 | 0 | 0 | 0 | 0 | 0 | 0 | 0 | 0 | 0 | 0 | 0 | 0 | 0 | 0 | 0 | 0 | 0 | 0 | 0 | 0 | 0 | 0 | 0 | 0 | 0
Commercial_School (ID)_New_Food Preparation_Natural Gas_Oven_E9_Baseline Forecast | Commercial | School (ID) | New | Food Preparation | Natural Gas | Oven | E9 |  | Baseline Forecast | 0 | 0 | 0 | 0 | 0 | 0 | 0 | 0 | 0 | 0 | 0 | 0 | 0 | 0 | 0 | 0 | 0 | 0 | 0 | 0 | 0 | 0 | 0 | 0 | 0 | 0 | 0
Commercial_School (ID)_New_Food Preparation_Natural Gas_Oven_E10_Baseline Forecast | Commercial | School (ID) | New | Food Preparation | Natural Gas | Oven | E10 |  | Baseline Forecast | 0 | 0 | 0 | 0 | 0 | 0 | 0 | 0 | 0 | 0 | 0 | 0 | 0 | 0 | 0 | 0 | 0 | 0 | 0 | 0 | 0 | 0 | 0 | 0 | 0 | 0 | 0
Commercial_School (ID)_New_Food Preparation_Natural Gas_Conveyor Oven_E1_Baseline Forecast | Commercial | School (ID) | New | Food Preparation | Natural Gas | Conveyor Oven | E1 | Standard | Baseline Forecast | 0 | 3601.709 | 3365.8101 | 4019.1725 | 4105.8213 | 3715.2924 | 3250.5572 | 3143.4758 | 3050.2641 | 2934.7964 | 2888.0545 | 2885.4682 | 2838.9141 | 2797.487 | 2777.0611 | 2748.7341 | 2711.0477 | 3385.7744 | 3882.9769 | 4391.3002 | 4789.5292 | 5038.4621 | 6097.1189 | 5932.5467 | 5976.2295 | 5986.2582 | 5491.622
Commercial_School (ID)_New_Food Preparation_Natural Gas_Conveyor Oven_E2_Baseline Forecast | Commercial | School (ID) | New | Food Preparation | Natural Gas | Conveyor Oven | E2 | ENERGY STAR (>42% Baking Efficiency) | Baseline Forecast | 0 | 5182.947 | 4843.4829 | 5783.6873 | 5908.377 | 5346.3963 | 4677.6311 | 4523.5383 | 4389.4045 | 4223.2436 | 4155.9808 | 4152.2591 | 4085.2666 | 4025.6521 | 3996.2587 | 3955.4954 | 3901.2637 | 4872.2119 | 5587.6984 | 6319.1881 | 6892.2494 | 7250.4698 | 8773.9029 | 8537.0794 | 8599.94 | 8614.3715 | 7902.5779
Commercial_School (ID)_New_Food Preparation_Natural Gas_Conveyor Oven_E3_Baseline Forecast | Commercial | School (ID) | New | Food Preparation | Natural Gas | Conveyor Oven | E3 |  | Baseline Forecast | 0 | 0 | 0 | 0 | 0 | 0 | 0 | 0 | 0 | 0 | 0 | 0 | 0 | 0 | 0 | 0 | 0 | 0 | 0 | 0 | 0 | 0 | 0 | 0 | 0 | 0 | 0
Commercial_School (ID)_New_Food Preparation_Natural Gas_Conveyor Oven_E4_Baseline Forecast | Commercial | School (ID) | New | Food Preparation | Natural Gas | Conveyor Oven | E4 |  | Baseline Forecast | 0 | 0 | 0 | 0 | 0 | 0 | 0 | 0 | 0 | 0 | 0 | 0 | 0 | 0 | 0 | 0 | 0 | 0 | 0 | 0 | 0 | 0 | 0 | 0 | 0 | 0 | 0
Commercial_School (ID)_New_Food Preparation_Natural Gas_Conveyor Oven_E5_Baseline Forecast | Commercial | School (ID) | New | Food Preparation | Natural Gas | Conveyor Oven | E5 |  | Baseline Forecast | 0 | 0 | 0 | 0 | 0 | 0 | 0 | 0 | 0 | 0 | 0 | 0 | 0 | 0 | 0 | 0 | 0 | 0 | 0 | 0 | 0 | 0 | 0 | 0 | 0 | 0 | 0
Commercial_School (ID)_New_Food Preparation_Natural Gas_Conveyor Oven_E6_Baseline Forecast | Commercial | School (ID) | New | Food Preparation | Natural Gas | Conveyor Oven | E6 |  | Baseline Forecast | 0 | 0 | 0 | 0 | 0 | 0 | 0 | 0 | 0 | 0 | 0 | 0 | 0 | 0 | 0 | 0 | 0 | 0 | 0 | 0 | 0 | 0 | 0 | 0 | 0 | 0 | 0
Commercial_School (ID)_New_Food Preparation_Natural Gas_Conveyor Oven_E7_Baseline Forecast | Commercial | School (ID) | New | Food Preparation | Natural Gas | Conveyor Oven | E7 |  | Baseline Forecast | 0 | 0 | 0 | 0 | 0 | 0 | 0 | 0 | 0 | 0 | 0 | 0 | 0 | 0 | 0 | 0 | 0 | 0 | 0 | 0 | 0 | 0 | 0 | 0 | 0 | 0 | 0
Commercial_School (ID)_New_Food Preparation_Natural Gas_Conveyor Oven_E8_Baseline Forecast | Commercial | School (ID) | New | Food Preparation | Natural Gas | Conveyor Oven | E8 |  | Baseline Forecast | 0 | 0 | 0 | 0 | 0 | 0 | 0 | 0 | 0 | 0 | 0 | 0 | 0 | 0 | 0 | 0 | 0 | 0 | 0 | 0 | 0 | 0 | 0 | 0 | 0 | 0 | 0
Commercial_School (ID)_New_Food Preparation_Natural Gas_Conveyor Oven_E9_Baseline Forecast | Commercial | School (ID) | New | Food Preparation | Natural Gas | Conveyor Oven | E9 |  | Baseline Forecast | 0 | 0 | 0 | 0 | 0 | 0 | 0 | 0 | 0 | 0 | 0 | 0 | 0 | 0 | 0 | 0 | 0 | 0 | 0 | 0 | 0 | 0 | 0 | 0 | 0 | 0 | 0
Commercial_School (ID)_New_Food Preparation_Natural Gas_Conveyor Oven_E10_Baseline Forecast | Commercial | School (ID) | New | Food Preparation | Natural Gas | Conveyor Oven | E10 |  | Baseline Forecast | 0 | 0 | 0 | 0 | 0 | 0 | 0 | 0 | 0 | 0 | 0 | 0 | 0 | 0 | 0 | 0 | 0 | 0 | 0 | 0 | 0 | 0 | 0 | 0 | 0 | 0 | 0
Commercial_School (ID)_New_Food Preparation_Natural Gas_Double Rack Oven_E1_Baseline Forecast | Commercial | School (ID) | New | Food Preparation | Natural Gas | Double Rack Oven | E1 | Standard | Baseline Forecast | 0 | 3601.709 | 3365.8101 | 4019.1725 | 4105.8213 | 3715.2924 | 3250.5572 | 3143.4758 | 3050.2641 | 2934.7964 | 3288.2444 | 3615.1714 | 3934.1139 | 4227.2004 | 4460.7277 | 4606.4996 | 4711.6699 | 4782.6817 | 4841.6291 | 6025.1548 | 5910.0225 | 6130.9548 | 6197.3538 | 6153.5055 | 6069.0905 | 6266.3713 | 6075.6336
Commercial_School (ID)_New_Food Preparation_Natural Gas_Double Rack Oven_E2_Baseline Forecast | Commercial | School (ID) | New | Food Preparation | Natural Gas | Double Rack Oven | E2 | FTSC Qualified (>50% Cooking Efficiency) | Baseline Forecast | 0 | 5182.947 | 4843.4829 | 5783.6873 | 5908.377 | 5346.3963 | 4677.6311 | 4523.5383 | 4389.4045 | 4223.2436 | 4731.8638 | 5202.3199 | 5661.2858 | 6083.0444 | 6419.0959 | 6628.8653 | 6780.2079 | 6882.3956 | 6967.2223 | 8670.3448 | 8504.6665 | 8822.5934 | 8918.1432 | 8855.0446 | 8733.5692 | 9017.4612 | 8742.985
Commercial_School (ID)_New_Food Preparation_Natural Gas_Double Rack Oven_E3_Baseline Forecast | Commercial | School (ID) | New | Food Preparation | Natural Gas | Double Rack Oven | E3 |  | Baseline Forecast | 0 | 0 | 0 | 0 | 0 | 0 | 0 | 0 | 0 | 0 | 0 | 0 | 0 | 0 | 0 | 0 | 0 | 0 | 0 | 0 | 0 | 0 | 0 | 0 | 0 | 0 | 0
Commercial_School (ID)_New_Food Preparation_Natural Gas_Double Rack Oven_E4_Baseline Forecast | Commercial | School (ID) | New | Food Preparation | Natural Gas | Double Rack Oven | E4 |  | Baseline Forecast | 0 | 0 | 0 | 0 | 0 | 0 | 0 | 0 | 0 | 0 | 0 | 0 | 0 | 0 | 0 | 0 | 0 | 0 | 0 | 0 | 0 | 0 | 0 | 0 | 0 | 0 | 0
Commercial_School (ID)_New_Food Preparation_Natural Gas_Double Rack Oven_E5_Baseline Forecast | Commercial | School (ID) | New | Food Preparation | Natural Gas | Double Rack Oven | E5 |  | Baseline Forecast | 0 | 0 | 0 | 0 | 0 | 0 | 0 | 0 | 0 | 0 | 0 | 0 | 0 | 0 | 0 | 0 | 0 | 0 | 0 | 0 | 0 | 0 | 0 | 0 | 0 | 0 | 0
Commercial_School (ID)_New_Food Preparation_Natural Gas_Double Rack Oven_E6_Baseline Forecast | Commercial | School (ID) | New | Food Preparation | Natural Gas | Double Rack Oven | E6 |  | Baseline Forecast | 0 | 0 | 0 | 0 | 0 | 0 | 0 | 0 | 0 | 0 | 0 | 0 | 0 | 0 | 0 | 0 | 0 | 0 | 0 | 0 | 0 | 0 | 0 | 0 | 0 | 0 | 0
Commercial_School (ID)_New_Food Preparation_Natural Gas_Double Rack Oven_E7_Baseline Forecast | Commercial | School (ID) | New | Food Preparation | Natural Gas | Double Rack Oven | E7 |  | Baseline Forecast | 0 | 0 | 0 | 0 | 0 | 0 | 0 | 0 | 0 | 0 | 0 | 0 | 0 | 0 | 0 | 0 | 0 | 0 | 0 | 0 | 0 | 0 | 0 | 0 | 0 | 0 | 0
Commercial_School (ID)_New_Food Preparation_Natural Gas_Double Rack Oven_E8_Baseline Forecast | Commercial | School (ID) | New | Food Preparation | Natural Gas | Double Rack Oven | E8 |  | Baseline Forecast | 0 | 0 | 0 | 0 | 0 | 0 | 0 | 0 | 0 | 0 | 0 | 0 | 0 | 0 | 0 | 0 | 0 | 0 | 0 | 0 | 0 | 0 | 0 | 0 | 0 | 0 | 0
Commercial_School (ID)_New_Food Preparation_Natural Gas_Double Rack Oven_E9_Baseline Forecast | Commercial | School (ID) | New | Food Preparation | Natural Gas | Double Rack Oven | E9 |  | Baseline Forecast | 0 | 0 | 0 | 0 | 0 | 0 | 0 | 0 | 0 | 0 | 0 | 0 | 0 | 0 | 0 | 0 | 0 | 0 | 0 | 0 | 0 | 0 | 0 | 0 | 0 | 0 | 0
Commercial_School (ID)_New_Food Preparation_Natural Gas_Double Rack Oven_E10_Baseline Forecast | Commercial | School (ID) | New | Food Preparation | Natural Gas | Double Rack Oven | E10 |  | Baseline Forecast | 0 | 0 | 0 | 0 | 0 | 0 | 0 | 0 | 0 | 0 | 0 | 0 | 0 | 0 | 0 | 0 | 0 | 0 | 0 | 0 | 0 | 0 | 0 | 0 | 0 | 0 | 0
Commercial_School (ID)_New_Food Preparation_Natural Gas_Fryer_E1_Baseline Forecast | Commercial | School (ID) | New | Food Preparation | Natural Gas | Fryer | E1 | Standard | Baseline Forecast | 0 | 16825.2 | 15723.2107 | 18775.3598 | 19180.135 | 17355.799 | 15184.8125 | 14684.5869 | 14249.1535 | 13709.752 | 13491.3994 | 13479.3177 | 14791.4061 | 15888.2134 | 17243.2916 | 18466.3946 | 19356.7058 | 19915.6742 | 20423.0912 | 20767.0986 | 20933.713 | 21136.5572 | 21379.6678 | 27168.009 | 26636.8823 | 28307.8726 | 27316.9322
Commercial_School (ID)_New_Food Preparation_Natural Gas_Fryer_E2_Baseline Forecast | Commercial | School (ID) | New | Food Preparation | Natural Gas | Fryer | E2 | ENERGY STAR | Baseline Forecast | 0 | 5911.5568 | 5524.3713 | 6596.748 | 6738.9664 | 6097.9834 | 5335.2044 | 5159.4495 | 5006.4593 | 4816.9399 | 4740.2214 | 4735.9765 | 5196.9805 | 5582.3452 | 6058.4538 | 6488.1927 | 6801.0047 | 6997.399 | 7175.6807 | 7296.5482 | 7355.0883 | 7426.3579 | 7511.7752 | 9545.5167 | 9358.9046 | 9946.0093 | 9597.8411
Commercial_School (ID)_New_Food Preparation_Natural Gas_Fryer_E3_Baseline Forecast | Commercial | School (ID) | New | Food Preparation | Natural Gas | Fryer | E3 |  | Baseline Forecast | 0 | 0 | 0 | 0 | 0 | 0 | 0 | 0 | 0 | 0 | 0 | 0 | 0 | 0 | 0 | 0 | 0 | 0 | 0 | 0 | 0 | 0 | 0 | 0 | 0 | 0 | 0
Commercial_School (ID)_New_Food Preparation_Natural Gas_Fryer_E4_Baseline Forecast | Commercial | School (ID) | New | Food Preparation | Natural Gas | Fryer | E4 |  | Baseline Forecast | 0 | 0 | 0 | 0 | 0 | 0 | 0 | 0 | 0 | 0 | 0 | 0 | 0 | 0 | 0 | 0 | 0 | 0 | 0 | 0 | 0 | 0 | 0 | 0 | 0 | 0 | 0
Commercial_School (ID)_New_Food Preparation_Natural Gas_Fryer_E5_Baseline Forecast | Commercial | School (ID) | New | Food Preparation | Natural Gas | Fryer | E5 |  | Baseline Forecast | 0 | 0 | 0 | 0 | 0 | 0 | 0 | 0 | 0 | 0 | 0 | 0 | 0 | 0 | 0 | 0 | 0 | 0 | 0 | 0 | 0 | 0 | 0 | 0 | 0 | 0 | 0
Commercial_School (ID)_New_Food Preparation_Natural Gas_Fryer_E6_Baseline Forecast | Commercial | School (ID) | New | Food Preparation | Natural Gas | Fryer | E6 |  | Baseline Forecast | 0 | 0 | 0 | 0 | 0 | 0 | 0 | 0 | 0 | 0 | 0 | 0 | 0 | 0 | 0 | 0 | 0 | 0 | 0 | 0 | 0 | 0 | 0 | 0 | 0 | 0 | 0
Commercial_School (ID)_New_Food Preparation_Natural Gas_Fryer_E7_Baseline Forecast | Commercial | School (ID) | New | Food Preparation | Natural Gas | Fryer | E7 |  | Baseline Forecast | 0 | 0 | 0 | 0 | 0 | 0 | 0 | 0 | 0 | 0 | 0 | 0 | 0 | 0 | 0 | 0 | 0 | 0 | 0 | 0 | 0 | 0 | 0 | 0 | 0 | 0 | 0
Commercial_School (ID)_New_Food Preparation_Natural Gas_Fryer_E8_Baseline Forecast | Commercial | School (ID) | New | Food Preparation | Natural Gas | Fryer | E8 |  | Baseline Forecast | 0 | 0 | 0 | 0 | 0 | 0 | 0 | 0 | 0 | 0 | 0 | 0 | 0 | 0 | 0 | 0 | 0 | 0 | 0 | 0 | 0 | 0 | 0 | 0 | 0 | 0 | 0
Commercial_School (ID)_New_Food Preparation_Natural Gas_Fryer_E9_Baseline Forecast | Commercial | School (ID) | New | Food Preparation | Natural Gas | Fryer | E9 |  | Baseline Forecast | 0 | 0 | 0 | 0 | 0 | 0 | 0 | 0 | 0 | 0 | 0 | 0 | 0 | 0 | 0 | 0 | 0 | 0 | 0 | 0 | 0 | 0 | 0 | 0 | 0 | 0 | 0
Commercial_School (ID)_New_Food Preparation_Natural Gas_Fryer_E10_Baseline Forecast | Commercial | School (ID) | New | Food Preparation | Natural Gas | Fryer | E10 |  | Baseline Forecast | 0 | 0 | 0 | 0 | 0 | 0 | 0 | 0 | 0 | 0 | 0 | 0 | 0 | 0 | 0 | 0 | 0 | 0 | 0 | 0 | 0 | 0 | 0 | 0 | 0 | 0 | 0
Commercial_School (ID)_New_Food Preparation_Natural Gas_Broiler_E1_Baseline Forecast | Commercial | School (ID) | New | Food Preparation | Natural Gas | Broiler | E1 | Standard | Baseline Forecast | 0 | 26002.5818 | 24299.5074 | 29016.4651 | 29642.0269 | 26822.5984 | 23467.4375 | 22694.3616 | 22021.419 | 21187.7986 | 23739.5203 | 26099.7743 | 28402.3832 | 30518.3246 | 32204.2779 | 33256.6803 | 34015.9583 | 34528.6286 | 34954.2002 | 43498.6788 | 42667.4794 | 44262.5026 | 44741.871 | 44425.3083 | 43815.8728 | 45240.1441 | 43863.1112
Commercial_School (ID)_New_Food Preparation_Natural Gas_Broiler_E2_Baseline Forecast | Commercial | School (ID) | New | Food Preparation | Natural Gas | Broiler | E2 | Infrared Burners | Baseline Forecast | 0 | 9136.0423 | 8537.6648 | 10194.9742 | 10414.7662 | 9424.1562 | 8245.3159 | 7973.6946 | 7737.2553 | 7444.3617 | 8340.9125 | 9170.191 | 9979.2157 | 10722.6546 | 11315.0166 | 11684.7796 | 11951.5529 | 12131.6803 | 12281.2055 | 15283.3196 | 14991.2765 | 15551.6901 | 15720.1168 | 15608.8921 | 15394.7661 | 15895.1858 | 15411.3634
Commercial_School (ID)_New_Food Preparation_Natural Gas_Broiler_E3_Baseline Forecast | Commercial | School (ID) | New | Food Preparation | Natural Gas | Broiler | E3 |  | Baseline Forecast | 0 | 0 | 0 | 0 | 0 | 0 | 0 | 0 | 0 | 0 | 0 | 0 | 0 | 0 | 0 | 0 | 0 | 0 | 0 | 0 | 0 | 0 | 0 | 0 | 0 | 0 | 0
Commercial_School (ID)_New_Food Preparation_Natural Gas_Broiler_E4_Baseline Forecast | Commercial | School (ID) | New | Food Preparation | Natural Gas | Broiler | E4 |  | Baseline Forecast | 0 | 0 | 0 | 0 | 0 | 0 | 0 | 0 | 0 | 0 | 0 | 0 | 0 | 0 | 0 | 0 | 0 | 0 | 0 | 0 | 0 | 0 | 0 | 0 | 0 | 0 | 0
Commercial_School (ID)_New_Food Preparation_Natural Gas_Broiler_E5_Baseline Forecast | Commercial | School (ID) | New | Food Preparation | Natural Gas | Broiler | E5 |  | Baseline Forecast | 0 | 0 | 0 | 0 | 0 | 0 | 0 | 0 | 0 | 0 | 0 | 0 | 0 | 0 | 0 | 0 | 0 | 0 | 0 | 0 | 0 | 0 | 0 | 0 | 0 | 0 | 0
Commercial_School (ID)_New_Food Preparation_Natural Gas_Broiler_E6_Baseline Forecast | Commercial | School (ID) | New | Food Preparation | Natural Gas | Broiler | E6 |  | Baseline Forecast | 0 | 0 | 0 | 0 | 0 | 0 | 0 | 0 | 0 | 0 | 0 | 0 | 0 | 0 | 0 | 0 | 0 | 0 | 0 | 0 | 0 | 0 | 0 | 0 | 0 | 0 | 0
Commercial_School (ID)_New_Food Preparation_Natural Gas_Broiler_E7_Baseline Forecast | Commercial | School (ID) | New | Food Preparation | Natural Gas | Broiler | E7 |  | Baseline Forecast | 0 | 0 | 0 | 0 | 0 | 0 | 0 | 0 | 0 | 0 | 0 | 0 | 0 | 0 | 0 | 0 | 0 | 0 | 0 | 0 | 0 | 0 | 0 | 0 | 0 | 0 | 0
Commercial_School (ID)_New_Food Preparation_Natural Gas_Broiler_E8_Baseline Forecast | Commercial | School (ID) | New | Food Preparation | Natural Gas | Broiler | E8 |  | Baseline Forecast | 0 | 0 | 0 | 0 | 0 | 0 | 0 | 0 | 0 | 0 | 0 | 0 | 0 | 0 | 0 | 0 | 0 | 0 | 0 | 0 | 0 | 0 | 0 | 0 | 0 | 0 | 0
Commercial_School (ID)_New_Food Preparation_Natural Gas_Broiler_E9_Baseline Forecast | Commercial | School (ID) | New | Food Preparation | Natural Gas | Broiler | E9 |  | Baseline Forecast | 0 | 0 | 0 | 0 | 0 | 0 | 0 | 0 | 0 | 0 | 0 | 0 | 0 | 0 | 0 | 0 | 0 | 0 | 0 | 0 | 0 | 0 | 0 | 0 | 0 | 0 | 0
Commercial_School (ID)_New_Food Preparation_Natural Gas_Broiler_E10_Baseline Forecast | Commercial | School (ID) | New | Food Preparation | Natural Gas | Broiler | E10 |  | Baseline Forecast | 0 | 0 | 0 | 0 | 0 | 0 | 0 | 0 | 0 | 0 | 0 | 0 | 0 | 0 | 0 | 0 | 0 | 0 | 0 | 0 | 0 | 0 | 0 | 0 | 0 | 0 | 0
Commercial_School (ID)_New_Food Preparation_Natural Gas_Griddle_E1_Baseline Forecast | Commercial | School (ID) | New | Food Preparation | Natural Gas | Griddle | E1 | Standard | Baseline Forecast | 0 | 35221.3032 | 32914.4361 | 39303.7015 | 40151.0444 | 36332.0411 | 31787.3716 | 30740.2163 | 29828.6948 | 28699.5301 | 32155.9162 | 35352.9534 | 38471.9086 | 41338.0168 | 43621.6928 | 45047.2045 | 46075.67 | 46770.0978 | 47346.5478 | 58920.309 | 57794.4236 | 59954.932 | 60604.2513 | 60175.4573 | 59349.9581 | 61279.1777 | 59413.9439
Commercial_School (ID)_New_Food Preparation_Natural Gas_Griddle_E2_Baseline Forecast | Commercial | School (ID) | New | Food Preparation | Natural Gas | Griddle | E2 | ENERGY STAR | Baseline Forecast | 0 | 14386.1661 | 13443.9246 | 16053.6246 | 16399.7223 | 14839.8478 | 12983.5743 | 12555.863 | 12183.5514 | 11722.3433 | 13134.1066 | 14439.9387 | 15713.8781 | 16884.5421 | 17817.3112 | 18399.5624 | 18819.6399 | 19103.2794 | 19338.7308 | 24066.0417 | 23606.173 | 24488.6342 | 24753.8491 | 24578.7079 | 24241.5322 | 25029.5233 | 24267.6672
Commercial_School (ID)_New_Food Preparation_Natural Gas_Griddle_E3_Baseline Forecast | Commercial | School (ID) | New | Food Preparation | Natural Gas | Griddle | E3 |  | Baseline Forecast | 0 | 0 | 0 | 0 | 0 | 0 | 0 | 0 | 0 | 0 | 0 | 0 | 0 | 0 | 0 | 0 | 0 | 0 | 0 | 0 | 0 | 0 | 0 | 0 | 0 | 0 | 0
Commercial_School (ID)_New_Food Preparation_Natural Gas_Griddle_E4_Baseline Forecast | Commercial | School (ID) | New | Food Preparation | Natural Gas | Griddle | E4 |  | Baseline Forecast | 0 | 0 | 0 | 0 | 0 | 0 | 0 | 0 | 0 | 0 | 0 | 0 | 0 | 0 | 0 | 0 | 0 | 0 | 0 | 0 | 0 | 0 | 0 | 0 | 0 | 0 | 0
Commercial_School (ID)_New_Food Preparation_Natural Gas_Griddle_E5_Baseline Forecast | Commercial | School (ID) | New | Food Preparation | Natural Gas | Griddle | E5 |  | Baseline Forecast | 0 | 0 | 0 | 0 | 0 | 0 | 0 | 0 | 0 | 0 | 0 | 0 | 0 | 0 | 0 | 0 | 0 | 0 | 0 | 0 | 0 | 0 | 0 | 0 | 0 | 0 | 0
Commercial_School (ID)_New_Food Preparation_Natural Gas_Griddle_E6_Baseline Forecast | Commercial | School (ID) | New | Food Preparation | Natural Gas | Griddle | E6 |  | Baseline Forecast | 0 | 0 | 0 | 0 | 0 | 0 | 0 | 0 | 0 | 0 | 0 | 0 | 0 | 0 | 0 | 0 | 0 | 0 | 0 | 0 | 0 | 0 | 0 | 0 | 0 | 0 | 0
Commercial_School (ID)_New_Food Preparation_Natural Gas_Griddle_E7_Baseline Forecast | Commercial | School (ID) | New | Food Preparation | Natural Gas | Griddle | E7 |  | Baseline Forecast | 0 | 0 | 0 | 0 | 0 | 0 | 0 | 0 | 0 | 0 | 0 | 0 | 0 | 0 | 0 | 0 | 0 | 0 | 0 | 0 | 0 | 0 | 0 | 0 | 0 | 0 | 0
Commercial_School (ID)_New_Food Preparation_Natural Gas_Griddle_E8_Baseline Forecast | Commercial | School (ID) | New | Food Preparation | Natural Gas | Griddle | E8 |  | Baseline Forecast | 0 | 0 | 0 | 0 | 0 | 0 | 0 | 0 | 0 | 0 | 0 | 0 | 0 | 0 | 0 | 0 | 0 | 0 | 0 | 0 | 0 | 0 | 0 | 0 | 0 | 0 | 0
Commercial_School (ID)_New_Food Preparation_Natural Gas_Griddle_E9_Baseline Forecast | Commercial | School (ID) | New | Food Preparation | Natural Gas | Griddle | E9 |  | Baseline Forecast | 0 | 0 | 0 | 0 | 0 | 0 | 0 | 0 | 0 | 0 | 0 | 0 | 0 | 0 | 0 | 0 | 0 | 0 | 0 | 0 | 0 | 0 | 0 | 0 | 0 | 0 | 0
Commercial_School (ID)_New_Food Preparation_Natural Gas_Griddle_E10_Baseline Forecast | Commercial | School (ID) | New | Food Preparation | Natural Gas | Griddle | E10 |  | Baseline Forecast | 0 | 0 | 0 | 0 | 0 | 0 | 0 | 0 | 0 | 0 | 0 | 0 | 0 | 0 | 0 | 0 | 0 | 0 | 0 | 0 | 0 | 0 | 0 | 0 | 0 | 0 | 0
Commercial_School (ID)_New_Food Preparation_Natural Gas_Range_E1_Baseline Forecast | Commercial | School (ID) | New | Food Preparation | Natural Gas | Range | E1 | Standard | Baseline Forecast | 0 | 25141.341 | 23494.6747 | 28055.4004 | 28660.2427 | 25934.1976 | 22690.1641 | 21942.6936 | 21292.0398 | 20486.03 | 25188.0211 | 28863.2491 | 32405.0531 | 35330.2609 | 37213.9787 | 44579.129 | 43194.5605 | 43476.0471 | 42535.1394 | 41709.2559 | 41467.9964 | 42696.8307 | 44348.1954 | 46116.4639 | 50174.8445 | 53899.7541 | 54330.6723
Commercial_School (ID)_New_Food Preparation_Natural Gas_Range_E2_Baseline Forecast | Commercial | School (ID) | New | Food Preparation | Natural Gas | Range | E2 | High Efficiency | Baseline Forecast | 0 | 36179.0029 | 33809.41 | 40372.4054 | 41242.7883 | 37319.9429 | 32651.6996 | 31576.0712 | 30639.7645 | 29479.8968 | 36246.1766 | 41534.9194 | 46631.6618 | 50841.1071 | 53551.823 | 64150.4539 | 62158.0261 | 62563.0921 | 61209.1031 | 60020.6366 | 59673.4582 | 61441.7808 | 63818.1348 | 66362.7164 | 72202.8251 | 77563.0608 | 78183.1625
Commercial_School (ID)_New_Food Preparation_Natural Gas_Range_E3_Baseline Forecast | Commercial | School (ID) | New | Food Preparation | Natural Gas | Range | E3 |  | Baseline Forecast | 0 | 0 | 0 | 0 | 0 | 0 | 0 | 0 | 0 | 0 | 0 | 0 | 0 | 0 | 0 | 0 | 0 | 0 | 0 | 0 | 0 | 0 | 0 | 0 | 0 | 0 | 0
Commercial_School (ID)_New_Food Preparation_Natural Gas_Range_E4_Baseline Forecast | Commercial | School (ID) | New | Food Preparation | Natural Gas | Range | E4 |  | Baseline Forecast | 0 | 0 | 0 | 0 | 0 | 0 | 0 | 0 | 0 | 0 | 0 | 0 | 0 | 0 | 0 | 0 | 0 | 0 | 0 | 0 | 0 | 0 | 0 | 0 | 0 | 0 | 0
Commercial_School (ID)_New_Food Preparation_Natural Gas_Range_E5_Baseline Forecast | Commercial | School (ID) | New | Food Preparation | Natural Gas | Range | E5 |  | Baseline Forecast | 0 | 0 | 0 | 0 | 0 | 0 | 0 | 0 | 0 | 0 | 0 | 0 | 0 | 0 | 0 | 0 | 0 | 0 | 0 | 0 | 0 | 0 | 0 | 0 | 0 | 0 | 0
Commercial_School (ID)_New_Food Preparation_Natural Gas_Range_E6_Baseline Forecast | Commercial | School (ID) | New | Food Preparation | Natural Gas | Range | E6 |  | Baseline Forecast | 0 | 0 | 0 | 0 | 0 | 0 | 0 | 0 | 0 | 0 | 0 | 0 | 0 | 0 | 0 | 0 | 0 | 0 | 0 | 0 | 0 | 0 | 0 | 0 | 0 | 0 | 0
Commercial_School (ID)_New_Food Preparation_Natural Gas_Range_E7_Baseline Forecast | Commercial | School (ID) | New | Food Preparation | Natural Gas | Range | E7 |  | Baseline Forecast | 0 | 0 | 0 | 0 | 0 | 0 | 0 | 0 | 0 | 0 | 0 | 0 | 0 | 0 | 0 | 0 | 0 | 0 | 0 | 0 | 0 | 0 | 0 | 0 | 0 | 0 | 0
Commercial_School (ID)_New_Food Preparation_Natural Gas_Range_E8_Baseline Forecast | Commercial | School (ID) | New | Food Preparation | Natural Gas | Range | E8 |  | Baseline Forecast | 0 | 0 | 0 | 0 | 0 | 0 | 0 | 0 | 0 | 0 | 0 | 0 | 0 | 0 | 0 | 0 | 0 | 0 | 0 | 0 | 0 | 0 | 0 | 0 | 0 | 0 | 0
Commercial_School (ID)_New_Food Preparation_Natural Gas_Range_E9_Baseline Forecast | Commercial | School (ID) | New | Food Preparation | Natural Gas | Range | E9 |  | Baseline Forecast | 0 | 0 | 0 | 0 | 0 | 0 | 0 | 0 | 0 | 0 | 0 | 0 | 0 | 0 | 0 | 0 | 0 | 0 | 0 | 0 | 0 | 0 | 0 | 0 | 0 | 0 | 0
Commercial_School (ID)_New_Food Preparation_Natural Gas_Range_E10_Baseline Forecast | Commercial | School (ID) | New | Food Preparation | Natural Gas | Range | E10 |  | Baseline Forecast | 0 | 0 | 0 | 0 | 0 | 0 | 0 | 0 | 0 | 0 | 0 | 0 | 0 | 0 | 0 | 0 | 0 | 0 | 0 | 0 | 0 | 0 | 0 | 0 | 0 | 0 | 0
Commercial_School (ID)_New_Food Preparation_Natural Gas_Steamer_E1_Baseline Forecast | Commercial | School (ID) | New | Food Preparation | Natural Gas | Steamer | E1 | Standard | Baseline Forecast | 0 | 11023.8821 | 10301.8579 | 12301.628 | 12566.837 | 11371.5309 | 9949.0991 | 9621.351 | 9336.0547 | 8982.6385 | 10064.4495 | 11065.0871 | 12041.2859 | 12938.3464 | 13653.112 | 14099.2815 | 14421.18 | 14638.5283 | 14818.9508 | 18441.4113 | 18089.0215 | 18765.2369 | 18968.4668 | 18834.2589 | 18575.8867 | 19179.7113 | 18595.9136
Commercial_School (ID)_New_Food Preparation_Natural Gas_Steamer_E2_Baseline Forecast | Commercial | School (ID) | New | Food Preparation | Natural Gas | Steamer | E2 | ENERGY STAR | Baseline Forecast | 0 | 11023.8821 | 10301.8579 | 12301.628 | 12566.837 | 11371.5309 | 9949.0991 | 9621.351 | 9336.0547 | 8982.6385 | 10064.4495 | 11065.0871 | 12041.2859 | 12938.3464 | 13653.112 | 14099.2815 | 14421.18 | 14638.5283 | 14818.9508 | 18441.4113 | 18089.0215 | 18765.2369 | 18968.4668 | 18834.2589 | 18575.8867 | 19179.7113 | 18595.9136
Commercial_School (ID)_New_Food Preparation_Natural Gas_Steamer_E3_Baseline Forecast | Commercial | School (ID) | New | Food Preparation | Natural Gas | Steamer | E3 |  | Baseline Forecast | 0 | 0 | 0 | 0 | 0 | 0 | 0 | 0 | 0 | 0 | 0 | 0 | 0 | 0 | 0 | 0 | 0 | 0 | 0 | 0 | 0 | 0 | 0 | 0 | 0 | 0 | 0
Commercial_School (ID)_New_Food Preparation_Natural Gas_Steamer_E4_Baseline Forecast | Commercial | School (ID) | New | Food Preparation | Natural Gas | Steamer | E4 |  | Baseline Forecast | 0 | 0 | 0 | 0 | 0 | 0 | 0 | 0 | 0 | 0 | 0 | 0 | 0 | 0 | 0 | 0 | 0 | 0 | 0 | 0 | 0 | 0 | 0 | 0 | 0 | 0 | 0
Commercial_School (ID)_New_Food Preparation_Natural Gas_Steamer_E5_Baseline Forecast | Commercial | School (ID) | New | Food Preparation | Natural Gas | Steamer | E5 |  | Baseline Forecast | 0 | 0 | 0 | 0 | 0 | 0 | 0 | 0 | 0 | 0 | 0 | 0 | 0 | 0 | 0 | 0 | 0 | 0 | 0 | 0 | 0 | 0 | 0 | 0 | 0 | 0 | 0
Commercial_School (ID)_New_Food Preparation_Natural Gas_Steamer_E6_Baseline Forecast | Commercial | School (ID) | New | Food Preparation | Natural Gas | Steamer | E6 |  | Baseline Forecast | 0 | 0 | 0 | 0 | 0 | 0 | 0 | 0 | 0 | 0 | 0 | 0 | 0 | 0 | 0 | 0 | 0 | 0 | 0 | 0 | 0 | 0 | 0 | 0 | 0 | 0 | 0
Commercial_School (ID)_New_Food Preparation_Natural Gas_Steamer_E7_Baseline Forecast | Commercial | School (ID) | New | Food Preparation | Natural Gas | Steamer | E7 |  | Baseline Forecast | 0 | 0 | 0 | 0 | 0 | 0 | 0 | 0 | 0 | 0 | 0 | 0 | 0 | 0 | 0 | 0 | 0 | 0 | 0 | 0 | 0 | 0 | 0 | 0 | 0 | 0 | 0
Commercial_School (ID)_New_Food Preparation_Natural Gas_Steamer_E8_Baseline Forecast | Commercial | School (ID) | New | Food Preparation | Natural Gas | Steamer | E8 |  | Baseline Forecast | 0 | 0 | 0 | 0 | 0 | 0 | 0 | 0 | 0 | 0 | 0 | 0 | 0 | 0 | 0 | 0 | 0 | 0 | 0 | 0 | 0 | 0 | 0 | 0 | 0 | 0 | 0
Commercial_School (ID)_New_Food Preparation_Natural Gas_Steamer_E9_Baseline Forecast | Commercial | School (ID) | New | Food Preparation | Natural Gas | Steamer | E9 |  | Baseline Forecast | 0 | 0 | 0 | 0 | 0 | 0 | 0 | 0 | 0 | 0 | 0 | 0 | 0 | 0 | 0 | 0 | 0 | 0 | 0 | 0 | 0 | 0 | 0 | 0 | 0 | 0 | 0
Commercial_School (ID)_New_Food Preparation_Natural Gas_Steamer_E10_Baseline Forecast | Commercial | School (ID) | New | Food Preparation | Natural Gas | Steamer | E10 |  | Baseline Forecast | 0 | 0 | 0 | 0 | 0 | 0 | 0 | 0 | 0 | 0 | 0 | 0 | 0 | 0 | 0 | 0 | 0 | 0 | 0 | 0 | 0 | 0 | 0 | 0 | 0 | 0 | 0
Commercial_School (ID)_New_Food Preparation_Natural Gas_Food Prep Other_E1_Baseline Forecast | Commercial | School (ID) | New | Food Preparation | Natural Gas | Food Prep Other | E1 | Standard | Baseline Forecast | 0 | 2039.4182 | 1905.8437 | 2275.8012 | 2324.8649 | 2103.7332 | 1840.5833 | 1779.9499 | 1727.1701 | 1661.7881 | 2043.2048 | 2341.3323 | 2628.6368 | 2865.9241 | 3018.7278 | 3616.1749 | 3503.8613 | 3526.695 | 3450.3703 | 3383.3762 | 3363.8057 | 3463.4864 | 3597.442 | 3740.8806 | 4070.0888 | 4372.2464 | 4407.2017
Commercial_School (ID)_New_Food Preparation_Natural Gas_Food Prep Other_E2_Baseline Forecast | Commercial | School (ID) | New | Food Preparation | Natural Gas | Food Prep Other | E2 | ENERGY STAR | Baseline Forecast | 0 | 716.5523 | 669.6208 | 799.6058 | 816.8444 | 739.1495 | 646.6914 | 625.3878 | 606.8436 | 583.8715 | 717.8828 | 822.6303 | 923.5751 | 1006.9463 | 1060.6341 | 1270.5479 | 1231.0864 | 1239.109 | 1212.2923 | 1188.7538 | 1181.8777 | 1216.9006 | 1263.9661 | 1314.3635 | 1430.0312 | 1536.1947 | 1548.4763
Commercial_School (ID)_New_Food Preparation_Natural Gas_Food Prep Other_E3_Baseline Forecast | Commercial | School (ID) | New | Food Preparation | Natural Gas | Food Prep Other | E3 |  | Baseline Forecast | 0 | 0 | 0 | 0 | 0 | 0 | 0 | 0 | 0 | 0 | 0 | 0 | 0 | 0 | 0 | 0 | 0 | 0 | 0 | 0 | 0 | 0 | 0 | 0 | 0 | 0 | 0
Commercial_School (ID)_New_Food Preparation_Natural Gas_Food Prep Other_E4_Baseline Forecast | Commercial | School (ID) | New | Food Preparation | Natural Gas | Food Prep Other | E4 |  | Baseline Forecast | 0 | 0 | 0 | 0 | 0 | 0 | 0 | 0 | 0 | 0 | 0 | 0 | 0 | 0 | 0 | 0 | 0 | 0 | 0 | 0 | 0 | 0 | 0 | 0 | 0 | 0 | 0
Commercial_School (ID)_New_Food Preparation_Natural Gas_Food Prep Other_E5_Baseline Forecast | Commercial | School (ID) | New | Food Preparation | Natural Gas | Food Prep Other | E5 |  | Baseline Forecast | 0 | 0 | 0 | 0 | 0 | 0 | 0 | 0 | 0 | 0 | 0 | 0 | 0 | 0 | 0 | 0 | 0 | 0 | 0 | 0 | 0 | 0 | 0 | 0 | 0 | 0 | 0
Commercial_School (ID)_New_Food Preparation_Natural Gas_Food Prep Other_E6_Baseline Forecast | Commercial | School (ID) | New | Food Preparation | Natural Gas | Food Prep Other | E6 |  | Baseline Forecast | 0 | 0 | 0 | 0 | 0 | 0 | 0 | 0 | 0 | 0 | 0 | 0 | 0 | 0 | 0 | 0 | 0 | 0 | 0 | 0 | 0 | 0 | 0 | 0 | 0 | 0 | 0
Commercial_School (ID)_New_Food Preparation_Natural Gas_Food Prep Other_E7_Baseline Forecast | Commercial | School (ID) | New | Food Preparation | Natural Gas | Food Prep Other | E7 |  | Baseline Forecast | 0 | 0 | 0 | 0 | 0 | 0 | 0 | 0 | 0 | 0 | 0 | 0 | 0 | 0 | 0 | 0 | 0 | 0 | 0 | 0 | 0 | 0 | 0 | 0 | 0 | 0 | 0
Commercial_School (ID)_New_Food Preparation_Natural Gas_Food Prep Other_E8_Baseline Forecast | Commercial | School (ID) | New | Food Preparation | Natural Gas | Food Prep Other | E8 |  | Baseline Forecast | 0 | 0 | 0 | 0 | 0 | 0 | 0 | 0 | 0 | 0 | 0 | 0 | 0 | 0 | 0 | 0 | 0 | 0 | 0 | 0 | 0 | 0 | 0 | 0 | 0 | 0 | 0
Commercial_School (ID)_New_Food Preparation_Natural Gas_Food Prep Other_E9_Baseline Forecast | Commercial | School (ID) | New | Food Preparation | Natural Gas | Food Prep Other | E9 |  | Baseline Forecast | 0 | 0 | 0 | 0 | 0 | 0 | 0 | 0 | 0 | 0 | 0 | 0 | 0 | 0 | 0 | 0 | 0 | 0 | 0 | 0 | 0 | 0 | 0 | 0 | 0 | 0 | 0
Commercial_School (ID)_New_Food Preparation_Natural Gas_Food Prep Other_E10_Baseline Forecast | Commercial | School (ID) | New | Food Preparation | Natural Gas | Food Prep Other | E10 |  | Baseline Forecast | 0 | 0 | 0 | 0 | 0 | 0 | 0 | 0 | 0 | 0 | 0 | 0 | 0 | 0 | 0 | 0 | 0 | 0 | 0 | 0 | 0 | 0 | 0 | 0 | 0 | 0 | 0
Commercial_School (ID)_New_Miscellaneous_Natural Gas_Pool Heater_E1_Baseline Forecast | Commercial | School (ID) | New | Miscellaneous | Natural Gas | Pool Heater | E1 | Standard (EF .82) | Baseline Forecast | 0 | 574.4238 | 536.8011 | 641.0035 | 654.8228 | 592.5388 | 633.3046 | 700.6098 | 774.0909 | 829.1169 | 867.9586 | 1063.3182 | 1065.5278 | 1118.5031 | 1150.2231 | 1161.5057 | 1234.2214 | 1297.3264 | 1360.7583 | 1409.8024 | 1442.9433 | 1526.3779 | 1556.4359 | 1609.0162 | 1649.0764 | 1705.7978 | 1725.2397
Commercial_School (ID)_New_Miscellaneous_Natural Gas_Pool Heater_E2_Baseline Forecast | Commercial | School (ID) | New | Miscellaneous | Natural Gas | Pool Heater | E2 | Condensing (EF .90) | Baseline Forecast | 0 | 63.8249 | 59.6446 | 71.2226 | 72.7581 | 65.8376 | 70.3672 | 77.8455 | 86.0101 | 92.1241 | 96.4398 | 118.1465 | 118.392 | 124.2781 | 127.8026 | 129.0562 | 137.1357 | 144.1474 | 151.1954 | 156.6447 | 160.327 | 169.5975 | 172.9373 | 178.7796 | 183.2307 | 189.5331 | 191.6933
Commercial_School (ID)_New_Miscellaneous_Natural Gas_Pool Heater_E3_Baseline Forecast | Commercial | School (ID) | New | Miscellaneous | Natural Gas | Pool Heater | E3 |  | Baseline Forecast | 0 | 0 | 0 | 0 | 0 | 0 | 0 | 0 | 0 | 0 | 0 | 0 | 0 | 0 | 0 | 0 | 0 | 0 | 0 | 0 | 0 | 0 | 0 | 0 | 0 | 0 | 0
Commercial_School (ID)_New_Miscellaneous_Natural Gas_Pool Heater_E4_Baseline Forecast | Commercial | School (ID) | New | Miscellaneous | Natural Gas | Pool Heater | E4 |  | Baseline Forecast | 0 | 0 | 0 | 0 | 0 | 0 | 0 | 0 | 0 | 0 | 0 | 0 | 0 | 0 | 0 | 0 | 0 | 0 | 0 | 0 | 0 | 0 | 0 | 0 | 0 | 0 | 0
Commercial_School (ID)_New_Miscellaneous_Natural Gas_Pool Heater_E5_Baseline Forecast | Commercial | School (ID) | New | Miscellaneous | Natural Gas | Pool Heater | E5 |  | Baseline Forecast | 0 | 0 | 0 | 0 | 0 | 0 | 0 | 0 | 0 | 0 | 0 | 0 | 0 | 0 | 0 | 0 | 0 | 0 | 0 | 0 | 0 | 0 | 0 | 0 | 0 | 0 | 0
Commercial_School (ID)_New_Miscellaneous_Natural Gas_Pool Heater_E6_Baseline Forecast | Commercial | School (ID) | New | Miscellaneous | Natural Gas | Pool Heater | E6 |  | Baseline Forecast | 0 | 0 | 0 | 0 | 0 | 0 | 0 | 0 | 0 | 0 | 0 | 0 | 0 | 0 | 0 | 0 | 0 | 0 | 0 | 0 | 0 | 0 | 0 | 0 | 0 | 0 | 0
Commercial_School (ID)_New_Miscellaneous_Natural Gas_Pool Heater_E7_Baseline Forecast | Commercial | School (ID) | New | Miscellaneous | Natural Gas | Pool Heater | E7 |  | Baseline Forecast | 0 | 0 | 0 | 0 | 0 | 0 | 0 | 0 | 0 | 0 | 0 | 0 | 0 | 0 | 0 | 0 | 0 | 0 | 0 | 0 | 0 | 0 | 0 | 0 | 0 | 0 | 0
Commercial_School (ID)_New_Miscellaneous_Natural Gas_Pool Heater_E8_Baseline Forecast | Commercial | School (ID) | New | Miscellaneous | Natural Gas | Pool Heater | E8 |  | Baseline Forecast | 0 | 0 | 0 | 0 | 0 | 0 | 0 | 0 | 0 | 0 | 0 | 0 | 0 | 0 | 0 | 0 | 0 | 0 | 0 | 0 | 0 | 0 | 0 | 0 | 0 | 0 | 0
Commercial_School (ID)_New_Miscellaneous_Natural Gas_Pool Heater_E9_Baseline Forecast | Commercial | School (ID) | New | Miscellaneous | Natural Gas | Pool Heater | E9 |  | Baseline Forecast | 0 | 0 | 0 | 0 | 0 | 0 | 0 | 0 | 0 | 0 | 0 | 0 | 0 | 0 | 0 | 0 | 0 | 0 | 0 | 0 | 0 | 0 | 0 | 0 | 0 | 0 | 0
Commercial_School (ID)_New_Miscellaneous_Natural Gas_Pool Heater_E10_Baseline Forecast | Commercial | School (ID) | New | Miscellaneous | Natural Gas | Pool Heater | E10 |  | Baseline Forecast | 0 | 0 | 0 | 0 | 0 | 0 | 0 | 0 | 0 | 0 | 0 | 0 | 0 | 0 | 0 | 0 | 0 | 0 | 0 | 0 | 0 | 0 | 0 | 0 | 0 | 0 | 0
Commercial_School (ID)_New_Miscellaneous_Natural Gas_Miscellaneous_E1_Baseline Forecast | Commercial | School (ID) | New | Miscellaneous | Natural Gas | Miscellaneous | E1 | Standard | Baseline Forecast | 0 | 210142.7517 | 196379.1667 | 234499.784 | 269575.7243 | 270555.7394 | 269256.8982 | 290148.275 | 308111.8817 | 321248.2512 | 338539.8746 | 419340.7679 | 422651.7142 | 442987.8463 | 471954.733 | 486691.1507 | 500781.3814 | 522685.4082 | 543132.9874 | 560198.8611 | 577815.7331 | 615041.7774 | 627432.1652 | 646541.3702 | 668483.2125 | 693616.6853 | 695840.7754
Commercial_School (ID)_New_Miscellaneous_Natural Gas_Miscellaneous_E2_Baseline Forecast | Commercial | School (ID) | New | Miscellaneous | Natural Gas | Miscellaneous | E2 |  | Baseline Forecast | 0 | 0 | 0 | 0 | 0 | 0 | 0 | 0 | 0 | 0 | 0 | 0 | 0 | 0 | 0 | 0 | 0 | 0 | 0 | 0 | 0 | 0 | 0 | 0 | 0 | 0 | 0
Commercial_School (ID)_New_Miscellaneous_Natural Gas_Miscellaneous_E3_Baseline Forecast | Commercial | School (ID) | New | Miscellaneous | Natural Gas | Miscellaneous | E3 |  | Baseline Forecast | 0 | 0 | 0 | 0 | 0 | 0 | 0 | 0 | 0 | 0 | 0 | 0 | 0 | 0 | 0 | 0 | 0 | 0 | 0 | 0 | 0 | 0 | 0 | 0 | 0 | 0 | 0
Commercial_School (ID)_New_Miscellaneous_Natural Gas_Miscellaneous_E4_Baseline Forecast | Commercial | School (ID) | New | Miscellaneous | Natural Gas | Miscellaneous | E4 |  | Baseline Forecast | 0 | 0 | 0 | 0 | 0 | 0 | 0 | 0 | 0 | 0 | 0 | 0 | 0 | 0 | 0 | 0 | 0 | 0 | 0 | 0 | 0 | 0 | 0 | 0 | 0 | 0 | 0
Commercial_School (ID)_New_Miscellaneous_Natural Gas_Miscellaneous_E5_Baseline Forecast | Commercial | School (ID) | New | Miscellaneous | Natural Gas | Miscellaneous | E5 |  | Baseline Forecast | 0 | 0 | 0 | 0 | 0 | 0 | 0 | 0 | 0 | 0 | 0 | 0 | 0 | 0 | 0 | 0 | 0 | 0 | 0 | 0 | 0 | 0 | 0 | 0 | 0 | 0 | 0
Commercial_School (ID)_New_Miscellaneous_Natural Gas_Miscellaneous_E6_Baseline Forecast | Commercial | School (ID) | New | Miscellaneous | Natural Gas | Miscellaneous | E6 |  | Baseline Forecast | 0 | 0 | 0 | 0 | 0 | 0 | 0 | 0 | 0 | 0 | 0 | 0 | 0 | 0 | 0 | 0 | 0 | 0 | 0 | 0 | 0 | 0 | 0 | 0 | 0 | 0 | 0
Commercial_School (ID)_New_Miscellaneous_Natural Gas_Miscellaneous_E7_Baseline Forecast | Commercial | School (ID) | New | Miscellaneous | Natural Gas | Miscellaneous | E7 |  | Baseline Forecast | 0 | 0 | 0 | 0 | 0 | 0 | 0 | 0 | 0 | 0 | 0 | 0 | 0 | 0 | 0 | 0 | 0 | 0 | 0 | 0 | 0 | 0 | 0 | 0 | 0 | 0 | 0
Commercial_School (ID)_New_Miscellaneous_Natural Gas_Miscellaneous_E8_Baseline Forecast | Commercial | School (ID) | New | Miscellaneous | Natural Gas | Miscellaneous | E8 |  | Baseline Forecast | 0 | 0 | 0 | 0 | 0 | 0 | 0 | 0 | 0 | 0 | 0 | 0 | 0 | 0 | 0 | 0 | 0 | 0 | 0 | 0 | 0 | 0 | 0 | 0 | 0 | 0 | 0
Commercial_School (ID)_New_Miscellaneous_Natural Gas_Miscellaneous_E9_Baseline Forecast | Commercial | School (ID) | New | Miscellaneous | Natural Gas | Miscellaneous | E9 |  | Baseline Forecast | 0 | 0 | 0 | 0 | 0 | 0 | 0 | 0 | 0 | 0 | 0 | 0 | 0 | 0 | 0 | 0 | 0 | 0 | 0 | 0 | 0 | 0 | 0 | 0 | 0 | 0 | 0
Commercial_School (ID)_New_Miscellaneous_Natural Gas_Miscellaneous_E10_Baseline Forecast | Commercial | School (ID) | New | Miscellaneous | Natural Gas | Miscellaneous | E10 |  | Baseline Forecast | 0 | 0 | 0 | 0 | 0 | 0 | 0 | 0 | 0 | 0 | 0 | 0 | 0 | 0 | 0 | 0 | 0 | 0 | 0 | 0 | 0 | 0 | 0 | 0 | 0 | 0 | 0
Commercial_College (ID)_Existing_Space Heating_Natural Gas_Furnace_E1_Baseline Forecast | Commercial | College (ID) | Existing | Space Heating | Natural Gas | Furnace | E1 | AFUE 80% (Standard) | Baseline Forecast | 0 | 16457.5598 | 16709.1836 | 16897.05 | 17028.6767 | 17110.7614 | 17149.2705 | 17149.5176 | 17116.234 | 17053.6312 | 16965.4575 | 16855.0472 | 16266.8592 | 15760.5589 | 15322.6117 | 14941.4957 | 14607.4243 | 14312.1058 | 14048.5342 | 13810.8074 | 13593.9706 | 13393.8795 | 13207.0831 | 16498.8237 | 16014.3465 | 15536.7901 | 15070.986
Commercial_College (ID)_Existing_Space Heating_Natural Gas_Furnace_E2_Baseline Forecast | Commercial | College (ID) | Existing | Space Heating | Natural Gas | Furnace | E2 | AFUE 90% | Baseline Forecast | 0 | 0 | 0 | 0 | 0 | 0 | 0 | 0 | 0 | 0 | 0 | 0 | 0 | 0 | 0 | 0 | 0 | 0 | 0 | 0 | 0 | 0 | 0 | 0 | 0 | 0 | 0
Commercial_College (ID)_Existing_Space Heating_Natural Gas_Furnace_E3_Baseline Forecast | Commercial | College (ID) | Existing | Space Heating | Natural Gas | Furnace | E3 | AFUE 96% | Baseline Forecast | 0 | 0 | 0 | 0 | 0 | 0 | 0 | 0 | 0 | 0 | 0 | 0 | 0 | 0 | 0 | 0 | 0 | 0 | 0 | 0 | 0 | 0 | 0 | 0 | 0 | 0 | 0
Commercial_College (ID)_Existing_Space Heating_Natural Gas_Furnace_E4_Baseline Forecast | Commercial | College (ID) | Existing | Space Heating | Natural Gas | Furnace | E4 |  | Baseline Forecast | 0 | 0 | 0 | 0 | 0 | 0 | 0 | 0 | 0 | 0 | 0 | 0 | 0 | 0 | 0 | 0 | 0 | 0 | 0 | 0 | 0 | 0 | 0 | 0 | 0 | 0 | 0
Commercial_College (ID)_Existing_Space Heating_Natural Gas_Furnace_E5_Baseline Forecast | Commercial | College (ID) | Existing | Space Heating | Natural Gas | Furnace | E5 |  | Baseline Forecast | 0 | 0 | 0 | 0 | 0 | 0 | 0 | 0 | 0 | 0 | 0 | 0 | 0 | 0 | 0 | 0 | 0 | 0 | 0 | 0 | 0 | 0 | 0 | 0 | 0 | 0 | 0
Commercial_College (ID)_Existing_Space Heating_Natural Gas_Furnace_E6_Baseline Forecast | Commercial | College (ID) | Existing | Space Heating | Natural Gas | Furnace | E6 |  | Baseline Forecast | 0 | 0 | 0 | 0 | 0 | 0 | 0 | 0 | 0 | 0 | 0 | 0 | 0 | 0 | 0 | 0 | 0 | 0 | 0 | 0 | 0 | 0 | 0 | 0 | 0 | 0 | 0
Commercial_College (ID)_Existing_Space Heating_Natural Gas_Furnace_E7_Baseline Forecast | Commercial | College (ID) | Existing | Space Heating | Natural Gas | Furnace | E7 |  | Baseline Forecast | 0 | 0 | 0 | 0 | 0 | 0 | 0 | 0 | 0 | 0 | 0 | 0 | 0 | 0 | 0 | 0 | 0 | 0 | 0 | 0 | 0 | 0 | 0 | 0 | 0 | 0 | 0
Commercial_College (ID)_Existing_Space Heating_Natural Gas_Furnace_E8_Baseline Forecast | Commercial | College (ID) | Existing | Space Heating | Natural Gas | Furnace | E8 |  | Baseline Forecast | 0 | 0 | 0 | 0 | 0 | 0 | 0 | 0 | 0 | 0 | 0 | 0 | 0 | 0 | 0 | 0 | 0 | 0 | 0 | 0 | 0 | 0 | 0 | 0 | 0 | 0 | 0
Commercial_College (ID)_Existing_Space Heating_Natural Gas_Furnace_E9_Baseline Forecast | Commercial | College (ID) | Existing | Space Heating | Natural Gas | Furnace | E9 |  | Baseline Forecast | 0 | 0 | 0 | 0 | 0 | 0 | 0 | 0 | 0 | 0 | 0 | 0 | 0 | 0 | 0 | 0 | 0 | 0 | 0 | 0 | 0 | 0 | 0 | 0 | 0 | 0 | 0
Commercial_College (ID)_Existing_Space Heating_Natural Gas_Furnace_E10_Baseline Forecast | Commercial | College (ID) | Existing | Space Heating | Natural Gas | Furnace | E10 |  | Baseline Forecast | 0 | 0 | 0 | 0 | 0 | 0 | 0 | 0 | 0 | 0 | 0 | 0 | 0 | 0 | 0 | 0 | 0 | 0 | 0 | 0 | 0 | 0 | 0 | 0 | 0 | 0 | 0
Commercial_College (ID)_Existing_Space Heating_Natural Gas_Boiler_E1_Baseline Forecast | Commercial | College (ID) | Existing | Space Heating | Natural Gas | Boiler | E1 | AFUE 80% (Standard) | Baseline Forecast | 0 | 34215.9705 | 36744.2277 | 40064.7292 | 41644.0188 | 43467.7969 | 45948.3459 | 46455.8532 | 47455.8311 | 47402.9221 | 49136.1676 | 49562.6245 | 48891.8139 | 50372.5214 | 50402.4425 | 49271.3055 | 49113.0869 | 47740.1662 | 50113.771 | 48573.2648 | 46696.7153 | 48856.5368 | 47215.2764 | 46692.1565 | 46142.5197 | 45570.7189 | 44980.6119
Commercial_College (ID)_Existing_Space Heating_Natural Gas_Boiler_E2_Baseline Forecast | Commercial | College (ID) | Existing | Space Heating | Natural Gas | Boiler | E2 | AFUE 85% | Baseline Forecast | 0 | 0 | 0 | 0 | 0 | 0 | 0 | 0 | 0 | 0 | 0 | 0 | 0 | 0 | 0 | 0 | 0 | 0 | 0 | 0 | 0 | 0 | 0 | 0 | 0 | 0 | 0
Commercial_College (ID)_Existing_Space Heating_Natural Gas_Boiler_E3_Baseline Forecast | Commercial | College (ID) | Existing | Space Heating | Natural Gas | Boiler | E3 | AFUE 97% | Baseline Forecast | 0 | 18423.9841 | 20576.7675 | 21246.4473 | 23044.1211 | 24053.3264 | 23923.5189 | 25339.5563 | 25884.9988 | 27148.9463 | 26331.3434 | 26559.8753 | 27655.9755 | 26398.4337 | 26414.1143 | 27435.1588 | 27347.0598 | 28354.7654 | 25512.4652 | 26494.5081 | 27735.0188 | 24872.4187 | 25753.7871 | 25468.449 | 25168.6471 | 24856.7557 | 24534.8792
Commercial_College (ID)_Existing_Space Heating_Natural Gas_Boiler_E4_Baseline Forecast | Commercial | College (ID) | Existing | Space Heating | Natural Gas | Boiler | E4 | Convert to NG Air Source Heat Pump | Baseline Forecast | 0 | 0 | 0 | 0 | 0 | 0 | 0 | 0 | 0 | 0 | 0 | 0 | 0 | 0 | 0 | 0 | 0 | 0 | 0 | 0 | 0 | 0 | 0 | 0 | 0 | 0 | 0
Commercial_College (ID)_Existing_Space Heating_Natural Gas_Boiler_E5_Baseline Forecast | Commercial | College (ID) | Existing | Space Heating | Natural Gas | Boiler | E5 |  | Baseline Forecast | 0 | 0 | 0 | 0 | 0 | 0 | 0 | 0 | 0 | 0 | 0 | 0 | 0 | 0 | 0 | 0 | 0 | 0 | 0 | 0 | 0 | 0 | 0 | 0 | 0 | 0 | 0
Commercial_College (ID)_Existing_Space Heating_Natural Gas_Boiler_E6_Baseline Forecast | Commercial | College (ID) | Existing | Space Heating | Natural Gas | Boiler | E6 |  | Baseline Forecast | 0 | 0 | 0 | 0 | 0 | 0 | 0 | 0 | 0 | 0 | 0 | 0 | 0 | 0 | 0 | 0 | 0 | 0 | 0 | 0 | 0 | 0 | 0 | 0 | 0 | 0 | 0
Commercial_College (ID)_Existing_Space Heating_Natural Gas_Boiler_E7_Baseline Forecast | Commercial | College (ID) | Existing | Space Heating | Natural Gas | Boiler | E7 |  | Baseline Forecast | 0 | 0 | 0 | 0 | 0 | 0 | 0 | 0 | 0 | 0 | 0 | 0 | 0 | 0 | 0 | 0 | 0 | 0 | 0 | 0 | 0 | 0 | 0 | 0 | 0 | 0 | 0
Commercial_College (ID)_Existing_Space Heating_Natural Gas_Boiler_E8_Baseline Forecast | Commercial | College (ID) | Existing | Space Heating | Natural Gas | Boiler | E8 |  | Baseline Forecast | 0 | 0 | 0 | 0 | 0 | 0 | 0 | 0 | 0 | 0 | 0 | 0 | 0 | 0 | 0 | 0 | 0 | 0 | 0 | 0 | 0 | 0 | 0 | 0 | 0 | 0 | 0
Commercial_College (ID)_Existing_Space Heating_Natural Gas_Boiler_E9_Baseline Forecast | Commercial | College (ID) | Existing | Space Heating | Natural Gas | Boiler | E9 |  | Baseline Forecast | 0 | 0 | 0 | 0 | 0 | 0 | 0 | 0 | 0 | 0 | 0 | 0 | 0 | 0 | 0 | 0 | 0 | 0 | 0 | 0 | 0 | 0 | 0 | 0 | 0 | 0 | 0
Commercial_College (ID)_Existing_Space Heating_Natural Gas_Boiler_E10_Baseline Forecast | Commercial | College (ID) | Existing | Space Heating | Natural Gas | Boiler | E10 |  | Baseline Forecast | 0 | 0 | 0 | 0 | 0 | 0 | 0 | 0 | 0 | 0 | 0 | 0 | 0 | 0 | 0 | 0 | 0 | 0 | 0 | 0 | 0 | 0 | 0 | 0 | 0 | 0 | 0
Commercial_College (ID)_Existing_Space Heating_Natural Gas_Unit Heater_E1_Baseline Forecast | Commercial | College (ID) | Existing | Space Heating | Natural Gas | Unit Heater | E1 | Standard | Baseline Forecast | 0 | 0 | 0 | 0 | 0 | 0 | 0 | 0 | 0 | 0 | 0 | 0 | 0 | 0 | 0 | 0 | 0 | 0 | 0 | 0 | 0 | 0 | 0 | 0 | 0 | 0 | 0
Commercial_College (ID)_Existing_Space Heating_Natural Gas_Unit Heater_E2_Baseline Forecast | Commercial | College (ID) | Existing | Space Heating | Natural Gas | Unit Heater | E2 | Condensing | Baseline Forecast | 0 | 0 | 0 | 0 | 0 | 0 | 0 | 0 | 0 | 0 | 0 | 0 | 0 | 0 | 0 | 0 | 0 | 0 | 0 | 0 | 0 | 0 | 0 | 0 | 0 | 0 | 0
Commercial_College (ID)_Existing_Space Heating_Natural Gas_Unit Heater_E3_Baseline Forecast | Commercial | College (ID) | Existing | Space Heating | Natural Gas | Unit Heater | E3 | Infrared Radiant | Baseline Forecast | 0 | 0 | 0 | 0 | 0 | 0 | 0 | 0 | 0 | 0 | 0 | 0 | 0 | 0 | 0 | 0 | 0 | 0 | 0 | 0 | 0 | 0 | 0 | 0 | 0 | 0 | 0
Commercial_College (ID)_Existing_Space Heating_Natural Gas_Unit Heater_E4_Baseline Forecast | Commercial | College (ID) | Existing | Space Heating | Natural Gas | Unit Heater | E4 |  | Baseline Forecast | 0 | 0 | 0 | 0 | 0 | 0 | 0 | 0 | 0 | 0 | 0 | 0 | 0 | 0 | 0 | 0 | 0 | 0 | 0 | 0 | 0 | 0 | 0 | 0 | 0 | 0 | 0
Commercial_College (ID)_Existing_Space Heating_Natural Gas_Unit Heater_E5_Baseline Forecast | Commercial | College (ID) | Existing | Space Heating | Natural Gas | Unit Heater | E5 |  | Baseline Forecast | 0 | 0 | 0 | 0 | 0 | 0 | 0 | 0 | 0 | 0 | 0 | 0 | 0 | 0 | 0 | 0 | 0 | 0 | 0 | 0 | 0 | 0 | 0 | 0 | 0 | 0 | 0
Commercial_College (ID)_Existing_Space Heating_Natural Gas_Unit Heater_E6_Baseline Forecast | Commercial | College (ID) | Existing | Space Heating | Natural Gas | Unit Heater | E6 |  | Baseline Forecast | 0 | 0 | 0 | 0 | 0 | 0 | 0 | 0 | 0 | 0 | 0 | 0 | 0 | 0 | 0 | 0 | 0 | 0 | 0 | 0 | 0 | 0 | 0 | 0 | 0 | 0 | 0
Commercial_College (ID)_Existing_Space Heating_Natural Gas_Unit Heater_E7_Baseline Forecast | Commercial | College (ID) | Existing | Space Heating | Natural Gas | Unit Heater | E7 |  | Baseline Forecast | 0 | 0 | 0 | 0 | 0 | 0 | 0 | 0 | 0 | 0 | 0 | 0 | 0 | 0 | 0 | 0 | 0 | 0 | 0 | 0 | 0 | 0 | 0 | 0 | 0 | 0 | 0
Commercial_College (ID)_Existing_Space Heating_Natural Gas_Unit Heater_E8_Baseline Forecast | Commercial | College (ID) | Existing | Space Heating | Natural Gas | Unit Heater | E8 |  | Baseline Forecast | 0 | 0 | 0 | 0 | 0 | 0 | 0 | 0 | 0 | 0 | 0 | 0 | 0 | 0 | 0 | 0 | 0 | 0 | 0 | 0 | 0 | 0 | 0 | 0 | 0 | 0 | 0
Commercial_College (ID)_Existing_Space Heating_Natural Gas_Unit Heater_E9_Baseline Forecast | Commercial | College (ID) | Existing | Space Heating | Natural Gas | Unit Heater | E9 |  | Baseline Forecast | 0 | 0 | 0 | 0 | 0 | 0 | 0 | 0 | 0 | 0 | 0 | 0 | 0 | 0 | 0 | 0 | 0 | 0 | 0 | 0 | 0 | 0 | 0 | 0 | 0 | 0 | 0
Commercial_College (ID)_Existing_Space Heating_Natural Gas_Unit Heater_E10_Baseline Forecast | Commercial | College (ID) | Existing | Space Heating | Natural Gas | Unit Heater | E10 |  | Baseline Forecast | 0 | 0 | 0 | 0 | 0 | 0 | 0 | 0 | 0 | 0 | 0 | 0 | 0 | 0 | 0 | 0 | 0 | 0 | 0 | 0 | 0 | 0 | 0 | 0 | 0 | 0 | 0
Commercial_College (ID)_Existing_Water Heating_Natural Gas_Water Heater_E1_Baseline Forecast | Commercial | College (ID) | Existing | Water Heating | Natural Gas | Water Heater | E1 | TE 0.80 | Baseline Forecast | 0 | 46460.3674 | 50591.8844 | 54113.6443 | 57094.1743 | 59594.5839 | 61669.3637 | 63367.0969 | 64731.095 | 65799.9654 | 66608.1176 | 67186.215 | 63419.5508 | 60364.5133 | 57899.3457 | 55920.464 | 54339.9528 | 53083.3907 | 52087.9612 | 51300.8144 | 50677.6469 | 50181.4715 | 49781.5529 | 59031.5226 | 58232.9115 | 57223.1854 | 56073.3771
Commercial_College (ID)_Existing_Water Heating_Natural Gas_Water Heater_E2_Baseline Forecast | Commercial | College (ID) | Existing | Water Heating | Natural Gas | Water Heater | E2 | TE 0.90 | Baseline Forecast | 0 | 0 | 0 | 0 | 0 | 0 | 0 | 0 | 0 | 0 | 0 | 0 | 0 | 0 | 0 | 0 | 0 | 0 | 0 | 0 | 0 | 0 | 0 | 0 | 0 | 0 | 0
Commercial_College (ID)_Existing_Water Heating_Natural Gas_Water Heater_E3_Baseline Forecast | Commercial | College (ID) | Existing | Water Heating | Natural Gas | Water Heater | E3 | TE 0.94 | Baseline Forecast | 0 | 52391.4782 | 57050.4228 | 61021.7692 | 64382.7923 | 67202.4032 | 69542.0485 | 71456.5135 | 72994.639 | 74199.961 | 75111.2815 | 75763.1786 | 71515.6637 | 68070.6214 | 65290.7516 | 63059.2466 | 61276.9681 | 59859.9938 | 58737.4881 | 57849.8545 | 57147.1337 | 56587.6168 | 56136.6448 | 66567.4617 | 65666.9002 | 64528.2729 | 63231.6805
Commercial_College (ID)_Existing_Water Heating_Natural Gas_Water Heater_E4_Baseline Forecast | Commercial | College (ID) | Existing | Water Heating | Natural Gas | Water Heater | E4 | Instantaneous TE 0.94 | Baseline Forecast | 0 | 0 | 0 | 0 | 0 | 0 | 0 | 0 | 0 | 0 | 0 | 0 | 0 | 0 | 0 | 0 | 0 | 0 | 0 | 0 | 0 | 0 | 0 | 0 | 0 | 0 | 0
Commercial_College (ID)_Existing_Water Heating_Natural Gas_Water Heater_E5_Baseline Forecast | Commercial | College (ID) | Existing | Water Heating | Natural Gas | Water Heater | E5 | Gas-Fired Absorption HPWH | Baseline Forecast | 0 | 0 | 0 | 0 | 0 | 0 | 0 | 0 | 0 | 0 | 0 | 0 | 0 | 0 | 0 | 0 | 0 | 0 | 0 | 0 | 0 | 0 | 0 | 0 | 0 | 0 | 0
Commercial_College (ID)_Existing_Water Heating_Natural Gas_Water Heater_E6_Baseline Forecast | Commercial | College (ID) | Existing | Water Heating | Natural Gas | Water Heater | E6 |  | Baseline Forecast | 0 | 0 | 0 | 0 | 0 | 0 | 0 | 0 | 0 | 0 | 0 | 0 | 0 | 0 | 0 | 0 | 0 | 0 | 0 | 0 | 0 | 0 | 0 | 0 | 0 | 0 | 0
Commercial_College (ID)_Existing_Water Heating_Natural Gas_Water Heater_E7_Baseline Forecast | Commercial | College (ID) | Existing | Water Heating | Natural Gas | Water Heater | E7 |  | Baseline Forecast | 0 | 0 | 0 | 0 | 0 | 0 | 0 | 0 | 0 | 0 | 0 | 0 | 0 | 0 | 0 | 0 | 0 | 0 | 0 | 0 | 0 | 0 | 0 | 0 | 0 | 0 | 0
Commercial_College (ID)_Existing_Water Heating_Natural Gas_Water Heater_E8_Baseline Forecast | Commercial | College (ID) | Existing | Water Heating | Natural Gas | Water Heater | E8 |  | Baseline Forecast | 0 | 0 | 0 | 0 | 0 | 0 | 0 | 0 | 0 | 0 | 0 | 0 | 0 | 0 | 0 | 0 | 0 | 0 | 0 | 0 | 0 | 0 | 0 | 0 | 0 | 0 | 0
Commercial_College (ID)_Existing_Water Heating_Natural Gas_Water Heater_E9_Baseline Forecast | Commercial | College (ID) | Existing | Water Heating | Natural Gas | Water Heater | E9 |  | Baseline Forecast | 0 | 0 | 0 | 0 | 0 | 0 | 0 | 0 | 0 | 0 | 0 | 0 | 0 | 0 | 0 | 0 | 0 | 0 | 0 | 0 | 0 | 0 | 0 | 0 | 0 | 0 | 0
Commercial_College (ID)_Existing_Water Heating_Natural Gas_Water Heater_E10_Baseline Forecast | Commercial | College (ID) | Existing | Water Heating | Natural Gas | Water Heater | E10 |  | Baseline Forecast | 0 | 0 | 0 | 0 | 0 | 0 | 0 | 0 | 0 | 0 | 0 | 0 | 0 | 0 | 0 | 0 | 0 | 0 | 0 | 0 | 0 | 0 | 0 | 0 | 0 | 0 | 0
Commercial_College (ID)_Existing_Food Preparation_Natural Gas_Oven_E1_Baseline Forecast | Commercial | College (ID) | Existing | Food Preparation | Natural Gas | Oven | E1 | Standard | Baseline Forecast | 0 | 5874.3859 | 7497.8526 | 8720.5793 | 9629.4964 | 10292.8662 | 10764.2887 | 11085.8477 | 11290.5816 | 11404.4243 | 9953.6862 | 9089.4636 | 8617.975 | 8401.7532 | 8344.3983 | 9570.3507 | 9747.5565 | 9846.1894 | 9883.8442 | 9621.0054 | 9231.5514 | 8817.0621 | 8432.3365 | 8102.7532 | 7734.9371 | 7589.652 | 7568.7043
Commercial_College (ID)_Existing_Food Preparation_Natural Gas_Oven_E2_Baseline Forecast | Commercial | College (ID) | Existing | Food Preparation | Natural Gas | Oven | E2 | ENERGY STAR (>42% Baking Efficiency) | Baseline Forecast | 0 | 8453.3846 | 10789.5928 | 12549.1264 | 13857.0802 | 14811.6855 | 15490.074 | 15952.8053 | 16247.4222 | 16411.2447 | 14323.5971 | 13079.9598 | 12401.4762 | 12090.3278 | 12007.7927 | 13771.9681 | 14026.9716 | 14168.9067 | 14223.0929 | 13844.8614 | 13284.4277 | 12687.9674 | 12134.3379 | 11660.0595 | 11130.7631 | 10921.6944 | 10891.5501
Commercial_College (ID)_Existing_Food Preparation_Natural Gas_Oven_E3_Baseline Forecast | Commercial | College (ID) | Existing | Food Preparation | Natural Gas | Oven | E3 |  | Baseline Forecast | 0 | 0 | 0 | 0 | 0 | 0 | 0 | 0 | 0 | 0 | 0 | 0 | 0 | 0 | 0 | 0 | 0 | 0 | 0 | 0 | 0 | 0 | 0 | 0 | 0 | 0 | 0
Commercial_College (ID)_Existing_Food Preparation_Natural Gas_Oven_E4_Baseline Forecast | Commercial | College (ID) | Existing | Food Preparation | Natural Gas | Oven | E4 |  | Baseline Forecast | 0 | 0 | 0 | 0 | 0 | 0 | 0 | 0 | 0 | 0 | 0 | 0 | 0 | 0 | 0 | 0 | 0 | 0 | 0 | 0 | 0 | 0 | 0 | 0 | 0 | 0 | 0
Commercial_College (ID)_Existing_Food Preparation_Natural Gas_Oven_E5_Baseline Forecast | Commercial | College (ID) | Existing | Food Preparation | Natural Gas | Oven | E5 |  | Baseline Forecast | 0 | 0 | 0 | 0 | 0 | 0 | 0 | 0 | 0 | 0 | 0 | 0 | 0 | 0 | 0 | 0 | 0 | 0 | 0 | 0 | 0 | 0 | 0 | 0 | 0 | 0 | 0
Commercial_College (ID)_Existing_Food Preparation_Natural Gas_Oven_E6_Baseline Forecast | Commercial | College (ID) | Existing | Food Preparation | Natural Gas | Oven | E6 |  | Baseline Forecast | 0 | 0 | 0 | 0 | 0 | 0 | 0 | 0 | 0 | 0 | 0 | 0 | 0 | 0 | 0 | 0 | 0 | 0 | 0 | 0 | 0 | 0 | 0 | 0 | 0 | 0 | 0
Commercial_College (ID)_Existing_Food Preparation_Natural Gas_Oven_E7_Baseline Forecast | Commercial | College (ID) | Existing | Food Preparation | Natural Gas | Oven | E7 |  | Baseline Forecast | 0 | 0 | 0 | 0 | 0 | 0 | 0 | 0 | 0 | 0 | 0 | 0 | 0 | 0 | 0 | 0 | 0 | 0 | 0 | 0 | 0 | 0 | 0 | 0 | 0 | 0 | 0
Commercial_College (ID)_Existing_Food Preparation_Natural Gas_Oven_E8_Baseline Forecast | Commercial | College (ID) | Existing | Food Preparation | Natural Gas | Oven | E8 |  | Baseline Forecast | 0 | 0 | 0 | 0 | 0 | 0 | 0 | 0 | 0 | 0 | 0 | 0 | 0 | 0 | 0 | 0 | 0 | 0 | 0 | 0 | 0 | 0 | 0 | 0 | 0 | 0 | 0
Commercial_College (ID)_Existing_Food Preparation_Natural Gas_Oven_E9_Baseline Forecast | Commercial | College (ID) | Existing | Food Preparation | Natural Gas | Oven | E9 |  | Baseline Forecast | 0 | 0 | 0 | 0 | 0 | 0 | 0 | 0 | 0 | 0 | 0 | 0 | 0 | 0 | 0 | 0 | 0 | 0 | 0 | 0 | 0 | 0 | 0 | 0 | 0 | 0 | 0
Commercial_College (ID)_Existing_Food Preparation_Natural Gas_Oven_E10_Baseline Forecast | Commercial | College (ID) | Existing | Food Preparation | Natural Gas | Oven | E10 |  | Baseline Forecast | 0 | 0 | 0 | 0 | 0 | 0 | 0 | 0 | 0 | 0 | 0 | 0 | 0 | 0 | 0 | 0 | 0 | 0 | 0 | 0 | 0 | 0 | 0 | 0 | 0 | 0 | 0
Commercial_College (ID)_Existing_Food Preparation_Natural Gas_Conveyor Oven_E1_Baseline Forecast | Commercial | College (ID) | Existing | Food Preparation | Natural Gas | Conveyor Oven | E1 | Standard | Baseline Forecast | 0 | 0 | 0 | 0 | 0 | 272.9334 | 750.3189 | 1378.6378 | 2116.1182 | 2930.2075 | 3546.5814 | 4008.078 | 4348.3372 | 4593.774 | 4765.1289 | 4878.6852 | 4947.226 | 3885.8212 | 3052.1359 | 2397.314 | 1882.9812 | 1519.6951 | 1305.5367 | 1231.0181 | 1282.4579 | 1444.2561 | 1711.9217
Commercial_College (ID)_Existing_Food Preparation_Natural Gas_Conveyor Oven_E2_Baseline Forecast | Commercial | College (ID) | Existing | Food Preparation | Natural Gas | Conveyor Oven | E2 | ENERGY STAR (>42% Baking Efficiency) | Baseline Forecast | 0 | 0 | 0 | 0 | 0 | 392.7579 | 1079.7271 | 1983.8935 | 3045.1457 | 4216.64 | 5103.6171 | 5767.722 | 6257.3633 | 6610.5528 | 6857.1366 | 7020.5471 | 7119.1789 | 5591.7914 | 4392.098 | 3449.7933 | 2709.6559 | 2186.8784 | 1878.6992 | 1771.4651 | 1845.4882 | 2078.3198 | 2463.4971
Commercial_College (ID)_Existing_Food Preparation_Natural Gas_Conveyor Oven_E3_Baseline Forecast | Commercial | College (ID) | Existing | Food Preparation | Natural Gas | Conveyor Oven | E3 |  | Baseline Forecast | 0 | 0 | 0 | 0 | 0 | 0 | 0 | 0 | 0 | 0 | 0 | 0 | 0 | 0 | 0 | 0 | 0 | 0 | 0 | 0 | 0 | 0 | 0 | 0 | 0 | 0 | 0
Commercial_College (ID)_Existing_Food Preparation_Natural Gas_Conveyor Oven_E4_Baseline Forecast | Commercial | College (ID) | Existing | Food Preparation | Natural Gas | Conveyor Oven | E4 |  | Baseline Forecast | 0 | 0 | 0 | 0 | 0 | 0 | 0 | 0 | 0 | 0 | 0 | 0 | 0 | 0 | 0 | 0 | 0 | 0 | 0 | 0 | 0 | 0 | 0 | 0 | 0 | 0 | 0
Commercial_College (ID)_Existing_Food Preparation_Natural Gas_Conveyor Oven_E5_Baseline Forecast | Commercial | College (ID) | Existing | Food Preparation | Natural Gas | Conveyor Oven | E5 |  | Baseline Forecast | 0 | 0 | 0 | 0 | 0 | 0 | 0 | 0 | 0 | 0 | 0 | 0 | 0 | 0 | 0 | 0 | 0 | 0 | 0 | 0 | 0 | 0 | 0 | 0 | 0 | 0 | 0
Commercial_College (ID)_Existing_Food Preparation_Natural Gas_Conveyor Oven_E6_Baseline Forecast | Commercial | College (ID) | Existing | Food Preparation | Natural Gas | Conveyor Oven | E6 |  | Baseline Forecast | 0 | 0 | 0 | 0 | 0 | 0 | 0 | 0 | 0 | 0 | 0 | 0 | 0 | 0 | 0 | 0 | 0 | 0 | 0 | 0 | 0 | 0 | 0 | 0 | 0 | 0 | 0
Commercial_College (ID)_Existing_Food Preparation_Natural Gas_Conveyor Oven_E7_Baseline Forecast | Commercial | College (ID) | Existing | Food Preparation | Natural Gas | Conveyor Oven | E7 |  | Baseline Forecast | 0 | 0 | 0 | 0 | 0 | 0 | 0 | 0 | 0 | 0 | 0 | 0 | 0 | 0 | 0 | 0 | 0 | 0 | 0 | 0 | 0 | 0 | 0 | 0 | 0 | 0 | 0
Commercial_College (ID)_Existing_Food Preparation_Natural Gas_Conveyor Oven_E8_Baseline Forecast | Commercial | College (ID) | Existing | Food Preparation | Natural Gas | Conveyor Oven | E8 |  | Baseline Forecast | 0 | 0 | 0 | 0 | 0 | 0 | 0 | 0 | 0 | 0 | 0 | 0 | 0 | 0 | 0 | 0 | 0 | 0 | 0 | 0 | 0 | 0 | 0 | 0 | 0 | 0 | 0
Commercial_College (ID)_Existing_Food Preparation_Natural Gas_Conveyor Oven_E9_Baseline Forecast | Commercial | College (ID) | Existing | Food Preparation | Natural Gas | Conveyor Oven | E9 |  | Baseline Forecast | 0 | 0 | 0 | 0 | 0 | 0 | 0 | 0 | 0 | 0 | 0 | 0 | 0 | 0 | 0 | 0 | 0 | 0 | 0 | 0 | 0 | 0 | 0 | 0 | 0 | 0 | 0
Commercial_College (ID)_Existing_Food Preparation_Natural Gas_Conveyor Oven_E10_Baseline Forecast | Commercial | College (ID) | Existing | Food Preparation | Natural Gas | Conveyor Oven | E10 |  | Baseline Forecast | 0 | 0 | 0 | 0 | 0 | 0 | 0 | 0 | 0 | 0 | 0 | 0 | 0 | 0 | 0 | 0 | 0 | 0 | 0 | 0 | 0 | 0 | 0 | 0 | 0 | 0 | 0
Commercial_College (ID)_Existing_Food Preparation_Natural Gas_Double Rack Oven_E1_Baseline Forecast | Commercial | College (ID) | Existing | Food Preparation | Natural Gas | Double Rack Oven | E1 | Standard | Baseline Forecast | 0 | 1631.7739 | 2225.1462 | 2728.4338 | 3153.3668 | 3510.1777 | 3807.7918 | 4053.9938 | 4255.5732 | 4418.4508 | 4009.8107 | 3709.0733 | 3494.0197 | 3346.364 | 3251.1114 | 3196.0162 | 3171.1246 | 3168.3892 | 3181.3445 | 3515.3136 | 3555.1894 | 3552.1823 | 3520.3325 | 3470.1965 | 3409.5856 | 3344.163 | 3277.9237
Commercial_College (ID)_Existing_Food Preparation_Natural Gas_Double Rack Oven_E2_Baseline Forecast | Commercial | College (ID) | Existing | Food Preparation | Natural Gas | Double Rack Oven | E2 | FTSC Qualified (>50% Cooking Efficiency) | Baseline Forecast | 0 | 2348.1624 | 3202.0396 | 3926.2828 | 4537.7718 | 5051.2313 | 5479.5052 | 5833.7959 | 6123.8736 | 6358.2585 | 5770.2154 | 5337.4469 | 5027.9796 | 4815.4995 | 4678.4286 | 4599.1453 | 4563.3257 | 4559.3893 | 4578.0324 | 5058.6221 | 5116.0042 | 5111.6769 | 5065.8443 | 4993.6974 | 4906.4769 | 4812.3321 | 4717.0122
Commercial_College (ID)_Existing_Food Preparation_Natural Gas_Double Rack Oven_E3_Baseline Forecast | Commercial | College (ID) | Existing | Food Preparation | Natural Gas | Double Rack Oven | E3 |  | Baseline Forecast | 0 | 0 | 0 | 0 | 0 | 0 | 0 | 0 | 0 | 0 | 0 | 0 | 0 | 0 | 0 | 0 | 0 | 0 | 0 | 0 | 0 | 0 | 0 | 0 | 0 | 0 | 0
Commercial_College (ID)_Existing_Food Preparation_Natural Gas_Double Rack Oven_E4_Baseline Forecast | Commercial | College (ID) | Existing | Food Preparation | Natural Gas | Double Rack Oven | E4 |  | Baseline Forecast | 0 | 0 | 0 | 0 | 0 | 0 | 0 | 0 | 0 | 0 | 0 | 0 | 0 | 0 | 0 | 0 | 0 | 0 | 0 | 0 | 0 | 0 | 0 | 0 | 0 | 0 | 0
Commercial_College (ID)_Existing_Food Preparation_Natural Gas_Double Rack Oven_E5_Baseline Forecast | Commercial | College (ID) | Existing | Food Preparation | Natural Gas | Double Rack Oven | E5 |  | Baseline Forecast | 0 | 0 | 0 | 0 | 0 | 0 | 0 | 0 | 0 | 0 | 0 | 0 | 0 | 0 | 0 | 0 | 0 | 0 | 0 | 0 | 0 | 0 | 0 | 0 | 0 | 0 | 0
Commercial_College (ID)_Existing_Food Preparation_Natural Gas_Double Rack Oven_E6_Baseline Forecast | Commercial | College (ID) | Existing | Food Preparation | Natural Gas | Double Rack Oven | E6 |  | Baseline Forecast | 0 | 0 | 0 | 0 | 0 | 0 | 0 | 0 | 0 | 0 | 0 | 0 | 0 | 0 | 0 | 0 | 0 | 0 | 0 | 0 | 0 | 0 | 0 | 0 | 0 | 0 | 0
Commercial_College (ID)_Existing_Food Preparation_Natural Gas_Double Rack Oven_E7_Baseline Forecast | Commercial | College (ID) | Existing | Food Preparation | Natural Gas | Double Rack Oven | E7 |  | Baseline Forecast | 0 | 0 | 0 | 0 | 0 | 0 | 0 | 0 | 0 | 0 | 0 | 0 | 0 | 0 | 0 | 0 | 0 | 0 | 0 | 0 | 0 | 0 | 0 | 0 | 0 | 0 | 0
Commercial_College (ID)_Existing_Food Preparation_Natural Gas_Double Rack Oven_E8_Baseline Forecast | Commercial | College (ID) | Existing | Food Preparation | Natural Gas | Double Rack Oven | E8 |  | Baseline Forecast | 0 | 0 | 0 | 0 | 0 | 0 | 0 | 0 | 0 | 0 | 0 | 0 | 0 | 0 | 0 | 0 | 0 | 0 | 0 | 0 | 0 | 0 | 0 | 0 | 0 | 0 | 0
Commercial_College (ID)_Existing_Food Preparation_Natural Gas_Double Rack Oven_E9_Baseline Forecast | Commercial | College (ID) | Existing | Food Preparation | Natural Gas | Double Rack Oven | E9 |  | Baseline Forecast | 0 | 0 | 0 | 0 | 0 | 0 | 0 | 0 | 0 | 0 | 0 | 0 | 0 | 0 | 0 | 0 | 0 | 0 | 0 | 0 | 0 | 0 | 0 | 0 | 0 | 0 | 0
Commercial_College (ID)_Existing_Food Preparation_Natural Gas_Double Rack Oven_E10_Baseline Forecast | Commercial | College (ID) | Existing | Food Preparation | Natural Gas | Double Rack Oven | E10 |  | Baseline Forecast | 0 | 0 | 0 | 0 | 0 | 0 | 0 | 0 | 0 | 0 | 0 | 0 | 0 | 0 | 0 | 0 | 0 | 0 | 0 | 0 | 0 | 0 | 0 | 0 | 0 | 0 | 0
Commercial_College (ID)_Existing_Food Preparation_Natural Gas_Fryer_E1_Baseline Forecast | Commercial | College (ID) | Existing | Food Preparation | Natural Gas | Fryer | E1 | Standard | Baseline Forecast | 0 | 10394.6571 | 11319.0084 | 12106.9378 | 12773.7768 | 13333.1977 | 13797.3917 | 14177.2284 | 14482.3981 | 14721.5383 | 14902.3475 | 15031.6862 | 14188.9641 | 13505.4553 | 12953.9192 | 12511.1806 | 12157.5702 | 11876.4374 | 11653.7282 | 11477.6185 | 11338.1962 | 11227.186 | 11137.7116 | 13207.223 | 13028.5484 | 12802.6407 | 12545.3921
Commercial_College (ID)_Existing_Food Preparation_Natural Gas_Fryer_E2_Baseline Forecast | Commercial | College (ID) | Existing | Food Preparation | Natural Gas | Fryer | E2 | ENERGY STAR | Baseline Forecast | 0 | 3652.1768 | 3976.9489 | 4253.7889 | 4488.0837 | 4684.637 | 4847.7322 | 4981.1884 | 5088.4101 | 5172.4324 | 5235.9599 | 5281.4033 | 4985.3117 | 4745.16 | 4551.377 | 4395.8202 | 4271.5787 | 4172.8023 | 4094.5532 | 4032.6768 | 3983.6906 | 3944.687 | 3913.25 | 4640.3757 | 4577.5981 | 4498.2251 | 4407.8405
Commercial_College (ID)_Existing_Food Preparation_Natural Gas_Fryer_E3_Baseline Forecast | Commercial | College (ID) | Existing | Food Preparation | Natural Gas | Fryer | E3 |  | Baseline Forecast | 0 | 0 | 0 | 0 | 0 | 0 | 0 | 0 | 0 | 0 | 0 | 0 | 0 | 0 | 0 | 0 | 0 | 0 | 0 | 0 | 0 | 0 | 0 | 0 | 0 | 0 | 0
Commercial_College (ID)_Existing_Food Preparation_Natural Gas_Fryer_E4_Baseline Forecast | Commercial | College (ID) | Existing | Food Preparation | Natural Gas | Fryer | E4 |  | Baseline Forecast | 0 | 0 | 0 | 0 | 0 | 0 | 0 | 0 | 0 | 0 | 0 | 0 | 0 | 0 | 0 | 0 | 0 | 0 | 0 | 0 | 0 | 0 | 0 | 0 | 0 | 0 | 0
Commercial_College (ID)_Existing_Food Preparation_Natural Gas_Fryer_E5_Baseline Forecast | Commercial | College (ID) | Existing | Food Preparation | Natural Gas | Fryer | E5 |  | Baseline Forecast | 0 | 0 | 0 | 0 | 0 | 0 | 0 | 0 | 0 | 0 | 0 | 0 | 0 | 0 | 0 | 0 | 0 | 0 | 0 | 0 | 0 | 0 | 0 | 0 | 0 | 0 | 0
Commercial_College (ID)_Existing_Food Preparation_Natural Gas_Fryer_E6_Baseline Forecast | Commercial | College (ID) | Existing | Food Preparation | Natural Gas | Fryer | E6 |  | Baseline Forecast | 0 | 0 | 0 | 0 | 0 | 0 | 0 | 0 | 0 | 0 | 0 | 0 | 0 | 0 | 0 | 0 | 0 | 0 | 0 | 0 | 0 | 0 | 0 | 0 | 0 | 0 | 0
Commercial_College (ID)_Existing_Food Preparation_Natural Gas_Fryer_E7_Baseline Forecast | Commercial | College (ID) | Existing | Food Preparation | Natural Gas | Fryer | E7 |  | Baseline Forecast | 0 | 0 | 0 | 0 | 0 | 0 | 0 | 0 | 0 | 0 | 0 | 0 | 0 | 0 | 0 | 0 | 0 | 0 | 0 | 0 | 0 | 0 | 0 | 0 | 0 | 0 | 0
Commercial_College (ID)_Existing_Food Preparation_Natural Gas_Fryer_E8_Baseline Forecast | Commercial | College (ID) | Existing | Food Preparation | Natural Gas | Fryer | E8 |  | Baseline Forecast | 0 | 0 | 0 | 0 | 0 | 0 | 0 | 0 | 0 | 0 | 0 | 0 | 0 | 0 | 0 | 0 | 0 | 0 | 0 | 0 | 0 | 0 | 0 | 0 | 0 | 0 | 0
Commercial_College (ID)_Existing_Food Preparation_Natural Gas_Fryer_E9_Baseline Forecast | Commercial | College (ID) | Existing | Food Preparation | Natural Gas | Fryer | E9 |  | Baseline Forecast | 0 | 0 | 0 | 0 | 0 | 0 | 0 | 0 | 0 | 0 | 0 | 0 | 0 | 0 | 0 | 0 | 0 | 0 | 0 | 0 | 0 | 0 | 0 | 0 | 0 | 0 | 0
Commercial_College (ID)_Existing_Food Preparation_Natural Gas_Fryer_E10_Baseline Forecast | Commercial | College (ID) | Existing | Food Preparation | Natural Gas | Fryer | E10 |  | Baseline Forecast | 0 | 0 | 0 | 0 | 0 | 0 | 0 | 0 | 0 | 0 | 0 | 0 | 0 | 0 | 0 | 0 | 0 | 0 | 0 | 0 | 0 | 0 | 0 | 0 | 0 | 0 | 0
Commercial_College (ID)_Existing_Food Preparation_Natural Gas_Broiler_E1_Baseline Forecast | Commercial | College (ID) | Existing | Food Preparation | Natural Gas | Broiler | E1 | Standard | Baseline Forecast | 0 | 19634.3523 | 21954.7757 | 23892.2482 | 25497.102 | 26813.2347 | 27878.9284 | 28727.5649 | 29388.2502 | 29886.3587 | 27932.1377 | 26445.2126 | 25330.0366 | 24507.9646 | 23914.4957 | 23496.9443 | 23212.4749 | 23026.4452 | 22911.0124 | 26971.798 | 26622.6667 | 26137.5044 | 25570.8325 | 24962.9359 | 24342.9433 | 23731.3105 | 23141.8149
Commercial_College (ID)_Existing_Food Preparation_Natural Gas_Broiler_E2_Baseline Forecast | Commercial | College (ID) | Existing | Food Preparation | Natural Gas | Broiler | E2 | Infrared Burners | Baseline Forecast | 0 | 6898.5562 | 7713.8401 | 8394.5737 | 8958.4413 | 9420.8663 | 9795.2992 | 10093.4687 | 10325.6014 | 10500.6125 | 9813.9943 | 9291.5612 | 8899.7426 | 8610.9065 | 8402.3904 | 8255.6831 | 8155.7344 | 8090.3726 | 8049.8152 | 9476.5777 | 9353.9099 | 9183.4475 | 8984.3466 | 8770.7613 | 8552.926 | 8338.028 | 8130.9079
Commercial_College (ID)_Existing_Food Preparation_Natural Gas_Broiler_E3_Baseline Forecast | Commercial | College (ID) | Existing | Food Preparation | Natural Gas | Broiler | E3 |  | Baseline Forecast | 0 | 0 | 0 | 0 | 0 | 0 | 0 | 0 | 0 | 0 | 0 | 0 | 0 | 0 | 0 | 0 | 0 | 0 | 0 | 0 | 0 | 0 | 0 | 0 | 0 | 0 | 0
Commercial_College (ID)_Existing_Food Preparation_Natural Gas_Broiler_E4_Baseline Forecast | Commercial | College (ID) | Existing | Food Preparation | Natural Gas | Broiler | E4 |  | Baseline Forecast | 0 | 0 | 0 | 0 | 0 | 0 | 0 | 0 | 0 | 0 | 0 | 0 | 0 | 0 | 0 | 0 | 0 | 0 | 0 | 0 | 0 | 0 | 0 | 0 | 0 | 0 | 0
Commercial_College (ID)_Existing_Food Preparation_Natural Gas_Broiler_E5_Baseline Forecast | Commercial | College (ID) | Existing | Food Preparation | Natural Gas | Broiler | E5 |  | Baseline Forecast | 0 | 0 | 0 | 0 | 0 | 0 | 0 | 0 | 0 | 0 | 0 | 0 | 0 | 0 | 0 | 0 | 0 | 0 | 0 | 0 | 0 | 0 | 0 | 0 | 0 | 0 | 0
Commercial_College (ID)_Existing_Food Preparation_Natural Gas_Broiler_E6_Baseline Forecast | Commercial | College (ID) | Existing | Food Preparation | Natural Gas | Broiler | E6 |  | Baseline Forecast | 0 | 0 | 0 | 0 | 0 | 0 | 0 | 0 | 0 | 0 | 0 | 0 | 0 | 0 | 0 | 0 | 0 | 0 | 0 | 0 | 0 | 0 | 0 | 0 | 0 | 0 | 0
Commercial_College (ID)_Existing_Food Preparation_Natural Gas_Broiler_E7_Baseline Forecast | Commercial | College (ID) | Existing | Food Preparation | Natural Gas | Broiler | E7 |  | Baseline Forecast | 0 | 0 | 0 | 0 | 0 | 0 | 0 | 0 | 0 | 0 | 0 | 0 | 0 | 0 | 0 | 0 | 0 | 0 | 0 | 0 | 0 | 0 | 0 | 0 | 0 | 0 | 0
Commercial_College (ID)_Existing_Food Preparation_Natural Gas_Broiler_E8_Baseline Forecast | Commercial | College (ID) | Existing | Food Preparation | Natural Gas | Broiler | E8 |  | Baseline Forecast | 0 | 0 | 0 | 0 | 0 | 0 | 0 | 0 | 0 | 0 | 0 | 0 | 0 | 0 | 0 | 0 | 0 | 0 | 0 | 0 | 0 | 0 | 0 | 0 | 0 | 0 | 0
Commercial_College (ID)_Existing_Food Preparation_Natural Gas_Broiler_E9_Baseline Forecast | Commercial | College (ID) | Existing | Food Preparation | Natural Gas | Broiler | E9 |  | Baseline Forecast | 0 | 0 | 0 | 0 | 0 | 0 | 0 | 0 | 0 | 0 | 0 | 0 | 0 | 0 | 0 | 0 | 0 | 0 | 0 | 0 | 0 | 0 | 0 | 0 | 0 | 0 | 0
Commercial_College (ID)_Existing_Food Preparation_Natural Gas_Broiler_E10_Baseline Forecast | Commercial | College (ID) | Existing | Food Preparation | Natural Gas | Broiler | E10 |  | Baseline Forecast | 0 | 0 | 0 | 0 | 0 | 0 | 0 | 0 | 0 | 0 | 0 | 0 | 0 | 0 | 0 | 0 | 0 | 0 | 0 | 0 | 0 | 0 | 0 | 0 | 0 | 0 | 0
Commercial_College (ID)_Existing_Food Preparation_Natural Gas_Griddle_E1_Baseline Forecast | Commercial | College (ID) | Existing | Food Preparation | Natural Gas | Griddle | E1 | Standard | Baseline Forecast | 0 | 26595.3389 | 29738.4244 | 32362.7909 | 34536.6151 | 36319.3577 | 37762.8728 | 38912.3773 | 39807.2959 | 40481.9994 | 37834.9464 | 35820.8603 | 34310.3199 | 33196.7978 | 32392.9258 | 31827.3395 | 31442.0168 | 31190.0339 | 31033.6766 | 36534.1365 | 36061.2274 | 35404.06 | 34636.4854 | 33813.0706 | 32973.2713 | 32144.7958 | 31346.3057
Commercial_College (ID)_Existing_Food Preparation_Natural Gas_Griddle_E2_Baseline Forecast | Commercial | College (ID) | Existing | Food Preparation | Natural Gas | Griddle | E2 | ENERGY STAR | Baseline Forecast | 0 | 10862.8849 | 12146.6804 | 13218.6047 | 14106.5048 | 14834.6672 | 15424.272 | 15893.7879 | 16259.3181 | 16534.9012 | 15453.7105 | 14631.0556 | 14014.0743 | 13559.2554 | 13230.9133 | 12999.8992 | 12842.5139 | 12739.5913 | 12675.7271 | 14922.3938 | 14729.2337 | 14460.8132 | 14147.2968 | 13810.9725 | 13467.9559 | 13129.5645 | 12803.4206
Commercial_College (ID)_Existing_Food Preparation_Natural Gas_Griddle_E3_Baseline Forecast | Commercial | College (ID) | Existing | Food Preparation | Natural Gas | Griddle | E3 |  | Baseline Forecast | 0 | 0 | 0 | 0 | 0 | 0 | 0 | 0 | 0 | 0 | 0 | 0 | 0 | 0 | 0 | 0 | 0 | 0 | 0 | 0 | 0 | 0 | 0 | 0 | 0 | 0 | 0
Commercial_College (ID)_Existing_Food Preparation_Natural Gas_Griddle_E4_Baseline Forecast | Commercial | College (ID) | Existing | Food Preparation | Natural Gas | Griddle | E4 |  | Baseline Forecast | 0 | 0 | 0 | 0 | 0 | 0 | 0 | 0 | 0 | 0 | 0 | 0 | 0 | 0 | 0 | 0 | 0 | 0 | 0 | 0 | 0 | 0 | 0 | 0 | 0 | 0 | 0
Commercial_College (ID)_Existing_Food Preparation_Natural Gas_Griddle_E5_Baseline Forecast | Commercial | College (ID) | Existing | Food Preparation | Natural Gas | Griddle | E5 |  | Baseline Forecast | 0 | 0 | 0 | 0 | 0 | 0 | 0 | 0 | 0 | 0 | 0 | 0 | 0 | 0 | 0 | 0 | 0 | 0 | 0 | 0 | 0 | 0 | 0 | 0 | 0 | 0 | 0
Commercial_College (ID)_Existing_Food Preparation_Natural Gas_Griddle_E6_Baseline Forecast | Commercial | College (ID) | Existing | Food Preparation | Natural Gas | Griddle | E6 |  | Baseline Forecast | 0 | 0 | 0 | 0 | 0 | 0 | 0 | 0 | 0 | 0 | 0 | 0 | 0 | 0 | 0 | 0 | 0 | 0 | 0 | 0 | 0 | 0 | 0 | 0 | 0 | 0 | 0
Commercial_College (ID)_Existing_Food Preparation_Natural Gas_Griddle_E7_Baseline Forecast | Commercial | College (ID) | Existing | Food Preparation | Natural Gas | Griddle | E7 |  | Baseline Forecast | 0 | 0 | 0 | 0 | 0 | 0 | 0 | 0 | 0 | 0 | 0 | 0 | 0 | 0 | 0 | 0 | 0 | 0 | 0 | 0 | 0 | 0 | 0 | 0 | 0 | 0 | 0
Commercial_College (ID)_Existing_Food Preparation_Natural Gas_Griddle_E8_Baseline Forecast | Commercial | College (ID) | Existing | Food Preparation | Natural Gas | Griddle | E8 |  | Baseline Forecast | 0 | 0 | 0 | 0 | 0 | 0 | 0 | 0 | 0 | 0 | 0 | 0 | 0 | 0 | 0 | 0 | 0 | 0 | 0 | 0 | 0 | 0 | 0 | 0 | 0 | 0 | 0
Commercial_College (ID)_Existing_Food Preparation_Natural Gas_Griddle_E9_Baseline Forecast | Commercial | College (ID) | Existing | Food Preparation | Natural Gas | Griddle | E9 |  | Baseline Forecast | 0 | 0 | 0 | 0 | 0 | 0 | 0 | 0 | 0 | 0 | 0 | 0 | 0 | 0 | 0 | 0 | 0 | 0 | 0 | 0 | 0 | 0 | 0 | 0 | 0 | 0 | 0
Commercial_College (ID)_Existing_Food Preparation_Natural Gas_Griddle_E10_Baseline Forecast | Commercial | College (ID) | Existing | Food Preparation | Natural Gas | Griddle | E10 |  | Baseline Forecast | 0 | 0 | 0 | 0 | 0 | 0 | 0 | 0 | 0 | 0 | 0 | 0 | 0 | 0 | 0 | 0 | 0 | 0 | 0 | 0 | 0 | 0 | 0 | 0 | 0 | 0 | 0
Commercial_College (ID)_Existing_Food Preparation_Natural Gas_Range_E1_Baseline Forecast | Commercial | College (ID) | Existing | Food Preparation | Natural Gas | Range | E1 | Standard | Baseline Forecast | 0 | 20502.7588 | 26168.9757 | 30436.5318 | 33608.8305 | 35924.1212 | 37569.4784 | 38691.7823 | 39406.3435 | 39803.6768 | 34740.3164 | 31724.0102 | 30078.4226 | 29323.7662 | 29123.5862 | 33402.4006 | 34020.8835 | 34365.1316 | 34496.5543 | 33579.1953 | 32219.9247 | 30773.2755 | 29430.5077 | 28280.1974 | 26996.447 | 26489.3737 | 26416.2622
Commercial_College (ID)_Existing_Food Preparation_Natural Gas_Range_E2_Baseline Forecast | Commercial | College (ID) | Existing | Food Preparation | Natural Gas | Range | E2 | High Efficiency | Baseline Forecast | 0 | 29503.9699 | 37657.7944 | 43798.9116 | 48363.9268 | 51695.6866 | 54063.3957 | 55678.4184 | 56706.6894 | 57278.4618 | 49992.1626 | 45651.6244 | 43283.5837 | 42197.6148 | 41909.5509 | 48066.8691 | 48956.8812 | 49452.2626 | 49641.383 | 48321.281 | 46365.2574 | 44283.494 | 42351.2184 | 40695.8939 | 38848.5457 | 38118.8549 | 38013.6456
Commercial_College (ID)_Existing_Food Preparation_Natural Gas_Range_E3_Baseline Forecast | Commercial | College (ID) | Existing | Food Preparation | Natural Gas | Range | E3 |  | Baseline Forecast | 0 | 0 | 0 | 0 | 0 | 0 | 0 | 0 | 0 | 0 | 0 | 0 | 0 | 0 | 0 | 0 | 0 | 0 | 0 | 0 | 0 | 0 | 0 | 0 | 0 | 0 | 0
Commercial_College (ID)_Existing_Food Preparation_Natural Gas_Range_E4_Baseline Forecast | Commercial | College (ID) | Existing | Food Preparation | Natural Gas | Range | E4 |  | Baseline Forecast | 0 | 0 | 0 | 0 | 0 | 0 | 0 | 0 | 0 | 0 | 0 | 0 | 0 | 0 | 0 | 0 | 0 | 0 | 0 | 0 | 0 | 0 | 0 | 0 | 0 | 0 | 0
Commercial_College (ID)_Existing_Food Preparation_Natural Gas_Range_E5_Baseline Forecast | Commercial | College (ID) | Existing | Food Preparation | Natural Gas | Range | E5 |  | Baseline Forecast | 0 | 0 | 0 | 0 | 0 | 0 | 0 | 0 | 0 | 0 | 0 | 0 | 0 | 0 | 0 | 0 | 0 | 0 | 0 | 0 | 0 | 0 | 0 | 0 | 0 | 0 | 0
Commercial_College (ID)_Existing_Food Preparation_Natural Gas_Range_E6_Baseline Forecast | Commercial | College (ID) | Existing | Food Preparation | Natural Gas | Range | E6 |  | Baseline Forecast | 0 | 0 | 0 | 0 | 0 | 0 | 0 | 0 | 0 | 0 | 0 | 0 | 0 | 0 | 0 | 0 | 0 | 0 | 0 | 0 | 0 | 0 | 0 | 0 | 0 | 0 | 0
Commercial_College (ID)_Existing_Food Preparation_Natural Gas_Range_E7_Baseline Forecast | Commercial | College (ID) | Existing | Food Preparation | Natural Gas | Range | E7 |  | Baseline Forecast | 0 | 0 | 0 | 0 | 0 | 0 | 0 | 0 | 0 | 0 | 0 | 0 | 0 | 0 | 0 | 0 | 0 | 0 | 0 | 0 | 0 | 0 | 0 | 0 | 0 | 0 | 0
Commercial_College (ID)_Existing_Food Preparation_Natural Gas_Range_E8_Baseline Forecast | Commercial | College (ID) | Existing | Food Preparation | Natural Gas | Range | E8 |  | Baseline Forecast | 0 | 0 | 0 | 0 | 0 | 0 | 0 | 0 | 0 | 0 | 0 | 0 | 0 | 0 | 0 | 0 | 0 | 0 | 0 | 0 | 0 | 0 | 0 | 0 | 0 | 0 | 0
Commercial_College (ID)_Existing_Food Preparation_Natural Gas_Range_E9_Baseline Forecast | Commercial | College (ID) | Existing | Food Preparation | Natural Gas | Range | E9 |  | Baseline Forecast | 0 | 0 | 0 | 0 | 0 | 0 | 0 | 0 | 0 | 0 | 0 | 0 | 0 | 0 | 0 | 0 | 0 | 0 | 0 | 0 | 0 | 0 | 0 | 0 | 0 | 0 | 0
Commercial_College (ID)_Existing_Food Preparation_Natural Gas_Range_E10_Baseline Forecast | Commercial | College (ID) | Existing | Food Preparation | Natural Gas | Range | E10 |  | Baseline Forecast | 0 | 0 | 0 | 0 | 0 | 0 | 0 | 0 | 0 | 0 | 0 | 0 | 0 | 0 | 0 | 0 | 0 | 0 | 0 | 0 | 0 | 0 | 0 | 0 | 0 | 0 | 0
Commercial_College (ID)_Existing_Food Preparation_Natural Gas_Steamer_E1_Baseline Forecast | Commercial | College (ID) | Existing | Food Preparation | Natural Gas | Steamer | E1 | Standard | Baseline Forecast | 0 | 8324.0497 | 9307.8011 | 10129.199 | 10809.5822 | 11367.5611 | 11819.3655 | 12179.1478 | 12459.2475 | 12670.4224 | 11841.9238 | 11211.5369 | 10738.7543 | 10390.2341 | 10138.6309 | 9961.6086 | 9841.0068 | 9762.1389 | 9713.2008 | 11434.7845 | 11286.7691 | 11081.0829 | 10840.8405 | 10583.1207 | 10320.2727 | 10060.969 | 9811.0503
Commercial_College (ID)_Existing_Food Preparation_Natural Gas_Steamer_E2_Baseline Forecast | Commercial | College (ID) | Existing | Food Preparation | Natural Gas | Steamer | E2 | ENERGY STAR | Baseline Forecast | 0 | 8324.0497 | 9307.8011 | 10129.199 | 10809.5822 | 11367.5611 | 11819.3655 | 12179.1478 | 12459.2475 | 12670.4224 | 11841.9238 | 11211.5369 | 10738.7543 | 10390.2341 | 10138.6309 | 9961.6086 | 9841.0068 | 9762.1389 | 9713.2008 | 11434.7845 | 11286.7691 | 11081.0829 | 10840.8405 | 10583.1207 | 10320.2727 | 10060.969 | 9811.0503
Commercial_College (ID)_Existing_Food Preparation_Natural Gas_Steamer_E3_Baseline Forecast | Commercial | College (ID) | Existing | Food Preparation | Natural Gas | Steamer | E3 |  | Baseline Forecast | 0 | 0 | 0 | 0 | 0 | 0 | 0 | 0 | 0 | 0 | 0 | 0 | 0 | 0 | 0 | 0 | 0 | 0 | 0 | 0 | 0 | 0 | 0 | 0 | 0 | 0 | 0
Commercial_College (ID)_Existing_Food Preparation_Natural Gas_Steamer_E4_Baseline Forecast | Commercial | College (ID) | Existing | Food Preparation | Natural Gas | Steamer | E4 |  | Baseline Forecast | 0 | 0 | 0 | 0 | 0 | 0 | 0 | 0 | 0 | 0 | 0 | 0 | 0 | 0 | 0 | 0 | 0 | 0 | 0 | 0 | 0 | 0 | 0 | 0 | 0 | 0 | 0
Commercial_College (ID)_Existing_Food Preparation_Natural Gas_Steamer_E5_Baseline Forecast | Commercial | College (ID) | Existing | Food Preparation | Natural Gas | Steamer | E5 |  | Baseline Forecast | 0 | 0 | 0 | 0 | 0 | 0 | 0 | 0 | 0 | 0 | 0 | 0 | 0 | 0 | 0 | 0 | 0 | 0 | 0 | 0 | 0 | 0 | 0 | 0 | 0 | 0 | 0
Commercial_College (ID)_Existing_Food Preparation_Natural Gas_Steamer_E6_Baseline Forecast | Commercial | College (ID) | Existing | Food Preparation | Natural Gas | Steamer | E6 |  | Baseline Forecast | 0 | 0 | 0 | 0 | 0 | 0 | 0 | 0 | 0 | 0 | 0 | 0 | 0 | 0 | 0 | 0 | 0 | 0 | 0 | 0 | 0 | 0 | 0 | 0 | 0 | 0 | 0
Commercial_College (ID)_Existing_Food Preparation_Natural Gas_Steamer_E7_Baseline Forecast | Commercial | College (ID) | Existing | Food Preparation | Natural Gas | Steamer | E7 |  | Baseline Forecast | 0 | 0 | 0 | 0 | 0 | 0 | 0 | 0 | 0 | 0 | 0 | 0 | 0 | 0 | 0 | 0 | 0 | 0 | 0 | 0 | 0 | 0 | 0 | 0 | 0 | 0 | 0
Commercial_College (ID)_Existing_Food Preparation_Natural Gas_Steamer_E8_Baseline Forecast | Commercial | College (ID) | Existing | Food Preparation | Natural Gas | Steamer | E8 |  | Baseline Forecast | 0 | 0 | 0 | 0 | 0 | 0 | 0 | 0 | 0 | 0 | 0 | 0 | 0 | 0 | 0 | 0 | 0 | 0 | 0 | 0 | 0 | 0 | 0 | 0 | 0 | 0 | 0
Commercial_College (ID)_Existing_Food Preparation_Natural Gas_Steamer_E9_Baseline Forecast | Commercial | College (ID) | Existing | Food Preparation | Natural Gas | Steamer | E9 |  | Baseline Forecast | 0 | 0 | 0 | 0 | 0 | 0 | 0 | 0 | 0 | 0 | 0 | 0 | 0 | 0 | 0 | 0 | 0 | 0 | 0 | 0 | 0 | 0 | 0 | 0 | 0 | 0 | 0
Commercial_College (ID)_Existing_Food Preparation_Natural Gas_Steamer_E10_Baseline Forecast | Commercial | College (ID) | Existing | Food Preparation | Natural Gas | Steamer | E10 |  | Baseline Forecast | 0 | 0 | 0 | 0 | 0 | 0 | 0 | 0 | 0 | 0 | 0 | 0 | 0 | 0 | 0 | 0 | 0 | 0 | 0 | 0 | 0 | 0 | 0 | 0 | 0 | 0 | 0
Commercial_College (ID)_Existing_Food Preparation_Natural Gas_Food Prep Other_E1_Baseline Forecast | Commercial | College (ID) | Existing | Food Preparation | Natural Gas | Food Prep Other | E1 | Standard | Baseline Forecast | 0 | 1663.1451 | 2122.778 | 2468.9541 | 2726.285 | 2914.097 | 3047.5652 | 3138.6044 | 3196.5683 | 3228.7992 | 2818.069 | 2573.3919 | 2439.9049 | 2378.6886 | 2362.4504 | 2709.5398 | 2759.7099 | 2787.6347 | 2798.2954 | 2723.881 | 2613.6195 | 2496.2701 | 2387.3473 | 2294.0363 | 2189.9009 | 2148.7681 | 2142.8374
Commercial_College (ID)_Existing_Food Preparation_Natural Gas_Food Prep Other_E2_Baseline Forecast | Commercial | College (ID) | Existing | Food Preparation | Natural Gas | Food Prep Other | E2 | ENERGY STAR | Baseline Forecast | 0 | 584.3483 | 745.8409 | 867.4703 | 957.8839 | 1023.8719 | 1070.7662 | 1102.7529 | 1123.1186 | 1134.443 | 990.1323 | 904.1647 | 857.2639 | 835.7555 | 830.0501 | 952.0005 | 969.6278 | 979.4392 | 983.1849 | 957.0393 | 918.2988 | 877.0679 | 838.7977 | 806.0128 | 769.4246 | 754.9726 | 752.8888
Commercial_College (ID)_Existing_Food Preparation_Natural Gas_Food Prep Other_E3_Baseline Forecast | Commercial | College (ID) | Existing | Food Preparation | Natural Gas | Food Prep Other | E3 |  | Baseline Forecast | 0 | 0 | 0 | 0 | 0 | 0 | 0 | 0 | 0 | 0 | 0 | 0 | 0 | 0 | 0 | 0 | 0 | 0 | 0 | 0 | 0 | 0 | 0 | 0 | 0 | 0 | 0
Commercial_College (ID)_Existing_Food Preparation_Natural Gas_Food Prep Other_E4_Baseline Forecast | Commercial | College (ID) | Existing | Food Preparation | Natural Gas | Food Prep Other | E4 |  | Baseline Forecast | 0 | 0 | 0 | 0 | 0 | 0 | 0 | 0 | 0 | 0 | 0 | 0 | 0 | 0 | 0 | 0 | 0 | 0 | 0 | 0 | 0 | 0 | 0 | 0 | 0 | 0 | 0
Commercial_College (ID)_Existing_Food Preparation_Natural Gas_Food Prep Other_E5_Baseline Forecast | Commercial | College (ID) | Existing | Food Preparation | Natural Gas | Food Prep Other | E5 |  | Baseline Forecast | 0 | 0 | 0 | 0 | 0 | 0 | 0 | 0 | 0 | 0 | 0 | 0 | 0 | 0 | 0 | 0 | 0 | 0 | 0 | 0 | 0 | 0 | 0 | 0 | 0 | 0 | 0
Commercial_College (ID)_Existing_Food Preparation_Natural Gas_Food Prep Other_E6_Baseline Forecast | Commercial | College (ID) | Existing | Food Preparation | Natural Gas | Food Prep Other | E6 |  | Baseline Forecast | 0 | 0 | 0 | 0 | 0 | 0 | 0 | 0 | 0 | 0 | 0 | 0 | 0 | 0 | 0 | 0 | 0 | 0 | 0 | 0 | 0 | 0 | 0 | 0 | 0 | 0 | 0
Commercial_College (ID)_Existing_Food Preparation_Natural Gas_Food Prep Other_E7_Baseline Forecast | Commercial | College (ID) | Existing | Food Preparation | Natural Gas | Food Prep Other | E7 |  | Baseline Forecast | 0 | 0 | 0 | 0 | 0 | 0 | 0 | 0 | 0 | 0 | 0 | 0 | 0 | 0 | 0 | 0 | 0 | 0 | 0 | 0 | 0 | 0 | 0 | 0 | 0 | 0 | 0
Commercial_College (ID)_Existing_Food Preparation_Natural Gas_Food Prep Other_E8_Baseline Forecast | Commercial | College (ID) | Existing | Food Preparation | Natural Gas | Food Prep Other | E8 |  | Baseline Forecast | 0 | 0 | 0 | 0 | 0 | 0 | 0 | 0 | 0 | 0 | 0 | 0 | 0 | 0 | 0 | 0 | 0 | 0 | 0 | 0 | 0 | 0 | 0 | 0 | 0 | 0 | 0
Commercial_College (ID)_Existing_Food Preparation_Natural Gas_Food Prep Other_E9_Baseline Forecast | Commercial | College (ID) | Existing | Food Preparation | Natural Gas | Food Prep Other | E9 |  | Baseline Forecast | 0 | 0 | 0 | 0 | 0 | 0 | 0 | 0 | 0 | 0 | 0 | 0 | 0 | 0 | 0 | 0 | 0 | 0 | 0 | 0 | 0 | 0 | 0 | 0 | 0 | 0 | 0
Commercial_College (ID)_Existing_Food Preparation_Natural Gas_Food Prep Other_E10_Baseline Forecast | Commercial | College (ID) | Existing | Food Preparation | Natural Gas | Food Prep Other | E10 |  | Baseline Forecast | 0 | 0 | 0 | 0 | 0 | 0 | 0 | 0 | 0 | 0 | 0 | 0 | 0 | 0 | 0 | 0 | 0 | 0 | 0 | 0 | 0 | 0 | 0 | 0 | 0 | 0 | 0
Commercial_College (ID)_Existing_Miscellaneous_Natural Gas_Pool Heater_E1_Baseline Forecast | Commercial | College (ID) | Existing | Miscellaneous | Natural Gas | Pool Heater | E1 | Standard (EF .82) | Baseline Forecast | 0 | 5621.3095 | 5335.1338 | 5093.6312 | 4887.5214 | 4709.5096 | 4724.8116 | 4684.6129 | 4608.9722 | 4511.9516 | 4403.265 | 5547.2468 | 5171.7576 | 4871.6382 | 4624.9695 | 4416.7039 | 4503.3346 | 4490.8151 | 4418.3267 | 4311.4163 | 4186.5109 | 4377.1091 | 4197.524 | 4058.1971 | 3939.7268 | 3831.2834 | 3844.4035
Commercial_College (ID)_Existing_Miscellaneous_Natural Gas_Pool Heater_E2_Baseline Forecast | Commercial | College (ID) | Existing | Miscellaneous | Natural Gas | Pool Heater | E2 | Condensing (EF .90) | Baseline Forecast | 0 | 624.5899 | 592.7926 | 565.959 | 543.0579 | 523.2788 | 524.9791 | 520.5125 | 512.108 | 501.328 | 489.2517 | 616.3608 | 574.6397 | 541.2931 | 513.8855 | 490.7449 | 500.3705 | 498.9795 | 490.9252 | 479.0463 | 465.1679 | 486.3455 | 466.3916 | 450.9108 | 437.7474 | 425.6982 | 427.1559
Commercial_College (ID)_Existing_Miscellaneous_Natural Gas_Pool Heater_E3_Baseline Forecast | Commercial | College (ID) | Existing | Miscellaneous | Natural Gas | Pool Heater | E3 |  | Baseline Forecast | 0 | 0 | 0 | 0 | 0 | 0 | 0 | 0 | 0 | 0 | 0 | 0 | 0 | 0 | 0 | 0 | 0 | 0 | 0 | 0 | 0 | 0 | 0 | 0 | 0 | 0 | 0
Commercial_College (ID)_Existing_Miscellaneous_Natural Gas_Pool Heater_E4_Baseline Forecast | Commercial | College (ID) | Existing | Miscellaneous | Natural Gas | Pool Heater | E4 |  | Baseline Forecast | 0 | 0 | 0 | 0 | 0 | 0 | 0 | 0 | 0 | 0 | 0 | 0 | 0 | 0 | 0 | 0 | 0 | 0 | 0 | 0 | 0 | 0 | 0 | 0 | 0 | 0 | 0
Commercial_College (ID)_Existing_Miscellaneous_Natural Gas_Pool Heater_E5_Baseline Forecast | Commercial | College (ID) | Existing | Miscellaneous | Natural Gas | Pool Heater | E5 |  | Baseline Forecast | 0 | 0 | 0 | 0 | 0 | 0 | 0 | 0 | 0 | 0 | 0 | 0 | 0 | 0 | 0 | 0 | 0 | 0 | 0 | 0 | 0 | 0 | 0 | 0 | 0 | 0 | 0
Commercial_College (ID)_Existing_Miscellaneous_Natural Gas_Pool Heater_E6_Baseline Forecast | Commercial | College (ID) | Existing | Miscellaneous | Natural Gas | Pool Heater | E6 |  | Baseline Forecast | 0 | 0 | 0 | 0 | 0 | 0 | 0 | 0 | 0 | 0 | 0 | 0 | 0 | 0 | 0 | 0 | 0 | 0 | 0 | 0 | 0 | 0 | 0 | 0 | 0 | 0 | 0
Commercial_College (ID)_Existing_Miscellaneous_Natural Gas_Pool Heater_E7_Baseline Forecast | Commercial | College (ID) | Existing | Miscellaneous | Natural Gas | Pool Heater | E7 |  | Baseline Forecast | 0 | 0 | 0 | 0 | 0 | 0 | 0 | 0 | 0 | 0 | 0 | 0 | 0 | 0 | 0 | 0 | 0 | 0 | 0 | 0 | 0 | 0 | 0 | 0 | 0 | 0 | 0
Commercial_College (ID)_Existing_Miscellaneous_Natural Gas_Pool Heater_E8_Baseline Forecast | Commercial | College (ID) | Existing | Miscellaneous | Natural Gas | Pool Heater | E8 |  | Baseline Forecast | 0 | 0 | 0 | 0 | 0 | 0 | 0 | 0 | 0 | 0 | 0 | 0 | 0 | 0 | 0 | 0 | 0 | 0 | 0 | 0 | 0 | 0 | 0 | 0 | 0 | 0 | 0
Commercial_College (ID)_Existing_Miscellaneous_Natural Gas_Pool Heater_E9_Baseline Forecast | Commercial | College (ID) | Existing | Miscellaneous | Natural Gas | Pool Heater | E9 |  | Baseline Forecast | 0 | 0 | 0 | 0 | 0 | 0 | 0 | 0 | 0 | 0 | 0 | 0 | 0 | 0 | 0 | 0 | 0 | 0 | 0 | 0 | 0 | 0 | 0 | 0 | 0 | 0 | 0
Commercial_College (ID)_Existing_Miscellaneous_Natural Gas_Pool Heater_E10_Baseline Forecast | Commercial | College (ID) | Existing | Miscellaneous | Natural Gas | Pool Heater | E10 |  | Baseline Forecast | 0 | 0 | 0 | 0 | 0 | 0 | 0 | 0 | 0 | 0 | 0 | 0 | 0 | 0 | 0 | 0 | 0 | 0 | 0 | 0 | 0 | 0 | 0 | 0 | 0 | 0 | 0
Commercial_College (ID)_Existing_Miscellaneous_Natural Gas_Miscellaneous_E1_Baseline Forecast | Commercial | College (ID) | Existing | Miscellaneous | Natural Gas | Miscellaneous | E1 | Standard | Baseline Forecast | 0 | 367224.3722 | 429223.2921 | 479213.8699 | 452937.3252 | 439206.6879 | 434410.5679 | 426821.6126 | 418578.602 | 410993.1639 | 403583.504 | 485290.3032 | 480623.6002 | 473055.6544 | 459458.6139 | 450311.6375 | 443696.8928 | 435593.3517 | 427344.9448 | 419632.2009 | 412055.0127 | 426142.4298 | 416368.5176 | 406394.5514 | 398410.0677 | 391388.4167 | 384704.5183
Commercial_College (ID)_Existing_Miscellaneous_Natural Gas_Miscellaneous_E2_Baseline Forecast | Commercial | College (ID) | Existing | Miscellaneous | Natural Gas | Miscellaneous | E2 |  | Baseline Forecast | 0 | 0 | 0 | 0 | 0 | 0 | 0 | 0 | 0 | 0 | 0 | 0 | 0 | 0 | 0 | 0 | 0 | 0 | 0 | 0 | 0 | 0 | 0 | 0 | 0 | 0 | 0
Commercial_College (ID)_Existing_Miscellaneous_Natural Gas_Miscellaneous_E3_Baseline Forecast | Commercial | College (ID) | Existing | Miscellaneous | Natural Gas | Miscellaneous | E3 |  | Baseline Forecast | 0 | 0 | 0 | 0 | 0 | 0 | 0 | 0 | 0 | 0 | 0 | 0 | 0 | 0 | 0 | 0 | 0 | 0 | 0 | 0 | 0 | 0 | 0 | 0 | 0 | 0 | 0
Commercial_College (ID)_Existing_Miscellaneous_Natural Gas_Miscellaneous_E4_Baseline Forecast | Commercial | College (ID) | Existing | Miscellaneous | Natural Gas | Miscellaneous | E4 |  | Baseline Forecast | 0 | 0 | 0 | 0 | 0 | 0 | 0 | 0 | 0 | 0 | 0 | 0 | 0 | 0 | 0 | 0 | 0 | 0 | 0 | 0 | 0 | 0 | 0 | 0 | 0 | 0 | 0
Commercial_College (ID)_Existing_Miscellaneous_Natural Gas_Miscellaneous_E5_Baseline Forecast | Commercial | College (ID) | Existing | Miscellaneous | Natural Gas | Miscellaneous | E5 |  | Baseline Forecast | 0 | 0 | 0 | 0 | 0 | 0 | 0 | 0 | 0 | 0 | 0 | 0 | 0 | 0 | 0 | 0 | 0 | 0 | 0 | 0 | 0 | 0 | 0 | 0 | 0 | 0 | 0
Commercial_College (ID)_Existing_Miscellaneous_Natural Gas_Miscellaneous_E6_Baseline Forecast | Commercial | College (ID) | Existing | Miscellaneous | Natural Gas | Miscellaneous | E6 |  | Baseline Forecast | 0 | 0 | 0 | 0 | 0 | 0 | 0 | 0 | 0 | 0 | 0 | 0 | 0 | 0 | 0 | 0 | 0 | 0 | 0 | 0 | 0 | 0 | 0 | 0 | 0 | 0 | 0
Commercial_College (ID)_Existing_Miscellaneous_Natural Gas_Miscellaneous_E7_Baseline Forecast | Commercial | College (ID) | Existing | Miscellaneous | Natural Gas | Miscellaneous | E7 |  | Baseline Forecast | 0 | 0 | 0 | 0 | 0 | 0 | 0 | 0 | 0 | 0 | 0 | 0 | 0 | 0 | 0 | 0 | 0 | 0 | 0 | 0 | 0 | 0 | 0 | 0 | 0 | 0 | 0
Commercial_College (ID)_Existing_Miscellaneous_Natural Gas_Miscellaneous_E8_Baseline Forecast | Commercial | College (ID) | Existing | Miscellaneous | Natural Gas | Miscellaneous | E8 |  | Baseline Forecast | 0 | 0 | 0 | 0 | 0 | 0 | 0 | 0 | 0 | 0 | 0 | 0 | 0 | 0 | 0 | 0 | 0 | 0 | 0 | 0 | 0 | 0 | 0 | 0 | 0 | 0 | 0
Commercial_College (ID)_Existing_Miscellaneous_Natural Gas_Miscellaneous_E9_Baseline Forecast | Commercial | College (ID) | Existing | Miscellaneous | Natural Gas | Miscellaneous | E9 |  | Baseline Forecast | 0 | 0 | 0 | 0 | 0 | 0 | 0 | 0 | 0 | 0 | 0 | 0 | 0 | 0 | 0 | 0 | 0 | 0 | 0 | 0 | 0 | 0 | 0 | 0 | 0 | 0 | 0
Commercial_College (ID)_Existing_Miscellaneous_Natural Gas_Miscellaneous_E10_Baseline Forecast | Commercial | College (ID) | Existing | Miscellaneous | Natural Gas | Miscellaneous | E10 |  | Baseline Forecast | 0 | 0 | 0 | 0 | 0 | 0 | 0 | 0 | 0 | 0 | 0 | 0 | 0 | 0 | 0 | 0 | 0 | 0 | 0 | 0 | 0 | 0 | 0 | 0 | 0 | 0 | 0
Commercial_College (ID)_New_Space Heating_Natural Gas_Furnace_E1_Baseline Forecast | Commercial | College (ID) | New | Space Heating | Natural Gas | Furnace | E1 | AFUE 80% (Standard) | Baseline Forecast | 0 | 9416.0058 | 8799.2917 | 10507.3875 | 10733.9148 | 9712.9487 | 8497.9841 | 8218.0394 | 7974.3547 | 7672.4856 | 7550.2874 | 7543.526 | 8277.8193 | 8891.6334 | 9649.9854 | 10334.4792 | 10832.7303 | 11145.5497 | 11429.5191 | 11622.0385 | 11715.282 | 11828.8012 | 11964.8549 | 15204.2252 | 14906.9871 | 15842.1352 | 15287.5682
Commercial_College (ID)_New_Space Heating_Natural Gas_Furnace_E2_Baseline Forecast | Commercial | College (ID) | New | Space Heating | Natural Gas | Furnace | E2 | AFUE 90% | Baseline Forecast | 0 | 0 | 0 | 0 | 0 | 0 | 0 | 0 | 0 | 0 | 0 | 0 | 0 | 0 | 0 | 0 | 0 | 0 | 0 | 0 | 0 | 0 | 0 | 0 | 0 | 0 | 0
Commercial_College (ID)_New_Space Heating_Natural Gas_Furnace_E3_Baseline Forecast | Commercial | College (ID) | New | Space Heating | Natural Gas | Furnace | E3 | AFUE 96% | Baseline Forecast | 0 | 0 | 0 | 0 | 0 | 0 | 0 | 0 | 0 | 0 | 0 | 0 | 0 | 0 | 0 | 0 | 0 | 0 | 0 | 0 | 0 | 0 | 0 | 0 | 0 | 0 | 0
Commercial_College (ID)_New_Space Heating_Natural Gas_Furnace_E4_Baseline Forecast | Commercial | College (ID) | New | Space Heating | Natural Gas | Furnace | E4 |  | Baseline Forecast | 0 | 0 | 0 | 0 | 0 | 0 | 0 | 0 | 0 | 0 | 0 | 0 | 0 | 0 | 0 | 0 | 0 | 0 | 0 | 0 | 0 | 0 | 0 | 0 | 0 | 0 | 0
Commercial_College (ID)_New_Space Heating_Natural Gas_Furnace_E5_Baseline Forecast | Commercial | College (ID) | New | Space Heating | Natural Gas | Furnace | E5 |  | Baseline Forecast | 0 | 0 | 0 | 0 | 0 | 0 | 0 | 0 | 0 | 0 | 0 | 0 | 0 | 0 | 0 | 0 | 0 | 0 | 0 | 0 | 0 | 0 | 0 | 0 | 0 | 0 | 0
Commercial_College (ID)_New_Space Heating_Natural Gas_Furnace_E6_Baseline Forecast | Commercial | College (ID) | New | Space Heating | Natural Gas | Furnace | E6 |  | Baseline Forecast | 0 | 0 | 0 | 0 | 0 | 0 | 0 | 0 | 0 | 0 | 0 | 0 | 0 | 0 | 0 | 0 | 0 | 0 | 0 | 0 | 0 | 0 | 0 | 0 | 0 | 0 | 0
Commercial_College (ID)_New_Space Heating_Natural Gas_Furnace_E7_Baseline Forecast | Commercial | College (ID) | New | Space Heating | Natural Gas | Furnace | E7 |  | Baseline Forecast | 0 | 0 | 0 | 0 | 0 | 0 | 0 | 0 | 0 | 0 | 0 | 0 | 0 | 0 | 0 | 0 | 0 | 0 | 0 | 0 | 0 | 0 | 0 | 0 | 0 | 0 | 0
Commercial_College (ID)_New_Space Heating_Natural Gas_Furnace_E8_Baseline Forecast | Commercial | College (ID) | New | Space Heating | Natural Gas | Furnace | E8 |  | Baseline Forecast | 0 | 0 | 0 | 0 | 0 | 0 | 0 | 0 | 0 | 0 | 0 | 0 | 0 | 0 | 0 | 0 | 0 | 0 | 0 | 0 | 0 | 0 | 0 | 0 | 0 | 0 | 0
Commercial_College (ID)_New_Space Heating_Natural Gas_Furnace_E9_Baseline Forecast | Commercial | College (ID) | New | Space Heating | Natural Gas | Furnace | E9 |  | Baseline Forecast | 0 | 0 | 0 | 0 | 0 | 0 | 0 | 0 | 0 | 0 | 0 | 0 | 0 | 0 | 0 | 0 | 0 | 0 | 0 | 0 | 0 | 0 | 0 | 0 | 0 | 0 | 0
Commercial_College (ID)_New_Space Heating_Natural Gas_Furnace_E10_Baseline Forecast | Commercial | College (ID) | New | Space Heating | Natural Gas | Furnace | E10 |  | Baseline Forecast | 0 | 0 | 0 | 0 | 0 | 0 | 0 | 0 | 0 | 0 | 0 | 0 | 0 | 0 | 0 | 0 | 0 | 0 | 0 | 0 | 0 | 0 | 0 | 0 | 0 | 0 | 0
Commercial_College (ID)_New_Space Heating_Natural Gas_Boiler_E1_Baseline Forecast | Commercial | College (ID) | New | Space Heating | Natural Gas | Boiler | E1 | AFUE 80% (Standard) | Baseline Forecast | 0 | 80312.9383 | 75052.7332 | 89621.7762 | 91553.9193 | 82845.6846 | 50892.1496 | 49215.6353 | 47756.2731 | 45948.4601 | 45216.6477 | 39319.9874 | 38685.5987 | 38121.0769 | 37842.7351 | 37456.7258 | 36943.1765 | 36321.5839 | 35887.006 | 35265.2916 | 34416.899 | 33853.4062 | 33515.5951 | 33462.3471 | 32886.5068 | 34425.3986 | 30638.7943
Commercial_College (ID)_New_Space Heating_Natural Gas_Boiler_E2_Baseline Forecast | Commercial | College (ID) | New | Space Heating | Natural Gas | Boiler | E2 | AFUE 85% | Baseline Forecast | 0 | 0 | 0 | 0 | 0 | 0 | 0 | 0 | 0 | 0 | 0 | 0 | 0 | 0 | 0 | 0 | 0 | 0 | 0 | 0 | 0 | 0 | 0 | 0 | 0 | 0 | 0
Commercial_College (ID)_New_Space Heating_Natural Gas_Boiler_E3_Baseline Forecast | Commercial | College (ID) | New | Space Heating | Natural Gas | Boiler | E3 | AFUE 97% | Baseline Forecast | 0 | 0 | 0 | 0 | 0 | 0 | 21590.6089 | 20879.3604 | 20260.2371 | 19493.2861 | 19182.8203 | 25021.8101 | 24618.1083 | 24258.8671 | 24081.7405 | 23836.0982 | 23509.2941 | 23113.7352 | 22837.1856 | 22441.5492 | 21901.663 | 21543.0767 | 21328.106 | 21294.2209 | 20927.777 | 21907.0718 | 19497.4146
Commercial_College (ID)_New_Space Heating_Natural Gas_Boiler_E4_Baseline Forecast | Commercial | College (ID) | New | Space Heating | Natural Gas | Boiler | E4 | Convert to NG Air Source Heat Pump | Baseline Forecast | 0 | 0 | 0 | 0 | 0 | 0 | 0 | 0 | 0 | 0 | 0 | 0 | 0 | 0 | 0 | 0 | 0 | 0 | 0 | 0 | 0 | 0 | 0 | 0 | 0 | 0 | 0
Commercial_College (ID)_New_Space Heating_Natural Gas_Boiler_E5_Baseline Forecast | Commercial | College (ID) | New | Space Heating | Natural Gas | Boiler | E5 |  | Baseline Forecast | 0 | 0 | 0 | 0 | 0 | 0 | 0 | 0 | 0 | 0 | 0 | 0 | 0 | 0 | 0 | 0 | 0 | 0 | 0 | 0 | 0 | 0 | 0 | 0 | 0 | 0 | 0
Commercial_College (ID)_New_Space Heating_Natural Gas_Boiler_E6_Baseline Forecast | Commercial | College (ID) | New | Space Heating | Natural Gas | Boiler | E6 |  | Baseline Forecast | 0 | 0 | 0 | 0 | 0 | 0 | 0 | 0 | 0 | 0 | 0 | 0 | 0 | 0 | 0 | 0 | 0 | 0 | 0 | 0 | 0 | 0 | 0 | 0 | 0 | 0 | 0
Commercial_College (ID)_New_Space Heating_Natural Gas_Boiler_E7_Baseline Forecast | Commercial | College (ID) | New | Space Heating | Natural Gas | Boiler | E7 |  | Baseline Forecast | 0 | 0 | 0 | 0 | 0 | 0 | 0 | 0 | 0 | 0 | 0 | 0 | 0 | 0 | 0 | 0 | 0 | 0 | 0 | 0 | 0 | 0 | 0 | 0 | 0 | 0 | 0
Commercial_College (ID)_New_Space Heating_Natural Gas_Boiler_E8_Baseline Forecast | Commercial | College (ID) | New | Space Heating | Natural Gas | Boiler | E8 |  | Baseline Forecast | 0 | 0 | 0 | 0 | 0 | 0 | 0 | 0 | 0 | 0 | 0 | 0 | 0 | 0 | 0 | 0 | 0 | 0 | 0 | 0 | 0 | 0 | 0 | 0 | 0 | 0 | 0
Commercial_College (ID)_New_Space Heating_Natural Gas_Boiler_E9_Baseline Forecast | Commercial | College (ID) | New | Space Heating | Natural Gas | Boiler | E9 |  | Baseline Forecast | 0 | 0 | 0 | 0 | 0 | 0 | 0 | 0 | 0 | 0 | 0 | 0 | 0 | 0 | 0 | 0 | 0 | 0 | 0 | 0 | 0 | 0 | 0 | 0 | 0 | 0 | 0
Commercial_College (ID)_New_Space Heating_Natural Gas_Boiler_E10_Baseline Forecast | Commercial | College (ID) | New | Space Heating | Natural Gas | Boiler | E10 |  | Baseline Forecast | 0 | 0 | 0 | 0 | 0 | 0 | 0 | 0 | 0 | 0 | 0 | 0 | 0 | 0 | 0 | 0 | 0 | 0 | 0 | 0 | 0 | 0 | 0 | 0 | 0 | 0 | 0
Commercial_College (ID)_New_Space Heating_Natural Gas_Unit Heater_E1_Baseline Forecast | Commercial | College (ID) | New | Space Heating | Natural Gas | Unit Heater | E1 | Standard | Baseline Forecast | 0 | 0 | 0 | 0 | 0 | 0 | 0 | 0 | 0 | 0 | 0 | 0 | 0 | 0 | 0 | 0 | 0 | 0 | 0 | 0 | 0 | 0 | 0 | 0 | 0 | 0 | 0
Commercial_College (ID)_New_Space Heating_Natural Gas_Unit Heater_E2_Baseline Forecast | Commercial | College (ID) | New | Space Heating | Natural Gas | Unit Heater | E2 | Condensing | Baseline Forecast | 0 | 0 | 0 | 0 | 0 | 0 | 0 | 0 | 0 | 0 | 0 | 0 | 0 | 0 | 0 | 0 | 0 | 0 | 0 | 0 | 0 | 0 | 0 | 0 | 0 | 0 | 0
Commercial_College (ID)_New_Space Heating_Natural Gas_Unit Heater_E3_Baseline Forecast | Commercial | College (ID) | New | Space Heating | Natural Gas | Unit Heater | E3 | Infrared Radiant | Baseline Forecast | 0 | 0 | 0 | 0 | 0 | 0 | 0 | 0 | 0 | 0 | 0 | 0 | 0 | 0 | 0 | 0 | 0 | 0 | 0 | 0 | 0 | 0 | 0 | 0 | 0 | 0 | 0
Commercial_College (ID)_New_Space Heating_Natural Gas_Unit Heater_E4_Baseline Forecast | Commercial | College (ID) | New | Space Heating | Natural Gas | Unit Heater | E4 |  | Baseline Forecast | 0 | 0 | 0 | 0 | 0 | 0 | 0 | 0 | 0 | 0 | 0 | 0 | 0 | 0 | 0 | 0 | 0 | 0 | 0 | 0 | 0 | 0 | 0 | 0 | 0 | 0 | 0
Commercial_College (ID)_New_Space Heating_Natural Gas_Unit Heater_E5_Baseline Forecast | Commercial | College (ID) | New | Space Heating | Natural Gas | Unit Heater | E5 |  | Baseline Forecast | 0 | 0 | 0 | 0 | 0 | 0 | 0 | 0 | 0 | 0 | 0 | 0 | 0 | 0 | 0 | 0 | 0 | 0 | 0 | 0 | 0 | 0 | 0 | 0 | 0 | 0 | 0
Commercial_College (ID)_New_Space Heating_Natural Gas_Unit Heater_E6_Baseline Forecast | Commercial | College (ID) | New | Space Heating | Natural Gas | Unit Heater | E6 |  | Baseline Forecast | 0 | 0 | 0 | 0 | 0 | 0 | 0 | 0 | 0 | 0 | 0 | 0 | 0 | 0 | 0 | 0 | 0 | 0 | 0 | 0 | 0 | 0 | 0 | 0 | 0 | 0 | 0
Commercial_College (ID)_New_Space Heating_Natural Gas_Unit Heater_E7_Baseline Forecast | Commercial | College (ID) | New | Space Heating | Natural Gas | Unit Heater | E7 |  | Baseline Forecast | 0 | 0 | 0 | 0 | 0 | 0 | 0 | 0 | 0 | 0 | 0 | 0 | 0 | 0 | 0 | 0 | 0 | 0 | 0 | 0 | 0 | 0 | 0 | 0 | 0 | 0 | 0
Commercial_College (ID)_New_Space Heating_Natural Gas_Unit Heater_E8_Baseline Forecast | Commercial | College (ID) | New | Space Heating | Natural Gas | Unit Heater | E8 |  | Baseline Forecast | 0 | 0 | 0 | 0 | 0 | 0 | 0 | 0 | 0 | 0 | 0 | 0 | 0 | 0 | 0 | 0 | 0 | 0 | 0 | 0 | 0 | 0 | 0 | 0 | 0 | 0 | 0
Commercial_College (ID)_New_Space Heating_Natural Gas_Unit Heater_E9_Baseline Forecast | Commercial | College (ID) | New | Space Heating | Natural Gas | Unit Heater | E9 |  | Baseline Forecast | 0 | 0 | 0 | 0 | 0 | 0 | 0 | 0 | 0 | 0 | 0 | 0 | 0 | 0 | 0 | 0 | 0 | 0 | 0 | 0 | 0 | 0 | 0 | 0 | 0 | 0 | 0
Commercial_College (ID)_New_Space Heating_Natural Gas_Unit Heater_E10_Baseline Forecast | Commercial | College (ID) | New | Space Heating | Natural Gas | Unit Heater | E10 |  | Baseline Forecast | 0 | 0 | 0 | 0 | 0 | 0 | 0 | 0 | 0 | 0 | 0 | 0 | 0 | 0 | 0 | 0 | 0 | 0 | 0 | 0 | 0 | 0 | 0 | 0 | 0 | 0 | 0
Commercial_College (ID)_New_Water Heating_Natural Gas_Water Heater_E1_Baseline Forecast | Commercial | College (ID) | New | Water Heating | Natural Gas | Water Heater | E1 | TE 0.80 | Baseline Forecast | 0 | 37214.4797 | 34777.0668 | 41527.9013 | 42423.1954 | 38388.0744 | 33586.2217 | 32479.8078 | 31516.7032 | 30323.6389 | 29840.6801 | 29813.9574 | 32716.0735 | 35142.0248 | 38139.2272 | 40844.5229 | 42813.7398 | 44050.0828 | 45172.4029 | 45933.2889 | 46301.8114 | 46750.4683 | 47288.1876 | 60091.0135 | 58916.2517 | 62612.1979 | 60420.4064
Commercial_College (ID)_New_Water Heating_Natural Gas_Water Heater_E2_Baseline Forecast | Commercial | College (ID) | New | Water Heating | Natural Gas | Water Heater | E2 | TE 0.90 | Baseline Forecast | 0 | 0 | 0 | 0 | 0 | 0 | 0 | 0 | 0 | 0 | 0 | 0 | 0 | 0 | 0 | 0 | 0 | 0 | 0 | 0 | 0 | 0 | 0 | 0 | 0 | 0 | 0
Commercial_College (ID)_New_Water Heating_Natural Gas_Water Heater_E3_Baseline Forecast | Commercial | College (ID) | New | Water Heating | Natural Gas | Water Heater | E3 | TE 0.94 | Baseline Forecast | 0 | 41965.2644 | 39216.6923 | 46829.3355 | 47838.9224 | 43288.6797 | 37873.8244 | 36626.1662 | 35540.1121 | 34194.7417 | 33650.1286 | 33619.9945 | 36892.5936 | 39628.2407 | 43008.0647 | 46058.7174 | 48279.3236 | 49673.4976 | 50939.0926 | 51797.113 | 52212.681 | 52718.6132 | 53324.9775 | 67762.2067 | 66437.4753 | 70605.2444 | 68133.6497
Commercial_College (ID)_New_Water Heating_Natural Gas_Water Heater_E4_Baseline Forecast | Commercial | College (ID) | New | Water Heating | Natural Gas | Water Heater | E4 | Instantaneous TE 0.94 | Baseline Forecast | 0 | 0 | 0 | 0 | 0 | 0 | 0 | 0 | 0 | 0 | 0 | 0 | 0 | 0 | 0 | 0 | 0 | 0 | 0 | 0 | 0 | 0 | 0 | 0 | 0 | 0 | 0
Commercial_College (ID)_New_Water Heating_Natural Gas_Water Heater_E5_Baseline Forecast | Commercial | College (ID) | New | Water Heating | Natural Gas | Water Heater | E5 | Gas-Fired Absorption HPWH | Baseline Forecast | 0 | 0 | 0 | 0 | 0 | 0 | 0 | 0 | 0 | 0 | 0 | 0 | 0 | 0 | 0 | 0 | 0 | 0 | 0 | 0 | 0 | 0 | 0 | 0 | 0 | 0 | 0
Commercial_College (ID)_New_Water Heating_Natural Gas_Water Heater_E6_Baseline Forecast | Commercial | College (ID) | New | Water Heating | Natural Gas | Water Heater | E6 |  | Baseline Forecast | 0 | 0 | 0 | 0 | 0 | 0 | 0 | 0 | 0 | 0 | 0 | 0 | 0 | 0 | 0 | 0 | 0 | 0 | 0 | 0 | 0 | 0 | 0 | 0 | 0 | 0 | 0
Commercial_College (ID)_New_Water Heating_Natural Gas_Water Heater_E7_Baseline Forecast | Commercial | College (ID) | New | Water Heating | Natural Gas | Water Heater | E7 |  | Baseline Forecast | 0 | 0 | 0 | 0 | 0 | 0 | 0 | 0 | 0 | 0 | 0 | 0 | 0 | 0 | 0 | 0 | 0 | 0 | 0 | 0 | 0 | 0 | 0 | 0 | 0 | 0 | 0
Commercial_College (ID)_New_Water Heating_Natural Gas_Water Heater_E8_Baseline Forecast | Commercial | College (ID) | New | Water Heating | Natural Gas | Water Heater | E8 |  | Baseline Forecast | 0 | 0 | 0 | 0 | 0 | 0 | 0 | 0 | 0 | 0 | 0 | 0 | 0 | 0 | 0 | 0 | 0 | 0 | 0 | 0 | 0 | 0 | 0 | 0 | 0 | 0 | 0
Commercial_College (ID)_New_Water Heating_Natural Gas_Water Heater_E9_Baseline Forecast | Commercial | College (ID) | New | Water Heating | Natural Gas | Water Heater | E9 |  | Baseline Forecast | 0 | 0 | 0 | 0 | 0 | 0 | 0 | 0 | 0 | 0 | 0 | 0 | 0 | 0 | 0 | 0 | 0 | 0 | 0 | 0 | 0 | 0 | 0 | 0 | 0 | 0 | 0
Commercial_College (ID)_New_Water Heating_Natural Gas_Water Heater_E10_Baseline Forecast | Commercial | College (ID) | New | Water Heating | Natural Gas | Water Heater | E10 |  | Baseline Forecast | 0 | 0 | 0 | 0 | 0 | 0 | 0 | 0 | 0 | 0 | 0 | 0 | 0 | 0 | 0 | 0 | 0 | 0 | 0 | 0 | 0 | 0 | 0 | 0 | 0 | 0 | 0
Commercial_College (ID)_New_Food Preparation_Natural Gas_Oven_E1_Baseline Forecast | Commercial | College (ID) | New | Food Preparation | Natural Gas | Oven | E1 | Standard | Baseline Forecast | 0 | 3394.9123 | 3172.5579 | 3788.4066 | 3870.0804 | 3501.9741 | 3063.9224 | 2962.9891 | 2875.1293 | 2766.2914 | 3401.2156 | 3897.4929 | 4375.7536 | 4770.7533 | 5025.1175 | 6019.6563 | 5832.6938 | 5870.7038 | 5743.6502 | 5632.1286 | 5599.5506 | 5765.4838 | 5988.4726 | 6227.2474 | 6775.2629 | 7278.2489 | 7336.4371
Commercial_College (ID)_New_Food Preparation_Natural Gas_Oven_E2_Baseline Forecast | Commercial | College (ID) | New | Food Preparation | Natural Gas | Oven | E2 | ENERGY STAR (>42% Baking Efficiency) | Baseline Forecast | 0 | 4885.3616 | 4565.3882 | 5451.6096 | 5569.14 | 5039.4262 | 4409.059 | 4263.8136 | 4137.3812 | 3980.7608 | 4894.4322 | 5608.5874 | 6296.8161 | 6865.2304 | 7231.2667 | 8662.4323 | 8393.3886 | 8448.0859 | 8265.2527 | 8104.7704 | 8057.8898 | 8296.6718 | 8617.5582 | 8961.1608 | 9749.7686 | 10473.5776 | 10557.3119
Commercial_College (ID)_New_Food Preparation_Natural Gas_Oven_E3_Baseline Forecast | Commercial | College (ID) | New | Food Preparation | Natural Gas | Oven | E3 |  | Baseline Forecast | 0 | 0 | 0 | 0 | 0 | 0 | 0 | 0 | 0 | 0 | 0 | 0 | 0 | 0 | 0 | 0 | 0 | 0 | 0 | 0 | 0 | 0 | 0 | 0 | 0 | 0 | 0
Commercial_College (ID)_New_Food Preparation_Natural Gas_Oven_E4_Baseline Forecast | Commercial | College (ID) | New | Food Preparation | Natural Gas | Oven | E4 |  | Baseline Forecast | 0 | 0 | 0 | 0 | 0 | 0 | 0 | 0 | 0 | 0 | 0 | 0 | 0 | 0 | 0 | 0 | 0 | 0 | 0 | 0 | 0 | 0 | 0 | 0 | 0 | 0 | 0
Commercial_College (ID)_New_Food Preparation_Natural Gas_Oven_E5_Baseline Forecast | Commercial | College (ID) | New | Food Preparation | Natural Gas | Oven | E5 |  | Baseline Forecast | 0 | 0 | 0 | 0 | 0 | 0 | 0 | 0 | 0 | 0 | 0 | 0 | 0 | 0 | 0 | 0 | 0 | 0 | 0 | 0 | 0 | 0 | 0 | 0 | 0 | 0 | 0
Commercial_College (ID)_New_Food Preparation_Natural Gas_Oven_E6_Baseline Forecast | Commercial | College (ID) | New | Food Preparation | Natural Gas | Oven | E6 |  | Baseline Forecast | 0 | 0 | 0 | 0 | 0 | 0 | 0 | 0 | 0 | 0 | 0 | 0 | 0 | 0 | 0 | 0 | 0 | 0 | 0 | 0 | 0 | 0 | 0 | 0 | 0 | 0 | 0
Commercial_College (ID)_New_Food Preparation_Natural Gas_Oven_E7_Baseline Forecast | Commercial | College (ID) | New | Food Preparation | Natural Gas | Oven | E7 |  | Baseline Forecast | 0 | 0 | 0 | 0 | 0 | 0 | 0 | 0 | 0 | 0 | 0 | 0 | 0 | 0 | 0 | 0 | 0 | 0 | 0 | 0 | 0 | 0 | 0 | 0 | 0 | 0 | 0
Commercial_College (ID)_New_Food Preparation_Natural Gas_Oven_E8_Baseline Forecast | Commercial | College (ID) | New | Food Preparation | Natural Gas | Oven | E8 |  | Baseline Forecast | 0 | 0 | 0 | 0 | 0 | 0 | 0 | 0 | 0 | 0 | 0 | 0 | 0 | 0 | 0 | 0 | 0 | 0 | 0 | 0 | 0 | 0 | 0 | 0 | 0 | 0 | 0
Commercial_College (ID)_New_Food Preparation_Natural Gas_Oven_E9_Baseline Forecast | Commercial | College (ID) | New | Food Preparation | Natural Gas | Oven | E9 |  | Baseline Forecast | 0 | 0 | 0 | 0 | 0 | 0 | 0 | 0 | 0 | 0 | 0 | 0 | 0 | 0 | 0 | 0 | 0 | 0 | 0 | 0 | 0 | 0 | 0 | 0 | 0 | 0 | 0
Commercial_College (ID)_New_Food Preparation_Natural Gas_Oven_E10_Baseline Forecast | Commercial | College (ID) | New | Food Preparation | Natural Gas | Oven | E10 |  | Baseline Forecast | 0 | 0 | 0 | 0 | 0 | 0 | 0 | 0 | 0 | 0 | 0 | 0 | 0 | 0 | 0 | 0 | 0 | 0 | 0 | 0 | 0 | 0 | 0 | 0 | 0 | 0 | 0
Commercial_College (ID)_New_Food Preparation_Natural Gas_Conveyor Oven_E1_Baseline Forecast | Commercial | College (ID) | New | Food Preparation | Natural Gas | Conveyor Oven | E1 | Standard | Baseline Forecast | 0 | 1697.4561 | 1586.2789 | 1894.2033 | 1935.0402 | 1750.9871 | 1531.9612 | 1481.4946 | 1437.5647 | 1383.1457 | 1361.1166 | 1359.8977 | 1337.9571 | 1318.4329 | 1308.8063 | 1295.456 | 1277.6947 | 1595.6879 | 1830.0154 | 2069.5841 | 2257.2662 | 2374.5862 | 2873.5226 | 2795.961 | 2816.5484 | 2821.2748 | 2588.1568
Commercial_College (ID)_New_Food Preparation_Natural Gas_Conveyor Oven_E2_Baseline Forecast | Commercial | College (ID) | New | Food Preparation | Natural Gas | Conveyor Oven | E2 | ENERGY STAR (>42% Baking Efficiency) | Baseline Forecast | 0 | 2442.6808 | 2282.6941 | 2725.8048 | 2784.57 | 2519.7131 | 2204.5295 | 2131.9068 | 2068.6906 | 1990.3804 | 1958.68 | 1956.9259 | 1925.3529 | 1897.2571 | 1883.4042 | 1864.1928 | 1838.6339 | 2296.2338 | 2633.4368 | 2978.182 | 3248.2611 | 3417.0875 | 4135.0691 | 4023.4561 | 4053.0818 | 4059.8832 | 3724.4207
Commercial_College (ID)_New_Food Preparation_Natural Gas_Conveyor Oven_E3_Baseline Forecast | Commercial | College (ID) | New | Food Preparation | Natural Gas | Conveyor Oven | E3 |  | Baseline Forecast | 0 | 0 | 0 | 0 | 0 | 0 | 0 | 0 | 0 | 0 | 0 | 0 | 0 | 0 | 0 | 0 | 0 | 0 | 0 | 0 | 0 | 0 | 0 | 0 | 0 | 0 | 0
Commercial_College (ID)_New_Food Preparation_Natural Gas_Conveyor Oven_E4_Baseline Forecast | Commercial | College (ID) | New | Food Preparation | Natural Gas | Conveyor Oven | E4 |  | Baseline Forecast | 0 | 0 | 0 | 0 | 0 | 0 | 0 | 0 | 0 | 0 | 0 | 0 | 0 | 0 | 0 | 0 | 0 | 0 | 0 | 0 | 0 | 0 | 0 | 0 | 0 | 0 | 0
Commercial_College (ID)_New_Food Preparation_Natural Gas_Conveyor Oven_E5_Baseline Forecast | Commercial | College (ID) | New | Food Preparation | Natural Gas | Conveyor Oven | E5 |  | Baseline Forecast | 0 | 0 | 0 | 0 | 0 | 0 | 0 | 0 | 0 | 0 | 0 | 0 | 0 | 0 | 0 | 0 | 0 | 0 | 0 | 0 | 0 | 0 | 0 | 0 | 0 | 0 | 0
Commercial_College (ID)_New_Food Preparation_Natural Gas_Conveyor Oven_E6_Baseline Forecast | Commercial | College (ID) | New | Food Preparation | Natural Gas | Conveyor Oven | E6 |  | Baseline Forecast | 0 | 0 | 0 | 0 | 0 | 0 | 0 | 0 | 0 | 0 | 0 | 0 | 0 | 0 | 0 | 0 | 0 | 0 | 0 | 0 | 0 | 0 | 0 | 0 | 0 | 0 | 0
Commercial_College (ID)_New_Food Preparation_Natural Gas_Conveyor Oven_E7_Baseline Forecast | Commercial | College (ID) | New | Food Preparation | Natural Gas | Conveyor Oven | E7 |  | Baseline Forecast | 0 | 0 | 0 | 0 | 0 | 0 | 0 | 0 | 0 | 0 | 0 | 0 | 0 | 0 | 0 | 0 | 0 | 0 | 0 | 0 | 0 | 0 | 0 | 0 | 0 | 0 | 0
Commercial_College (ID)_New_Food Preparation_Natural Gas_Conveyor Oven_E8_Baseline Forecast | Commercial | College (ID) | New | Food Preparation | Natural Gas | Conveyor Oven | E8 |  | Baseline Forecast | 0 | 0 | 0 | 0 | 0 | 0 | 0 | 0 | 0 | 0 | 0 | 0 | 0 | 0 | 0 | 0 | 0 | 0 | 0 | 0 | 0 | 0 | 0 | 0 | 0 | 0 | 0
Commercial_College (ID)_New_Food Preparation_Natural Gas_Conveyor Oven_E9_Baseline Forecast | Commercial | College (ID) | New | Food Preparation | Natural Gas | Conveyor Oven | E9 |  | Baseline Forecast | 0 | 0 | 0 | 0 | 0 | 0 | 0 | 0 | 0 | 0 | 0 | 0 | 0 | 0 | 0 | 0 | 0 | 0 | 0 | 0 | 0 | 0 | 0 | 0 | 0 | 0 | 0
Commercial_College (ID)_New_Food Preparation_Natural Gas_Conveyor Oven_E10_Baseline Forecast | Commercial | College (ID) | New | Food Preparation | Natural Gas | Conveyor Oven | E10 |  | Baseline Forecast | 0 | 0 | 0 | 0 | 0 | 0 | 0 | 0 | 0 | 0 | 0 | 0 | 0 | 0 | 0 | 0 | 0 | 0 | 0 | 0 | 0 | 0 | 0 | 0 | 0 | 0 | 0
Commercial_College (ID)_New_Food Preparation_Natural Gas_Double Rack Oven_E1_Baseline Forecast | Commercial | College (ID) | New | Food Preparation | Natural Gas | Double Rack Oven | E1 | Standard | Baseline Forecast | 0 | 1697.4561 | 1586.2789 | 1894.2033 | 1935.0402 | 1750.9871 | 1531.9612 | 1481.4946 | 1437.5647 | 1383.1457 | 1549.7228 | 1703.8009 | 1854.1159 | 1992.2451 | 2102.3047 | 2171.0058 | 2220.5717 | 2254.039 | 2281.8204 | 2839.6065 | 2785.3455 | 2889.4691 | 2920.7624 | 2900.0971 | 2860.313 | 2953.2898 | 2863.3967
Commercial_College (ID)_New_Food Preparation_Natural Gas_Double Rack Oven_E2_Baseline Forecast | Commercial | College (ID) | New | Food Preparation | Natural Gas | Double Rack Oven | E2 | FTSC Qualified (>50% Cooking Efficiency) | Baseline Forecast | 0 | 2442.6808 | 2282.6941 | 2725.8048 | 2784.57 | 2519.7131 | 2204.5295 | 2131.9068 | 2068.6906 | 1990.3804 | 2230.0889 | 2451.811 | 2668.118 | 2866.8894 | 3025.2677 | 3124.1303 | 3195.4568 | 3243.617 | 3283.5952 | 4086.263 | 4008.1801 | 4158.0165 | 4203.0484 | 4173.3105 | 4116.0601 | 4249.8561 | 4120.4977
Commercial_College (ID)_New_Food Preparation_Natural Gas_Double Rack Oven_E3_Baseline Forecast | Commercial | College (ID) | New | Food Preparation | Natural Gas | Double Rack Oven | E3 |  | Baseline Forecast | 0 | 0 | 0 | 0 | 0 | 0 | 0 | 0 | 0 | 0 | 0 | 0 | 0 | 0 | 0 | 0 | 0 | 0 | 0 | 0 | 0 | 0 | 0 | 0 | 0 | 0 | 0
Commercial_College (ID)_New_Food Preparation_Natural Gas_Double Rack Oven_E4_Baseline Forecast | Commercial | College (ID) | New | Food Preparation | Natural Gas | Double Rack Oven | E4 |  | Baseline Forecast | 0 | 0 | 0 | 0 | 0 | 0 | 0 | 0 | 0 | 0 | 0 | 0 | 0 | 0 | 0 | 0 | 0 | 0 | 0 | 0 | 0 | 0 | 0 | 0 | 0 | 0 | 0
Commercial_College (ID)_New_Food Preparation_Natural Gas_Double Rack Oven_E5_Baseline Forecast | Commercial | College (ID) | New | Food Preparation | Natural Gas | Double Rack Oven | E5 |  | Baseline Forecast | 0 | 0 | 0 | 0 | 0 | 0 | 0 | 0 | 0 | 0 | 0 | 0 | 0 | 0 | 0 | 0 | 0 | 0 | 0 | 0 | 0 | 0 | 0 | 0 | 0 | 0 | 0
Commercial_College (ID)_New_Food Preparation_Natural Gas_Double Rack Oven_E6_Baseline Forecast | Commercial | College (ID) | New | Food Preparation | Natural Gas | Double Rack Oven | E6 |  | Baseline Forecast | 0 | 0 | 0 | 0 | 0 | 0 | 0 | 0 | 0 | 0 | 0 | 0 | 0 | 0 | 0 | 0 | 0 | 0 | 0 | 0 | 0 | 0 | 0 | 0 | 0 | 0 | 0
Commercial_College (ID)_New_Food Preparation_Natural Gas_Double Rack Oven_E7_Baseline Forecast | Commercial | College (ID) | New | Food Preparation | Natural Gas | Double Rack Oven | E7 |  | Baseline Forecast | 0 | 0 | 0 | 0 | 0 | 0 | 0 | 0 | 0 | 0 | 0 | 0 | 0 | 0 | 0 | 0 | 0 | 0 | 0 | 0 | 0 | 0 | 0 | 0 | 0 | 0 | 0
Commercial_College (ID)_New_Food Preparation_Natural Gas_Double Rack Oven_E8_Baseline Forecast | Commercial | College (ID) | New | Food Preparation | Natural Gas | Double Rack Oven | E8 |  | Baseline Forecast | 0 | 0 | 0 | 0 | 0 | 0 | 0 | 0 | 0 | 0 | 0 | 0 | 0 | 0 | 0 | 0 | 0 | 0 | 0 | 0 | 0 | 0 | 0 | 0 | 0 | 0 | 0
Commercial_College (ID)_New_Food Preparation_Natural Gas_Double Rack Oven_E9_Baseline Forecast | Commercial | College (ID) | New | Food Preparation | Natural Gas | Double Rack Oven | E9 |  | Baseline Forecast | 0 | 0 | 0 | 0 | 0 | 0 | 0 | 0 | 0 | 0 | 0 | 0 | 0 | 0 | 0 | 0 | 0 | 0 | 0 | 0 | 0 | 0 | 0 | 0 | 0 | 0 | 0
Commercial_College (ID)_New_Food Preparation_Natural Gas_Double Rack Oven_E10_Baseline Forecast | Commercial | College (ID) | New | Food Preparation | Natural Gas | Double Rack Oven | E10 |  | Baseline Forecast | 0 | 0 | 0 | 0 | 0 | 0 | 0 | 0 | 0 | 0 | 0 | 0 | 0 | 0 | 0 | 0 | 0 | 0 | 0 | 0 | 0 | 0 | 0 | 0 | 0 | 0 | 0
Commercial_College (ID)_New_Food Preparation_Natural Gas_Fryer_E1_Baseline Forecast | Commercial | College (ID) | New | Food Preparation | Natural Gas | Fryer | E1 | Standard | Baseline Forecast | 0 | 7929.5799 | 7410.2213 | 8848.6743 | 9039.4416 | 8179.6469 | 7156.4786 | 6920.7264 | 6715.5101 | 6461.2946 | 6358.3868 | 6352.6928 | 6971.0694 | 7487.9857 | 8126.6231 | 8703.0616 | 9122.658 | 9386.0952 | 9625.2368 | 9787.3647 | 9865.8887 | 9961.4875 | 10076.0635 | 12804.0617 | 12553.746 | 13341.2701 | 12874.248
Commercial_College (ID)_New_Food Preparation_Natural Gas_Fryer_E2_Baseline Forecast | Commercial | College (ID) | New | Food Preparation | Natural Gas | Fryer | E2 | ENERGY STAR | Baseline Forecast | 0 | 2786.0686 | 2603.5913 | 3108.9937 | 3176.02 | 2873.93 | 2514.4384 | 2431.6066 | 2359.5036 | 2270.1846 | 2234.0278 | 2232.0272 | 2449.2946 | 2630.9139 | 2855.3 | 3057.8324 | 3205.2582 | 3297.8172 | 3381.8399 | 3438.8038 | 3466.3933 | 3499.9821 | 3540.2385 | 4498.7244 | 4410.7756 | 4687.4733 | 4523.3844
Commercial_College (ID)_New_Food Preparation_Natural Gas_Fryer_E3_Baseline Forecast | Commercial | College (ID) | New | Food Preparation | Natural Gas | Fryer | E3 |  | Baseline Forecast | 0 | 0 | 0 | 0 | 0 | 0 | 0 | 0 | 0 | 0 | 0 | 0 | 0 | 0 | 0 | 0 | 0 | 0 | 0 | 0 | 0 | 0 | 0 | 0 | 0 | 0 | 0
Commercial_College (ID)_New_Food Preparation_Natural Gas_Fryer_E4_Baseline Forecast | Commercial | College (ID) | New | Food Preparation | Natural Gas | Fryer | E4 |  | Baseline Forecast | 0 | 0 | 0 | 0 | 0 | 0 | 0 | 0 | 0 | 0 | 0 | 0 | 0 | 0 | 0 | 0 | 0 | 0 | 0 | 0 | 0 | 0 | 0 | 0 | 0 | 0 | 0
Commercial_College (ID)_New_Food Preparation_Natural Gas_Fryer_E5_Baseline Forecast | Commercial | College (ID) | New | Food Preparation | Natural Gas | Fryer | E5 |  | Baseline Forecast | 0 | 0 | 0 | 0 | 0 | 0 | 0 | 0 | 0 | 0 | 0 | 0 | 0 | 0 | 0 | 0 | 0 | 0 | 0 | 0 | 0 | 0 | 0 | 0 | 0 | 0 | 0
Commercial_College (ID)_New_Food Preparation_Natural Gas_Fryer_E6_Baseline Forecast | Commercial | College (ID) | New | Food Preparation | Natural Gas | Fryer | E6 |  | Baseline Forecast | 0 | 0 | 0 | 0 | 0 | 0 | 0 | 0 | 0 | 0 | 0 | 0 | 0 | 0 | 0 | 0 | 0 | 0 | 0 | 0 | 0 | 0 | 0 | 0 | 0 | 0 | 0
Commercial_College (ID)_New_Food Preparation_Natural Gas_Fryer_E7_Baseline Forecast | Commercial | College (ID) | New | Food Preparation | Natural Gas | Fryer | E7 |  | Baseline Forecast | 0 | 0 | 0 | 0 | 0 | 0 | 0 | 0 | 0 | 0 | 0 | 0 | 0 | 0 | 0 | 0 | 0 | 0 | 0 | 0 | 0 | 0 | 0 | 0 | 0 | 0 | 0
Commercial_College (ID)_New_Food Preparation_Natural Gas_Fryer_E8_Baseline Forecast | Commercial | College (ID) | New | Food Preparation | Natural Gas | Fryer | E8 |  | Baseline Forecast | 0 | 0 | 0 | 0 | 0 | 0 | 0 | 0 | 0 | 0 | 0 | 0 | 0 | 0 | 0 | 0 | 0 | 0 | 0 | 0 | 0 | 0 | 0 | 0 | 0 | 0 | 0
Commercial_College (ID)_New_Food Preparation_Natural Gas_Fryer_E9_Baseline Forecast | Commercial | College (ID) | New | Food Preparation | Natural Gas | Fryer | E9 |  | Baseline Forecast | 0 | 0 | 0 | 0 | 0 | 0 | 0 | 0 | 0 | 0 | 0 | 0 | 0 | 0 | 0 | 0 | 0 | 0 | 0 | 0 | 0 | 0 | 0 | 0 | 0 | 0 | 0
Commercial_College (ID)_New_Food Preparation_Natural Gas_Fryer_E10_Baseline Forecast | Commercial | College (ID) | New | Food Preparation | Natural Gas | Fryer | E10 |  | Baseline Forecast | 0 | 0 | 0 | 0 | 0 | 0 | 0 | 0 | 0 | 0 | 0 | 0 | 0 | 0 | 0 | 0 | 0 | 0 | 0 | 0 | 0 | 0 | 0 | 0 | 0 | 0 | 0
Commercial_College (ID)_New_Food Preparation_Natural Gas_Broiler_E1_Baseline Forecast | Commercial | College (ID) | New | Food Preparation | Natural Gas | Broiler | E1 | Standard | Baseline Forecast | 0 | 12254.8053 | 11452.1602 | 13675.224 | 13970.0462 | 12641.2725 | 11060.0124 | 10695.668 | 10378.5157 | 9985.6371 | 11188.2428 | 12300.6113 | 13385.8122 | 14383.0381 | 15177.6142 | 15673.6029 | 16031.4445 | 16273.0618 | 16473.6302 | 20500.5735 | 20108.836 | 20860.5574 | 21086.4799 | 20937.2864 | 20650.0645 | 21321.3119 | 20672.3275
Commercial_College (ID)_New_Food Preparation_Natural Gas_Broiler_E2_Baseline Forecast | Commercial | College (ID) | New | Food Preparation | Natural Gas | Broiler | E2 | Infrared Burners | Baseline Forecast | 0 | 4305.7424 | 4023.732 | 4804.8084 | 4908.3946 | 4441.5282 | 3885.9503 | 3757.9374 | 3646.5055 | 3508.4671 | 3931.0042 | 4321.8364 | 4703.1232 | 5053.4999 | 5332.6753 | 5506.9416 | 5632.6697 | 5717.5623 | 5788.0322 | 7202.9042 | 7065.2667 | 7329.385 | 7408.7632 | 7356.3439 | 7255.4281 | 7491.2718 | 7263.2502
Commercial_College (ID)_New_Food Preparation_Natural Gas_Broiler_E3_Baseline Forecast | Commercial | College (ID) | New | Food Preparation | Natural Gas | Broiler | E3 |  | Baseline Forecast | 0 | 0 | 0 | 0 | 0 | 0 | 0 | 0 | 0 | 0 | 0 | 0 | 0 | 0 | 0 | 0 | 0 | 0 | 0 | 0 | 0 | 0 | 0 | 0 | 0 | 0 | 0
Commercial_College (ID)_New_Food Preparation_Natural Gas_Broiler_E4_Baseline Forecast | Commercial | College (ID) | New | Food Preparation | Natural Gas | Broiler | E4 |  | Baseline Forecast | 0 | 0 | 0 | 0 | 0 | 0 | 0 | 0 | 0 | 0 | 0 | 0 | 0 | 0 | 0 | 0 | 0 | 0 | 0 | 0 | 0 | 0 | 0 | 0 | 0 | 0 | 0
Commercial_College (ID)_New_Food Preparation_Natural Gas_Broiler_E5_Baseline Forecast | Commercial | College (ID) | New | Food Preparation | Natural Gas | Broiler | E5 |  | Baseline Forecast | 0 | 0 | 0 | 0 | 0 | 0 | 0 | 0 | 0 | 0 | 0 | 0 | 0 | 0 | 0 | 0 | 0 | 0 | 0 | 0 | 0 | 0 | 0 | 0 | 0 | 0 | 0
Commercial_College (ID)_New_Food Preparation_Natural Gas_Broiler_E6_Baseline Forecast | Commercial | College (ID) | New | Food Preparation | Natural Gas | Broiler | E6 |  | Baseline Forecast | 0 | 0 | 0 | 0 | 0 | 0 | 0 | 0 | 0 | 0 | 0 | 0 | 0 | 0 | 0 | 0 | 0 | 0 | 0 | 0 | 0 | 0 | 0 | 0 | 0 | 0 | 0
Commercial_College (ID)_New_Food Preparation_Natural Gas_Broiler_E7_Baseline Forecast | Commercial | College (ID) | New | Food Preparation | Natural Gas | Broiler | E7 |  | Baseline Forecast | 0 | 0 | 0 | 0 | 0 | 0 | 0 | 0 | 0 | 0 | 0 | 0 | 0 | 0 | 0 | 0 | 0 | 0 | 0 | 0 | 0 | 0 | 0 | 0 | 0 | 0 | 0
Commercial_College (ID)_New_Food Preparation_Natural Gas_Broiler_E8_Baseline Forecast | Commercial | College (ID) | New | Food Preparation | Natural Gas | Broiler | E8 |  | Baseline Forecast | 0 | 0 | 0 | 0 | 0 | 0 | 0 | 0 | 0 | 0 | 0 | 0 | 0 | 0 | 0 | 0 | 0 | 0 | 0 | 0 | 0 | 0 | 0 | 0 | 0 | 0 | 0
Commercial_College (ID)_New_Food Preparation_Natural Gas_Broiler_E9_Baseline Forecast | Commercial | College (ID) | New | Food Preparation | Natural Gas | Broiler | E9 |  | Baseline Forecast | 0 | 0 | 0 | 0 | 0 | 0 | 0 | 0 | 0 | 0 | 0 | 0 | 0 | 0 | 0 | 0 | 0 | 0 | 0 | 0 | 0 | 0 | 0 | 0 | 0 | 0 | 0
Commercial_College (ID)_New_Food Preparation_Natural Gas_Broiler_E10_Baseline Forecast | Commercial | College (ID) | New | Food Preparation | Natural Gas | Broiler | E10 |  | Baseline Forecast | 0 | 0 | 0 | 0 | 0 | 0 | 0 | 0 | 0 | 0 | 0 | 0 | 0 | 0 | 0 | 0 | 0 | 0 | 0 | 0 | 0 | 0 | 0 | 0 | 0 | 0 | 0
Commercial_College (ID)_New_Food Preparation_Natural Gas_Griddle_E1_Baseline Forecast | Commercial | College (ID) | New | Food Preparation | Natural Gas | Griddle | E1 | Standard | Baseline Forecast | 0 | 16599.5137 | 15512.306 | 18523.5148 | 18922.8606 | 17122.9955 | 14981.1297 | 14487.6139 | 14058.0212 | 13525.8551 | 15154.8218 | 16661.5594 | 18131.4976 | 19482.2711 | 20558.549 | 21230.3811 | 21715.0885 | 22042.3667 | 22314.0428 | 27768.6624 | 27238.0417 | 28256.2718 | 28562.2907 | 28360.2036 | 27971.1525 | 28880.378 | 28001.3085
Commercial_College (ID)_New_Food Preparation_Natural Gas_Griddle_E2_Baseline Forecast | Commercial | College (ID) | New | Food Preparation | Natural Gas | Griddle | E2 | ENERGY STAR | Baseline Forecast | 0 | 6780.0831 | 6336.0123 | 7565.9427 | 7729.0557 | 6993.8996 | 6119.053 | 5917.4761 | 5742.0087 | 5524.645 | 6189.9976 | 6805.4257 | 7405.823 | 7957.5473 | 8397.1538 | 8671.5641 | 8869.5432 | 9003.2202 | 9114.1865 | 11342.1297 | 11125.3973 | 11541.2941 | 11666.2877 | 11583.7451 | 11424.8369 | 11796.2107 | 11437.1542
Commercial_College (ID)_New_Food Preparation_Natural Gas_Griddle_E3_Baseline Forecast | Commercial | College (ID) | New | Food Preparation | Natural Gas | Griddle | E3 |  | Baseline Forecast | 0 | 0 | 0 | 0 | 0 | 0 | 0 | 0 | 0 | 0 | 0 | 0 | 0 | 0 | 0 | 0 | 0 | 0 | 0 | 0 | 0 | 0 | 0 | 0 | 0 | 0 | 0
Commercial_College (ID)_New_Food Preparation_Natural Gas_Griddle_E4_Baseline Forecast | Commercial | College (ID) | New | Food Preparation | Natural Gas | Griddle | E4 |  | Baseline Forecast | 0 | 0 | 0 | 0 | 0 | 0 | 0 | 0 | 0 | 0 | 0 | 0 | 0 | 0 | 0 | 0 | 0 | 0 | 0 | 0 | 0 | 0 | 0 | 0 | 0 | 0 | 0
Commercial_College (ID)_New_Food Preparation_Natural Gas_Griddle_E5_Baseline Forecast | Commercial | College (ID) | New | Food Preparation | Natural Gas | Griddle | E5 |  | Baseline Forecast | 0 | 0 | 0 | 0 | 0 | 0 | 0 | 0 | 0 | 0 | 0 | 0 | 0 | 0 | 0 | 0 | 0 | 0 | 0 | 0 | 0 | 0 | 0 | 0 | 0 | 0 | 0
Commercial_College (ID)_New_Food Preparation_Natural Gas_Griddle_E6_Baseline Forecast | Commercial | College (ID) | New | Food Preparation | Natural Gas | Griddle | E6 |  | Baseline Forecast | 0 | 0 | 0 | 0 | 0 | 0 | 0 | 0 | 0 | 0 | 0 | 0 | 0 | 0 | 0 | 0 | 0 | 0 | 0 | 0 | 0 | 0 | 0 | 0 | 0 | 0 | 0
Commercial_College (ID)_New_Food Preparation_Natural Gas_Griddle_E7_Baseline Forecast | Commercial | College (ID) | New | Food Preparation | Natural Gas | Griddle | E7 |  | Baseline Forecast | 0 | 0 | 0 | 0 | 0 | 0 | 0 | 0 | 0 | 0 | 0 | 0 | 0 | 0 | 0 | 0 | 0 | 0 | 0 | 0 | 0 | 0 | 0 | 0 | 0 | 0 | 0
Commercial_College (ID)_New_Food Preparation_Natural Gas_Griddle_E8_Baseline Forecast | Commercial | College (ID) | New | Food Preparation | Natural Gas | Griddle | E8 |  | Baseline Forecast | 0 | 0 | 0 | 0 | 0 | 0 | 0 | 0 | 0 | 0 | 0 | 0 | 0 | 0 | 0 | 0 | 0 | 0 | 0 | 0 | 0 | 0 | 0 | 0 | 0 | 0 | 0
Commercial_College (ID)_New_Food Preparation_Natural Gas_Griddle_E9_Baseline Forecast | Commercial | College (ID) | New | Food Preparation | Natural Gas | Griddle | E9 |  | Baseline Forecast | 0 | 0 | 0 | 0 | 0 | 0 | 0 | 0 | 0 | 0 | 0 | 0 | 0 | 0 | 0 | 0 | 0 | 0 | 0 | 0 | 0 | 0 | 0 | 0 | 0 | 0 | 0
Commercial_College (ID)_New_Food Preparation_Natural Gas_Griddle_E10_Baseline Forecast | Commercial | College (ID) | New | Food Preparation | Natural Gas | Griddle | E10 |  | Baseline Forecast | 0 | 0 | 0 | 0 | 0 | 0 | 0 | 0 | 0 | 0 | 0 | 0 | 0 | 0 | 0 | 0 | 0 | 0 | 0 | 0 | 0 | 0 | 0 | 0 | 0 | 0 | 0
Commercial_College (ID)_New_Food Preparation_Natural Gas_Range_E1_Baseline Forecast | Commercial | College (ID) | New | Food Preparation | Natural Gas | Range | E1 | Standard | Baseline Forecast | 0 | 11848.9095 | 11072.8491 | 13222.282 | 13507.3393 | 12222.5764 | 10693.6898 | 10341.413 | 10034.7652 | 9654.8993 | 11870.9094 | 13603.0145 | 15272.2379 | 16650.8646 | 17538.6455 | 21009.7809 | 20357.245 | 20489.9073 | 20046.4652 | 19657.2331 | 19543.5294 | 20122.669 | 20900.9438 | 21734.3143 | 23646.9961 | 25402.5157 | 25605.6039
Commercial_College (ID)_New_Food Preparation_Natural Gas_Range_E2_Baseline Forecast | Commercial | College (ID) | New | Food Preparation | Natural Gas | Range | E2 | High Efficiency | Baseline Forecast | 0 | 17050.8698 | 15934.0999 | 19027.1863 | 19437.3907 | 17588.5855 | 15388.4804 | 14881.5455 | 14440.2718 | 13893.6356 | 17082.5282 | 19575.0697 | 21977.1229 | 23961.0002 | 25238.5386 | 30233.5871 | 29294.5721 | 29485.4764 | 28847.3524 | 28287.2378 | 28123.6155 | 28957.0115 | 30076.9678 | 31276.2084 | 34028.6042 | 36554.8396 | 36847.0886
Commercial_College (ID)_New_Food Preparation_Natural Gas_Range_E3_Baseline Forecast | Commercial | College (ID) | New | Food Preparation | Natural Gas | Range | E3 |  | Baseline Forecast | 0 | 0 | 0 | 0 | 0 | 0 | 0 | 0 | 0 | 0 | 0 | 0 | 0 | 0 | 0 | 0 | 0 | 0 | 0 | 0 | 0 | 0 | 0 | 0 | 0 | 0 | 0
Commercial_College (ID)_New_Food Preparation_Natural Gas_Range_E4_Baseline Forecast | Commercial | College (ID) | New | Food Preparation | Natural Gas | Range | E4 |  | Baseline Forecast | 0 | 0 | 0 | 0 | 0 | 0 | 0 | 0 | 0 | 0 | 0 | 0 | 0 | 0 | 0 | 0 | 0 | 0 | 0 | 0 | 0 | 0 | 0 | 0 | 0 | 0 | 0
Commercial_College (ID)_New_Food Preparation_Natural Gas_Range_E5_Baseline Forecast | Commercial | College (ID) | New | Food Preparation | Natural Gas | Range | E5 |  | Baseline Forecast | 0 | 0 | 0 | 0 | 0 | 0 | 0 | 0 | 0 | 0 | 0 | 0 | 0 | 0 | 0 | 0 | 0 | 0 | 0 | 0 | 0 | 0 | 0 | 0 | 0 | 0 | 0
Commercial_College (ID)_New_Food Preparation_Natural Gas_Range_E6_Baseline Forecast | Commercial | College (ID) | New | Food Preparation | Natural Gas | Range | E6 |  | Baseline Forecast | 0 | 0 | 0 | 0 | 0 | 0 | 0 | 0 | 0 | 0 | 0 | 0 | 0 | 0 | 0 | 0 | 0 | 0 | 0 | 0 | 0 | 0 | 0 | 0 | 0 | 0 | 0
Commercial_College (ID)_New_Food Preparation_Natural Gas_Range_E7_Baseline Forecast | Commercial | College (ID) | New | Food Preparation | Natural Gas | Range | E7 |  | Baseline Forecast | 0 | 0 | 0 | 0 | 0 | 0 | 0 | 0 | 0 | 0 | 0 | 0 | 0 | 0 | 0 | 0 | 0 | 0 | 0 | 0 | 0 | 0 | 0 | 0 | 0 | 0 | 0
Commercial_College (ID)_New_Food Preparation_Natural Gas_Range_E8_Baseline Forecast | Commercial | College (ID) | New | Food Preparation | Natural Gas | Range | E8 |  | Baseline Forecast | 0 | 0 | 0 | 0 | 0 | 0 | 0 | 0 | 0 | 0 | 0 | 0 | 0 | 0 | 0 | 0 | 0 | 0 | 0 | 0 | 0 | 0 | 0 | 0 | 0 | 0 | 0
Commercial_College (ID)_New_Food Preparation_Natural Gas_Range_E9_Baseline Forecast | Commercial | College (ID) | New | Food Preparation | Natural Gas | Range | E9 |  | Baseline Forecast | 0 | 0 | 0 | 0 | 0 | 0 | 0 | 0 | 0 | 0 | 0 | 0 | 0 | 0 | 0 | 0 | 0 | 0 | 0 | 0 | 0 | 0 | 0 | 0 | 0 | 0 | 0
Commercial_College (ID)_New_Food Preparation_Natural Gas_Range_E10_Baseline Forecast | Commercial | College (ID) | New | Food Preparation | Natural Gas | Range | E10 |  | Baseline Forecast | 0 | 0 | 0 | 0 | 0 | 0 | 0 | 0 | 0 | 0 | 0 | 0 | 0 | 0 | 0 | 0 | 0 | 0 | 0 | 0 | 0 | 0 | 0 | 0 | 0 | 0 | 0
Commercial_College (ID)_New_Food Preparation_Natural Gas_Steamer_E1_Baseline Forecast | Commercial | College (ID) | New | Food Preparation | Natural Gas | Steamer | E1 | Standard | Baseline Forecast | 0 | 5195.4659 | 4855.1818 | 5797.6572 | 5922.6481 | 5359.31 | 4688.9295 | 4534.4645 | 4400.0066 | 4233.4445 | 4743.2932 | 5214.8856 | 5674.9601 | 6097.7374 | 6434.6006 | 6644.8767 | 6796.5848 | 6899.0193 | 6984.051 | 8691.2871 | 8525.2087 | 8843.9035 | 8939.6841 | 8876.433 | 8754.6643 | 9039.2419 | 8764.1028
Commercial_College (ID)_New_Food Preparation_Natural Gas_Steamer_E2_Baseline Forecast | Commercial | College (ID) | New | Food Preparation | Natural Gas | Steamer | E2 | ENERGY STAR | Baseline Forecast | 0 | 5195.4659 | 4855.1818 | 5797.6572 | 5922.6481 | 5359.31 | 4688.9295 | 4534.4645 | 4400.0066 | 4233.4445 | 4743.2932 | 5214.8856 | 5674.9601 | 6097.7374 | 6434.6006 | 6644.8767 | 6796.5848 | 6899.0193 | 6984.051 | 8691.2871 | 8525.2087 | 8843.9035 | 8939.6841 | 8876.433 | 8754.6643 | 9039.2419 | 8764.1028
Commercial_College (ID)_New_Food Preparation_Natural Gas_Steamer_E3_Baseline Forecast | Commercial | College (ID) | New | Food Preparation | Natural Gas | Steamer | E3 |  | Baseline Forecast | 0 | 0 | 0 | 0 | 0 | 0 | 0 | 0 | 0 | 0 | 0 | 0 | 0 | 0 | 0 | 0 | 0 | 0 | 0 | 0 | 0 | 0 | 0 | 0 | 0 | 0 | 0
Commercial_College (ID)_New_Food Preparation_Natural Gas_Steamer_E4_Baseline Forecast | Commercial | College (ID) | New | Food Preparation | Natural Gas | Steamer | E4 |  | Baseline Forecast | 0 | 0 | 0 | 0 | 0 | 0 | 0 | 0 | 0 | 0 | 0 | 0 | 0 | 0 | 0 | 0 | 0 | 0 | 0 | 0 | 0 | 0 | 0 | 0 | 0 | 0 | 0
Commercial_College (ID)_New_Food Preparation_Natural Gas_Steamer_E5_Baseline Forecast | Commercial | College (ID) | New | Food Preparation | Natural Gas | Steamer | E5 |  | Baseline Forecast | 0 | 0 | 0 | 0 | 0 | 0 | 0 | 0 | 0 | 0 | 0 | 0 | 0 | 0 | 0 | 0 | 0 | 0 | 0 | 0 | 0 | 0 | 0 | 0 | 0 | 0 | 0
Commercial_College (ID)_New_Food Preparation_Natural Gas_Steamer_E6_Baseline Forecast | Commercial | College (ID) | New | Food Preparation | Natural Gas | Steamer | E6 |  | Baseline Forecast | 0 | 0 | 0 | 0 | 0 | 0 | 0 | 0 | 0 | 0 | 0 | 0 | 0 | 0 | 0 | 0 | 0 | 0 | 0 | 0 | 0 | 0 | 0 | 0 | 0 | 0 | 0
Commercial_College (ID)_New_Food Preparation_Natural Gas_Steamer_E7_Baseline Forecast | Commercial | College (ID) | New | Food Preparation | Natural Gas | Steamer | E7 |  | Baseline Forecast | 0 | 0 | 0 | 0 | 0 | 0 | 0 | 0 | 0 | 0 | 0 | 0 | 0 | 0 | 0 | 0 | 0 | 0 | 0 | 0 | 0 | 0 | 0 | 0 | 0 | 0 | 0
Commercial_College (ID)_New_Food Preparation_Natural Gas_Steamer_E8_Baseline Forecast | Commercial | College (ID) | New | Food Preparation | Natural Gas | Steamer | E8 |  | Baseline Forecast | 0 | 0 | 0 | 0 | 0 | 0 | 0 | 0 | 0 | 0 | 0 | 0 | 0 | 0 | 0 | 0 | 0 | 0 | 0 | 0 | 0 | 0 | 0 | 0 | 0 | 0 | 0
Commercial_College (ID)_New_Food Preparation_Natural Gas_Steamer_E9_Baseline Forecast | Commercial | College (ID) | New | Food Preparation | Natural Gas | Steamer | E9 |  | Baseline Forecast | 0 | 0 | 0 | 0 | 0 | 0 | 0 | 0 | 0 | 0 | 0 | 0 | 0 | 0 | 0 | 0 | 0 | 0 | 0 | 0 | 0 | 0 | 0 | 0 | 0 | 0 | 0
Commercial_College (ID)_New_Food Preparation_Natural Gas_Steamer_E10_Baseline Forecast | Commercial | College (ID) | New | Food Preparation | Natural Gas | Steamer | E10 |  | Baseline Forecast | 0 | 0 | 0 | 0 | 0 | 0 | 0 | 0 | 0 | 0 | 0 | 0 | 0 | 0 | 0 | 0 | 0 | 0 | 0 | 0 | 0 | 0 | 0 | 0 | 0 | 0 | 0
Commercial_College (ID)_New_Food Preparation_Natural Gas_Food Prep Other_E1_Baseline Forecast | Commercial | College (ID) | New | Food Preparation | Natural Gas | Food Prep Other | E1 | Standard | Baseline Forecast | 0 | 961.1612 | 898.2086 | 1072.5666 | 1095.6899 | 991.4724 | 867.452 | 838.8759 | 814.0012 | 783.1872 | 962.9458 | 1103.4509 | 1238.8551 | 1350.6867 | 1422.7019 | 1704.2738 | 1651.3413 | 1662.1027 | 1626.1315 | 1594.5577 | 1585.3343 | 1632.313 | 1695.4451 | 1763.0466 | 1918.1997 | 2060.6042 | 2077.0783
Commercial_College (ID)_New_Food Preparation_Natural Gas_Food Prep Other_E2_Baseline Forecast | Commercial | College (ID) | New | Food Preparation | Natural Gas | Food Prep Other | E2 | ENERGY STAR | Baseline Forecast | 0 | 337.7053 | 315.5868 | 376.8477 | 384.9721 | 348.3552 | 304.7804 | 294.7402 | 286.0004 | 275.1739 | 338.3323 | 387.699 | 435.2734 | 474.5656 | 499.8682 | 598.7989 | 580.201 | 583.982 | 571.3435 | 560.25 | 557.0093 | 573.5154 | 595.6969 | 619.4488 | 673.9621 | 723.9961 | 729.7843
Commercial_College (ID)_New_Food Preparation_Natural Gas_Food Prep Other_E3_Baseline Forecast | Commercial | College (ID) | New | Food Preparation | Natural Gas | Food Prep Other | E3 |  | Baseline Forecast | 0 | 0 | 0 | 0 | 0 | 0 | 0 | 0 | 0 | 0 | 0 | 0 | 0 | 0 | 0 | 0 | 0 | 0 | 0 | 0 | 0 | 0 | 0 | 0 | 0 | 0 | 0
Commercial_College (ID)_New_Food Preparation_Natural Gas_Food Prep Other_E4_Baseline Forecast | Commercial | College (ID) | New | Food Preparation | Natural Gas | Food Prep Other | E4 |  | Baseline Forecast | 0 | 0 | 0 | 0 | 0 | 0 | 0 | 0 | 0 | 0 | 0 | 0 | 0 | 0 | 0 | 0 | 0 | 0 | 0 | 0 | 0 | 0 | 0 | 0 | 0 | 0 | 0
Commercial_College (ID)_New_Food Preparation_Natural Gas_Food Prep Other_E5_Baseline Forecast | Commercial | College (ID) | New | Food Preparation | Natural Gas | Food Prep Other | E5 |  | Baseline Forecast | 0 | 0 | 0 | 0 | 0 | 0 | 0 | 0 | 0 | 0 | 0 | 0 | 0 | 0 | 0 | 0 | 0 | 0 | 0 | 0 | 0 | 0 | 0 | 0 | 0 | 0 | 0
Commercial_College (ID)_New_Food Preparation_Natural Gas_Food Prep Other_E6_Baseline Forecast | Commercial | College (ID) | New | Food Preparation | Natural Gas | Food Prep Other | E6 |  | Baseline Forecast | 0 | 0 | 0 | 0 | 0 | 0 | 0 | 0 | 0 | 0 | 0 | 0 | 0 | 0 | 0 | 0 | 0 | 0 | 0 | 0 | 0 | 0 | 0 | 0 | 0 | 0 | 0
Commercial_College (ID)_New_Food Preparation_Natural Gas_Food Prep Other_E7_Baseline Forecast | Commercial | College (ID) | New | Food Preparation | Natural Gas | Food Prep Other | E7 |  | Baseline Forecast | 0 | 0 | 0 | 0 | 0 | 0 | 0 | 0 | 0 | 0 | 0 | 0 | 0 | 0 | 0 | 0 | 0 | 0 | 0 | 0 | 0 | 0 | 0 | 0 | 0 | 0 | 0
Commercial_College (ID)_New_Food Preparation_Natural Gas_Food Prep Other_E8_Baseline Forecast | Commercial | College (ID) | New | Food Preparation | Natural Gas | Food Prep Other | E8 |  | Baseline Forecast | 0 | 0 | 0 | 0 | 0 | 0 | 0 | 0 | 0 | 0 | 0 | 0 | 0 | 0 | 0 | 0 | 0 | 0 | 0 | 0 | 0 | 0 | 0 | 0 | 0 | 0 | 0
Commercial_College (ID)_New_Food Preparation_Natural Gas_Food Prep Other_E9_Baseline Forecast | Commercial | College (ID) | New | Food Preparation | Natural Gas | Food Prep Other | E9 |  | Baseline Forecast | 0 | 0 | 0 | 0 | 0 | 0 | 0 | 0 | 0 | 0 | 0 | 0 | 0 | 0 | 0 | 0 | 0 | 0 | 0 | 0 | 0 | 0 | 0 | 0 | 0 | 0 | 0
Commercial_College (ID)_New_Food Preparation_Natural Gas_Food Prep Other_E10_Baseline Forecast | Commercial | College (ID) | New | Food Preparation | Natural Gas | Food Prep Other | E10 |  | Baseline Forecast | 0 | 0 | 0 | 0 | 0 | 0 | 0 | 0 | 0 | 0 | 0 | 0 | 0 | 0 | 0 | 0 | 0 | 0 | 0 | 0 | 0 | 0 | 0 | 0 | 0 | 0 | 0
Commercial_College (ID)_New_Miscellaneous_Natural Gas_Pool Heater_E1_Baseline Forecast | Commercial | College (ID) | New | Miscellaneous | Natural Gas | Pool Heater | E1 | Standard (EF .82) | Baseline Forecast | 0 | 1082.885 | 1011.9599 | 1208.399 | 1234.4507 | 1117.0348 | 1193.8852 | 1320.7668 | 1459.291 | 1563.0242 | 1636.2474 | 2004.5328 | 2008.6983 | 2108.5656 | 2168.3631 | 2189.6328 | 2326.7141 | 2445.6776 | 2565.2572 | 2657.7136 | 2720.1898 | 2877.478 | 2934.1423 | 3033.265 | 3108.7852 | 3215.7144 | 3252.3657
Commercial_College (ID)_New_Miscellaneous_Natural Gas_Pool Heater_E2_Baseline Forecast | Commercial | College (ID) | New | Miscellaneous | Natural Gas | Pool Heater | E2 | Condensing (EF .90) | Baseline Forecast | 0 | 120.3206 | 112.44 | 134.2666 | 137.1612 | 124.115 | 132.6539 | 146.7519 | 162.1434 | 173.6694 | 181.8053 | 222.7259 | 223.1887 | 234.2851 | 240.9292 | 243.2925 | 258.5238 | 271.742 | 285.0286 | 295.3015 | 302.2433 | 319.7198 | 326.0158 | 337.0294 | 345.4206 | 357.3016 | 361.374
Commercial_College (ID)_New_Miscellaneous_Natural Gas_Pool Heater_E3_Baseline Forecast | Commercial | College (ID) | New | Miscellaneous | Natural Gas | Pool Heater | E3 |  | Baseline Forecast | 0 | 0 | 0 | 0 | 0 | 0 | 0 | 0 | 0 | 0 | 0 | 0 | 0 | 0 | 0 | 0 | 0 | 0 | 0 | 0 | 0 | 0 | 0 | 0 | 0 | 0 | 0
Commercial_College (ID)_New_Miscellaneous_Natural Gas_Pool Heater_E4_Baseline Forecast | Commercial | College (ID) | New | Miscellaneous | Natural Gas | Pool Heater | E4 |  | Baseline Forecast | 0 | 0 | 0 | 0 | 0 | 0 | 0 | 0 | 0 | 0 | 0 | 0 | 0 | 0 | 0 | 0 | 0 | 0 | 0 | 0 | 0 | 0 | 0 | 0 | 0 | 0 | 0
Commercial_College (ID)_New_Miscellaneous_Natural Gas_Pool Heater_E5_Baseline Forecast | Commercial | College (ID) | New | Miscellaneous | Natural Gas | Pool Heater | E5 |  | Baseline Forecast | 0 | 0 | 0 | 0 | 0 | 0 | 0 | 0 | 0 | 0 | 0 | 0 | 0 | 0 | 0 | 0 | 0 | 0 | 0 | 0 | 0 | 0 | 0 | 0 | 0 | 0 | 0
Commercial_College (ID)_New_Miscellaneous_Natural Gas_Pool Heater_E6_Baseline Forecast | Commercial | College (ID) | New | Miscellaneous | Natural Gas | Pool Heater | E6 |  | Baseline Forecast | 0 | 0 | 0 | 0 | 0 | 0 | 0 | 0 | 0 | 0 | 0 | 0 | 0 | 0 | 0 | 0 | 0 | 0 | 0 | 0 | 0 | 0 | 0 | 0 | 0 | 0 | 0
Commercial_College (ID)_New_Miscellaneous_Natural Gas_Pool Heater_E7_Baseline Forecast | Commercial | College (ID) | New | Miscellaneous | Natural Gas | Pool Heater | E7 |  | Baseline Forecast | 0 | 0 | 0 | 0 | 0 | 0 | 0 | 0 | 0 | 0 | 0 | 0 | 0 | 0 | 0 | 0 | 0 | 0 | 0 | 0 | 0 | 0 | 0 | 0 | 0 | 0 | 0
Commercial_College (ID)_New_Miscellaneous_Natural Gas_Pool Heater_E8_Baseline Forecast | Commercial | College (ID) | New | Miscellaneous | Natural Gas | Pool Heater | E8 |  | Baseline Forecast | 0 | 0 | 0 | 0 | 0 | 0 | 0 | 0 | 0 | 0 | 0 | 0 | 0 | 0 | 0 | 0 | 0 | 0 | 0 | 0 | 0 | 0 | 0 | 0 | 0 | 0 | 0
Commercial_College (ID)_New_Miscellaneous_Natural Gas_Pool Heater_E9_Baseline Forecast | Commercial | College (ID) | New | Miscellaneous | Natural Gas | Pool Heater | E9 |  | Baseline Forecast | 0 | 0 | 0 | 0 | 0 | 0 | 0 | 0 | 0 | 0 | 0 | 0 | 0 | 0 | 0 | 0 | 0 | 0 | 0 | 0 | 0 | 0 | 0 | 0 | 0 | 0 | 0
Commercial_College (ID)_New_Miscellaneous_Natural Gas_Pool Heater_E10_Baseline Forecast | Commercial | College (ID) | New | Miscellaneous | Natural Gas | Pool Heater | E10 |  | Baseline Forecast | 0 | 0 | 0 | 0 | 0 | 0 | 0 | 0 | 0 | 0 | 0 | 0 | 0 | 0 | 0 | 0 | 0 | 0 | 0 | 0 | 0 | 0 | 0 | 0 | 0 | 0 | 0
Commercial_College (ID)_New_Miscellaneous_Natural Gas_Miscellaneous_E1_Baseline Forecast | Commercial | College (ID) | New | Miscellaneous | Natural Gas | Miscellaneous | E1 | Standard | Baseline Forecast | 0 | 99038.5696 | 92551.9039 | 110517.8408 | 127048.8462 | 127510.7193 | 126898.586 | 136744.5219 | 145210.6237 | 151401.6878 | 159551.0892 | 197631.893 | 199192.3151 | 208776.5687 | 222428.4268 | 229373.5806 | 236014.1917 | 246337.3814 | 255974.1591 | 264017.1666 | 272319.8551 | 289864.1869 | 295703.6759 | 304709.6888 | 315050.7006 | 326895.9019 | 327944.0975
Commercial_College (ID)_New_Miscellaneous_Natural Gas_Miscellaneous_E2_Baseline Forecast | Commercial | College (ID) | New | Miscellaneous | Natural Gas | Miscellaneous | E2 |  | Baseline Forecast | 0 | 0 | 0 | 0 | 0 | 0 | 0 | 0 | 0 | 0 | 0 | 0 | 0 | 0 | 0 | 0 | 0 | 0 | 0 | 0 | 0 | 0 | 0 | 0 | 0 | 0 | 0
Commercial_College (ID)_New_Miscellaneous_Natural Gas_Miscellaneous_E3_Baseline Forecast | Commercial | College (ID) | New | Miscellaneous | Natural Gas | Miscellaneous | E3 |  | Baseline Forecast | 0 | 0 | 0 | 0 | 0 | 0 | 0 | 0 | 0 | 0 | 0 | 0 | 0 | 0 | 0 | 0 | 0 | 0 | 0 | 0 | 0 | 0 | 0 | 0 | 0 | 0 | 0
Commercial_College (ID)_New_Miscellaneous_Natural Gas_Miscellaneous_E4_Baseline Forecast | Commercial | College (ID) | New | Miscellaneous | Natural Gas | Miscellaneous | E4 |  | Baseline Forecast | 0 | 0 | 0 | 0 | 0 | 0 | 0 | 0 | 0 | 0 | 0 | 0 | 0 | 0 | 0 | 0 | 0 | 0 | 0 | 0 | 0 | 0 | 0 | 0 | 0 | 0 | 0
Commercial_College (ID)_New_Miscellaneous_Natural Gas_Miscellaneous_E5_Baseline Forecast | Commercial | College (ID) | New | Miscellaneous | Natural Gas | Miscellaneous | E5 |  | Baseline Forecast | 0 | 0 | 0 | 0 | 0 | 0 | 0 | 0 | 0 | 0 | 0 | 0 | 0 | 0 | 0 | 0 | 0 | 0 | 0 | 0 | 0 | 0 | 0 | 0 | 0 | 0 | 0
Commercial_College (ID)_New_Miscellaneous_Natural Gas_Miscellaneous_E6_Baseline Forecast | Commercial | College (ID) | New | Miscellaneous | Natural Gas | Miscellaneous | E6 |  | Baseline Forecast | 0 | 0 | 0 | 0 | 0 | 0 | 0 | 0 | 0 | 0 | 0 | 0 | 0 | 0 | 0 | 0 | 0 | 0 | 0 | 0 | 0 | 0 | 0 | 0 | 0 | 0 | 0
Commercial_College (ID)_New_Miscellaneous_Natural Gas_Miscellaneous_E7_Baseline Forecast | Commercial | College (ID) | New | Miscellaneous | Natural Gas | Miscellaneous | E7 |  | Baseline Forecast | 0 | 0 | 0 | 0 | 0 | 0 | 0 | 0 | 0 | 0 | 0 | 0 | 0 | 0 | 0 | 0 | 0 | 0 | 0 | 0 | 0 | 0 | 0 | 0 | 0 | 0 | 0
Commercial_College (ID)_New_Miscellaneous_Natural Gas_Miscellaneous_E8_Baseline Forecast | Commercial | College (ID) | New | Miscellaneous | Natural Gas | Miscellaneous | E8 |  | Baseline Forecast | 0 | 0 | 0 | 0 | 0 | 0 | 0 | 0 | 0 | 0 | 0 | 0 | 0 | 0 | 0 | 0 | 0 | 0 | 0 | 0 | 0 | 0 | 0 | 0 | 0 | 0 | 0
Commercial_College (ID)_New_Miscellaneous_Natural Gas_Miscellaneous_E9_Baseline Forecast | Commercial | College (ID) | New | Miscellaneous | Natural Gas | Miscellaneous | E9 |  | Baseline Forecast | 0 | 0 | 0 | 0 | 0 | 0 | 0 | 0 | 0 | 0 | 0 | 0 | 0 | 0 | 0 | 0 | 0 | 0 | 0 | 0 | 0 | 0 | 0 | 0 | 0 | 0 | 0
Commercial_College (ID)_New_Miscellaneous_Natural Gas_Miscellaneous_E10_Baseline Forecast | Commercial | College (ID) | New | Miscellaneous | Natural Gas | Miscellaneous | E10 |  | Baseline Forecast | 0 | 0 | 0 | 0 | 0 | 0 | 0 | 0 | 0 | 0 | 0 | 0 | 0 | 0 | 0 | 0 | 0 | 0 | 0 | 0 | 0 | 0 | 0 | 0 | 0 | 0 | 0
Commercial_Health (ID)_Existing_Space Heating_Natural Gas_Furnace_E1_Baseline Forecast | Commercial | Health (ID) | Existing | Space Heating | Natural Gas | Furnace | E1 | AFUE 80% (Standard) | Baseline Forecast | 0 | 16583.1515 | 16824.9299 | 17002.208 | 17122.6799 | 17193.1945 | 17219.8473 | 17208.0618 | 17162.6627 | 17087.9405 | 16987.7099 | 11563.3684 | 11134.0592 | 10791.9417 | 10467.9641 | 10211.7178 | 9960.6057 | 9774.9642 | 9562.7512 | 9404.5991 | 9265.0373 | 9098.0316 | 8974.6463 | 11203.6573 | 10867.0699 | 10535.6404 | 10212.6327
Commercial_Health (ID)_Existing_Space Heating_Natural Gas_Furnace_E2_Baseline Forecast | Commercial | Health (ID) | Existing | Space Heating | Natural Gas | Furnace | E2 | AFUE 90% | Baseline Forecast | 0 | 0 | 0 | 0 | 0 | 0 | 0 | 0 | 0 | 0 | 0 | 5301.9924 | 5131.3793 | 4956.228 | 4831.9035 | 4697.1736 | 4604.7577 | 4485.9585 | 4425.7603 | 4337.5913 | 4251.9412 | 4210.6823 | 4139.2884 | 5167.3533 | 5012.1124 | 4859.2504 | 4710.2727
Commercial_Health (ID)_Existing_Space Heating_Natural Gas_Furnace_E3_Baseline Forecast | Commercial | Health (ID) | Existing | Space Heating | Natural Gas | Furnace | E3 | AFUE 96% | Baseline Forecast | 0 | 0 | 0 | 0 | 0 | 0 | 0 | 0 | 0 | 0 | 0 | 0 | 0 | 0 | 0 | 0 | 0 | 0 | 0 | 0 | 0 | 0 | 0 | 0 | 0 | 0 | 0
Commercial_Health (ID)_Existing_Space Heating_Natural Gas_Furnace_E4_Baseline Forecast | Commercial | Health (ID) | Existing | Space Heating | Natural Gas | Furnace | E4 |  | Baseline Forecast | 0 | 0 | 0 | 0 | 0 | 0 | 0 | 0 | 0 | 0 | 0 | 0 | 0 | 0 | 0 | 0 | 0 | 0 | 0 | 0 | 0 | 0 | 0 | 0 | 0 | 0 | 0
Commercial_Health (ID)_Existing_Space Heating_Natural Gas_Furnace_E5_Baseline Forecast | Commercial | Health (ID) | Existing | Space Heating | Natural Gas | Furnace | E5 |  | Baseline Forecast | 0 | 0 | 0 | 0 | 0 | 0 | 0 | 0 | 0 | 0 | 0 | 0 | 0 | 0 | 0 | 0 | 0 | 0 | 0 | 0 | 0 | 0 | 0 | 0 | 0 | 0 | 0
Commercial_Health (ID)_Existing_Space Heating_Natural Gas_Furnace_E6_Baseline Forecast | Commercial | Health (ID) | Existing | Space Heating | Natural Gas | Furnace | E6 |  | Baseline Forecast | 0 | 0 | 0 | 0 | 0 | 0 | 0 | 0 | 0 | 0 | 0 | 0 | 0 | 0 | 0 | 0 | 0 | 0 | 0 | 0 | 0 | 0 | 0 | 0 | 0 | 0 | 0
Commercial_Health (ID)_Existing_Space Heating_Natural Gas_Furnace_E7_Baseline Forecast | Commercial | Health (ID) | Existing | Space Heating | Natural Gas | Furnace | E7 |  | Baseline Forecast | 0 | 0 | 0 | 0 | 0 | 0 | 0 | 0 | 0 | 0 | 0 | 0 | 0 | 0 | 0 | 0 | 0 | 0 | 0 | 0 | 0 | 0 | 0 | 0 | 0 | 0 | 0
Commercial_Health (ID)_Existing_Space Heating_Natural Gas_Furnace_E8_Baseline Forecast | Commercial | Health (ID) | Existing | Space Heating | Natural Gas | Furnace | E8 |  | Baseline Forecast | 0 | 0 | 0 | 0 | 0 | 0 | 0 | 0 | 0 | 0 | 0 | 0 | 0 | 0 | 0 | 0 | 0 | 0 | 0 | 0 | 0 | 0 | 0 | 0 | 0 | 0 | 0
Commercial_Health (ID)_Existing_Space Heating_Natural Gas_Furnace_E9_Baseline Forecast | Commercial | Health (ID) | Existing | Space Heating | Natural Gas | Furnace | E9 |  | Baseline Forecast | 0 | 0 | 0 | 0 | 0 | 0 | 0 | 0 | 0 | 0 | 0 | 0 | 0 | 0 | 0 | 0 | 0 | 0 | 0 | 0 | 0 | 0 | 0 | 0 | 0 | 0 | 0
Commercial_Health (ID)_Existing_Space Heating_Natural Gas_Furnace_E10_Baseline Forecast | Commercial | Health (ID) | Existing | Space Heating | Natural Gas | Furnace | E10 |  | Baseline Forecast | 0 | 0 | 0 | 0 | 0 | 0 | 0 | 0 | 0 | 0 | 0 | 0 | 0 | 0 | 0 | 0 | 0 | 0 | 0 | 0 | 0 | 0 | 0 | 0 | 0 | 0 | 0
Commercial_Health (ID)_Existing_Space Heating_Natural Gas_Boiler_E1_Baseline Forecast | Commercial | Health (ID) | Existing | Space Heating | Natural Gas | Boiler | E1 | AFUE 80% (Standard) | Baseline Forecast | 0 | 16917.0704 | 18408.5583 | 19676.2398 | 20165.9123 | 21756.1258 | 22497.8305 | 22422.1606 | 22888.799 | 22506.4182 | 23623.7397 | 23812.1202 | 23928.4233 | 23167.6397 | 23165.2018 | 24048.4642 | 23089.4659 | 22963.1199 | 22805.7339 | 21716.6451 | 22414.1622 | 22187.0141 | 21065.2776 | 20817.3281 | 20557.9007 | 20288.9579 | 20012.2364
Commercial_Health (ID)_Existing_Space Heating_Natural Gas_Boiler_E2_Baseline Forecast | Commercial | Health (ID) | Existing | Space Heating | Natural Gas | Boiler | E2 | AFUE 85% | Baseline Forecast | 0 | 0 | 0 | 0 | 0 | 0 | 0 | 0 | 0 | 0 | 0 | 0 | 0 | 0 | 0 | 0 | 0 | 0 | 0 | 0 | 0 | 0 | 0 | 0 | 0 | 0 | 0
Commercial_Health (ID)_Existing_Space Heating_Natural Gas_Boiler_E3_Baseline Forecast | Commercial | Health (ID) | Existing | Space Heating | Natural Gas | Boiler | E3 | AFUE 97% | Baseline Forecast | 0 | 18131.2142 | 19729.7466 | 21088.4101 | 22813.9614 | 23074.6789 | 23861.3354 | 25179.9665 | 25703.9989 | 26854.249 | 26308.2556 | 26518.043 | 26647.5623 | 27520.3478 | 27517.4518 | 26526.1848 | 27287.5506 | 27138.2327 | 26952.231 | 27639.3666 | 26489.4645 | 26221.0166 | 26810.3533 | 26494.7812 | 26164.6009 | 25822.3101 | 25470.1191
Commercial_Health (ID)_Existing_Space Heating_Natural Gas_Boiler_E4_Baseline Forecast | Commercial | Health (ID) | Existing | Space Heating | Natural Gas | Boiler | E4 | Convert to NG Air Source Heat Pump | Baseline Forecast | 0 | 0 | 0 | 0 | 0 | 0 | 0 | 0 | 0 | 0 | 0 | 0 | 0 | 0 | 0 | 0 | 0 | 0 | 0 | 0 | 0 | 0 | 0 | 0 | 0 | 0 | 0
Commercial_Health (ID)_Existing_Space Heating_Natural Gas_Boiler_E5_Baseline Forecast | Commercial | Health (ID) | Existing | Space Heating | Natural Gas | Boiler | E5 |  | Baseline Forecast | 0 | 0 | 0 | 0 | 0 | 0 | 0 | 0 | 0 | 0 | 0 | 0 | 0 | 0 | 0 | 0 | 0 | 0 | 0 | 0 | 0 | 0 | 0 | 0 | 0 | 0 | 0
Commercial_Health (ID)_Existing_Space Heating_Natural Gas_Boiler_E6_Baseline Forecast | Commercial | Health (ID) | Existing | Space Heating | Natural Gas | Boiler | E6 |  | Baseline Forecast | 0 | 0 | 0 | 0 | 0 | 0 | 0 | 0 | 0 | 0 | 0 | 0 | 0 | 0 | 0 | 0 | 0 | 0 | 0 | 0 | 0 | 0 | 0 | 0 | 0 | 0 | 0
Commercial_Health (ID)_Existing_Space Heating_Natural Gas_Boiler_E7_Baseline Forecast | Commercial | Health (ID) | Existing | Space Heating | Natural Gas | Boiler | E7 |  | Baseline Forecast | 0 | 0 | 0 | 0 | 0 | 0 | 0 | 0 | 0 | 0 | 0 | 0 | 0 | 0 | 0 | 0 | 0 | 0 | 0 | 0 | 0 | 0 | 0 | 0 | 0 | 0 | 0
Commercial_Health (ID)_Existing_Space Heating_Natural Gas_Boiler_E8_Baseline Forecast | Commercial | Health (ID) | Existing | Space Heating | Natural Gas | Boiler | E8 |  | Baseline Forecast | 0 | 0 | 0 | 0 | 0 | 0 | 0 | 0 | 0 | 0 | 0 | 0 | 0 | 0 | 0 | 0 | 0 | 0 | 0 | 0 | 0 | 0 | 0 | 0 | 0 | 0 | 0
Commercial_Health (ID)_Existing_Space Heating_Natural Gas_Boiler_E9_Baseline Forecast | Commercial | Health (ID) | Existing | Space Heating | Natural Gas | Boiler | E9 |  | Baseline Forecast | 0 | 0 | 0 | 0 | 0 | 0 | 0 | 0 | 0 | 0 | 0 | 0 | 0 | 0 | 0 | 0 | 0 | 0 | 0 | 0 | 0 | 0 | 0 | 0 | 0 | 0 | 0
Commercial_Health (ID)_Existing_Space Heating_Natural Gas_Boiler_E10_Baseline Forecast | Commercial | Health (ID) | Existing | Space Heating | Natural Gas | Boiler | E10 |  | Baseline Forecast | 0 | 0 | 0 | 0 | 0 | 0 | 0 | 0 | 0 | 0 | 0 | 0 | 0 | 0 | 0 | 0 | 0 | 0 | 0 | 0 | 0 | 0 | 0 | 0 | 0 | 0 | 0
Commercial_Health (ID)_Existing_Space Heating_Natural Gas_Unit Heater_E1_Baseline Forecast | Commercial | Health (ID) | Existing | Space Heating | Natural Gas | Unit Heater | E1 | Standard | Baseline Forecast | 0 | 0 | 0 | 0 | 0 | 0 | 0 | 0 | 0 | 0 | 0 | 0 | 0 | 0 | 0 | 0 | 0 | 0 | 0 | 0 | 0 | 0 | 0 | 0 | 0 | 0 | 0
Commercial_Health (ID)_Existing_Space Heating_Natural Gas_Unit Heater_E2_Baseline Forecast | Commercial | Health (ID) | Existing | Space Heating | Natural Gas | Unit Heater | E2 | Condensing | Baseline Forecast | 0 | 0 | 0 | 0 | 0 | 0 | 0 | 0 | 0 | 0 | 0 | 0 | 0 | 0 | 0 | 0 | 0 | 0 | 0 | 0 | 0 | 0 | 0 | 0 | 0 | 0 | 0
Commercial_Health (ID)_Existing_Space Heating_Natural Gas_Unit Heater_E3_Baseline Forecast | Commercial | Health (ID) | Existing | Space Heating | Natural Gas | Unit Heater | E3 | Infrared Radiant | Baseline Forecast | 0 | 0 | 0 | 0 | 0 | 0 | 0 | 0 | 0 | 0 | 0 | 0 | 0 | 0 | 0 | 0 | 0 | 0 | 0 | 0 | 0 | 0 | 0 | 0 | 0 | 0 | 0
Commercial_Health (ID)_Existing_Space Heating_Natural Gas_Unit Heater_E4_Baseline Forecast | Commercial | Health (ID) | Existing | Space Heating | Natural Gas | Unit Heater | E4 |  | Baseline Forecast | 0 | 0 | 0 | 0 | 0 | 0 | 0 | 0 | 0 | 0 | 0 | 0 | 0 | 0 | 0 | 0 | 0 | 0 | 0 | 0 | 0 | 0 | 0 | 0 | 0 | 0 | 0
Commercial_Health (ID)_Existing_Space Heating_Natural Gas_Unit Heater_E5_Baseline Forecast | Commercial | Health (ID) | Existing | Space Heating | Natural Gas | Unit Heater | E5 |  | Baseline Forecast | 0 | 0 | 0 | 0 | 0 | 0 | 0 | 0 | 0 | 0 | 0 | 0 | 0 | 0 | 0 | 0 | 0 | 0 | 0 | 0 | 0 | 0 | 0 | 0 | 0 | 0 | 0
Commercial_Health (ID)_Existing_Space Heating_Natural Gas_Unit Heater_E6_Baseline Forecast | Commercial | Health (ID) | Existing | Space Heating | Natural Gas | Unit Heater | E6 |  | Baseline Forecast | 0 | 0 | 0 | 0 | 0 | 0 | 0 | 0 | 0 | 0 | 0 | 0 | 0 | 0 | 0 | 0 | 0 | 0 | 0 | 0 | 0 | 0 | 0 | 0 | 0 | 0 | 0
Commercial_Health (ID)_Existing_Space Heating_Natural Gas_Unit Heater_E7_Baseline Forecast | Commercial | Health (ID) | Existing | Space Heating | Natural Gas | Unit Heater | E7 |  | Baseline Forecast | 0 | 0 | 0 | 0 | 0 | 0 | 0 | 0 | 0 | 0 | 0 | 0 | 0 | 0 | 0 | 0 | 0 | 0 | 0 | 0 | 0 | 0 | 0 | 0 | 0 | 0 | 0
Commercial_Health (ID)_Existing_Space Heating_Natural Gas_Unit Heater_E8_Baseline Forecast | Commercial | Health (ID) | Existing | Space Heating | Natural Gas | Unit Heater | E8 |  | Baseline Forecast | 0 | 0 | 0 | 0 | 0 | 0 | 0 | 0 | 0 | 0 | 0 | 0 | 0 | 0 | 0 | 0 | 0 | 0 | 0 | 0 | 0 | 0 | 0 | 0 | 0 | 0 | 0
Commercial_Health (ID)_Existing_Space Heating_Natural Gas_Unit Heater_E9_Baseline Forecast | Commercial | Health (ID) | Existing | Space Heating | Natural Gas | Unit Heater | E9 |  | Baseline Forecast | 0 | 0 | 0 | 0 | 0 | 0 | 0 | 0 | 0 | 0 | 0 | 0 | 0 | 0 | 0 | 0 | 0 | 0 | 0 | 0 | 0 | 0 | 0 | 0 | 0 | 0 | 0
Commercial_Health (ID)_Existing_Space Heating_Natural Gas_Unit Heater_E10_Baseline Forecast | Commercial | Health (ID) | Existing | Space Heating | Natural Gas | Unit Heater | E10 |  | Baseline Forecast | 0 | 0 | 0 | 0 | 0 | 0 | 0 | 0 | 0 | 0 | 0 | 0 | 0 | 0 | 0 | 0 | 0 | 0 | 0 | 0 | 0 | 0 | 0 | 0 | 0 | 0 | 0
Commercial_Health (ID)_Existing_Water Heating_Natural Gas_Water Heater_E1_Baseline Forecast | Commercial | Health (ID) | Existing | Water Heating | Natural Gas | Water Heater | E1 | TE 0.80 | Baseline Forecast | 0 | 35746.5589 | 38898.1423 | 41576.8126 | 43836.1706 | 45723.9781 | 47282.7892 | 48550.5142 | 49560.9224 | 50344.0901 | 50926.8008 | 51332.9016 | 48421.1616 | 46056.417 | 44144.6935 | 42606.1233 | 41372.9906 | 40388.0343 | 39602.976 | 38977.244 | 38476.8679 | 38073.5233 | 37743.7041 | 44725.6301 | 44089.7251 | 43294.9577 | 42395.3677
Commercial_Health (ID)_Existing_Water Heating_Natural Gas_Water Heater_E2_Baseline Forecast | Commercial | Health (ID) | Existing | Water Heating | Natural Gas | Water Heater | E2 | TE 0.90 | Baseline Forecast | 0 | 0 | 0 | 0 | 0 | 0 | 0 | 0 | 0 | 0 | 0 | 0 | 0 | 0 | 0 | 0 | 0 | 0 | 0 | 0 | 0 | 0 | 0 | 0 | 0 | 0 | 0
Commercial_Health (ID)_Existing_Water Heating_Natural Gas_Water Heater_E3_Baseline Forecast | Commercial | Health (ID) | Existing | Water Heating | Natural Gas | Water Heater | E3 | TE 0.94 | Baseline Forecast | 0 | 40309.9494 | 43863.8626 | 46884.4908 | 49432.2775 | 51561.0817 | 53318.8899 | 54748.4522 | 55887.8487 | 56770.9952 | 57428.0945 | 57886.038 | 54602.5865 | 51935.9596 | 49780.1863 | 48045.2028 | 46654.6489 | 45543.9536 | 44658.6751 | 43953.0623 | 43388.8085 | 42933.973 | 42562.0493 | 50435.2851 | 49718.2006 | 48821.9736 | 47807.5423
Commercial_Health (ID)_Existing_Water Heating_Natural Gas_Water Heater_E4_Baseline Forecast | Commercial | Health (ID) | Existing | Water Heating | Natural Gas | Water Heater | E4 | Instantaneous TE 0.94 | Baseline Forecast | 0 | 0 | 0 | 0 | 0 | 0 | 0 | 0 | 0 | 0 | 0 | 0 | 0 | 0 | 0 | 0 | 0 | 0 | 0 | 0 | 0 | 0 | 0 | 0 | 0 | 0 | 0
Commercial_Health (ID)_Existing_Water Heating_Natural Gas_Water Heater_E5_Baseline Forecast | Commercial | Health (ID) | Existing | Water Heating | Natural Gas | Water Heater | E5 | Gas-Fired Absorption HPWH | Baseline Forecast | 0 | 0 | 0 | 0 | 0 | 0 | 0 | 0 | 0 | 0 | 0 | 0 | 0 | 0 | 0 | 0 | 0 | 0 | 0 | 0 | 0 | 0 | 0 | 0 | 0 | 0 | 0
Commercial_Health (ID)_Existing_Water Heating_Natural Gas_Water Heater_E6_Baseline Forecast | Commercial | Health (ID) | Existing | Water Heating | Natural Gas | Water Heater | E6 |  | Baseline Forecast | 0 | 0 | 0 | 0 | 0 | 0 | 0 | 0 | 0 | 0 | 0 | 0 | 0 | 0 | 0 | 0 | 0 | 0 | 0 | 0 | 0 | 0 | 0 | 0 | 0 | 0 | 0
Commercial_Health (ID)_Existing_Water Heating_Natural Gas_Water Heater_E7_Baseline Forecast | Commercial | Health (ID) | Existing | Water Heating | Natural Gas | Water Heater | E7 |  | Baseline Forecast | 0 | 0 | 0 | 0 | 0 | 0 | 0 | 0 | 0 | 0 | 0 | 0 | 0 | 0 | 0 | 0 | 0 | 0 | 0 | 0 | 0 | 0 | 0 | 0 | 0 | 0 | 0
Commercial_Health (ID)_Existing_Water Heating_Natural Gas_Water Heater_E8_Baseline Forecast | Commercial | Health (ID) | Existing | Water Heating | Natural Gas | Water Heater | E8 |  | Baseline Forecast | 0 | 0 | 0 | 0 | 0 | 0 | 0 | 0 | 0 | 0 | 0 | 0 | 0 | 0 | 0 | 0 | 0 | 0 | 0 | 0 | 0 | 0 | 0 | 0 | 0 | 0 | 0
Commercial_Health (ID)_Existing_Water Heating_Natural Gas_Water Heater_E9_Baseline Forecast | Commercial | Health (ID) | Existing | Water Heating | Natural Gas | Water Heater | E9 |  | Baseline Forecast | 0 | 0 | 0 | 0 | 0 | 0 | 0 | 0 | 0 | 0 | 0 | 0 | 0 | 0 | 0 | 0 | 0 | 0 | 0 | 0 | 0 | 0 | 0 | 0 | 0 | 0 | 0
Commercial_Health (ID)_Existing_Water Heating_Natural Gas_Water Heater_E10_Baseline Forecast | Commercial | Health (ID) | Existing | Water Heating | Natural Gas | Water Heater | E10 |  | Baseline Forecast | 0 | 0 | 0 | 0 | 0 | 0 | 0 | 0 | 0 | 0 | 0 | 0 | 0 | 0 | 0 | 0 | 0 | 0 | 0 | 0 | 0 | 0 | 0 | 0 | 0 | 0 | 0
Commercial_Health (ID)_Existing_Food Preparation_Natural Gas_Oven_E1_Baseline Forecast | Commercial | Health (ID) | Existing | Food Preparation | Natural Gas | Oven | E1 | Standard | Baseline Forecast | 0 | 964.8734 | 1230.6688 | 1430.3622 | 1578.3403 | 1685.8922 | 1761.8756 | 1813.2396 | 1845.4361 | 1862.741 | 1624.6486 | 1482.5528 | 1404.6675 | 1368.468 | 1358.1763 | 1556.6299 | 1584.3448 | 1599.2579 | 1604.2521 | 1560.4994 | 1496.2847 | 1428.104 | 1364.8354 | 1310.5734 | 1250.207 | 1225.8672 | 1221.6295
Commercial_Health (ID)_Existing_Food Preparation_Natural Gas_Oven_E2_Baseline Forecast | Commercial | Health (ID) | Existing | Food Preparation | Natural Gas | Oven | E2 | ENERGY STAR (>42% Baking Efficiency) | Baseline Forecast | 0 | 1388.4764 | 1770.9624 | 2058.3261 | 2271.2703 | 2426.0401 | 2535.3819 | 2609.2961 | 2655.6275 | 2680.5297 | 2337.909 | 2133.4296 | 2021.3508 | 1969.2588 | 1954.4488 | 2240.0284 | 2279.9107 | 2301.3712 | 2308.558 | 2245.5966 | 2153.1902 | 2055.0765 | 1964.0314 | 1885.9472 | 1799.0784 | 1764.0528 | 1757.9546
Commercial_Health (ID)_Existing_Food Preparation_Natural Gas_Oven_E3_Baseline Forecast | Commercial | Health (ID) | Existing | Food Preparation | Natural Gas | Oven | E3 |  | Baseline Forecast | 0 | 0 | 0 | 0 | 0 | 0 | 0 | 0 | 0 | 0 | 0 | 0 | 0 | 0 | 0 | 0 | 0 | 0 | 0 | 0 | 0 | 0 | 0 | 0 | 0 | 0 | 0
Commercial_Health (ID)_Existing_Food Preparation_Natural Gas_Oven_E4_Baseline Forecast | Commercial | Health (ID) | Existing | Food Preparation | Natural Gas | Oven | E4 |  | Baseline Forecast | 0 | 0 | 0 | 0 | 0 | 0 | 0 | 0 | 0 | 0 | 0 | 0 | 0 | 0 | 0 | 0 | 0 | 0 | 0 | 0 | 0 | 0 | 0 | 0 | 0 | 0 | 0
Commercial_Health (ID)_Existing_Food Preparation_Natural Gas_Oven_E5_Baseline Forecast | Commercial | Health (ID) | Existing | Food Preparation | Natural Gas | Oven | E5 |  | Baseline Forecast | 0 | 0 | 0 | 0 | 0 | 0 | 0 | 0 | 0 | 0 | 0 | 0 | 0 | 0 | 0 | 0 | 0 | 0 | 0 | 0 | 0 | 0 | 0 | 0 | 0 | 0 | 0
Commercial_Health (ID)_Existing_Food Preparation_Natural Gas_Oven_E6_Baseline Forecast | Commercial | Health (ID) | Existing | Food Preparation | Natural Gas | Oven | E6 |  | Baseline Forecast | 0 | 0 | 0 | 0 | 0 | 0 | 0 | 0 | 0 | 0 | 0 | 0 | 0 | 0 | 0 | 0 | 0 | 0 | 0 | 0 | 0 | 0 | 0 | 0 | 0 | 0 | 0
Commercial_Health (ID)_Existing_Food Preparation_Natural Gas_Oven_E7_Baseline Forecast | Commercial | Health (ID) | Existing | Food Preparation | Natural Gas | Oven | E7 |  | Baseline Forecast | 0 | 0 | 0 | 0 | 0 | 0 | 0 | 0 | 0 | 0 | 0 | 0 | 0 | 0 | 0 | 0 | 0 | 0 | 0 | 0 | 0 | 0 | 0 | 0 | 0 | 0 | 0
Commercial_Health (ID)_Existing_Food Preparation_Natural Gas_Oven_E8_Baseline Forecast | Commercial | Health (ID) | Existing | Food Preparation | Natural Gas | Oven | E8 |  | Baseline Forecast | 0 | 0 | 0 | 0 | 0 | 0 | 0 | 0 | 0 | 0 | 0 | 0 | 0 | 0 | 0 | 0 | 0 | 0 | 0 | 0 | 0 | 0 | 0 | 0 | 0 | 0 | 0
Commercial_Health (ID)_Existing_Food Preparation_Natural Gas_Oven_E9_Baseline Forecast | Commercial | Health (ID) | Existing | Food Preparation | Natural Gas | Oven | E9 |  | Baseline Forecast | 0 | 0 | 0 | 0 | 0 | 0 | 0 | 0 | 0 | 0 | 0 | 0 | 0 | 0 | 0 | 0 | 0 | 0 | 0 | 0 | 0 | 0 | 0 | 0 | 0 | 0 | 0
Commercial_Health (ID)_Existing_Food Preparation_Natural Gas_Oven_E10_Baseline Forecast | Commercial | Health (ID) | Existing | Food Preparation | Natural Gas | Oven | E10 |  | Baseline Forecast | 0 | 0 | 0 | 0 | 0 | 0 | 0 | 0 | 0 | 0 | 0 | 0 | 0 | 0 | 0 | 0 | 0 | 0 | 0 | 0 | 0 | 0 | 0 | 0 | 0 | 0 | 0
Commercial_Health (ID)_Existing_Food Preparation_Natural Gas_Conveyor Oven_E1_Baseline Forecast | Commercial | Health (ID) | Existing | Food Preparation | Natural Gas | Conveyor Oven | E1 | Standard | Baseline Forecast | 0 | 0 | 0 | 0 | 0 | 44.7044 | 122.8106 | 225.4948 | 345.8777 | 478.6053 | 578.8759 | 653.7445 | 708.7475 | 748.2287 | 775.5964 | 793.5245 | 804.1104 | 631.1508 | 495.3938 | 388.8374 | 305.2007 | 246.1458 | 211.3107 | 199.1101 | 207.2852 | 233.2737 | 276.3133
Commercial_Health (ID)_Existing_Food Preparation_Natural Gas_Conveyor Oven_E2_Baseline Forecast | Commercial | Health (ID) | Existing | Food Preparation | Natural Gas | Conveyor Oven | E2 | ENERGY STAR (>42% Baking Efficiency) | Baseline Forecast | 0 | 0 | 0 | 0 | 0 | 64.3307 | 176.7274 | 324.4925 | 497.7265 | 688.7247 | 833.0165 | 940.7543 | 1019.9049 | 1076.7193 | 1116.1021 | 1141.9011 | 1157.1345 | 908.2414 | 712.8838 | 559.5465 | 439.1912 | 354.2098 | 304.0812 | 286.5242 | 298.2884 | 335.6865 | 397.6216
Commercial_Health (ID)_Existing_Food Preparation_Natural Gas_Conveyor Oven_E3_Baseline Forecast | Commercial | Health (ID) | Existing | Food Preparation | Natural Gas | Conveyor Oven | E3 |  | Baseline Forecast | 0 | 0 | 0 | 0 | 0 | 0 | 0 | 0 | 0 | 0 | 0 | 0 | 0 | 0 | 0 | 0 | 0 | 0 | 0 | 0 | 0 | 0 | 0 | 0 | 0 | 0 | 0
Commercial_Health (ID)_Existing_Food Preparation_Natural Gas_Conveyor Oven_E4_Baseline Forecast | Commercial | Health (ID) | Existing | Food Preparation | Natural Gas | Conveyor Oven | E4 |  | Baseline Forecast | 0 | 0 | 0 | 0 | 0 | 0 | 0 | 0 | 0 | 0 | 0 | 0 | 0 | 0 | 0 | 0 | 0 | 0 | 0 | 0 | 0 | 0 | 0 | 0 | 0 | 0 | 0
Commercial_Health (ID)_Existing_Food Preparation_Natural Gas_Conveyor Oven_E5_Baseline Forecast | Commercial | Health (ID) | Existing | Food Preparation | Natural Gas | Conveyor Oven | E5 |  | Baseline Forecast | 0 | 0 | 0 | 0 | 0 | 0 | 0 | 0 | 0 | 0 | 0 | 0 | 0 | 0 | 0 | 0 | 0 | 0 | 0 | 0 | 0 | 0 | 0 | 0 | 0 | 0 | 0
Commercial_Health (ID)_Existing_Food Preparation_Natural Gas_Conveyor Oven_E6_Baseline Forecast | Commercial | Health (ID) | Existing | Food Preparation | Natural Gas | Conveyor Oven | E6 |  | Baseline Forecast | 0 | 0 | 0 | 0 | 0 | 0 | 0 | 0 | 0 | 0 | 0 | 0 | 0 | 0 | 0 | 0 | 0 | 0 | 0 | 0 | 0 | 0 | 0 | 0 | 0 | 0 | 0
Commercial_Health (ID)_Existing_Food Preparation_Natural Gas_Conveyor Oven_E7_Baseline Forecast | Commercial | Health (ID) | Existing | Food Preparation | Natural Gas | Conveyor Oven | E7 |  | Baseline Forecast | 0 | 0 | 0 | 0 | 0 | 0 | 0 | 0 | 0 | 0 | 0 | 0 | 0 | 0 | 0 | 0 | 0 | 0 | 0 | 0 | 0 | 0 | 0 | 0 | 0 | 0 | 0
Commercial_Health (ID)_Existing_Food Preparation_Natural Gas_Conveyor Oven_E8_Baseline Forecast | Commercial | Health (ID) | Existing | Food Preparation | Natural Gas | Conveyor Oven | E8 |  | Baseline Forecast | 0 | 0 | 0 | 0 | 0 | 0 | 0 | 0 | 0 | 0 | 0 | 0 | 0 | 0 | 0 | 0 | 0 | 0 | 0 | 0 | 0 | 0 | 0 | 0 | 0 | 0 | 0
Commercial_Health (ID)_Existing_Food Preparation_Natural Gas_Conveyor Oven_E9_Baseline Forecast | Commercial | Health (ID) | Existing | Food Preparation | Natural Gas | Conveyor Oven | E9 |  | Baseline Forecast | 0 | 0 | 0 | 0 | 0 | 0 | 0 | 0 | 0 | 0 | 0 | 0 | 0 | 0 | 0 | 0 | 0 | 0 | 0 | 0 | 0 | 0 | 0 | 0 | 0 | 0 | 0
Commercial_Health (ID)_Existing_Food Preparation_Natural Gas_Conveyor Oven_E10_Baseline Forecast | Commercial | Health (ID) | Existing | Food Preparation | Natural Gas | Conveyor Oven | E10 |  | Baseline Forecast | 0 | 0 | 0 | 0 | 0 | 0 | 0 | 0 | 0 | 0 | 0 | 0 | 0 | 0 | 0 | 0 | 0 | 0 | 0 | 0 | 0 | 0 | 0 | 0 | 0 | 0 | 0
Commercial_Health (ID)_Existing_Food Preparation_Natural Gas_Double Rack Oven_E1_Baseline Forecast | Commercial | Health (ID) | Existing | Food Preparation | Natural Gas | Double Rack Oven | E1 | Standard | Baseline Forecast | 0 | 268.0204 | 365.227 | 447.5217 | 516.8584 | 574.9401 | 623.2511 | 663.0853 | 695.5699 | 721.6874 | 654.4845 | 604.9749 | 569.4999 | 545.052 | 529.1673 | 519.8362 | 515.4271 | 514.6226 | 516.3658 | 570.1737 | 576.2385 | 575.3488 | 569.7916 | 561.2842 | 551.0954 | 540.1433 | 529.0745
Commercial_Health (ID)_Existing_Food Preparation_Natural Gas_Double Rack Oven_E2_Baseline Forecast | Commercial | Health (ID) | Existing | Food Preparation | Natural Gas | Double Rack Oven | E2 | FTSC Qualified (>50% Cooking Efficiency) | Baseline Forecast | 0 | 385.6879 | 525.5705 | 643.9946 | 743.7718 | 827.3528 | 896.8736 | 954.1959 | 1000.942 | 1038.5258 | 941.8192 | 870.5736 | 819.5243 | 784.3431 | 761.4846 | 748.0569 | 741.7121 | 740.5545 | 743.0629 | 820.4939 | 829.2213 | 827.9409 | 819.944 | 807.7017 | 793.0397 | 777.2794 | 761.3511
Commercial_Health (ID)_Existing_Food Preparation_Natural Gas_Double Rack Oven_E3_Baseline Forecast | Commercial | Health (ID) | Existing | Food Preparation | Natural Gas | Double Rack Oven | E3 |  | Baseline Forecast | 0 | 0 | 0 | 0 | 0 | 0 | 0 | 0 | 0 | 0 | 0 | 0 | 0 | 0 | 0 | 0 | 0 | 0 | 0 | 0 | 0 | 0 | 0 | 0 | 0 | 0 | 0
Commercial_Health (ID)_Existing_Food Preparation_Natural Gas_Double Rack Oven_E4_Baseline Forecast | Commercial | Health (ID) | Existing | Food Preparation | Natural Gas | Double Rack Oven | E4 |  | Baseline Forecast | 0 | 0 | 0 | 0 | 0 | 0 | 0 | 0 | 0 | 0 | 0 | 0 | 0 | 0 | 0 | 0 | 0 | 0 | 0 | 0 | 0 | 0 | 0 | 0 | 0 | 0 | 0
Commercial_Health (ID)_Existing_Food Preparation_Natural Gas_Double Rack Oven_E5_Baseline Forecast | Commercial | Health (ID) | Existing | Food Preparation | Natural Gas | Double Rack Oven | E5 |  | Baseline Forecast | 0 | 0 | 0 | 0 | 0 | 0 | 0 | 0 | 0 | 0 | 0 | 0 | 0 | 0 | 0 | 0 | 0 | 0 | 0 | 0 | 0 | 0 | 0 | 0 | 0 | 0 | 0
Commercial_Health (ID)_Existing_Food Preparation_Natural Gas_Double Rack Oven_E6_Baseline Forecast | Commercial | Health (ID) | Existing | Food Preparation | Natural Gas | Double Rack Oven | E6 |  | Baseline Forecast | 0 | 0 | 0 | 0 | 0 | 0 | 0 | 0 | 0 | 0 | 0 | 0 | 0 | 0 | 0 | 0 | 0 | 0 | 0 | 0 | 0 | 0 | 0 | 0 | 0 | 0 | 0
Commercial_Health (ID)_Existing_Food Preparation_Natural Gas_Double Rack Oven_E7_Baseline Forecast | Commercial | Health (ID) | Existing | Food Preparation | Natural Gas | Double Rack Oven | E7 |  | Baseline Forecast | 0 | 0 | 0 | 0 | 0 | 0 | 0 | 0 | 0 | 0 | 0 | 0 | 0 | 0 | 0 | 0 | 0 | 0 | 0 | 0 | 0 | 0 | 0 | 0 | 0 | 0 | 0
Commercial_Health (ID)_Existing_Food Preparation_Natural Gas_Double Rack Oven_E8_Baseline Forecast | Commercial | Health (ID) | Existing | Food Preparation | Natural Gas | Double Rack Oven | E8 |  | Baseline Forecast | 0 | 0 | 0 | 0 | 0 | 0 | 0 | 0 | 0 | 0 | 0 | 0 | 0 | 0 | 0 | 0 | 0 | 0 | 0 | 0 | 0 | 0 | 0 | 0 | 0 | 0 | 0
Commercial_Health (ID)_Existing_Food Preparation_Natural Gas_Double Rack Oven_E9_Baseline Forecast | Commercial | Health (ID) | Existing | Food Preparation | Natural Gas | Double Rack Oven | E9 |  | Baseline Forecast | 0 | 0 | 0 | 0 | 0 | 0 | 0 | 0 | 0 | 0 | 0 | 0 | 0 | 0 | 0 | 0 | 0 | 0 | 0 | 0 | 0 | 0 | 0 | 0 | 0 | 0 | 0
Commercial_Health (ID)_Existing_Food Preparation_Natural Gas_Double Rack Oven_E10_Baseline Forecast | Commercial | Health (ID) | Existing | Food Preparation | Natural Gas | Double Rack Oven | E10 |  | Baseline Forecast | 0 | 0 | 0 | 0 | 0 | 0 | 0 | 0 | 0 | 0 | 0 | 0 | 0 | 0 | 0 | 0 | 0 | 0 | 0 | 0 | 0 | 0 | 0 | 0 | 0 | 0 | 0
Commercial_Health (ID)_Existing_Food Preparation_Natural Gas_Fryer_E1_Baseline Forecast | Commercial | Health (ID) | Existing | Food Preparation | Natural Gas | Fryer | E1 | Standard | Baseline Forecast | 0 | 15271.9222 | 16618.3661 | 17762.7684 | 18728.0289 | 19534.5526 | 20200.52 | 20742.1273 | 21173.8017 | 21508.3927 | 21757.3429 | 21930.8404 | 20686.8643 | 19676.5798 | 18859.8384 | 18202.5185 | 17675.69 | 17254.8893 | 16919.4906 | 16652.1605 | 16438.386 | 16266.066 | 16125.1581 | 19108.0307 | 18836.3544 | 18496.8077 | 18112.4779
Commercial_Health (ID)_Existing_Food Preparation_Natural Gas_Fryer_E2_Baseline Forecast | Commercial | Health (ID) | Existing | Food Preparation | Natural Gas | Fryer | E2 | ENERGY STAR | Baseline Forecast | 0 | 5365.8105 | 5838.8854 | 6240.9727 | 6580.1183 | 6863.4915 | 7097.48 | 7287.7745 | 7439.4439 | 7557.0029 | 7644.4718 | 7705.4304 | 7268.3577 | 6913.3929 | 6626.4297 | 6395.4795 | 6210.3776 | 6062.5287 | 5944.6859 | 5850.7591 | 5775.6491 | 5715.1043 | 5665.5961 | 6713.6324 | 6618.1786 | 6498.8784 | 6363.8436
Commercial_Health (ID)_Existing_Food Preparation_Natural Gas_Fryer_E3_Baseline Forecast | Commercial | Health (ID) | Existing | Food Preparation | Natural Gas | Fryer | E3 |  | Baseline Forecast | 0 | 0 | 0 | 0 | 0 | 0 | 0 | 0 | 0 | 0 | 0 | 0 | 0 | 0 | 0 | 0 | 0 | 0 | 0 | 0 | 0 | 0 | 0 | 0 | 0 | 0 | 0
Commercial_Health (ID)_Existing_Food Preparation_Natural Gas_Fryer_E4_Baseline Forecast | Commercial | Health (ID) | Existing | Food Preparation | Natural Gas | Fryer | E4 |  | Baseline Forecast | 0 | 0 | 0 | 0 | 0 | 0 | 0 | 0 | 0 | 0 | 0 | 0 | 0 | 0 | 0 | 0 | 0 | 0 | 0 | 0 | 0 | 0 | 0 | 0 | 0 | 0 | 0
Commercial_Health (ID)_Existing_Food Preparation_Natural Gas_Fryer_E5_Baseline Forecast | Commercial | Health (ID) | Existing | Food Preparation | Natural Gas | Fryer | E5 |  | Baseline Forecast | 0 | 0 | 0 | 0 | 0 | 0 | 0 | 0 | 0 | 0 | 0 | 0 | 0 | 0 | 0 | 0 | 0 | 0 | 0 | 0 | 0 | 0 | 0 | 0 | 0 | 0 | 0
Commercial_Health (ID)_Existing_Food Preparation_Natural Gas_Fryer_E6_Baseline Forecast | Commercial | Health (ID) | Existing | Food Preparation | Natural Gas | Fryer | E6 |  | Baseline Forecast | 0 | 0 | 0 | 0 | 0 | 0 | 0 | 0 | 0 | 0 | 0 | 0 | 0 | 0 | 0 | 0 | 0 | 0 | 0 | 0 | 0 | 0 | 0 | 0 | 0 | 0 | 0
Commercial_Health (ID)_Existing_Food Preparation_Natural Gas_Fryer_E7_Baseline Forecast | Commercial | Health (ID) | Existing | Food Preparation | Natural Gas | Fryer | E7 |  | Baseline Forecast | 0 | 0 | 0 | 0 | 0 | 0 | 0 | 0 | 0 | 0 | 0 | 0 | 0 | 0 | 0 | 0 | 0 | 0 | 0 | 0 | 0 | 0 | 0 | 0 | 0 | 0 | 0
Commercial_Health (ID)_Existing_Food Preparation_Natural Gas_Fryer_E8_Baseline Forecast | Commercial | Health (ID) | Existing | Food Preparation | Natural Gas | Fryer | E8 |  | Baseline Forecast | 0 | 0 | 0 | 0 | 0 | 0 | 0 | 0 | 0 | 0 | 0 | 0 | 0 | 0 | 0 | 0 | 0 | 0 | 0 | 0 | 0 | 0 | 0 | 0 | 0 | 0 | 0
Commercial_Health (ID)_Existing_Food Preparation_Natural Gas_Fryer_E9_Baseline Forecast | Commercial | Health (ID) | Existing | Food Preparation | Natural Gas | Fryer | E9 |  | Baseline Forecast | 0 | 0 | 0 | 0 | 0 | 0 | 0 | 0 | 0 | 0 | 0 | 0 | 0 | 0 | 0 | 0 | 0 | 0 | 0 | 0 | 0 | 0 | 0 | 0 | 0 | 0 | 0
Commercial_Health (ID)_Existing_Food Preparation_Natural Gas_Fryer_E10_Baseline Forecast | Commercial | Health (ID) | Existing | Food Preparation | Natural Gas | Fryer | E10 |  | Baseline Forecast | 0 | 0 | 0 | 0 | 0 | 0 | 0 | 0 | 0 | 0 | 0 | 0 | 0 | 0 | 0 | 0 | 0 | 0 | 0 | 0 | 0 | 0 | 0 | 0 | 0 | 0 | 0
Commercial_Health (ID)_Existing_Food Preparation_Natural Gas_Broiler_E1_Baseline Forecast | Commercial | Health (ID) | Existing | Food Preparation | Natural Gas | Broiler | E1 | Standard | Baseline Forecast | 0 | 4202.2218 | 4695.5644 | 5106.3692 | 5445.5584 | 5722.6504 | 5945.9395 | 6122.6527 | 6259.0863 | 6360.725 | 5940.6531 | 5620.481 | 5379.7073 | 5201.4745 | 5071.9722 | 4979.9322 | 4916.2039 | 4873.3965 | 4845.5774 | 5700.4292 | 5622.7091 | 5516.3852 | 5393.0163 | 5261.1288 | 5126.8754 | 4994.5665 | 4867.0958
Commercial_Health (ID)_Existing_Food Preparation_Natural Gas_Broiler_E2_Baseline Forecast | Commercial | Health (ID) | Existing | Food Preparation | Natural Gas | Broiler | E2 | Infrared Burners | Baseline Forecast | 0 | 1476.4563 | 1649.7929 | 1794.1297 | 1913.3043 | 2010.6609 | 2089.1139 | 2151.2023 | 2199.1384 | 2234.8493 | 2087.2565 | 1974.7636 | 1890.1674 | 1827.5451 | 1782.0443 | 1749.7059 | 1727.3149 | 1712.2744 | 1702.5002 | 2002.8535 | 1975.5464 | 1938.1894 | 1894.8436 | 1848.5047 | 1801.3346 | 1754.8477 | 1710.0607
Commercial_Health (ID)_Existing_Food Preparation_Natural Gas_Broiler_E3_Baseline Forecast | Commercial | Health (ID) | Existing | Food Preparation | Natural Gas | Broiler | E3 |  | Baseline Forecast | 0 | 0 | 0 | 0 | 0 | 0 | 0 | 0 | 0 | 0 | 0 | 0 | 0 | 0 | 0 | 0 | 0 | 0 | 0 | 0 | 0 | 0 | 0 | 0 | 0 | 0 | 0
Commercial_Health (ID)_Existing_Food Preparation_Natural Gas_Broiler_E4_Baseline Forecast | Commercial | Health (ID) | Existing | Food Preparation | Natural Gas | Broiler | E4 |  | Baseline Forecast | 0 | 0 | 0 | 0 | 0 | 0 | 0 | 0 | 0 | 0 | 0 | 0 | 0 | 0 | 0 | 0 | 0 | 0 | 0 | 0 | 0 | 0 | 0 | 0 | 0 | 0 | 0
Commercial_Health (ID)_Existing_Food Preparation_Natural Gas_Broiler_E5_Baseline Forecast | Commercial | Health (ID) | Existing | Food Preparation | Natural Gas | Broiler | E5 |  | Baseline Forecast | 0 | 0 | 0 | 0 | 0 | 0 | 0 | 0 | 0 | 0 | 0 | 0 | 0 | 0 | 0 | 0 | 0 | 0 | 0 | 0 | 0 | 0 | 0 | 0 | 0 | 0 | 0
Commercial_Health (ID)_Existing_Food Preparation_Natural Gas_Broiler_E6_Baseline Forecast | Commercial | Health (ID) | Existing | Food Preparation | Natural Gas | Broiler | E6 |  | Baseline Forecast | 0 | 0 | 0 | 0 | 0 | 0 | 0 | 0 | 0 | 0 | 0 | 0 | 0 | 0 | 0 | 0 | 0 | 0 | 0 | 0 | 0 | 0 | 0 | 0 | 0 | 0 | 0
Commercial_Health (ID)_Existing_Food Preparation_Natural Gas_Broiler_E7_Baseline Forecast | Commercial | Health (ID) | Existing | Food Preparation | Natural Gas | Broiler | E7 |  | Baseline Forecast | 0 | 0 | 0 | 0 | 0 | 0 | 0 | 0 | 0 | 0 | 0 | 0 | 0 | 0 | 0 | 0 | 0 | 0 | 0 | 0 | 0 | 0 | 0 | 0 | 0 | 0 | 0
Commercial_Health (ID)_Existing_Food Preparation_Natural Gas_Broiler_E8_Baseline Forecast | Commercial | Health (ID) | Existing | Food Preparation | Natural Gas | Broiler | E8 |  | Baseline Forecast | 0 | 0 | 0 | 0 | 0 | 0 | 0 | 0 | 0 | 0 | 0 | 0 | 0 | 0 | 0 | 0 | 0 | 0 | 0 | 0 | 0 | 0 | 0 | 0 | 0 | 0 | 0
Commercial_Health (ID)_Existing_Food Preparation_Natural Gas_Broiler_E9_Baseline Forecast | Commercial | Health (ID) | Existing | Food Preparation | Natural Gas | Broiler | E9 |  | Baseline Forecast | 0 | 0 | 0 | 0 | 0 | 0 | 0 | 0 | 0 | 0 | 0 | 0 | 0 | 0 | 0 | 0 | 0 | 0 | 0 | 0 | 0 | 0 | 0 | 0 | 0 | 0 | 0
Commercial_Health (ID)_Existing_Food Preparation_Natural Gas_Broiler_E10_Baseline Forecast | Commercial | Health (ID) | Existing | Food Preparation | Natural Gas | Broiler | E10 |  | Baseline Forecast | 0 | 0 | 0 | 0 | 0 | 0 | 0 | 0 | 0 | 0 | 0 | 0 | 0 | 0 | 0 | 0 | 0 | 0 | 0 | 0 | 0 | 0 | 0 | 0 | 0 | 0 | 0
Commercial_Health (ID)_Existing_Food Preparation_Natural Gas_Griddle_E1_Baseline Forecast | Commercial | Health (ID) | Existing | Food Preparation | Natural Gas | Griddle | E1 | Standard | Baseline Forecast | 0 | 4031.8614 | 4505.2036 | 4899.3542 | 5224.7925 | 5490.651 | 5704.8879 | 5874.437 | 6005.3396 | 6102.8578 | 5699.8158 | 5392.6237 | 5161.611 | 4990.6039 | 4866.3517 | 4778.043 | 4716.8984 | 4675.8263 | 4649.135 | 5469.3307 | 5394.7614 | 5292.7479 | 5174.3805 | 5047.8398 | 4919.0291 | 4792.0841 | 4669.7811
Commercial_Health (ID)_Existing_Food Preparation_Natural Gas_Griddle_E2_Baseline Forecast | Commercial | Health (ID) | Existing | Food Preparation | Natural Gas | Griddle | E2 | ENERGY STAR | Baseline Forecast | 0 | 1646.8166 | 1840.1536 | 2001.1447 | 2134.0702 | 2242.6603 | 2330.1655 | 2399.4179 | 2452.8852 | 2492.7166 | 2328.0938 | 2202.6209 | 2108.2637 | 2038.4157 | 1987.6648 | 1951.595 | 1926.6205 | 1909.8446 | 1898.9425 | 2233.952 | 2203.4941 | 2161.8266 | 2113.4794 | 2061.7937 | 2009.1809 | 1957.3301 | 1907.3754
Commercial_Health (ID)_Existing_Food Preparation_Natural Gas_Griddle_E3_Baseline Forecast | Commercial | Health (ID) | Existing | Food Preparation | Natural Gas | Griddle | E3 |  | Baseline Forecast | 0 | 0 | 0 | 0 | 0 | 0 | 0 | 0 | 0 | 0 | 0 | 0 | 0 | 0 | 0 | 0 | 0 | 0 | 0 | 0 | 0 | 0 | 0 | 0 | 0 | 0 | 0
Commercial_Health (ID)_Existing_Food Preparation_Natural Gas_Griddle_E4_Baseline Forecast | Commercial | Health (ID) | Existing | Food Preparation | Natural Gas | Griddle | E4 |  | Baseline Forecast | 0 | 0 | 0 | 0 | 0 | 0 | 0 | 0 | 0 | 0 | 0 | 0 | 0 | 0 | 0 | 0 | 0 | 0 | 0 | 0 | 0 | 0 | 0 | 0 | 0 | 0 | 0
Commercial_Health (ID)_Existing_Food Preparation_Natural Gas_Griddle_E5_Baseline Forecast | Commercial | Health (ID) | Existing | Food Preparation | Natural Gas | Griddle | E5 |  | Baseline Forecast | 0 | 0 | 0 | 0 | 0 | 0 | 0 | 0 | 0 | 0 | 0 | 0 | 0 | 0 | 0 | 0 | 0 | 0 | 0 | 0 | 0 | 0 | 0 | 0 | 0 | 0 | 0
Commercial_Health (ID)_Existing_Food Preparation_Natural Gas_Griddle_E6_Baseline Forecast | Commercial | Health (ID) | Existing | Food Preparation | Natural Gas | Griddle | E6 |  | Baseline Forecast | 0 | 0 | 0 | 0 | 0 | 0 | 0 | 0 | 0 | 0 | 0 | 0 | 0 | 0 | 0 | 0 | 0 | 0 | 0 | 0 | 0 | 0 | 0 | 0 | 0 | 0 | 0
Commercial_Health (ID)_Existing_Food Preparation_Natural Gas_Griddle_E7_Baseline Forecast | Commercial | Health (ID) | Existing | Food Preparation | Natural Gas | Griddle | E7 |  | Baseline Forecast | 0 | 0 | 0 | 0 | 0 | 0 | 0 | 0 | 0 | 0 | 0 | 0 | 0 | 0 | 0 | 0 | 0 | 0 | 0 | 0 | 0 | 0 | 0 | 0 | 0 | 0 | 0
Commercial_Health (ID)_Existing_Food Preparation_Natural Gas_Griddle_E8_Baseline Forecast | Commercial | Health (ID) | Existing | Food Preparation | Natural Gas | Griddle | E8 |  | Baseline Forecast | 0 | 0 | 0 | 0 | 0 | 0 | 0 | 0 | 0 | 0 | 0 | 0 | 0 | 0 | 0 | 0 | 0 | 0 | 0 | 0 | 0 | 0 | 0 | 0 | 0 | 0 | 0
Commercial_Health (ID)_Existing_Food Preparation_Natural Gas_Griddle_E9_Baseline Forecast | Commercial | Health (ID) | Existing | Food Preparation | Natural Gas | Griddle | E9 |  | Baseline Forecast | 0 | 0 | 0 | 0 | 0 | 0 | 0 | 0 | 0 | 0 | 0 | 0 | 0 | 0 | 0 | 0 | 0 | 0 | 0 | 0 | 0 | 0 | 0 | 0 | 0 | 0 | 0
Commercial_Health (ID)_Existing_Food Preparation_Natural Gas_Griddle_E10_Baseline Forecast | Commercial | Health (ID) | Existing | Food Preparation | Natural Gas | Griddle | E10 |  | Baseline Forecast | 0 | 0 | 0 | 0 | 0 | 0 | 0 | 0 | 0 | 0 | 0 | 0 | 0 | 0 | 0 | 0 | 0 | 0 | 0 | 0 | 0 | 0 | 0 | 0 | 0 | 0 | 0
Commercial_Health (ID)_Existing_Food Preparation_Natural Gas_Range_E1_Baseline Forecast | Commercial | Health (ID) | Existing | Food Preparation | Natural Gas | Range | E1 | Standard | Baseline Forecast | 0 | 10630.1157 | 13558.4117 | 15758.4558 | 17388.7474 | 18573.6585 | 19410.7748 | 19976.6585 | 20331.3704 | 20522.0201 | 17898.9309 | 16333.4454 | 15475.3751 | 15076.5607 | 14963.1761 | 17149.5615 | 17454.8986 | 17619.1989 | 17674.2205 | 17192.1914 | 16484.7315 | 15733.5776 | 15036.5402 | 14438.7304 | 13773.6671 | 13505.5124 | 13458.825
Commercial_Health (ID)_Existing_Food Preparation_Natural Gas_Range_E2_Baseline Forecast | Commercial | Health (ID) | Existing | Food Preparation | Natural Gas | Range | E2 | High Efficiency | Baseline Forecast | 0 | 15296.9957 | 19510.8851 | 22676.8023 | 25022.8317 | 26727.9476 | 27932.5784 | 28746.8988 | 29257.3379 | 29531.6875 | 25756.9981 | 23504.2263 | 22269.4422 | 21695.5386 | 21532.3754 | 24678.6373 | 25118.0249 | 25354.457 | 25433.6344 | 24739.9828 | 23721.9308 | 22641.0019 | 21637.9481 | 20777.6852 | 19820.643 | 19434.7618 | 19367.5775
Commercial_Health (ID)_Existing_Food Preparation_Natural Gas_Range_E3_Baseline Forecast | Commercial | Health (ID) | Existing | Food Preparation | Natural Gas | Range | E3 |  | Baseline Forecast | 0 | 0 | 0 | 0 | 0 | 0 | 0 | 0 | 0 | 0 | 0 | 0 | 0 | 0 | 0 | 0 | 0 | 0 | 0 | 0 | 0 | 0 | 0 | 0 | 0 | 0 | 0
Commercial_Health (ID)_Existing_Food Preparation_Natural Gas_Range_E4_Baseline Forecast | Commercial | Health (ID) | Existing | Food Preparation | Natural Gas | Range | E4 |  | Baseline Forecast | 0 | 0 | 0 | 0 | 0 | 0 | 0 | 0 | 0 | 0 | 0 | 0 | 0 | 0 | 0 | 0 | 0 | 0 | 0 | 0 | 0 | 0 | 0 | 0 | 0 | 0 | 0
Commercial_Health (ID)_Existing_Food Preparation_Natural Gas_Range_E5_Baseline Forecast | Commercial | Health (ID) | Existing | Food Preparation | Natural Gas | Range | E5 |  | Baseline Forecast | 0 | 0 | 0 | 0 | 0 | 0 | 0 | 0 | 0 | 0 | 0 | 0 | 0 | 0 | 0 | 0 | 0 | 0 | 0 | 0 | 0 | 0 | 0 | 0 | 0 | 0 | 0
Commercial_Health (ID)_Existing_Food Preparation_Natural Gas_Range_E6_Baseline Forecast | Commercial | Health (ID) | Existing | Food Preparation | Natural Gas | Range | E6 |  | Baseline Forecast | 0 | 0 | 0 | 0 | 0 | 0 | 0 | 0 | 0 | 0 | 0 | 0 | 0 | 0 | 0 | 0 | 0 | 0 | 0 | 0 | 0 | 0 | 0 | 0 | 0 | 0 | 0
Commercial_Health (ID)_Existing_Food Preparation_Natural Gas_Range_E7_Baseline Forecast | Commercial | Health (ID) | Existing | Food Preparation | Natural Gas | Range | E7 |  | Baseline Forecast | 0 | 0 | 0 | 0 | 0 | 0 | 0 | 0 | 0 | 0 | 0 | 0 | 0 | 0 | 0 | 0 | 0 | 0 | 0 | 0 | 0 | 0 | 0 | 0 | 0 | 0 | 0
Commercial_Health (ID)_Existing_Food Preparation_Natural Gas_Range_E8_Baseline Forecast | Commercial | Health (ID) | Existing | Food Preparation | Natural Gas | Range | E8 |  | Baseline Forecast | 0 | 0 | 0 | 0 | 0 | 0 | 0 | 0 | 0 | 0 | 0 | 0 | 0 | 0 | 0 | 0 | 0 | 0 | 0 | 0 | 0 | 0 | 0 | 0 | 0 | 0 | 0
Commercial_Health (ID)_Existing_Food Preparation_Natural Gas_Range_E9_Baseline Forecast | Commercial | Health (ID) | Existing | Food Preparation | Natural Gas | Range | E9 |  | Baseline Forecast | 0 | 0 | 0 | 0 | 0 | 0 | 0 | 0 | 0 | 0 | 0 | 0 | 0 | 0 | 0 | 0 | 0 | 0 | 0 | 0 | 0 | 0 | 0 | 0 | 0 | 0 | 0
Commercial_Health (ID)_Existing_Food Preparation_Natural Gas_Range_E10_Baseline Forecast | Commercial | Health (ID) | Existing | Food Preparation | Natural Gas | Range | E10 |  | Baseline Forecast | 0 | 0 | 0 | 0 | 0 | 0 | 0 | 0 | 0 | 0 | 0 | 0 | 0 | 0 | 0 | 0 | 0 | 0 | 0 | 0 | 0 | 0 | 0 | 0 | 0 | 0 | 0
Commercial_Health (ID)_Existing_Food Preparation_Natural Gas_Steamer_E1_Baseline Forecast | Commercial | Health (ID) | Existing | Food Preparation | Natural Gas | Steamer | E1 | Standard | Baseline Forecast | 0 | 1319.0431 | 1473.8993 | 1602.8476 | 1709.3163 | 1796.2932 | 1866.3819 | 1921.8507 | 1964.6761 | 1996.5797 | 1864.7225 | 1764.2231 | 1688.6462 | 1632.7004 | 1592.0507 | 1563.1601 | 1543.1563 | 1529.7194 | 1520.9872 | 1789.3182 | 1764.9225 | 1731.5483 | 1692.8238 | 1651.4254 | 1609.2843 | 1567.7537 | 1527.7416
Commercial_Health (ID)_Existing_Food Preparation_Natural Gas_Steamer_E2_Baseline Forecast | Commercial | Health (ID) | Existing | Food Preparation | Natural Gas | Steamer | E2 | ENERGY STAR | Baseline Forecast | 0 | 1319.0431 | 1473.8993 | 1602.8476 | 1709.3163 | 1796.2932 | 1866.3819 | 1921.8507 | 1964.6761 | 1996.5797 | 1864.7225 | 1764.2231 | 1688.6462 | 1632.7004 | 1592.0507 | 1563.1601 | 1543.1563 | 1529.7194 | 1520.9872 | 1789.3182 | 1764.9225 | 1731.5483 | 1692.8238 | 1651.4254 | 1609.2843 | 1567.7537 | 1527.7416
Commercial_Health (ID)_Existing_Food Preparation_Natural Gas_Steamer_E3_Baseline Forecast | Commercial | Health (ID) | Existing | Food Preparation | Natural Gas | Steamer | E3 |  | Baseline Forecast | 0 | 0 | 0 | 0 | 0 | 0 | 0 | 0 | 0 | 0 | 0 | 0 | 0 | 0 | 0 | 0 | 0 | 0 | 0 | 0 | 0 | 0 | 0 | 0 | 0 | 0 | 0
Commercial_Health (ID)_Existing_Food Preparation_Natural Gas_Steamer_E4_Baseline Forecast | Commercial | Health (ID) | Existing | Food Preparation | Natural Gas | Steamer | E4 |  | Baseline Forecast | 0 | 0 | 0 | 0 | 0 | 0 | 0 | 0 | 0 | 0 | 0 | 0 | 0 | 0 | 0 | 0 | 0 | 0 | 0 | 0 | 0 | 0 | 0 | 0 | 0 | 0 | 0
Commercial_Health (ID)_Existing_Food Preparation_Natural Gas_Steamer_E5_Baseline Forecast | Commercial | Health (ID) | Existing | Food Preparation | Natural Gas | Steamer | E5 |  | Baseline Forecast | 0 | 0 | 0 | 0 | 0 | 0 | 0 | 0 | 0 | 0 | 0 | 0 | 0 | 0 | 0 | 0 | 0 | 0 | 0 | 0 | 0 | 0 | 0 | 0 | 0 | 0 | 0
Commercial_Health (ID)_Existing_Food Preparation_Natural Gas_Steamer_E6_Baseline Forecast | Commercial | Health (ID) | Existing | Food Preparation | Natural Gas | Steamer | E6 |  | Baseline Forecast | 0 | 0 | 0 | 0 | 0 | 0 | 0 | 0 | 0 | 0 | 0 | 0 | 0 | 0 | 0 | 0 | 0 | 0 | 0 | 0 | 0 | 0 | 0 | 0 | 0 | 0 | 0
Commercial_Health (ID)_Existing_Food Preparation_Natural Gas_Steamer_E7_Baseline Forecast | Commercial | Health (ID) | Existing | Food Preparation | Natural Gas | Steamer | E7 |  | Baseline Forecast | 0 | 0 | 0 | 0 | 0 | 0 | 0 | 0 | 0 | 0 | 0 | 0 | 0 | 0 | 0 | 0 | 0 | 0 | 0 | 0 | 0 | 0 | 0 | 0 | 0 | 0 | 0
Commercial_Health (ID)_Existing_Food Preparation_Natural Gas_Steamer_E8_Baseline Forecast | Commercial | Health (ID) | Existing | Food Preparation | Natural Gas | Steamer | E8 |  | Baseline Forecast | 0 | 0 | 0 | 0 | 0 | 0 | 0 | 0 | 0 | 0 | 0 | 0 | 0 | 0 | 0 | 0 | 0 | 0 | 0 | 0 | 0 | 0 | 0 | 0 | 0 | 0 | 0
Commercial_Health (ID)_Existing_Food Preparation_Natural Gas_Steamer_E9_Baseline Forecast | Commercial | Health (ID) | Existing | Food Preparation | Natural Gas | Steamer | E9 |  | Baseline Forecast | 0 | 0 | 0 | 0 | 0 | 0 | 0 | 0 | 0 | 0 | 0 | 0 | 0 | 0 | 0 | 0 | 0 | 0 | 0 | 0 | 0 | 0 | 0 | 0 | 0 | 0 | 0
Commercial_Health (ID)_Existing_Food Preparation_Natural Gas_Steamer_E10_Baseline Forecast | Commercial | Health (ID) | Existing | Food Preparation | Natural Gas | Steamer | E10 |  | Baseline Forecast | 0 | 0 | 0 | 0 | 0 | 0 | 0 | 0 | 0 | 0 | 0 | 0 | 0 | 0 | 0 | 0 | 0 | 0 | 0 | 0 | 0 | 0 | 0 | 0 | 0 | 0 | 0
Commercial_Health (ID)_Existing_Food Preparation_Natural Gas_Food Prep Other_E1_Baseline Forecast | Commercial | Health (ID) | Existing | Food Preparation | Natural Gas | Food Prep Other | E1 | Standard | Baseline Forecast | 0 | 0 | 0 | 0 | 0 | 0 | 0 | 0 | 0 | 0 | 0 | 0 | 0 | 0 | 0 | 0 | 0 | 0 | 0 | 0 | 0 | 0 | 0 | 0 | 0 | 0 | 0
Commercial_Health (ID)_Existing_Food Preparation_Natural Gas_Food Prep Other_E2_Baseline Forecast | Commercial | Health (ID) | Existing | Food Preparation | Natural Gas | Food Prep Other | E2 | ENERGY STAR | Baseline Forecast | 0 | 0 | 0 | 0 | 0 | 0 | 0 | 0 | 0 | 0 | 0 | 0 | 0 | 0 | 0 | 0 | 0 | 0 | 0 | 0 | 0 | 0 | 0 | 0 | 0 | 0 | 0
Commercial_Health (ID)_Existing_Food Preparation_Natural Gas_Food Prep Other_E3_Baseline Forecast | Commercial | Health (ID) | Existing | Food Preparation | Natural Gas | Food Prep Other | E3 |  | Baseline Forecast | 0 | 0 | 0 | 0 | 0 | 0 | 0 | 0 | 0 | 0 | 0 | 0 | 0 | 0 | 0 | 0 | 0 | 0 | 0 | 0 | 0 | 0 | 0 | 0 | 0 | 0 | 0
Commercial_Health (ID)_Existing_Food Preparation_Natural Gas_Food Prep Other_E4_Baseline Forecast | Commercial | Health (ID) | Existing | Food Preparation | Natural Gas | Food Prep Other | E4 |  | Baseline Forecast | 0 | 0 | 0 | 0 | 0 | 0 | 0 | 0 | 0 | 0 | 0 | 0 | 0 | 0 | 0 | 0 | 0 | 0 | 0 | 0 | 0 | 0 | 0 | 0 | 0 | 0 | 0
Commercial_Health (ID)_Existing_Food Preparation_Natural Gas_Food Prep Other_E5_Baseline Forecast | Commercial | Health (ID) | Existing | Food Preparation | Natural Gas | Food Prep Other | E5 |  | Baseline Forecast | 0 | 0 | 0 | 0 | 0 | 0 | 0 | 0 | 0 | 0 | 0 | 0 | 0 | 0 | 0 | 0 | 0 | 0 | 0 | 0 | 0 | 0 | 0 | 0 | 0 | 0 | 0
Commercial_Health (ID)_Existing_Food Preparation_Natural Gas_Food Prep Other_E6_Baseline Forecast | Commercial | Health (ID) | Existing | Food Preparation | Natural Gas | Food Prep Other | E6 |  | Baseline Forecast | 0 | 0 | 0 | 0 | 0 | 0 | 0 | 0 | 0 | 0 | 0 | 0 | 0 | 0 | 0 | 0 | 0 | 0 | 0 | 0 | 0 | 0 | 0 | 0 | 0 | 0 | 0
Commercial_Health (ID)_Existing_Food Preparation_Natural Gas_Food Prep Other_E7_Baseline Forecast | Commercial | Health (ID) | Existing | Food Preparation | Natural Gas | Food Prep Other | E7 |  | Baseline Forecast | 0 | 0 | 0 | 0 | 0 | 0 | 0 | 0 | 0 | 0 | 0 | 0 | 0 | 0 | 0 | 0 | 0 | 0 | 0 | 0 | 0 | 0 | 0 | 0 | 0 | 0 | 0
Commercial_Health (ID)_Existing_Food Preparation_Natural Gas_Food Prep Other_E8_Baseline Forecast | Commercial | Health (ID) | Existing | Food Preparation | Natural Gas | Food Prep Other | E8 |  | Baseline Forecast | 0 | 0 | 0 | 0 | 0 | 0 | 0 | 0 | 0 | 0 | 0 | 0 | 0 | 0 | 0 | 0 | 0 | 0 | 0 | 0 | 0 | 0 | 0 | 0 | 0 | 0 | 0
Commercial_Health (ID)_Existing_Food Preparation_Natural Gas_Food Prep Other_E9_Baseline Forecast | Commercial | Health (ID) | Existing | Food Preparation | Natural Gas | Food Prep Other | E9 |  | Baseline Forecast | 0 | 0 | 0 | 0 | 0 | 0 | 0 | 0 | 0 | 0 | 0 | 0 | 0 | 0 | 0 | 0 | 0 | 0 | 0 | 0 | 0 | 0 | 0 | 0 | 0 | 0 | 0
Commercial_Health (ID)_Existing_Food Preparation_Natural Gas_Food Prep Other_E10_Baseline Forecast | Commercial | Health (ID) | Existing | Food Preparation | Natural Gas | Food Prep Other | E10 |  | Baseline Forecast | 0 | 0 | 0 | 0 | 0 | 0 | 0 | 0 | 0 | 0 | 0 | 0 | 0 | 0 | 0 | 0 | 0 | 0 | 0 | 0 | 0 | 0 | 0 | 0 | 0 | 0 | 0
Commercial_Health (ID)_Existing_Miscellaneous_Natural Gas_Pool Heater_E1_Baseline Forecast | Commercial | Health (ID) | Existing | Miscellaneous | Natural Gas | Pool Heater | E1 | Standard (EF .82) | Baseline Forecast | 0 | 0 | 0 | 0 | 0 | 0 | 0 | 0 | 0 | 0 | 0 | 0 | 0 | 0 | 0 | 0 | 0 | 0 | 0 | 0 | 0 | 0 | 0 | 0 | 0 | 0 | 0
Commercial_Health (ID)_Existing_Miscellaneous_Natural Gas_Pool Heater_E2_Baseline Forecast | Commercial | Health (ID) | Existing | Miscellaneous | Natural Gas | Pool Heater | E2 | Condensing (EF .90) | Baseline Forecast | 0 | 0 | 0 | 0 | 0 | 0 | 0 | 0 | 0 | 0 | 0 | 0 | 0 | 0 | 0 | 0 | 0 | 0 | 0 | 0 | 0 | 0 | 0 | 0 | 0 | 0 | 0
Commercial_Health (ID)_Existing_Miscellaneous_Natural Gas_Pool Heater_E3_Baseline Forecast | Commercial | Health (ID) | Existing | Miscellaneous | Natural Gas | Pool Heater | E3 |  | Baseline Forecast | 0 | 0 | 0 | 0 | 0 | 0 | 0 | 0 | 0 | 0 | 0 | 0 | 0 | 0 | 0 | 0 | 0 | 0 | 0 | 0 | 0 | 0 | 0 | 0 | 0 | 0 | 0
Commercial_Health (ID)_Existing_Miscellaneous_Natural Gas_Pool Heater_E4_Baseline Forecast | Commercial | Health (ID) | Existing | Miscellaneous | Natural Gas | Pool Heater | E4 |  | Baseline Forecast | 0 | 0 | 0 | 0 | 0 | 0 | 0 | 0 | 0 | 0 | 0 | 0 | 0 | 0 | 0 | 0 | 0 | 0 | 0 | 0 | 0 | 0 | 0 | 0 | 0 | 0 | 0
Commercial_Health (ID)_Existing_Miscellaneous_Natural Gas_Pool Heater_E5_Baseline Forecast | Commercial | Health (ID) | Existing | Miscellaneous | Natural Gas | Pool Heater | E5 |  | Baseline Forecast | 0 | 0 | 0 | 0 | 0 | 0 | 0 | 0 | 0 | 0 | 0 | 0 | 0 | 0 | 0 | 0 | 0 | 0 | 0 | 0 | 0 | 0 | 0 | 0 | 0 | 0 | 0
Commercial_Health (ID)_Existing_Miscellaneous_Natural Gas_Pool Heater_E6_Baseline Forecast | Commercial | Health (ID) | Existing | Miscellaneous | Natural Gas | Pool Heater | E6 |  | Baseline Forecast | 0 | 0 | 0 | 0 | 0 | 0 | 0 | 0 | 0 | 0 | 0 | 0 | 0 | 0 | 0 | 0 | 0 | 0 | 0 | 0 | 0 | 0 | 0 | 0 | 0 | 0 | 0
Commercial_Health (ID)_Existing_Miscellaneous_Natural Gas_Pool Heater_E7_Baseline Forecast | Commercial | Health (ID) | Existing | Miscellaneous | Natural Gas | Pool Heater | E7 |  | Baseline Forecast | 0 | 0 | 0 | 0 | 0 | 0 | 0 | 0 | 0 | 0 | 0 | 0 | 0 | 0 | 0 | 0 | 0 | 0 | 0 | 0 | 0 | 0 | 0 | 0 | 0 | 0 | 0
Commercial_Health (ID)_Existing_Miscellaneous_Natural Gas_Pool Heater_E8_Baseline Forecast | Commercial | Health (ID) | Existing | Miscellaneous | Natural Gas | Pool Heater | E8 |  | Baseline Forecast | 0 | 0 | 0 | 0 | 0 | 0 | 0 | 0 | 0 | 0 | 0 | 0 | 0 | 0 | 0 | 0 | 0 | 0 | 0 | 0 | 0 | 0 | 0 | 0 | 0 | 0 | 0
Commercial_Health (ID)_Existing_Miscellaneous_Natural Gas_Pool Heater_E9_Baseline Forecast | Commercial | Health (ID) | Existing | Miscellaneous | Natural Gas | Pool Heater | E9 |  | Baseline Forecast | 0 | 0 | 0 | 0 | 0 | 0 | 0 | 0 | 0 | 0 | 0 | 0 | 0 | 0 | 0 | 0 | 0 | 0 | 0 | 0 | 0 | 0 | 0 | 0 | 0 | 0 | 0
Commercial_Health (ID)_Existing_Miscellaneous_Natural Gas_Pool Heater_E10_Baseline Forecast | Commercial | Health (ID) | Existing | Miscellaneous | Natural Gas | Pool Heater | E10 |  | Baseline Forecast | 0 | 0 | 0 | 0 | 0 | 0 | 0 | 0 | 0 | 0 | 0 | 0 | 0 | 0 | 0 | 0 | 0 | 0 | 0 | 0 | 0 | 0 | 0 | 0 | 0 | 0 | 0
Commercial_Health (ID)_Existing_Miscellaneous_Natural Gas_Miscellaneous_E1_Baseline Forecast | Commercial | Health (ID) | Existing | Miscellaneous | Natural Gas | Miscellaneous | E1 | Standard | Baseline Forecast | 0 | 255200.9235 | 298078.3473 | 332562.2359 | 314107.3269 | 304372.4248 | 300838.3133 | 295376.2478 | 289469.3553 | 284025.0027 | 278709.508 | 334900.9622 | 331448.6678 | 326001.6717 | 316410.1386 | 309894.2851 | 305128.7906 | 299346.6806 | 293473.0183 | 287975.0208 | 282577.5249 | 292034.1208 | 285136.6919 | 278111.8557 | 272457.2284 | 267468.3521 | 262716.9687
Commercial_Health (ID)_Existing_Miscellaneous_Natural Gas_Miscellaneous_E2_Baseline Forecast | Commercial | Health (ID) | Existing | Miscellaneous | Natural Gas | Miscellaneous | E2 |  | Baseline Forecast | 0 | 0 | 0 | 0 | 0 | 0 | 0 | 0 | 0 | 0 | 0 | 0 | 0 | 0 | 0 | 0 | 0 | 0 | 0 | 0 | 0 | 0 | 0 | 0 | 0 | 0 | 0
Commercial_Health (ID)_Existing_Miscellaneous_Natural Gas_Miscellaneous_E3_Baseline Forecast | Commercial | Health (ID) | Existing | Miscellaneous | Natural Gas | Miscellaneous | E3 |  | Baseline Forecast | 0 | 0 | 0 | 0 | 0 | 0 | 0 | 0 | 0 | 0 | 0 | 0 | 0 | 0 | 0 | 0 | 0 | 0 | 0 | 0 | 0 | 0 | 0 | 0 | 0 | 0 | 0
Commercial_Health (ID)_Existing_Miscellaneous_Natural Gas_Miscellaneous_E4_Baseline Forecast | Commercial | Health (ID) | Existing | Miscellaneous | Natural Gas | Miscellaneous | E4 |  | Baseline Forecast | 0 | 0 | 0 | 0 | 0 | 0 | 0 | 0 | 0 | 0 | 0 | 0 | 0 | 0 | 0 | 0 | 0 | 0 | 0 | 0 | 0 | 0 | 0 | 0 | 0 | 0 | 0
Commercial_Health (ID)_Existing_Miscellaneous_Natural Gas_Miscellaneous_E5_Baseline Forecast | Commercial | Health (ID) | Existing | Miscellaneous | Natural Gas | Miscellaneous | E5 |  | Baseline Forecast | 0 | 0 | 0 | 0 | 0 | 0 | 0 | 0 | 0 | 0 | 0 | 0 | 0 | 0 | 0 | 0 | 0 | 0 | 0 | 0 | 0 | 0 | 0 | 0 | 0 | 0 | 0
Commercial_Health (ID)_Existing_Miscellaneous_Natural Gas_Miscellaneous_E6_Baseline Forecast | Commercial | Health (ID) | Existing | Miscellaneous | Natural Gas | Miscellaneous | E6 |  | Baseline Forecast | 0 | 0 | 0 | 0 | 0 | 0 | 0 | 0 | 0 | 0 | 0 | 0 | 0 | 0 | 0 | 0 | 0 | 0 | 0 | 0 | 0 | 0 | 0 | 0 | 0 | 0 | 0
Commercial_Health (ID)_Existing_Miscellaneous_Natural Gas_Miscellaneous_E7_Baseline Forecast | Commercial | Health (ID) | Existing | Miscellaneous | Natural Gas | Miscellaneous | E7 |  | Baseline Forecast | 0 | 0 | 0 | 0 | 0 | 0 | 0 | 0 | 0 | 0 | 0 | 0 | 0 | 0 | 0 | 0 | 0 | 0 | 0 | 0 | 0 | 0 | 0 | 0 | 0 | 0 | 0
Commercial_Health (ID)_Existing_Miscellaneous_Natural Gas_Miscellaneous_E8_Baseline Forecast | Commercial | Health (ID) | Existing | Miscellaneous | Natural Gas | Miscellaneous | E8 |  | Baseline Forecast | 0 | 0 | 0 | 0 | 0 | 0 | 0 | 0 | 0 | 0 | 0 | 0 | 0 | 0 | 0 | 0 | 0 | 0 | 0 | 0 | 0 | 0 | 0 | 0 | 0 | 0 | 0
Commercial_Health (ID)_Existing_Miscellaneous_Natural Gas_Miscellaneous_E9_Baseline Forecast | Commercial | Health (ID) | Existing | Miscellaneous | Natural Gas | Miscellaneous | E9 |  | Baseline Forecast | 0 | 0 | 0 | 0 | 0 | 0 | 0 | 0 | 0 | 0 | 0 | 0 | 0 | 0 | 0 | 0 | 0 | 0 | 0 | 0 | 0 | 0 | 0 | 0 | 0 | 0 | 0
Commercial_Health (ID)_Existing_Miscellaneous_Natural Gas_Miscellaneous_E10_Baseline Forecast | Commercial | Health (ID) | Existing | Miscellaneous | Natural Gas | Miscellaneous | E10 |  | Baseline Forecast | 0 | 0 | 0 | 0 | 0 | 0 | 0 | 0 | 0 | 0 | 0 | 0 | 0 | 0 | 0 | 0 | 0 | 0 | 0 | 0 | 0 | 0 | 0 | 0 | 0 | 0 | 0
Commercial_Health (ID)_New_Space Heating_Natural Gas_Furnace_E1_Baseline Forecast | Commercial | Health (ID) | New | Space Heating | Natural Gas | Furnace | E1 | AFUE 80% (Standard) | Baseline Forecast | 0 | 9781.5126 | 9149.0238 | 10861.0197 | 11079.3852 | 10040.1394 | 8805.5521 | 8514.0461 | 8259.3632 | 7946.265 | 7814.5832 | 6230.998 | 6852.199 | 7359.7661 | 7920.9692 | 8516.6099 | 8923.6503 | 9199.4616 | 9431.5236 | 9608.6636 | 9664.4125 | 9755.6343 | 9884.8456 | 12576.589 | 12327.6819 | 13076.4386 | 12622.1719
Commercial_Health (ID)_New_Space Heating_Natural Gas_Furnace_E2_Baseline Forecast | Commercial | Health (ID) | New | Space Heating | Natural Gas | Furnace | E2 | AFUE 90% | Baseline Forecast | 0 | 0 | 0 | 0 | 0 | 0 | 0 | 0 | 0 | 0 | 0 | 1568.5442 | 1705.8621 | 1832.2215 | 2047.9031 | 2152.1828 | 2255.0436 | 2300.1731 | 2358.1963 | 2377.362 | 2416.4263 | 2439.2349 | 2445.6945 | 3111.6819 | 3050.0976 | 3235.3539 | 3122.9599
Commercial_Health (ID)_New_Space Heating_Natural Gas_Furnace_E3_Baseline Forecast | Commercial | Health (ID) | New | Space Heating | Natural Gas | Furnace | E3 | AFUE 96% | Baseline Forecast | 0 | 0 | 0 | 0 | 0 | 0 | 0 | 0 | 0 | 0 | 0 | 0 | 0 | 0 | 0 | 0 | 0 | 0 | 0 | 0 | 0 | 0 | 0 | 0 | 0 | 0 | 0
Commercial_Health (ID)_New_Space Heating_Natural Gas_Furnace_E4_Baseline Forecast | Commercial | Health (ID) | New | Space Heating | Natural Gas | Furnace | E4 |  | Baseline Forecast | 0 | 0 | 0 | 0 | 0 | 0 | 0 | 0 | 0 | 0 | 0 | 0 | 0 | 0 | 0 | 0 | 0 | 0 | 0 | 0 | 0 | 0 | 0 | 0 | 0 | 0 | 0
Commercial_Health (ID)_New_Space Heating_Natural Gas_Furnace_E5_Baseline Forecast | Commercial | Health (ID) | New | Space Heating | Natural Gas | Furnace | E5 |  | Baseline Forecast | 0 | 0 | 0 | 0 | 0 | 0 | 0 | 0 | 0 | 0 | 0 | 0 | 0 | 0 | 0 | 0 | 0 | 0 | 0 | 0 | 0 | 0 | 0 | 0 | 0 | 0 | 0
Commercial_Health (ID)_New_Space Heating_Natural Gas_Furnace_E6_Baseline Forecast | Commercial | Health (ID) | New | Space Heating | Natural Gas | Furnace | E6 |  | Baseline Forecast | 0 | 0 | 0 | 0 | 0 | 0 | 0 | 0 | 0 | 0 | 0 | 0 | 0 | 0 | 0 | 0 | 0 | 0 | 0 | 0 | 0 | 0 | 0 | 0 | 0 | 0 | 0
Commercial_Health (ID)_New_Space Heating_Natural Gas_Furnace_E7_Baseline Forecast | Commercial | Health (ID) | New | Space Heating | Natural Gas | Furnace | E7 |  | Baseline Forecast | 0 | 0 | 0 | 0 | 0 | 0 | 0 | 0 | 0 | 0 | 0 | 0 | 0 | 0 | 0 | 0 | 0 | 0 | 0 | 0 | 0 | 0 | 0 | 0 | 0 | 0 | 0
Commercial_Health (ID)_New_Space Heating_Natural Gas_Furnace_E8_Baseline Forecast | Commercial | Health (ID) | New | Space Heating | Natural Gas | Furnace | E8 |  | Baseline Forecast | 0 | 0 | 0 | 0 | 0 | 0 | 0 | 0 | 0 | 0 | 0 | 0 | 0 | 0 | 0 | 0 | 0 | 0 | 0 | 0 | 0 | 0 | 0 | 0 | 0 | 0 | 0
Commercial_Health (ID)_New_Space Heating_Natural Gas_Furnace_E9_Baseline Forecast | Commercial | Health (ID) | New | Space Heating | Natural Gas | Furnace | E9 |  | Baseline Forecast | 0 | 0 | 0 | 0 | 0 | 0 | 0 | 0 | 0 | 0 | 0 | 0 | 0 | 0 | 0 | 0 | 0 | 0 | 0 | 0 | 0 | 0 | 0 | 0 | 0 | 0 | 0
Commercial_Health (ID)_New_Space Heating_Natural Gas_Furnace_E10_Baseline Forecast | Commercial | Health (ID) | New | Space Heating | Natural Gas | Furnace | E10 |  | Baseline Forecast | 0 | 0 | 0 | 0 | 0 | 0 | 0 | 0 | 0 | 0 | 0 | 0 | 0 | 0 | 0 | 0 | 0 | 0 | 0 | 0 | 0 | 0 | 0 | 0 | 0 | 0 | 0
Commercial_Health (ID)_New_Space Heating_Natural Gas_Boiler_E1_Baseline Forecast | Commercial | Health (ID) | New | Space Heating | Natural Gas | Boiler | E1 | AFUE 80% (Standard) | Baseline Forecast | 0 | 29823.4963 | 27895.0596 | 33114.8764 | 33780.6652 | 30612.0404 | 26847.8262 | 25959.0344 | 17259.9259 | 16605.632 | 16330.4512 | 16299.0194 | 16025.8706 | 15781.4459 | 15653.1797 | 15481.8442 | 15259.3944 | 14993.7005 | 14804.0314 | 14539.1225 | 14182.9785 | 13942.3986 | 13793.4334 | 13759.8765 | 13515.4193 | 14126.2121 | 12584.4741
Commercial_Health (ID)_New_Space Heating_Natural Gas_Boiler_E2_Baseline Forecast | Commercial | Health (ID) | New | Space Heating | Natural Gas | Boiler | E2 | AFUE 85% | Baseline Forecast | 0 | 0 | 0 | 0 | 0 | 0 | 0 | 0 | 0 | 0 | 0 | 0 | 0 | 0 | 0 | 0 | 0 | 0 | 0 | 0 | 0 | 0 | 0 | 0 | 0 | 0 | 0
Commercial_Health (ID)_New_Space Heating_Natural Gas_Boiler_E3_Baseline Forecast | Commercial | Health (ID) | New | Space Heating | Natural Gas | Boiler | E3 | AFUE 97% | Baseline Forecast | 0 | 25304.7847 | 23668.5354 | 28097.4709 | 28662.3826 | 25973.8524 | 22779.9737 | 22025.8474 | 29289.5713 | 28179.2543 | 27712.2809 | 27658.9421 | 27195.4167 | 26780.6355 | 26562.9717 | 26272.2205 | 25894.7298 | 25443.8555 | 25121.9926 | 24672.4503 | 24068.0847 | 23659.8279 | 23407.0384 | 23350.0934 | 22935.257 | 23971.7538 | 21355.4712
Commercial_Health (ID)_New_Space Heating_Natural Gas_Boiler_E4_Baseline Forecast | Commercial | Health (ID) | New | Space Heating | Natural Gas | Boiler | E4 | Convert to NG Air Source Heat Pump | Baseline Forecast | 0 | 0 | 0 | 0 | 0 | 0 | 0 | 0 | 0 | 0 | 0 | 0 | 0 | 0 | 0 | 0 | 0 | 0 | 0 | 0 | 0 | 0 | 0 | 0 | 0 | 0 | 0
Commercial_Health (ID)_New_Space Heating_Natural Gas_Boiler_E5_Baseline Forecast | Commercial | Health (ID) | New | Space Heating | Natural Gas | Boiler | E5 |  | Baseline Forecast | 0 | 0 | 0 | 0 | 0 | 0 | 0 | 0 | 0 | 0 | 0 | 0 | 0 | 0 | 0 | 0 | 0 | 0 | 0 | 0 | 0 | 0 | 0 | 0 | 0 | 0 | 0
Commercial_Health (ID)_New_Space Heating_Natural Gas_Boiler_E6_Baseline Forecast | Commercial | Health (ID) | New | Space Heating | Natural Gas | Boiler | E6 |  | Baseline Forecast | 0 | 0 | 0 | 0 | 0 | 0 | 0 | 0 | 0 | 0 | 0 | 0 | 0 | 0 | 0 | 0 | 0 | 0 | 0 | 0 | 0 | 0 | 0 | 0 | 0 | 0 | 0
Commercial_Health (ID)_New_Space Heating_Natural Gas_Boiler_E7_Baseline Forecast | Commercial | Health (ID) | New | Space Heating | Natural Gas | Boiler | E7 |  | Baseline Forecast | 0 | 0 | 0 | 0 | 0 | 0 | 0 | 0 | 0 | 0 | 0 | 0 | 0 | 0 | 0 | 0 | 0 | 0 | 0 | 0 | 0 | 0 | 0 | 0 | 0 | 0 | 0
Commercial_Health (ID)_New_Space Heating_Natural Gas_Boiler_E8_Baseline Forecast | Commercial | Health (ID) | New | Space Heating | Natural Gas | Boiler | E8 |  | Baseline Forecast | 0 | 0 | 0 | 0 | 0 | 0 | 0 | 0 | 0 | 0 | 0 | 0 | 0 | 0 | 0 | 0 | 0 | 0 | 0 | 0 | 0 | 0 | 0 | 0 | 0 | 0 | 0
Commercial_Health (ID)_New_Space Heating_Natural Gas_Boiler_E9_Baseline Forecast | Commercial | Health (ID) | New | Space Heating | Natural Gas | Boiler | E9 |  | Baseline Forecast | 0 | 0 | 0 | 0 | 0 | 0 | 0 | 0 | 0 | 0 | 0 | 0 | 0 | 0 | 0 | 0 | 0 | 0 | 0 | 0 | 0 | 0 | 0 | 0 | 0 | 0 | 0
Commercial_Health (ID)_New_Space Heating_Natural Gas_Boiler_E10_Baseline Forecast | Commercial | Health (ID) | New | Space Heating | Natural Gas | Boiler | E10 |  | Baseline Forecast | 0 | 0 | 0 | 0 | 0 | 0 | 0 | 0 | 0 | 0 | 0 | 0 | 0 | 0 | 0 | 0 | 0 | 0 | 0 | 0 | 0 | 0 | 0 | 0 | 0 | 0 | 0
Commercial_Health (ID)_New_Space Heating_Natural Gas_Unit Heater_E1_Baseline Forecast | Commercial | Health (ID) | New | Space Heating | Natural Gas | Unit Heater | E1 | Standard | Baseline Forecast | 0 | 0 | 0 | 0 | 0 | 0 | 0 | 0 | 0 | 0 | 0 | 0 | 0 | 0 | 0 | 0 | 0 | 0 | 0 | 0 | 0 | 0 | 0 | 0 | 0 | 0 | 0
Commercial_Health (ID)_New_Space Heating_Natural Gas_Unit Heater_E2_Baseline Forecast | Commercial | Health (ID) | New | Space Heating | Natural Gas | Unit Heater | E2 | Condensing | Baseline Forecast | 0 | 0 | 0 | 0 | 0 | 0 | 0 | 0 | 0 | 0 | 0 | 0 | 0 | 0 | 0 | 0 | 0 | 0 | 0 | 0 | 0 | 0 | 0 | 0 | 0 | 0 | 0
Commercial_Health (ID)_New_Space Heating_Natural Gas_Unit Heater_E3_Baseline Forecast | Commercial | Health (ID) | New | Space Heating | Natural Gas | Unit Heater | E3 | Infrared Radiant | Baseline Forecast | 0 | 0 | 0 | 0 | 0 | 0 | 0 | 0 | 0 | 0 | 0 | 0 | 0 | 0 | 0 | 0 | 0 | 0 | 0 | 0 | 0 | 0 | 0 | 0 | 0 | 0 | 0
Commercial_Health (ID)_New_Space Heating_Natural Gas_Unit Heater_E4_Baseline Forecast | Commercial | Health (ID) | New | Space Heating | Natural Gas | Unit Heater | E4 |  | Baseline Forecast | 0 | 0 | 0 | 0 | 0 | 0 | 0 | 0 | 0 | 0 | 0 | 0 | 0 | 0 | 0 | 0 | 0 | 0 | 0 | 0 | 0 | 0 | 0 | 0 | 0 | 0 | 0
Commercial_Health (ID)_New_Space Heating_Natural Gas_Unit Heater_E5_Baseline Forecast | Commercial | Health (ID) | New | Space Heating | Natural Gas | Unit Heater | E5 |  | Baseline Forecast | 0 | 0 | 0 | 0 | 0 | 0 | 0 | 0 | 0 | 0 | 0 | 0 | 0 | 0 | 0 | 0 | 0 | 0 | 0 | 0 | 0 | 0 | 0 | 0 | 0 | 0 | 0
Commercial_Health (ID)_New_Space Heating_Natural Gas_Unit Heater_E6_Baseline Forecast | Commercial | Health (ID) | New | Space Heating | Natural Gas | Unit Heater | E6 |  | Baseline Forecast | 0 | 0 | 0 | 0 | 0 | 0 | 0 | 0 | 0 | 0 | 0 | 0 | 0 | 0 | 0 | 0 | 0 | 0 | 0 | 0 | 0 | 0 | 0 | 0 | 0 | 0 | 0
Commercial_Health (ID)_New_Space Heating_Natural Gas_Unit Heater_E7_Baseline Forecast | Commercial | Health (ID) | New | Space Heating | Natural Gas | Unit Heater | E7 |  | Baseline Forecast | 0 | 0 | 0 | 0 | 0 | 0 | 0 | 0 | 0 | 0 | 0 | 0 | 0 | 0 | 0 | 0 | 0 | 0 | 0 | 0 | 0 | 0 | 0 | 0 | 0 | 0 | 0
Commercial_Health (ID)_New_Space Heating_Natural Gas_Unit Heater_E8_Baseline Forecast | Commercial | Health (ID) | New | Space Heating | Natural Gas | Unit Heater | E8 |  | Baseline Forecast | 0 | 0 | 0 | 0 | 0 | 0 | 0 | 0 | 0 | 0 | 0 | 0 | 0 | 0 | 0 | 0 | 0 | 0 | 0 | 0 | 0 | 0 | 0 | 0 | 0 | 0 | 0
Commercial_Health (ID)_New_Space Heating_Natural Gas_Unit Heater_E9_Baseline Forecast | Commercial | Health (ID) | New | Space Heating | Natural Gas | Unit Heater | E9 |  | Baseline Forecast | 0 | 0 | 0 | 0 | 0 | 0 | 0 | 0 | 0 | 0 | 0 | 0 | 0 | 0 | 0 | 0 | 0 | 0 | 0 | 0 | 0 | 0 | 0 | 0 | 0 | 0 | 0
Commercial_Health (ID)_New_Space Heating_Natural Gas_Unit Heater_E10_Baseline Forecast | Commercial | Health (ID) | New | Space Heating | Natural Gas | Unit Heater | E10 |  | Baseline Forecast | 0 | 0 | 0 | 0 | 0 | 0 | 0 | 0 | 0 | 0 | 0 | 0 | 0 | 0 | 0 | 0 | 0 | 0 | 0 | 0 | 0 | 0 | 0 | 0 | 0 | 0 | 0
Commercial_Health (ID)_New_Water Heating_Natural Gas_Water Heater_E1_Baseline Forecast | Commercial | Health (ID) | New | Water Heating | Natural Gas | Water Heater | E1 | TE 0.80 | Baseline Forecast | 0 | 30924.6373 | 28924.999 | 34337.5416 | 35027.9125 | 31742.296 | 27839.0997 | 26917.4921 | 26112.3019 | 25122.4297 | 24706.1126 | 24658.5598 | 27056.6474 | 29060.8305 | 31516.9822 | 33729.8082 | 35341.8809 | 36356.5477 | 37273.664 | 37894.2917 | 38194.0477 | 38554.5591 | 38983.4882 | 49599.0859 | 48617.4555 | 51570.3743 | 49778.8542
Commercial_Health (ID)_New_Water Heating_Natural Gas_Water Heater_E2_Baseline Forecast | Commercial | Health (ID) | New | Water Heating | Natural Gas | Water Heater | E2 | TE 0.90 | Baseline Forecast | 0 | 0 | 0 | 0 | 0 | 0 | 0 | 0 | 0 | 0 | 0 | 0 | 0 | 0 | 0 | 0 | 0 | 0 | 0 | 0 | 0 | 0 | 0 | 0 | 0 | 0 | 0
Commercial_Health (ID)_New_Water Heating_Natural Gas_Water Heater_E3_Baseline Forecast | Commercial | Health (ID) | New | Water Heating | Natural Gas | Water Heater | E3 | TE 0.94 | Baseline Forecast | 0 | 34872.4633 | 32617.552 | 38721.0575 | 39499.5609 | 35794.5039 | 31393.0273 | 30353.7676 | 29445.7872 | 28329.5484 | 27860.0844 | 27806.4611 | 30510.6875 | 32770.7238 | 35540.4267 | 38035.7412 | 39853.6104 | 40997.8091 | 42032.0041 | 42731.8609 | 43069.8836 | 43476.4177 | 43960.1038 | 55930.8841 | 54823.9392 | 58153.8264 | 56133.6015
Commercial_Health (ID)_New_Water Heating_Natural Gas_Water Heater_E4_Baseline Forecast | Commercial | Health (ID) | New | Water Heating | Natural Gas | Water Heater | E4 | Instantaneous TE 0.94 | Baseline Forecast | 0 | 0 | 0 | 0 | 0 | 0 | 0 | 0 | 0 | 0 | 0 | 0 | 0 | 0 | 0 | 0 | 0 | 0 | 0 | 0 | 0 | 0 | 0 | 0 | 0 | 0 | 0
Commercial_Health (ID)_New_Water Heating_Natural Gas_Water Heater_E5_Baseline Forecast | Commercial | Health (ID) | New | Water Heating | Natural Gas | Water Heater | E5 | Gas-Fired Absorption HPWH | Baseline Forecast | 0 | 0 | 0 | 0 | 0 | 0 | 0 | 0 | 0 | 0 | 0 | 0 | 0 | 0 | 0 | 0 | 0 | 0 | 0 | 0 | 0 | 0 | 0 | 0 | 0 | 0 | 0
Commercial_Health (ID)_New_Water Heating_Natural Gas_Water Heater_E6_Baseline Forecast | Commercial | Health (ID) | New | Water Heating | Natural Gas | Water Heater | E6 |  | Baseline Forecast | 0 | 0 | 0 | 0 | 0 | 0 | 0 | 0 | 0 | 0 | 0 | 0 | 0 | 0 | 0 | 0 | 0 | 0 | 0 | 0 | 0 | 0 | 0 | 0 | 0 | 0 | 0
Commercial_Health (ID)_New_Water Heating_Natural Gas_Water Heater_E7_Baseline Forecast | Commercial | Health (ID) | New | Water Heating | Natural Gas | Water Heater | E7 |  | Baseline Forecast | 0 | 0 | 0 | 0 | 0 | 0 | 0 | 0 | 0 | 0 | 0 | 0 | 0 | 0 | 0 | 0 | 0 | 0 | 0 | 0 | 0 | 0 | 0 | 0 | 0 | 0 | 0
Commercial_Health (ID)_New_Water Heating_Natural Gas_Water Heater_E8_Baseline Forecast | Commercial | Health (ID) | New | Water Heating | Natural Gas | Water Heater | E8 |  | Baseline Forecast | 0 | 0 | 0 | 0 | 0 | 0 | 0 | 0 | 0 | 0 | 0 | 0 | 0 | 0 | 0 | 0 | 0 | 0 | 0 | 0 | 0 | 0 | 0 | 0 | 0 | 0 | 0
Commercial_Health (ID)_New_Water Heating_Natural Gas_Water Heater_E9_Baseline Forecast | Commercial | Health (ID) | New | Water Heating | Natural Gas | Water Heater | E9 |  | Baseline Forecast | 0 | 0 | 0 | 0 | 0 | 0 | 0 | 0 | 0 | 0 | 0 | 0 | 0 | 0 | 0 | 0 | 0 | 0 | 0 | 0 | 0 | 0 | 0 | 0 | 0 | 0 | 0
Commercial_Health (ID)_New_Water Heating_Natural Gas_Water Heater_E10_Baseline Forecast | Commercial | Health (ID) | New | Water Heating | Natural Gas | Water Heater | E10 |  | Baseline Forecast | 0 | 0 | 0 | 0 | 0 | 0 | 0 | 0 | 0 | 0 | 0 | 0 | 0 | 0 | 0 | 0 | 0 | 0 | 0 | 0 | 0 | 0 | 0 | 0 | 0 | 0 | 0
Commercial_Health (ID)_New_Food Preparation_Natural Gas_Oven_E1_Baseline Forecast | Commercial | Health (ID) | New | Food Preparation | Natural Gas | Oven | E1 | Standard | Baseline Forecast | 0 | 574.8759 | 537.7035 | 638.3203 | 651.1541 | 590.0758 | 517.5171 | 500.3848 | 485.4166 | 467.0153 | 574.2513 | 657.913 | 737.9909 | 803.8914 | 846.2881 | 1014.4613 | 982.7273 | 987.9997 | 966.1692 | 947.5935 | 942.3998 | 970.037 | 1007.1175 | 1046.7692 | 1138.9401 | 1222.8281 | 1232.9515
Commercial_Health (ID)_New_Food Preparation_Natural Gas_Oven_E2_Baseline Forecast | Commercial | Health (ID) | New | Food Preparation | Natural Gas | Oven | E2 | ENERGY STAR (>42% Baking Efficiency) | Baseline Forecast | 0 | 827.2604 | 773.7684 | 918.5585 | 937.0266 | 849.1335 | 744.7197 | 720.0659 | 698.5264 | 672.0464 | 826.3617 | 946.7529 | 1061.9869 | 1156.8193 | 1217.8293 | 1459.8345 | 1414.1686 | 1421.7557 | 1390.341 | 1363.6101 | 1356.1363 | 1395.9069 | 1449.2667 | 1506.3264 | 1638.9626 | 1759.6795 | 1774.2473
Commercial_Health (ID)_New_Food Preparation_Natural Gas_Oven_E3_Baseline Forecast | Commercial | Health (ID) | New | Food Preparation | Natural Gas | Oven | E3 |  | Baseline Forecast | 0 | 0 | 0 | 0 | 0 | 0 | 0 | 0 | 0 | 0 | 0 | 0 | 0 | 0 | 0 | 0 | 0 | 0 | 0 | 0 | 0 | 0 | 0 | 0 | 0 | 0 | 0
Commercial_Health (ID)_New_Food Preparation_Natural Gas_Oven_E4_Baseline Forecast | Commercial | Health (ID) | New | Food Preparation | Natural Gas | Oven | E4 |  | Baseline Forecast | 0 | 0 | 0 | 0 | 0 | 0 | 0 | 0 | 0 | 0 | 0 | 0 | 0 | 0 | 0 | 0 | 0 | 0 | 0 | 0 | 0 | 0 | 0 | 0 | 0 | 0 | 0
Commercial_Health (ID)_New_Food Preparation_Natural Gas_Oven_E5_Baseline Forecast | Commercial | Health (ID) | New | Food Preparation | Natural Gas | Oven | E5 |  | Baseline Forecast | 0 | 0 | 0 | 0 | 0 | 0 | 0 | 0 | 0 | 0 | 0 | 0 | 0 | 0 | 0 | 0 | 0 | 0 | 0 | 0 | 0 | 0 | 0 | 0 | 0 | 0 | 0
Commercial_Health (ID)_New_Food Preparation_Natural Gas_Oven_E6_Baseline Forecast | Commercial | Health (ID) | New | Food Preparation | Natural Gas | Oven | E6 |  | Baseline Forecast | 0 | 0 | 0 | 0 | 0 | 0 | 0 | 0 | 0 | 0 | 0 | 0 | 0 | 0 | 0 | 0 | 0 | 0 | 0 | 0 | 0 | 0 | 0 | 0 | 0 | 0 | 0
Commercial_Health (ID)_New_Food Preparation_Natural Gas_Oven_E7_Baseline Forecast | Commercial | Health (ID) | New | Food Preparation | Natural Gas | Oven | E7 |  | Baseline Forecast | 0 | 0 | 0 | 0 | 0 | 0 | 0 | 0 | 0 | 0 | 0 | 0 | 0 | 0 | 0 | 0 | 0 | 0 | 0 | 0 | 0 | 0 | 0 | 0 | 0 | 0 | 0
Commercial_Health (ID)_New_Food Preparation_Natural Gas_Oven_E8_Baseline Forecast | Commercial | Health (ID) | New | Food Preparation | Natural Gas | Oven | E8 |  | Baseline Forecast | 0 | 0 | 0 | 0 | 0 | 0 | 0 | 0 | 0 | 0 | 0 | 0 | 0 | 0 | 0 | 0 | 0 | 0 | 0 | 0 | 0 | 0 | 0 | 0 | 0 | 0 | 0
Commercial_Health (ID)_New_Food Preparation_Natural Gas_Oven_E9_Baseline Forecast | Commercial | Health (ID) | New | Food Preparation | Natural Gas | Oven | E9 |  | Baseline Forecast | 0 | 0 | 0 | 0 | 0 | 0 | 0 | 0 | 0 | 0 | 0 | 0 | 0 | 0 | 0 | 0 | 0 | 0 | 0 | 0 | 0 | 0 | 0 | 0 | 0 | 0 | 0
Commercial_Health (ID)_New_Food Preparation_Natural Gas_Oven_E10_Baseline Forecast | Commercial | Health (ID) | New | Food Preparation | Natural Gas | Oven | E10 |  | Baseline Forecast | 0 | 0 | 0 | 0 | 0 | 0 | 0 | 0 | 0 | 0 | 0 | 0 | 0 | 0 | 0 | 0 | 0 | 0 | 0 | 0 | 0 | 0 | 0 | 0 | 0 | 0 | 0
Commercial_Health (ID)_New_Food Preparation_Natural Gas_Conveyor Oven_E1_Baseline Forecast | Commercial | Health (ID) | New | Food Preparation | Natural Gas | Conveyor Oven | E1 | Standard | Baseline Forecast | 0 | 287.438 | 268.8517 | 319.1602 | 325.577 | 295.0379 | 258.7585 | 250.1924 | 242.7083 | 233.5077 | 229.6381 | 229.1961 | 225.3551 | 221.918 | 220.1143 | 217.705 | 214.5769 | 268.3283 | 307.9341 | 348.0889 | 379.4681 | 399.0871 | 483.4883 | 470.2775 | 473.2123 | 473.5531 | 434.813
Commercial_Health (ID)_New_Food Preparation_Natural Gas_Conveyor Oven_E2_Baseline Forecast | Commercial | Health (ID) | New | Food Preparation | Natural Gas | Conveyor Oven | E2 | ENERGY STAR (>42% Baking Efficiency) | Baseline Forecast | 0 | 413.6302 | 386.8842 | 459.2793 | 468.5133 | 424.5668 | 372.3598 | 360.0329 | 349.2632 | 336.0232 | 330.4548 | 329.8188 | 324.2915 | 319.3454 | 316.7499 | 313.2828 | 308.7814 | 386.131 | 443.1246 | 500.9084 | 546.0639 | 574.2961 | 695.7514 | 676.7408 | 680.9641 | 681.4545 | 625.7066
Commercial_Health (ID)_New_Food Preparation_Natural Gas_Conveyor Oven_E3_Baseline Forecast | Commercial | Health (ID) | New | Food Preparation | Natural Gas | Conveyor Oven | E3 |  | Baseline Forecast | 0 | 0 | 0 | 0 | 0 | 0 | 0 | 0 | 0 | 0 | 0 | 0 | 0 | 0 | 0 | 0 | 0 | 0 | 0 | 0 | 0 | 0 | 0 | 0 | 0 | 0 | 0
Commercial_Health (ID)_New_Food Preparation_Natural Gas_Conveyor Oven_E4_Baseline Forecast | Commercial | Health (ID) | New | Food Preparation | Natural Gas | Conveyor Oven | E4 |  | Baseline Forecast | 0 | 0 | 0 | 0 | 0 | 0 | 0 | 0 | 0 | 0 | 0 | 0 | 0 | 0 | 0 | 0 | 0 | 0 | 0 | 0 | 0 | 0 | 0 | 0 | 0 | 0 | 0
Commercial_Health (ID)_New_Food Preparation_Natural Gas_Conveyor Oven_E5_Baseline Forecast | Commercial | Health (ID) | New | Food Preparation | Natural Gas | Conveyor Oven | E5 |  | Baseline Forecast | 0 | 0 | 0 | 0 | 0 | 0 | 0 | 0 | 0 | 0 | 0 | 0 | 0 | 0 | 0 | 0 | 0 | 0 | 0 | 0 | 0 | 0 | 0 | 0 | 0 | 0 | 0
Commercial_Health (ID)_New_Food Preparation_Natural Gas_Conveyor Oven_E6_Baseline Forecast | Commercial | Health (ID) | New | Food Preparation | Natural Gas | Conveyor Oven | E6 |  | Baseline Forecast | 0 | 0 | 0 | 0 | 0 | 0 | 0 | 0 | 0 | 0 | 0 | 0 | 0 | 0 | 0 | 0 | 0 | 0 | 0 | 0 | 0 | 0 | 0 | 0 | 0 | 0 | 0
Commercial_Health (ID)_New_Food Preparation_Natural Gas_Conveyor Oven_E7_Baseline Forecast | Commercial | Health (ID) | New | Food Preparation | Natural Gas | Conveyor Oven | E7 |  | Baseline Forecast | 0 | 0 | 0 | 0 | 0 | 0 | 0 | 0 | 0 | 0 | 0 | 0 | 0 | 0 | 0 | 0 | 0 | 0 | 0 | 0 | 0 | 0 | 0 | 0 | 0 | 0 | 0
Commercial_Health (ID)_New_Food Preparation_Natural Gas_Conveyor Oven_E8_Baseline Forecast | Commercial | Health (ID) | New | Food Preparation | Natural Gas | Conveyor Oven | E8 |  | Baseline Forecast | 0 | 0 | 0 | 0 | 0 | 0 | 0 | 0 | 0 | 0 | 0 | 0 | 0 | 0 | 0 | 0 | 0 | 0 | 0 | 0 | 0 | 0 | 0 | 0 | 0 | 0 | 0
Commercial_Health (ID)_New_Food Preparation_Natural Gas_Conveyor Oven_E9_Baseline Forecast | Commercial | Health (ID) | New | Food Preparation | Natural Gas | Conveyor Oven | E9 |  | Baseline Forecast | 0 | 0 | 0 | 0 | 0 | 0 | 0 | 0 | 0 | 0 | 0 | 0 | 0 | 0 | 0 | 0 | 0 | 0 | 0 | 0 | 0 | 0 | 0 | 0 | 0 | 0 | 0
Commercial_Health (ID)_New_Food Preparation_Natural Gas_Conveyor Oven_E10_Baseline Forecast | Commercial | Health (ID) | New | Food Preparation | Natural Gas | Conveyor Oven | E10 |  | Baseline Forecast | 0 | 0 | 0 | 0 | 0 | 0 | 0 | 0 | 0 | 0 | 0 | 0 | 0 | 0 | 0 | 0 | 0 | 0 | 0 | 0 | 0 | 0 | 0 | 0 | 0 | 0 | 0
Commercial_Health (ID)_New_Food Preparation_Natural Gas_Double Rack Oven_E1_Baseline Forecast | Commercial | Health (ID) | New | Food Preparation | Natural Gas | Double Rack Oven | E1 | Standard | Baseline Forecast | 0 | 287.438 | 268.8517 | 319.1602 | 325.577 | 295.0379 | 258.7585 | 250.1924 | 242.7083 | 233.5077 | 261.5756 | 287.4574 | 312.6052 | 335.6489 | 353.9904 | 365.4569 | 373.7111 | 379.261 | 383.8258 | 478.1631 | 468.9585 | 485.8552 | 490.8311 | 487.3017 | 480.6527 | 495.8384 | 480.9721
Commercial_Health (ID)_New_Food Preparation_Natural Gas_Double Rack Oven_E2_Baseline Forecast | Commercial | Health (ID) | New | Food Preparation | Natural Gas | Double Rack Oven | E2 | FTSC Qualified (>50% Cooking Efficiency) | Baseline Forecast | 0 | 413.6302 | 386.8842 | 459.2793 | 468.5133 | 424.5668 | 372.3598 | 360.0329 | 349.2632 | 336.0232 | 376.4137 | 413.6583 | 449.8465 | 483.0069 | 509.4009 | 525.9014 | 537.7794 | 545.7658 | 552.3347 | 688.0884 | 674.8427 | 699.1575 | 706.3179 | 701.239 | 691.671 | 713.5235 | 692.1306
Commercial_Health (ID)_New_Food Preparation_Natural Gas_Double Rack Oven_E3_Baseline Forecast | Commercial | Health (ID) | New | Food Preparation | Natural Gas | Double Rack Oven | E3 |  | Baseline Forecast | 0 | 0 | 0 | 0 | 0 | 0 | 0 | 0 | 0 | 0 | 0 | 0 | 0 | 0 | 0 | 0 | 0 | 0 | 0 | 0 | 0 | 0 | 0 | 0 | 0 | 0 | 0
Commercial_Health (ID)_New_Food Preparation_Natural Gas_Double Rack Oven_E4_Baseline Forecast | Commercial | Health (ID) | New | Food Preparation | Natural Gas | Double Rack Oven | E4 |  | Baseline Forecast | 0 | 0 | 0 | 0 | 0 | 0 | 0 | 0 | 0 | 0 | 0 | 0 | 0 | 0 | 0 | 0 | 0 | 0 | 0 | 0 | 0 | 0 | 0 | 0 | 0 | 0 | 0
Commercial_Health (ID)_New_Food Preparation_Natural Gas_Double Rack Oven_E5_Baseline Forecast | Commercial | Health (ID) | New | Food Preparation | Natural Gas | Double Rack Oven | E5 |  | Baseline Forecast | 0 | 0 | 0 | 0 | 0 | 0 | 0 | 0 | 0 | 0 | 0 | 0 | 0 | 0 | 0 | 0 | 0 | 0 | 0 | 0 | 0 | 0 | 0 | 0 | 0 | 0 | 0
Commercial_Health (ID)_New_Food Preparation_Natural Gas_Double Rack Oven_E6_Baseline Forecast | Commercial | Health (ID) | New | Food Preparation | Natural Gas | Double Rack Oven | E6 |  | Baseline Forecast | 0 | 0 | 0 | 0 | 0 | 0 | 0 | 0 | 0 | 0 | 0 | 0 | 0 | 0 | 0 | 0 | 0 | 0 | 0 | 0 | 0 | 0 | 0 | 0 | 0 | 0 | 0
Commercial_Health (ID)_New_Food Preparation_Natural Gas_Double Rack Oven_E7_Baseline Forecast | Commercial | Health (ID) | New | Food Preparation | Natural Gas | Double Rack Oven | E7 |  | Baseline Forecast | 0 | 0 | 0 | 0 | 0 | 0 | 0 | 0 | 0 | 0 | 0 | 0 | 0 | 0 | 0 | 0 | 0 | 0 | 0 | 0 | 0 | 0 | 0 | 0 | 0 | 0 | 0
Commercial_Health (ID)_New_Food Preparation_Natural Gas_Double Rack Oven_E8_Baseline Forecast | Commercial | Health (ID) | New | Food Preparation | Natural Gas | Double Rack Oven | E8 |  | Baseline Forecast | 0 | 0 | 0 | 0 | 0 | 0 | 0 | 0 | 0 | 0 | 0 | 0 | 0 | 0 | 0 | 0 | 0 | 0 | 0 | 0 | 0 | 0 | 0 | 0 | 0 | 0 | 0
Commercial_Health (ID)_New_Food Preparation_Natural Gas_Double Rack Oven_E9_Baseline Forecast | Commercial | Health (ID) | New | Food Preparation | Natural Gas | Double Rack Oven | E9 |  | Baseline Forecast | 0 | 0 | 0 | 0 | 0 | 0 | 0 | 0 | 0 | 0 | 0 | 0 | 0 | 0 | 0 | 0 | 0 | 0 | 0 | 0 | 0 | 0 | 0 | 0 | 0 | 0 | 0
Commercial_Health (ID)_New_Food Preparation_Natural Gas_Double Rack Oven_E10_Baseline Forecast | Commercial | Health (ID) | New | Food Preparation | Natural Gas | Double Rack Oven | E10 |  | Baseline Forecast | 0 | 0 | 0 | 0 | 0 | 0 | 0 | 0 | 0 | 0 | 0 | 0 | 0 | 0 | 0 | 0 | 0 | 0 | 0 | 0 | 0 | 0 | 0 | 0 | 0 | 0 | 0
Commercial_Health (ID)_New_Food Preparation_Natural Gas_Fryer_E1_Baseline Forecast | Commercial | Health (ID) | New | Food Preparation | Natural Gas | Fryer | E1 | Standard | Baseline Forecast | 0 | 12010.7849 | 11234.1477 | 13336.319 | 13604.4514 | 12328.3545 | 10812.3965 | 10454.4543 | 10141.7274 | 9757.2721 | 9595.5792 | 9577.1102 | 10508.5007 | 11286.9031 | 12240.8451 | 13100.2821 | 13726.3932 | 14120.4785 | 14476.6763 | 14717.7212 | 14834.143 | 14974.1617 | 15140.753 | 19263.7329 | 18882.4786 | 20029.3594 | 19333.553
Commercial_Health (ID)_New_Food Preparation_Natural Gas_Fryer_E2_Baseline Forecast | Commercial | Health (ID) | New | Food Preparation | Natural Gas | Fryer | E2 | ENERGY STAR | Baseline Forecast | 0 | 4220.0055 | 3947.133 | 4685.7337 | 4779.9424 | 4331.584 | 3798.9501 | 3673.1867 | 3563.3096 | 3428.2307 | 3371.4197 | 3364.9306 | 3692.1759 | 3965.6687 | 4300.8375 | 4602.8018 | 4822.7868 | 4961.2492 | 5086.3998 | 5171.0912 | 5211.9962 | 5261.1919 | 5319.724 | 6768.3386 | 6634.3844 | 7037.3425 | 6792.87
Commercial_Health (ID)_New_Food Preparation_Natural Gas_Fryer_E3_Baseline Forecast | Commercial | Health (ID) | New | Food Preparation | Natural Gas | Fryer | E3 |  | Baseline Forecast | 0 | 0 | 0 | 0 | 0 | 0 | 0 | 0 | 0 | 0 | 0 | 0 | 0 | 0 | 0 | 0 | 0 | 0 | 0 | 0 | 0 | 0 | 0 | 0 | 0 | 0 | 0
Commercial_Health (ID)_New_Food Preparation_Natural Gas_Fryer_E4_Baseline Forecast | Commercial | Health (ID) | New | Food Preparation | Natural Gas | Fryer | E4 |  | Baseline Forecast | 0 | 0 | 0 | 0 | 0 | 0 | 0 | 0 | 0 | 0 | 0 | 0 | 0 | 0 | 0 | 0 | 0 | 0 | 0 | 0 | 0 | 0 | 0 | 0 | 0 | 0 | 0
Commercial_Health (ID)_New_Food Preparation_Natural Gas_Fryer_E5_Baseline Forecast | Commercial | Health (ID) | New | Food Preparation | Natural Gas | Fryer | E5 |  | Baseline Forecast | 0 | 0 | 0 | 0 | 0 | 0 | 0 | 0 | 0 | 0 | 0 | 0 | 0 | 0 | 0 | 0 | 0 | 0 | 0 | 0 | 0 | 0 | 0 | 0 | 0 | 0 | 0
Commercial_Health (ID)_New_Food Preparation_Natural Gas_Fryer_E6_Baseline Forecast | Commercial | Health (ID) | New | Food Preparation | Natural Gas | Fryer | E6 |  | Baseline Forecast | 0 | 0 | 0 | 0 | 0 | 0 | 0 | 0 | 0 | 0 | 0 | 0 | 0 | 0 | 0 | 0 | 0 | 0 | 0 | 0 | 0 | 0 | 0 | 0 | 0 | 0 | 0
Commercial_Health (ID)_New_Food Preparation_Natural Gas_Fryer_E7_Baseline Forecast | Commercial | Health (ID) | New | Food Preparation | Natural Gas | Fryer | E7 |  | Baseline Forecast | 0 | 0 | 0 | 0 | 0 | 0 | 0 | 0 | 0 | 0 | 0 | 0 | 0 | 0 | 0 | 0 | 0 | 0 | 0 | 0 | 0 | 0 | 0 | 0 | 0 | 0 | 0
Commercial_Health (ID)_New_Food Preparation_Natural Gas_Fryer_E8_Baseline Forecast | Commercial | Health (ID) | New | Food Preparation | Natural Gas | Fryer | E8 |  | Baseline Forecast | 0 | 0 | 0 | 0 | 0 | 0 | 0 | 0 | 0 | 0 | 0 | 0 | 0 | 0 | 0 | 0 | 0 | 0 | 0 | 0 | 0 | 0 | 0 | 0 | 0 | 0 | 0
Commercial_Health (ID)_New_Food Preparation_Natural Gas_Fryer_E9_Baseline Forecast | Commercial | Health (ID) | New | Food Preparation | Natural Gas | Fryer | E9 |  | Baseline Forecast | 0 | 0 | 0 | 0 | 0 | 0 | 0 | 0 | 0 | 0 | 0 | 0 | 0 | 0 | 0 | 0 | 0 | 0 | 0 | 0 | 0 | 0 | 0 | 0 | 0 | 0 | 0
Commercial_Health (ID)_New_Food Preparation_Natural Gas_Fryer_E10_Baseline Forecast | Commercial | Health (ID) | New | Food Preparation | Natural Gas | Fryer | E10 |  | Baseline Forecast | 0 | 0 | 0 | 0 | 0 | 0 | 0 | 0 | 0 | 0 | 0 | 0 | 0 | 0 | 0 | 0 | 0 | 0 | 0 | 0 | 0 | 0 | 0 | 0 | 0 | 0 | 0
Commercial_Health (ID)_New_Food Preparation_Natural Gas_Broiler_E1_Baseline Forecast | Commercial | Health (ID) | New | Food Preparation | Natural Gas | Broiler | E1 | Standard | Baseline Forecast | 0 | 2703.9987 | 2529.1537 | 3002.4174 | 3062.7822 | 2775.4934 | 2434.2044 | 2353.6206 | 2283.2161 | 2196.6634 | 2460.7056 | 2704.182 | 2940.753 | 3157.5305 | 3330.074 | 3437.9423 | 3515.5915 | 3567.8001 | 3610.7425 | 4498.1967 | 4411.6062 | 4570.5579 | 4617.367 | 4584.1653 | 4521.6168 | 4664.472 | 4524.6217
Commercial_Health (ID)_New_Food Preparation_Natural Gas_Broiler_E2_Baseline Forecast | Commercial | Health (ID) | New | Food Preparation | Natural Gas | Broiler | E2 | Infrared Burners | Baseline Forecast | 0 | 950.0536 | 888.6216 | 1054.9034 | 1076.1127 | 975.1734 | 855.261 | 826.9478 | 802.2111 | 771.8006 | 864.5722 | 950.118 | 1033.2376 | 1109.4026 | 1170.026 | 1207.9257 | 1235.2078 | 1253.5514 | 1268.6393 | 1580.4475 | 1550.0238 | 1605.8717 | 1622.3182 | 1610.6527 | 1588.6762 | 1638.8685 | 1589.7319
Commercial_Health (ID)_New_Food Preparation_Natural Gas_Broiler_E3_Baseline Forecast | Commercial | Health (ID) | New | Food Preparation | Natural Gas | Broiler | E3 |  | Baseline Forecast | 0 | 0 | 0 | 0 | 0 | 0 | 0 | 0 | 0 | 0 | 0 | 0 | 0 | 0 | 0 | 0 | 0 | 0 | 0 | 0 | 0 | 0 | 0 | 0 | 0 | 0 | 0
Commercial_Health (ID)_New_Food Preparation_Natural Gas_Broiler_E4_Baseline Forecast | Commercial | Health (ID) | New | Food Preparation | Natural Gas | Broiler | E4 |  | Baseline Forecast | 0 | 0 | 0 | 0 | 0 | 0 | 0 | 0 | 0 | 0 | 0 | 0 | 0 | 0 | 0 | 0 | 0 | 0 | 0 | 0 | 0 | 0 | 0 | 0 | 0 | 0 | 0
Commercial_Health (ID)_New_Food Preparation_Natural Gas_Broiler_E5_Baseline Forecast | Commercial | Health (ID) | New | Food Preparation | Natural Gas | Broiler | E5 |  | Baseline Forecast | 0 | 0 | 0 | 0 | 0 | 0 | 0 | 0 | 0 | 0 | 0 | 0 | 0 | 0 | 0 | 0 | 0 | 0 | 0 | 0 | 0 | 0 | 0 | 0 | 0 | 0 | 0
Commercial_Health (ID)_New_Food Preparation_Natural Gas_Broiler_E6_Baseline Forecast | Commercial | Health (ID) | New | Food Preparation | Natural Gas | Broiler | E6 |  | Baseline Forecast | 0 | 0 | 0 | 0 | 0 | 0 | 0 | 0 | 0 | 0 | 0 | 0 | 0 | 0 | 0 | 0 | 0 | 0 | 0 | 0 | 0 | 0 | 0 | 0 | 0 | 0 | 0
Commercial_Health (ID)_New_Food Preparation_Natural Gas_Broiler_E7_Baseline Forecast | Commercial | Health (ID) | New | Food Preparation | Natural Gas | Broiler | E7 |  | Baseline Forecast | 0 | 0 | 0 | 0 | 0 | 0 | 0 | 0 | 0 | 0 | 0 | 0 | 0 | 0 | 0 | 0 | 0 | 0 | 0 | 0 | 0 | 0 | 0 | 0 | 0 | 0 | 0
Commercial_Health (ID)_New_Food Preparation_Natural Gas_Broiler_E8_Baseline Forecast | Commercial | Health (ID) | New | Food Preparation | Natural Gas | Broiler | E8 |  | Baseline Forecast | 0 | 0 | 0 | 0 | 0 | 0 | 0 | 0 | 0 | 0 | 0 | 0 | 0 | 0 | 0 | 0 | 0 | 0 | 0 | 0 | 0 | 0 | 0 | 0 | 0 | 0 | 0
Commercial_Health (ID)_New_Food Preparation_Natural Gas_Broiler_E9_Baseline Forecast | Commercial | Health (ID) | New | Food Preparation | Natural Gas | Broiler | E9 |  | Baseline Forecast | 0 | 0 | 0 | 0 | 0 | 0 | 0 | 0 | 0 | 0 | 0 | 0 | 0 | 0 | 0 | 0 | 0 | 0 | 0 | 0 | 0 | 0 | 0 | 0 | 0 | 0 | 0
Commercial_Health (ID)_New_Food Preparation_Natural Gas_Broiler_E10_Baseline Forecast | Commercial | Health (ID) | New | Food Preparation | Natural Gas | Broiler | E10 |  | Baseline Forecast | 0 | 0 | 0 | 0 | 0 | 0 | 0 | 0 | 0 | 0 | 0 | 0 | 0 | 0 | 0 | 0 | 0 | 0 | 0 | 0 | 0 | 0 | 0 | 0 | 0 | 0 | 0
Commercial_Health (ID)_New_Food Preparation_Natural Gas_Griddle_E1_Baseline Forecast | Commercial | Health (ID) | New | Food Preparation | Natural Gas | Griddle | E1 | Standard | Baseline Forecast | 0 | 2594.3771 | 2426.6204 | 2880.6977 | 2938.6154 | 2662.9734 | 2335.5205 | 2258.2036 | 2190.6533 | 2107.6094 | 2360.9472 | 2594.553 | 2821.5333 | 3029.5225 | 3195.071 | 3298.5662 | 3373.0675 | 3423.1596 | 3464.361 | 4315.8373 | 4232.7573 | 4385.265 | 4430.1765 | 4398.3207 | 4338.308 | 4475.3717 | 4341.1911
Commercial_Health (ID)_New_Food Preparation_Natural Gas_Griddle_E2_Baseline Forecast | Commercial | Health (ID) | New | Food Preparation | Natural Gas | Griddle | E2 | ENERGY STAR | Baseline Forecast | 0 | 1059.6752 | 991.1548 | 1176.623 | 1200.2795 | 1087.6934 | 953.945 | 922.3648 | 894.7739 | 860.8546 | 964.3306 | 1059.747 | 1152.4573 | 1237.4106 | 1305.029 | 1347.3017 | 1377.7318 | 1398.1919 | 1415.0207 | 1762.8068 | 1728.8727 | 1791.1646 | 1809.5087 | 1796.4972 | 1771.985 | 1827.9687 | 1773.1626
Commercial_Health (ID)_New_Food Preparation_Natural Gas_Griddle_E3_Baseline Forecast | Commercial | Health (ID) | New | Food Preparation | Natural Gas | Griddle | E3 |  | Baseline Forecast | 0 | 0 | 0 | 0 | 0 | 0 | 0 | 0 | 0 | 0 | 0 | 0 | 0 | 0 | 0 | 0 | 0 | 0 | 0 | 0 | 0 | 0 | 0 | 0 | 0 | 0 | 0
Commercial_Health (ID)_New_Food Preparation_Natural Gas_Griddle_E4_Baseline Forecast | Commercial | Health (ID) | New | Food Preparation | Natural Gas | Griddle | E4 |  | Baseline Forecast | 0 | 0 | 0 | 0 | 0 | 0 | 0 | 0 | 0 | 0 | 0 | 0 | 0 | 0 | 0 | 0 | 0 | 0 | 0 | 0 | 0 | 0 | 0 | 0 | 0 | 0 | 0
Commercial_Health (ID)_New_Food Preparation_Natural Gas_Griddle_E5_Baseline Forecast | Commercial | Health (ID) | New | Food Preparation | Natural Gas | Griddle | E5 |  | Baseline Forecast | 0 | 0 | 0 | 0 | 0 | 0 | 0 | 0 | 0 | 0 | 0 | 0 | 0 | 0 | 0 | 0 | 0 | 0 | 0 | 0 | 0 | 0 | 0 | 0 | 0 | 0 | 0
Commercial_Health (ID)_New_Food Preparation_Natural Gas_Griddle_E6_Baseline Forecast | Commercial | Health (ID) | New | Food Preparation | Natural Gas | Griddle | E6 |  | Baseline Forecast | 0 | 0 | 0 | 0 | 0 | 0 | 0 | 0 | 0 | 0 | 0 | 0 | 0 | 0 | 0 | 0 | 0 | 0 | 0 | 0 | 0 | 0 | 0 | 0 | 0 | 0 | 0
Commercial_Health (ID)_New_Food Preparation_Natural Gas_Griddle_E7_Baseline Forecast | Commercial | Health (ID) | New | Food Preparation | Natural Gas | Griddle | E7 |  | Baseline Forecast | 0 | 0 | 0 | 0 | 0 | 0 | 0 | 0 | 0 | 0 | 0 | 0 | 0 | 0 | 0 | 0 | 0 | 0 | 0 | 0 | 0 | 0 | 0 | 0 | 0 | 0 | 0
Commercial_Health (ID)_New_Food Preparation_Natural Gas_Griddle_E8_Baseline Forecast | Commercial | Health (ID) | New | Food Preparation | Natural Gas | Griddle | E8 |  | Baseline Forecast | 0 | 0 | 0 | 0 | 0 | 0 | 0 | 0 | 0 | 0 | 0 | 0 | 0 | 0 | 0 | 0 | 0 | 0 | 0 | 0 | 0 | 0 | 0 | 0 | 0 | 0 | 0
Commercial_Health (ID)_New_Food Preparation_Natural Gas_Griddle_E9_Baseline Forecast | Commercial | Health (ID) | New | Food Preparation | Natural Gas | Griddle | E9 |  | Baseline Forecast | 0 | 0 | 0 | 0 | 0 | 0 | 0 | 0 | 0 | 0 | 0 | 0 | 0 | 0 | 0 | 0 | 0 | 0 | 0 | 0 | 0 | 0 | 0 | 0 | 0 | 0 | 0
Commercial_Health (ID)_New_Food Preparation_Natural Gas_Griddle_E10_Baseline Forecast | Commercial | Health (ID) | New | Food Preparation | Natural Gas | Griddle | E10 |  | Baseline Forecast | 0 | 0 | 0 | 0 | 0 | 0 | 0 | 0 | 0 | 0 | 0 | 0 | 0 | 0 | 0 | 0 | 0 | 0 | 0 | 0 | 0 | 0 | 0 | 0 | 0 | 0 | 0
Commercial_Health (ID)_New_Food Preparation_Natural Gas_Range_E1_Baseline Forecast | Commercial | Health (ID) | New | Food Preparation | Natural Gas | Range | E1 | Standard | Baseline Forecast | 0 | 6333.4704 | 5923.9377 | 7032.4448 | 7173.8351 | 6500.9297 | 5701.5419 | 5512.7935 | 5347.8878 | 5145.1587 | 6326.5896 | 7248.2994 | 8130.5262 | 8856.559 | 9323.6485 | 11176.4305 | 10826.8137 | 10884.9002 | 10644.3909 | 10439.7407 | 10382.5211 | 10687.0032 | 11095.5236 | 11532.37 | 12547.827 | 13472.0305 | 13583.5613
Commercial_Health (ID)_New_Food Preparation_Natural Gas_Range_E2_Baseline Forecast | Commercial | Health (ID) | New | Food Preparation | Natural Gas | Range | E2 | High Efficiency | Baseline Forecast | 0 | 9114.0184 | 8524.6909 | 10119.8596 | 10323.3236 | 9354.9964 | 8204.6578 | 7933.0443 | 7695.741 | 7404.0088 | 9104.1167 | 10430.4796 | 11700.0254 | 12744.8044 | 13416.9575 | 16083.1561 | 15580.0489 | 15663.6369 | 15317.5381 | 15023.0414 | 14940.701 | 15378.8583 | 15966.7291 | 16595.3617 | 18056.6292 | 19386.5805 | 19547.076
Commercial_Health (ID)_New_Food Preparation_Natural Gas_Range_E3_Baseline Forecast | Commercial | Health (ID) | New | Food Preparation | Natural Gas | Range | E3 |  | Baseline Forecast | 0 | 0 | 0 | 0 | 0 | 0 | 0 | 0 | 0 | 0 | 0 | 0 | 0 | 0 | 0 | 0 | 0 | 0 | 0 | 0 | 0 | 0 | 0 | 0 | 0 | 0 | 0
Commercial_Health (ID)_New_Food Preparation_Natural Gas_Range_E4_Baseline Forecast | Commercial | Health (ID) | New | Food Preparation | Natural Gas | Range | E4 |  | Baseline Forecast | 0 | 0 | 0 | 0 | 0 | 0 | 0 | 0 | 0 | 0 | 0 | 0 | 0 | 0 | 0 | 0 | 0 | 0 | 0 | 0 | 0 | 0 | 0 | 0 | 0 | 0 | 0
Commercial_Health (ID)_New_Food Preparation_Natural Gas_Range_E5_Baseline Forecast | Commercial | Health (ID) | New | Food Preparation | Natural Gas | Range | E5 |  | Baseline Forecast | 0 | 0 | 0 | 0 | 0 | 0 | 0 | 0 | 0 | 0 | 0 | 0 | 0 | 0 | 0 | 0 | 0 | 0 | 0 | 0 | 0 | 0 | 0 | 0 | 0 | 0 | 0
Commercial_Health (ID)_New_Food Preparation_Natural Gas_Range_E6_Baseline Forecast | Commercial | Health (ID) | New | Food Preparation | Natural Gas | Range | E6 |  | Baseline Forecast | 0 | 0 | 0 | 0 | 0 | 0 | 0 | 0 | 0 | 0 | 0 | 0 | 0 | 0 | 0 | 0 | 0 | 0 | 0 | 0 | 0 | 0 | 0 | 0 | 0 | 0 | 0
Commercial_Health (ID)_New_Food Preparation_Natural Gas_Range_E7_Baseline Forecast | Commercial | Health (ID) | New | Food Preparation | Natural Gas | Range | E7 |  | Baseline Forecast | 0 | 0 | 0 | 0 | 0 | 0 | 0 | 0 | 0 | 0 | 0 | 0 | 0 | 0 | 0 | 0 | 0 | 0 | 0 | 0 | 0 | 0 | 0 | 0 | 0 | 0 | 0
Commercial_Health (ID)_New_Food Preparation_Natural Gas_Range_E8_Baseline Forecast | Commercial | Health (ID) | New | Food Preparation | Natural Gas | Range | E8 |  | Baseline Forecast | 0 | 0 | 0 | 0 | 0 | 0 | 0 | 0 | 0 | 0 | 0 | 0 | 0 | 0 | 0 | 0 | 0 | 0 | 0 | 0 | 0 | 0 | 0 | 0 | 0 | 0 | 0
Commercial_Health (ID)_New_Food Preparation_Natural Gas_Range_E9_Baseline Forecast | Commercial | Health (ID) | New | Food Preparation | Natural Gas | Range | E9 |  | Baseline Forecast | 0 | 0 | 0 | 0 | 0 | 0 | 0 | 0 | 0 | 0 | 0 | 0 | 0 | 0 | 0 | 0 | 0 | 0 | 0 | 0 | 0 | 0 | 0 | 0 | 0 | 0 | 0
Commercial_Health (ID)_New_Food Preparation_Natural Gas_Range_E10_Baseline Forecast | Commercial | Health (ID) | New | Food Preparation | Natural Gas | Range | E10 |  | Baseline Forecast | 0 | 0 | 0 | 0 | 0 | 0 | 0 | 0 | 0 | 0 | 0 | 0 | 0 | 0 | 0 | 0 | 0 | 0 | 0 | 0 | 0 | 0 | 0 | 0 | 0 | 0 | 0
Commercial_Health (ID)_New_Food Preparation_Natural Gas_Steamer_E1_Baseline Forecast | Commercial | Health (ID) | New | Food Preparation | Natural Gas | Steamer | E1 | Standard | Baseline Forecast | 0 | 848.7631 | 793.8807 | 942.4343 | 961.3823 | 871.2047 | 764.0769 | 738.7823 | 716.6829 | 689.5147 | 772.3954 | 848.8207 | 923.0784 | 991.1231 | 1045.283 | 1079.142 | 1103.5155 | 1119.9033 | 1133.3826 | 1411.9472 | 1384.7672 | 1434.6608 | 1449.3538 | 1438.9321 | 1419.2986 | 1464.1397 | 1420.2418
Commercial_Health (ID)_New_Food Preparation_Natural Gas_Steamer_E2_Baseline Forecast | Commercial | Health (ID) | New | Food Preparation | Natural Gas | Steamer | E2 | ENERGY STAR | Baseline Forecast | 0 | 848.7631 | 793.8807 | 942.4343 | 961.3823 | 871.2047 | 764.0769 | 738.7823 | 716.6829 | 689.5147 | 772.3954 | 848.8207 | 923.0784 | 991.1231 | 1045.283 | 1079.142 | 1103.5155 | 1119.9033 | 1133.3826 | 1411.9472 | 1384.7672 | 1434.6608 | 1449.3538 | 1438.9321 | 1419.2986 | 1464.1397 | 1420.2418
Commercial_Health (ID)_New_Food Preparation_Natural Gas_Steamer_E3_Baseline Forecast | Commercial | Health (ID) | New | Food Preparation | Natural Gas | Steamer | E3 |  | Baseline Forecast | 0 | 0 | 0 | 0 | 0 | 0 | 0 | 0 | 0 | 0 | 0 | 0 | 0 | 0 | 0 | 0 | 0 | 0 | 0 | 0 | 0 | 0 | 0 | 0 | 0 | 0 | 0
Commercial_Health (ID)_New_Food Preparation_Natural Gas_Steamer_E4_Baseline Forecast | Commercial | Health (ID) | New | Food Preparation | Natural Gas | Steamer | E4 |  | Baseline Forecast | 0 | 0 | 0 | 0 | 0 | 0 | 0 | 0 | 0 | 0 | 0 | 0 | 0 | 0 | 0 | 0 | 0 | 0 | 0 | 0 | 0 | 0 | 0 | 0 | 0 | 0 | 0
Commercial_Health (ID)_New_Food Preparation_Natural Gas_Steamer_E5_Baseline Forecast | Commercial | Health (ID) | New | Food Preparation | Natural Gas | Steamer | E5 |  | Baseline Forecast | 0 | 0 | 0 | 0 | 0 | 0 | 0 | 0 | 0 | 0 | 0 | 0 | 0 | 0 | 0 | 0 | 0 | 0 | 0 | 0 | 0 | 0 | 0 | 0 | 0 | 0 | 0
Commercial_Health (ID)_New_Food Preparation_Natural Gas_Steamer_E6_Baseline Forecast | Commercial | Health (ID) | New | Food Preparation | Natural Gas | Steamer | E6 |  | Baseline Forecast | 0 | 0 | 0 | 0 | 0 | 0 | 0 | 0 | 0 | 0 | 0 | 0 | 0 | 0 | 0 | 0 | 0 | 0 | 0 | 0 | 0 | 0 | 0 | 0 | 0 | 0 | 0
Commercial_Health (ID)_New_Food Preparation_Natural Gas_Steamer_E7_Baseline Forecast | Commercial | Health (ID) | New | Food Preparation | Natural Gas | Steamer | E7 |  | Baseline Forecast | 0 | 0 | 0 | 0 | 0 | 0 | 0 | 0 | 0 | 0 | 0 | 0 | 0 | 0 | 0 | 0 | 0 | 0 | 0 | 0 | 0 | 0 | 0 | 0 | 0 | 0 | 0
Commercial_Health (ID)_New_Food Preparation_Natural Gas_Steamer_E8_Baseline Forecast | Commercial | Health (ID) | New | Food Preparation | Natural Gas | Steamer | E8 |  | Baseline Forecast | 0 | 0 | 0 | 0 | 0 | 0 | 0 | 0 | 0 | 0 | 0 | 0 | 0 | 0 | 0 | 0 | 0 | 0 | 0 | 0 | 0 | 0 | 0 | 0 | 0 | 0 | 0
Commercial_Health (ID)_New_Food Preparation_Natural Gas_Steamer_E9_Baseline Forecast | Commercial | Health (ID) | New | Food Preparation | Natural Gas | Steamer | E9 |  | Baseline Forecast | 0 | 0 | 0 | 0 | 0 | 0 | 0 | 0 | 0 | 0 | 0 | 0 | 0 | 0 | 0 | 0 | 0 | 0 | 0 | 0 | 0 | 0 | 0 | 0 | 0 | 0 | 0
Commercial_Health (ID)_New_Food Preparation_Natural Gas_Steamer_E10_Baseline Forecast | Commercial | Health (ID) | New | Food Preparation | Natural Gas | Steamer | E10 |  | Baseline Forecast | 0 | 0 | 0 | 0 | 0 | 0 | 0 | 0 | 0 | 0 | 0 | 0 | 0 | 0 | 0 | 0 | 0 | 0 | 0 | 0 | 0 | 0 | 0 | 0 | 0 | 0 | 0
Commercial_Health (ID)_New_Food Preparation_Natural Gas_Food Prep Other_E1_Baseline Forecast | Commercial | Health (ID) | New | Food Preparation | Natural Gas | Food Prep Other | E1 | Standard | Baseline Forecast | 0 | 0 | 0 | 0 | 0 | 0 | 0 | 0 | 0 | 0 | 0 | 0 | 0 | 0 | 0 | 0 | 0 | 0 | 0 | 0 | 0 | 0 | 0 | 0 | 0 | 0 | 0
Commercial_Health (ID)_New_Food Preparation_Natural Gas_Food Prep Other_E2_Baseline Forecast | Commercial | Health (ID) | New | Food Preparation | Natural Gas | Food Prep Other | E2 | ENERGY STAR | Baseline Forecast | 0 | 0 | 0 | 0 | 0 | 0 | 0 | 0 | 0 | 0 | 0 | 0 | 0 | 0 | 0 | 0 | 0 | 0 | 0 | 0 | 0 | 0 | 0 | 0 | 0 | 0 | 0
Commercial_Health (ID)_New_Food Preparation_Natural Gas_Food Prep Other_E3_Baseline Forecast | Commercial | Health (ID) | New | Food Preparation | Natural Gas | Food Prep Other | E3 |  | Baseline Forecast | 0 | 0 | 0 | 0 | 0 | 0 | 0 | 0 | 0 | 0 | 0 | 0 | 0 | 0 | 0 | 0 | 0 | 0 | 0 | 0 | 0 | 0 | 0 | 0 | 0 | 0 | 0
Commercial_Health (ID)_New_Food Preparation_Natural Gas_Food Prep Other_E4_Baseline Forecast | Commercial | Health (ID) | New | Food Preparation | Natural Gas | Food Prep Other | E4 |  | Baseline Forecast | 0 | 0 | 0 | 0 | 0 | 0 | 0 | 0 | 0 | 0 | 0 | 0 | 0 | 0 | 0 | 0 | 0 | 0 | 0 | 0 | 0 | 0 | 0 | 0 | 0 | 0 | 0
Commercial_Health (ID)_New_Food Preparation_Natural Gas_Food Prep Other_E5_Baseline Forecast | Commercial | Health (ID) | New | Food Preparation | Natural Gas | Food Prep Other | E5 |  | Baseline Forecast | 0 | 0 | 0 | 0 | 0 | 0 | 0 | 0 | 0 | 0 | 0 | 0 | 0 | 0 | 0 | 0 | 0 | 0 | 0 | 0 | 0 | 0 | 0 | 0 | 0 | 0 | 0
Commercial_Health (ID)_New_Food Preparation_Natural Gas_Food Prep Other_E6_Baseline Forecast | Commercial | Health (ID) | New | Food Preparation | Natural Gas | Food Prep Other | E6 |  | Baseline Forecast | 0 | 0 | 0 | 0 | 0 | 0 | 0 | 0 | 0 | 0 | 0 | 0 | 0 | 0 | 0 | 0 | 0 | 0 | 0 | 0 | 0 | 0 | 0 | 0 | 0 | 0 | 0
Commercial_Health (ID)_New_Food Preparation_Natural Gas_Food Prep Other_E7_Baseline Forecast | Commercial | Health (ID) | New | Food Preparation | Natural Gas | Food Prep Other | E7 |  | Baseline Forecast | 0 | 0 | 0 | 0 | 0 | 0 | 0 | 0 | 0 | 0 | 0 | 0 | 0 | 0 | 0 | 0 | 0 | 0 | 0 | 0 | 0 | 0 | 0 | 0 | 0 | 0 | 0
Commercial_Health (ID)_New_Food Preparation_Natural Gas_Food Prep Other_E8_Baseline Forecast | Commercial | Health (ID) | New | Food Preparation | Natural Gas | Food Prep Other | E8 |  | Baseline Forecast | 0 | 0 | 0 | 0 | 0 | 0 | 0 | 0 | 0 | 0 | 0 | 0 | 0 | 0 | 0 | 0 | 0 | 0 | 0 | 0 | 0 | 0 | 0 | 0 | 0 | 0 | 0
Commercial_Health (ID)_New_Food Preparation_Natural Gas_Food Prep Other_E9_Baseline Forecast | Commercial | Health (ID) | New | Food Preparation | Natural Gas | Food Prep Other | E9 |  | Baseline Forecast | 0 | 0 | 0 | 0 | 0 | 0 | 0 | 0 | 0 | 0 | 0 | 0 | 0 | 0 | 0 | 0 | 0 | 0 | 0 | 0 | 0 | 0 | 0 | 0 | 0 | 0 | 0
Commercial_Health (ID)_New_Food Preparation_Natural Gas_Food Prep Other_E10_Baseline Forecast | Commercial | Health (ID) | New | Food Preparation | Natural Gas | Food Prep Other | E10 |  | Baseline Forecast | 0 | 0 | 0 | 0 | 0 | 0 | 0 | 0 | 0 | 0 | 0 | 0 | 0 | 0 | 0 | 0 | 0 | 0 | 0 | 0 | 0 | 0 | 0 | 0 | 0 | 0 | 0
Commercial_Health (ID)_New_Miscellaneous_Natural Gas_Pool Heater_E1_Baseline Forecast | Commercial | Health (ID) | New | Miscellaneous | Natural Gas | Pool Heater | E1 | Standard (EF .82) | Baseline Forecast | 0 | 0 | 0 | 0 | 0 | 0 | 0 | 0 | 0 | 0 | 0 | 0 | 0 | 0 | 0 | 0 | 0 | 0 | 0 | 0 | 0 | 0 | 0 | 0 | 0 | 0 | 0
Commercial_Health (ID)_New_Miscellaneous_Natural Gas_Pool Heater_E2_Baseline Forecast | Commercial | Health (ID) | New | Miscellaneous | Natural Gas | Pool Heater | E2 | Condensing (EF .90) | Baseline Forecast | 0 | 0 | 0 | 0 | 0 | 0 | 0 | 0 | 0 | 0 | 0 | 0 | 0 | 0 | 0 | 0 | 0 | 0 | 0 | 0 | 0 | 0 | 0 | 0 | 0 | 0 | 0
Commercial_Health (ID)_New_Miscellaneous_Natural Gas_Pool Heater_E3_Baseline Forecast | Commercial | Health (ID) | New | Miscellaneous | Natural Gas | Pool Heater | E3 |  | Baseline Forecast | 0 | 0 | 0 | 0 | 0 | 0 | 0 | 0 | 0 | 0 | 0 | 0 | 0 | 0 | 0 | 0 | 0 | 0 | 0 | 0 | 0 | 0 | 0 | 0 | 0 | 0 | 0
Commercial_Health (ID)_New_Miscellaneous_Natural Gas_Pool Heater_E4_Baseline Forecast | Commercial | Health (ID) | New | Miscellaneous | Natural Gas | Pool Heater | E4 |  | Baseline Forecast | 0 | 0 | 0 | 0 | 0 | 0 | 0 | 0 | 0 | 0 | 0 | 0 | 0 | 0 | 0 | 0 | 0 | 0 | 0 | 0 | 0 | 0 | 0 | 0 | 0 | 0 | 0
Commercial_Health (ID)_New_Miscellaneous_Natural Gas_Pool Heater_E5_Baseline Forecast | Commercial | Health (ID) | New | Miscellaneous | Natural Gas | Pool Heater | E5 |  | Baseline Forecast | 0 | 0 | 0 | 0 | 0 | 0 | 0 | 0 | 0 | 0 | 0 | 0 | 0 | 0 | 0 | 0 | 0 | 0 | 0 | 0 | 0 | 0 | 0 | 0 | 0 | 0 | 0
Commercial_Health (ID)_New_Miscellaneous_Natural Gas_Pool Heater_E6_Baseline Forecast | Commercial | Health (ID) | New | Miscellaneous | Natural Gas | Pool Heater | E6 |  | Baseline Forecast | 0 | 0 | 0 | 0 | 0 | 0 | 0 | 0 | 0 | 0 | 0 | 0 | 0 | 0 | 0 | 0 | 0 | 0 | 0 | 0 | 0 | 0 | 0 | 0 | 0 | 0 | 0
Commercial_Health (ID)_New_Miscellaneous_Natural Gas_Pool Heater_E7_Baseline Forecast | Commercial | Health (ID) | New | Miscellaneous | Natural Gas | Pool Heater | E7 |  | Baseline Forecast | 0 | 0 | 0 | 0 | 0 | 0 | 0 | 0 | 0 | 0 | 0 | 0 | 0 | 0 | 0 | 0 | 0 | 0 | 0 | 0 | 0 | 0 | 0 | 0 | 0 | 0 | 0
Commercial_Health (ID)_New_Miscellaneous_Natural Gas_Pool Heater_E8_Baseline Forecast | Commercial | Health (ID) | New | Miscellaneous | Natural Gas | Pool Heater | E8 |  | Baseline Forecast | 0 | 0 | 0 | 0 | 0 | 0 | 0 | 0 | 0 | 0 | 0 | 0 | 0 | 0 | 0 | 0 | 0 | 0 | 0 | 0 | 0 | 0 | 0 | 0 | 0 | 0 | 0
Commercial_Health (ID)_New_Miscellaneous_Natural Gas_Pool Heater_E9_Baseline Forecast | Commercial | Health (ID) | New | Miscellaneous | Natural Gas | Pool Heater | E9 |  | Baseline Forecast | 0 | 0 | 0 | 0 | 0 | 0 | 0 | 0 | 0 | 0 | 0 | 0 | 0 | 0 | 0 | 0 | 0 | 0 | 0 | 0 | 0 | 0 | 0 | 0 | 0 | 0 | 0
Commercial_Health (ID)_New_Miscellaneous_Natural Gas_Pool Heater_E10_Baseline Forecast | Commercial | Health (ID) | New | Miscellaneous | Natural Gas | Pool Heater | E10 |  | Baseline Forecast | 0 | 0 | 0 | 0 | 0 | 0 | 0 | 0 | 0 | 0 | 0 | 0 | 0 | 0 | 0 | 0 | 0 | 0 | 0 | 0 | 0 | 0 | 0 | 0 | 0 | 0 | 0
Commercial_Health (ID)_New_Miscellaneous_Natural Gas_Miscellaneous_E1_Baseline Forecast | Commercial | Health (ID) | New | Miscellaneous | Natural Gas | Miscellaneous | E1 | Standard | Baseline Forecast | 0 | 70956.5971 | 66368.4258 | 78787.5078 | 90508.221 | 91002.4819 | 90706.2733 | 97688.6122 | 103709.1129 | 108139.5437 | 113926.0891 | 141129.436 | 142214.3367 | 148890.3414 | 158577.3611 | 163551.4847 | 168276.0252 | 175569.7212 | 182383.9588 | 188081.1517 | 193953.4549 | 206424.8054 | 210517.3427 | 216819.8871 | 224132.2274 | 232459.0774 | 233254.7981
Commercial_Health (ID)_New_Miscellaneous_Natural Gas_Miscellaneous_E2_Baseline Forecast | Commercial | Health (ID) | New | Miscellaneous | Natural Gas | Miscellaneous | E2 |  | Baseline Forecast | 0 | 0 | 0 | 0 | 0 | 0 | 0 | 0 | 0 | 0 | 0 | 0 | 0 | 0 | 0 | 0 | 0 | 0 | 0 | 0 | 0 | 0 | 0 | 0 | 0 | 0 | 0
Commercial_Health (ID)_New_Miscellaneous_Natural Gas_Miscellaneous_E3_Baseline Forecast | Commercial | Health (ID) | New | Miscellaneous | Natural Gas | Miscellaneous | E3 |  | Baseline Forecast | 0 | 0 | 0 | 0 | 0 | 0 | 0 | 0 | 0 | 0 | 0 | 0 | 0 | 0 | 0 | 0 | 0 | 0 | 0 | 0 | 0 | 0 | 0 | 0 | 0 | 0 | 0
Commercial_Health (ID)_New_Miscellaneous_Natural Gas_Miscellaneous_E4_Baseline Forecast | Commercial | Health (ID) | New | Miscellaneous | Natural Gas | Miscellaneous | E4 |  | Baseline Forecast | 0 | 0 | 0 | 0 | 0 | 0 | 0 | 0 | 0 | 0 | 0 | 0 | 0 | 0 | 0 | 0 | 0 | 0 | 0 | 0 | 0 | 0 | 0 | 0 | 0 | 0 | 0
Commercial_Health (ID)_New_Miscellaneous_Natural Gas_Miscellaneous_E5_Baseline Forecast | Commercial | Health (ID) | New | Miscellaneous | Natural Gas | Miscellaneous | E5 |  | Baseline Forecast | 0 | 0 | 0 | 0 | 0 | 0 | 0 | 0 | 0 | 0 | 0 | 0 | 0 | 0 | 0 | 0 | 0 | 0 | 0 | 0 | 0 | 0 | 0 | 0 | 0 | 0 | 0
Commercial_Health (ID)_New_Miscellaneous_Natural Gas_Miscellaneous_E6_Baseline Forecast | Commercial | Health (ID) | New | Miscellaneous | Natural Gas | Miscellaneous | E6 |  | Baseline Forecast | 0 | 0 | 0 | 0 | 0 | 0 | 0 | 0 | 0 | 0 | 0 | 0 | 0 | 0 | 0 | 0 | 0 | 0 | 0 | 0 | 0 | 0 | 0 | 0 | 0 | 0 | 0
Commercial_Health (ID)_New_Miscellaneous_Natural Gas_Miscellaneous_E7_Baseline Forecast | Commercial | Health (ID) | New | Miscellaneous | Natural Gas | Miscellaneous | E7 |  | Baseline Forecast | 0 | 0 | 0 | 0 | 0 | 0 | 0 | 0 | 0 | 0 | 0 | 0 | 0 | 0 | 0 | 0 | 0 | 0 | 0 | 0 | 0 | 0 | 0 | 0 | 0 | 0 | 0
Commercial_Health (ID)_New_Miscellaneous_Natural Gas_Miscellaneous_E8_Baseline Forecast | Commercial | Health (ID) | New | Miscellaneous | Natural Gas | Miscellaneous | E8 |  | Baseline Forecast | 0 | 0 | 0 | 0 | 0 | 0 | 0 | 0 | 0 | 0 | 0 | 0 | 0 | 0 | 0 | 0 | 0 | 0 | 0 | 0 | 0 | 0 | 0 | 0 | 0 | 0 | 0
Commercial_Health (ID)_New_Miscellaneous_Natural Gas_Miscellaneous_E9_Baseline Forecast | Commercial | Health (ID) | New | Miscellaneous | Natural Gas | Miscellaneous | E9 |  | Baseline Forecast | 0 | 0 | 0 | 0 | 0 | 0 | 0 | 0 | 0 | 0 | 0 | 0 | 0 | 0 | 0 | 0 | 0 | 0 | 0 | 0 | 0 | 0 | 0 | 0 | 0 | 0 | 0
Commercial_Health (ID)_New_Miscellaneous_Natural Gas_Miscellaneous_E10_Baseline Forecast | Commercial | Health (ID) | New | Miscellaneous | Natural Gas | Miscellaneous | E10 |  | Baseline Forecast | 0 | 0 | 0 | 0 | 0 | 0 | 0 | 0 | 0 | 0 | 0 | 0 | 0 | 0 | 0 | 0 | 0 | 0 | 0 | 0 | 0 | 0 | 0 | 0 | 0 | 0 | 0
Commercial_Lodging (ID)_Existing_Space Heating_Natural Gas_Furnace_E1_Baseline Forecast | Commercial | Lodging (ID) | Existing | Space Heating | Natural Gas | Furnace | E1 | AFUE 80% (Standard) | Baseline Forecast | 0 | 29478.5357 | 30014.5091 | 30438.4441 | 30762.9519 | 30999.3072 | 31157.5894 | 31246.8078 | 31275.0137 | 31249.4019 | 31176.3999 | 30445.0185 | 26827.8607 | 28645.9924 | 27936.5879 | 27326.2466 | 26800.2991 | 26219.8428 | 25817.7485 | 25458.0555 | 25117.6792 | 24825.6359 | 24553.8564 | 30761.0623 | 29942.8487 | 29132.7001 | 28339.7918
Commercial_Lodging (ID)_Existing_Space Heating_Natural Gas_Furnace_E2_Baseline Forecast | Commercial | Lodging (ID) | Existing | Space Heating | Natural Gas | Furnace | E2 | AFUE 90% | Baseline Forecast | 0 | 0 | 0 | 0 | 0 | 0 | 0 | 0 | 0 | 0 | 0 | 616.7308 | 3235.3382 | 564.4843 | 543.1097 | 524.2022 | 505.0236 | 609.6682 | 592.7001 | 579.4504 | 584.0405 | 569.9241 | 558.8699 | 700.1521 | 681.5287 | 663.0889 | 645.0416
Commercial_Lodging (ID)_Existing_Space Heating_Natural Gas_Furnace_E3_Baseline Forecast | Commercial | Lodging (ID) | Existing | Space Heating | Natural Gas | Furnace | E3 | AFUE 96% | Baseline Forecast | 0 | 0 | 0 | 0 | 0 | 0 | 0 | 0 | 0 | 0 | 0 | 0 | 0 | 0 | 0 | 0 | 0 | 0 | 0 | 0 | 0 | 0 | 0 | 0 | 0 | 0 | 0
Commercial_Lodging (ID)_Existing_Space Heating_Natural Gas_Furnace_E4_Baseline Forecast | Commercial | Lodging (ID) | Existing | Space Heating | Natural Gas | Furnace | E4 |  | Baseline Forecast | 0 | 0 | 0 | 0 | 0 | 0 | 0 | 0 | 0 | 0 | 0 | 0 | 0 | 0 | 0 | 0 | 0 | 0 | 0 | 0 | 0 | 0 | 0 | 0 | 0 | 0 | 0
Commercial_Lodging (ID)_Existing_Space Heating_Natural Gas_Furnace_E5_Baseline Forecast | Commercial | Lodging (ID) | Existing | Space Heating | Natural Gas | Furnace | E5 |  | Baseline Forecast | 0 | 0 | 0 | 0 | 0 | 0 | 0 | 0 | 0 | 0 | 0 | 0 | 0 | 0 | 0 | 0 | 0 | 0 | 0 | 0 | 0 | 0 | 0 | 0 | 0 | 0 | 0
Commercial_Lodging (ID)_Existing_Space Heating_Natural Gas_Furnace_E6_Baseline Forecast | Commercial | Lodging (ID) | Existing | Space Heating | Natural Gas | Furnace | E6 |  | Baseline Forecast | 0 | 0 | 0 | 0 | 0 | 0 | 0 | 0 | 0 | 0 | 0 | 0 | 0 | 0 | 0 | 0 | 0 | 0 | 0 | 0 | 0 | 0 | 0 | 0 | 0 | 0 | 0
Commercial_Lodging (ID)_Existing_Space Heating_Natural Gas_Furnace_E7_Baseline Forecast | Commercial | Lodging (ID) | Existing | Space Heating | Natural Gas | Furnace | E7 |  | Baseline Forecast | 0 | 0 | 0 | 0 | 0 | 0 | 0 | 0 | 0 | 0 | 0 | 0 | 0 | 0 | 0 | 0 | 0 | 0 | 0 | 0 | 0 | 0 | 0 | 0 | 0 | 0 | 0
Commercial_Lodging (ID)_Existing_Space Heating_Natural Gas_Furnace_E8_Baseline Forecast | Commercial | Lodging (ID) | Existing | Space Heating | Natural Gas | Furnace | E8 |  | Baseline Forecast | 0 | 0 | 0 | 0 | 0 | 0 | 0 | 0 | 0 | 0 | 0 | 0 | 0 | 0 | 0 | 0 | 0 | 0 | 0 | 0 | 0 | 0 | 0 | 0 | 0 | 0 | 0
Commercial_Lodging (ID)_Existing_Space Heating_Natural Gas_Furnace_E9_Baseline Forecast | Commercial | Lodging (ID) | Existing | Space Heating | Natural Gas | Furnace | E9 |  | Baseline Forecast | 0 | 0 | 0 | 0 | 0 | 0 | 0 | 0 | 0 | 0 | 0 | 0 | 0 | 0 | 0 | 0 | 0 | 0 | 0 | 0 | 0 | 0 | 0 | 0 | 0 | 0 | 0
Commercial_Lodging (ID)_Existing_Space Heating_Natural Gas_Furnace_E10_Baseline Forecast | Commercial | Lodging (ID) | Existing | Space Heating | Natural Gas | Furnace | E10 |  | Baseline Forecast | 0 | 0 | 0 | 0 | 0 | 0 | 0 | 0 | 0 | 0 | 0 | 0 | 0 | 0 | 0 | 0 | 0 | 0 | 0 | 0 | 0 | 0 | 0 | 0 | 0 | 0 | 0
Commercial_Lodging (ID)_Existing_Space Heating_Natural Gas_Boiler_E1_Baseline Forecast | Commercial | Lodging (ID) | Existing | Space Heating | Natural Gas | Boiler | E1 | AFUE 80% (Standard) | Baseline Forecast | 0 | 4063.1787 | 4437.1048 | 4759.4982 | 5035.9537 | 5271.4764 | 5649.9058 | 5821.9852 | 5964.2492 | 6080.0065 | 6172.2156 | 6243.522 | 5766.8733 | 5800.1637 | 5820.1435 | 5828.3599 | 6667.09 | 6654.1482 | 6632.0039 | 6601.7848 | 6564.4979 | 6521.0421 | 6472.2196 | 6418.746 | 6361.2595 | 6300.329 | 6236.4617
Commercial_Lodging (ID)_Existing_Space Heating_Natural Gas_Boiler_E2_Baseline Forecast | Commercial | Lodging (ID) | Existing | Space Heating | Natural Gas | Boiler | E2 | AFUE 85% | Baseline Forecast | 0 | 0 | 0 | 0 | 0 | 0 | 0 | 0 | 0 | 0 | 0 | 0 | 0 | 0 | 0 | 0 | 0 | 0 | 0 | 0 | 0 | 0 | 0 | 0 | 0 | 0 | 0
Commercial_Lodging (ID)_Existing_Space Heating_Natural Gas_Boiler_E3_Baseline Forecast | Commercial | Lodging (ID) | Existing | Space Heating | Natural Gas | Boiler | E3 | AFUE 97% | Baseline Forecast | 0 | 3693.7989 | 4033.7317 | 4326.8165 | 4578.1397 | 4792.2513 | 4793.8594 | 4939.8662 | 5060.5751 | 5158.7934 | 5237.0314 | 5297.5338 | 5871.7256 | 5905.6212 | 5925.9642 | 5934.3301 | 5091.2324 | 5081.3495 | 5064.4393 | 5041.3629 | 5012.8893 | 4979.7049 | 4942.4223 | 4901.5878 | 4857.689 | 4811.1603 | 4762.3889
Commercial_Lodging (ID)_Existing_Space Heating_Natural Gas_Boiler_E4_Baseline Forecast | Commercial | Lodging (ID) | Existing | Space Heating | Natural Gas | Boiler | E4 | Convert to NG Air Source Heat Pump | Baseline Forecast | 0 | 0 | 0 | 0 | 0 | 0 | 0 | 0 | 0 | 0 | 0 | 0 | 0 | 0 | 0 | 0 | 0 | 0 | 0 | 0 | 0 | 0 | 0 | 0 | 0 | 0 | 0
Commercial_Lodging (ID)_Existing_Space Heating_Natural Gas_Boiler_E5_Baseline Forecast | Commercial | Lodging (ID) | Existing | Space Heating | Natural Gas | Boiler | E5 |  | Baseline Forecast | 0 | 0 | 0 | 0 | 0 | 0 | 0 | 0 | 0 | 0 | 0 | 0 | 0 | 0 | 0 | 0 | 0 | 0 | 0 | 0 | 0 | 0 | 0 | 0 | 0 | 0 | 0
Commercial_Lodging (ID)_Existing_Space Heating_Natural Gas_Boiler_E6_Baseline Forecast | Commercial | Lodging (ID) | Existing | Space Heating | Natural Gas | Boiler | E6 |  | Baseline Forecast | 0 | 0 | 0 | 0 | 0 | 0 | 0 | 0 | 0 | 0 | 0 | 0 | 0 | 0 | 0 | 0 | 0 | 0 | 0 | 0 | 0 | 0 | 0 | 0 | 0 | 0 | 0
Commercial_Lodging (ID)_Existing_Space Heating_Natural Gas_Boiler_E7_Baseline Forecast | Commercial | Lodging (ID) | Existing | Space Heating | Natural Gas | Boiler | E7 |  | Baseline Forecast | 0 | 0 | 0 | 0 | 0 | 0 | 0 | 0 | 0 | 0 | 0 | 0 | 0 | 0 | 0 | 0 | 0 | 0 | 0 | 0 | 0 | 0 | 0 | 0 | 0 | 0 | 0
Commercial_Lodging (ID)_Existing_Space Heating_Natural Gas_Boiler_E8_Baseline Forecast | Commercial | Lodging (ID) | Existing | Space Heating | Natural Gas | Boiler | E8 |  | Baseline Forecast | 0 | 0 | 0 | 0 | 0 | 0 | 0 | 0 | 0 | 0 | 0 | 0 | 0 | 0 | 0 | 0 | 0 | 0 | 0 | 0 | 0 | 0 | 0 | 0 | 0 | 0 | 0
Commercial_Lodging (ID)_Existing_Space Heating_Natural Gas_Boiler_E9_Baseline Forecast | Commercial | Lodging (ID) | Existing | Space Heating | Natural Gas | Boiler | E9 |  | Baseline Forecast | 0 | 0 | 0 | 0 | 0 | 0 | 0 | 0 | 0 | 0 | 0 | 0 | 0 | 0 | 0 | 0 | 0 | 0 | 0 | 0 | 0 | 0 | 0 | 0 | 0 | 0 | 0
Commercial_Lodging (ID)_Existing_Space Heating_Natural Gas_Boiler_E10_Baseline Forecast | Commercial | Lodging (ID) | Existing | Space Heating | Natural Gas | Boiler | E10 |  | Baseline Forecast | 0 | 0 | 0 | 0 | 0 | 0 | 0 | 0 | 0 | 0 | 0 | 0 | 0 | 0 | 0 | 0 | 0 | 0 | 0 | 0 | 0 | 0 | 0 | 0 | 0 | 0 | 0
Commercial_Lodging (ID)_Existing_Space Heating_Natural Gas_Unit Heater_E1_Baseline Forecast | Commercial | Lodging (ID) | Existing | Space Heating | Natural Gas | Unit Heater | E1 | Standard | Baseline Forecast | 0 | 36.9189 | 105.7481 | 202.0307 | 321.8027 | 461.5415 | 618.1182 | 788.7566 | 970.9949 | 1162.6532 | 1329.6918 | 1474.7629 | 1600.239 | 1708.243 | 1800.6738 | 1879.2304 | 1945.4324 | 1743.985 | 1568.5509 | 1418.3491 | 1292.399 | 1189.573 | 1108.6401 | 1048.3013 | 1007.2191 | 984.042 | 975.1452
Commercial_Lodging (ID)_Existing_Space Heating_Natural Gas_Unit Heater_E2_Baseline Forecast | Commercial | Lodging (ID) | Existing | Space Heating | Natural Gas | Unit Heater | E2 | Condensing | Baseline Forecast | 0 | 0 | 0 | 0 | 0 | 0 | 0 | 0 | 0 | 0 | 0 | 0 | 0 | 0 | 0 | 0 | 0 | 0 | 0 | 0 | 0 | 0 | 0 | 0 | 0 | 0 | 0
Commercial_Lodging (ID)_Existing_Space Heating_Natural Gas_Unit Heater_E3_Baseline Forecast | Commercial | Lodging (ID) | Existing | Space Heating | Natural Gas | Unit Heater | E3 | Infrared Radiant | Baseline Forecast | 0 | 0 | 0 | 0 | 0 | 0 | 0 | 0 | 0 | 0 | 0 | 0 | 0 | 0 | 0 | 0 | 0 | 0 | 0 | 0 | 0 | 0 | 0 | 0 | 0 | 0 | 0
Commercial_Lodging (ID)_Existing_Space Heating_Natural Gas_Unit Heater_E4_Baseline Forecast | Commercial | Lodging (ID) | Existing | Space Heating | Natural Gas | Unit Heater | E4 |  | Baseline Forecast | 0 | 0 | 0 | 0 | 0 | 0 | 0 | 0 | 0 | 0 | 0 | 0 | 0 | 0 | 0 | 0 | 0 | 0 | 0 | 0 | 0 | 0 | 0 | 0 | 0 | 0 | 0
Commercial_Lodging (ID)_Existing_Space Heating_Natural Gas_Unit Heater_E5_Baseline Forecast | Commercial | Lodging (ID) | Existing | Space Heating | Natural Gas | Unit Heater | E5 |  | Baseline Forecast | 0 | 0 | 0 | 0 | 0 | 0 | 0 | 0 | 0 | 0 | 0 | 0 | 0 | 0 | 0 | 0 | 0 | 0 | 0 | 0 | 0 | 0 | 0 | 0 | 0 | 0 | 0
Commercial_Lodging (ID)_Existing_Space Heating_Natural Gas_Unit Heater_E6_Baseline Forecast | Commercial | Lodging (ID) | Existing | Space Heating | Natural Gas | Unit Heater | E6 |  | Baseline Forecast | 0 | 0 | 0 | 0 | 0 | 0 | 0 | 0 | 0 | 0 | 0 | 0 | 0 | 0 | 0 | 0 | 0 | 0 | 0 | 0 | 0 | 0 | 0 | 0 | 0 | 0 | 0
Commercial_Lodging (ID)_Existing_Space Heating_Natural Gas_Unit Heater_E7_Baseline Forecast | Commercial | Lodging (ID) | Existing | Space Heating | Natural Gas | Unit Heater | E7 |  | Baseline Forecast | 0 | 0 | 0 | 0 | 0 | 0 | 0 | 0 | 0 | 0 | 0 | 0 | 0 | 0 | 0 | 0 | 0 | 0 | 0 | 0 | 0 | 0 | 0 | 0 | 0 | 0 | 0
Commercial_Lodging (ID)_Existing_Space Heating_Natural Gas_Unit Heater_E8_Baseline Forecast | Commercial | Lodging (ID) | Existing | Space Heating | Natural Gas | Unit Heater | E8 |  | Baseline Forecast | 0 | 0 | 0 | 0 | 0 | 0 | 0 | 0 | 0 | 0 | 0 | 0 | 0 | 0 | 0 | 0 | 0 | 0 | 0 | 0 | 0 | 0 | 0 | 0 | 0 | 0 | 0
Commercial_Lodging (ID)_Existing_Space Heating_Natural Gas_Unit Heater_E9_Baseline Forecast | Commercial | Lodging (ID) | Existing | Space Heating | Natural Gas | Unit Heater | E9 |  | Baseline Forecast | 0 | 0 | 0 | 0 | 0 | 0 | 0 | 0 | 0 | 0 | 0 | 0 | 0 | 0 | 0 | 0 | 0 | 0 | 0 | 0 | 0 | 0 | 0 | 0 | 0 | 0 | 0
Commercial_Lodging (ID)_Existing_Space Heating_Natural Gas_Unit Heater_E10_Baseline Forecast | Commercial | Lodging (ID) | Existing | Space Heating | Natural Gas | Unit Heater | E10 |  | Baseline Forecast | 0 | 0 | 0 | 0 | 0 | 0 | 0 | 0 | 0 | 0 | 0 | 0 | 0 | 0 | 0 | 0 | 0 | 0 | 0 | 0 | 0 | 0 | 0 | 0 | 0 | 0 | 0
Commercial_Lodging (ID)_Existing_Water Heating_Natural Gas_Water Heater_E1_Baseline Forecast | Commercial | Lodging (ID) | Existing | Water Heating | Natural Gas | Water Heater | E1 | TE 0.80 | Baseline Forecast | 0 | 30680.4314 | 33503.8893 | 35938.2313 | 38025.7037 | 39804.0994 | 41307.2254 | 42565.3212 | 43605.4331 | 44451.75 | 45125.903 | 45647.2341 | 43210.8691 | 41246.4988 | 39674.7857 | 38427.9526 | 37448.2291 | 36686.4957 | 36101.1037 | 35656.8462 | 35324.0635 | 35077.8652 | 34897.4545 | 41499.689 | 41054.8914 | 40457.9599 | 39757.9708
Commercial_Lodging (ID)_Existing_Water Heating_Natural Gas_Water Heater_E2_Baseline Forecast | Commercial | Lodging (ID) | Existing | Water Heating | Natural Gas | Water Heater | E2 | TE 0.90 | Baseline Forecast | 0 | 0 | 0 | 0 | 0 | 0 | 0 | 0 | 0 | 0 | 0 | 0 | 0 | 0 | 0 | 0 | 0 | 0 | 0 | 0 | 0 | 0 | 0 | 0 | 0 | 0 | 0
Commercial_Lodging (ID)_Existing_Water Heating_Natural Gas_Water Heater_E3_Baseline Forecast | Commercial | Lodging (ID) | Existing | Water Heating | Natural Gas | Water Heater | E3 | TE 0.94 | Baseline Forecast | 0 | 34597.0822 | 37780.9816 | 40526.0906 | 42880.0488 | 44885.4738 | 46580.4883 | 47999.192 | 49172.0842 | 50126.4415 | 50886.6566 | 51474.5406 | 48727.1502 | 46512.0093 | 44739.6519 | 43333.6487 | 42228.854 | 41369.8782 | 40709.7553 | 40208.784 | 39833.5184 | 39555.8905 | 39352.4487 | 46797.5216 | 46295.9414 | 45622.8059 | 44833.4564
Commercial_Lodging (ID)_Existing_Water Heating_Natural Gas_Water Heater_E4_Baseline Forecast | Commercial | Lodging (ID) | Existing | Water Heating | Natural Gas | Water Heater | E4 | Instantaneous TE 0.94 | Baseline Forecast | 0 | 0 | 0 | 0 | 0 | 0 | 0 | 0 | 0 | 0 | 0 | 0 | 0 | 0 | 0 | 0 | 0 | 0 | 0 | 0 | 0 | 0 | 0 | 0 | 0 | 0 | 0
Commercial_Lodging (ID)_Existing_Water Heating_Natural Gas_Water Heater_E5_Baseline Forecast | Commercial | Lodging (ID) | Existing | Water Heating | Natural Gas | Water Heater | E5 | Gas-Fired Absorption HPWH | Baseline Forecast | 0 | 0 | 0 | 0 | 0 | 0 | 0 | 0 | 0 | 0 | 0 | 0 | 0 | 0 | 0 | 0 | 0 | 0 | 0 | 0 | 0 | 0 | 0 | 0 | 0 | 0 | 0
Commercial_Lodging (ID)_Existing_Water Heating_Natural Gas_Water Heater_E6_Baseline Forecast | Commercial | Lodging (ID) | Existing | Water Heating | Natural Gas | Water Heater | E6 |  | Baseline Forecast | 0 | 0 | 0 | 0 | 0 | 0 | 0 | 0 | 0 | 0 | 0 | 0 | 0 | 0 | 0 | 0 | 0 | 0 | 0 | 0 | 0 | 0 | 0 | 0 | 0 | 0 | 0
Commercial_Lodging (ID)_Existing_Water Heating_Natural Gas_Water Heater_E7_Baseline Forecast | Commercial | Lodging (ID) | Existing | Water Heating | Natural Gas | Water Heater | E7 |  | Baseline Forecast | 0 | 0 | 0 | 0 | 0 | 0 | 0 | 0 | 0 | 0 | 0 | 0 | 0 | 0 | 0 | 0 | 0 | 0 | 0 | 0 | 0 | 0 | 0 | 0 | 0 | 0 | 0
Commercial_Lodging (ID)_Existing_Water Heating_Natural Gas_Water Heater_E8_Baseline Forecast | Commercial | Lodging (ID) | Existing | Water Heating | Natural Gas | Water Heater | E8 |  | Baseline Forecast | 0 | 0 | 0 | 0 | 0 | 0 | 0 | 0 | 0 | 0 | 0 | 0 | 0 | 0 | 0 | 0 | 0 | 0 | 0 | 0 | 0 | 0 | 0 | 0 | 0 | 0 | 0
Commercial_Lodging (ID)_Existing_Water Heating_Natural Gas_Water Heater_E9_Baseline Forecast | Commercial | Lodging (ID) | Existing | Water Heating | Natural Gas | Water Heater | E9 |  | Baseline Forecast | 0 | 0 | 0 | 0 | 0 | 0 | 0 | 0 | 0 | 0 | 0 | 0 | 0 | 0 | 0 | 0 | 0 | 0 | 0 | 0 | 0 | 0 | 0 | 0 | 0 | 0 | 0
Commercial_Lodging (ID)_Existing_Water Heating_Natural Gas_Water Heater_E10_Baseline Forecast | Commercial | Lodging (ID) | Existing | Water Heating | Natural Gas | Water Heater | E10 |  | Baseline Forecast | 0 | 0 | 0 | 0 | 0 | 0 | 0 | 0 | 0 | 0 | 0 | 0 | 0 | 0 | 0 | 0 | 0 | 0 | 0 | 0 | 0 | 0 | 0 | 0 | 0 | 0 | 0
Commercial_Lodging (ID)_Existing_Food Preparation_Natural Gas_Oven_E1_Baseline Forecast | Commercial | Lodging (ID) | Existing | Food Preparation | Natural Gas | Oven | E1 | Standard | Baseline Forecast | 0 | 5106.7993 | 6536.7031 | 7624.3487 | 8442.995 | 9050.3387 | 9491.8177 | 9803.2146 | 10012.7059 | 10142.4776 | 8877.4898 | 8129.8034 | 7730.0546 | 7557.5809 | 7527.3733 | 8657.8853 | 8843.3188 | 8958.2516 | 9018.1303 | 8803.3227 | 8471.0336 | 8113.7413 | 7781.812 | 7498.9587 | 7178.9459 | 7064.1727 | 7064.7457
Commercial_Lodging (ID)_Existing_Food Preparation_Natural Gas_Oven_E2_Baseline Forecast | Commercial | Lodging (ID) | Existing | Food Preparation | Natural Gas | Oven | E2 | ENERGY STAR (>42% Baking Efficiency) | Baseline Forecast | 0 | 7348.8088 | 9406.4752 | 10971.6237 | 12149.6757 | 13023.6581 | 13658.9572 | 14107.0649 | 14408.5279 | 14595.2727 | 12774.9244 | 11698.9853 | 11123.7372 | 10875.5432 | 10832.0738 | 12458.9081 | 12725.7515 | 12891.1425 | 12977.3095 | 12668.196 | 12190.024 | 11675.8716 | 11198.2172 | 10791.1845 | 10330.6783 | 10165.5168 | 10166.3413
Commercial_Lodging (ID)_Existing_Food Preparation_Natural Gas_Oven_E3_Baseline Forecast | Commercial | Lodging (ID) | Existing | Food Preparation | Natural Gas | Oven | E3 |  | Baseline Forecast | 0 | 0 | 0 | 0 | 0 | 0 | 0 | 0 | 0 | 0 | 0 | 0 | 0 | 0 | 0 | 0 | 0 | 0 | 0 | 0 | 0 | 0 | 0 | 0 | 0 | 0 | 0
Commercial_Lodging (ID)_Existing_Food Preparation_Natural Gas_Oven_E4_Baseline Forecast | Commercial | Lodging (ID) | Existing | Food Preparation | Natural Gas | Oven | E4 |  | Baseline Forecast | 0 | 0 | 0 | 0 | 0 | 0 | 0 | 0 | 0 | 0 | 0 | 0 | 0 | 0 | 0 | 0 | 0 | 0 | 0 | 0 | 0 | 0 | 0 | 0 | 0 | 0 | 0
Commercial_Lodging (ID)_Existing_Food Preparation_Natural Gas_Oven_E5_Baseline Forecast | Commercial | Lodging (ID) | Existing | Food Preparation | Natural Gas | Oven | E5 |  | Baseline Forecast | 0 | 0 | 0 | 0 | 0 | 0 | 0 | 0 | 0 | 0 | 0 | 0 | 0 | 0 | 0 | 0 | 0 | 0 | 0 | 0 | 0 | 0 | 0 | 0 | 0 | 0 | 0
Commercial_Lodging (ID)_Existing_Food Preparation_Natural Gas_Oven_E6_Baseline Forecast | Commercial | Lodging (ID) | Existing | Food Preparation | Natural Gas | Oven | E6 |  | Baseline Forecast | 0 | 0 | 0 | 0 | 0 | 0 | 0 | 0 | 0 | 0 | 0 | 0 | 0 | 0 | 0 | 0 | 0 | 0 | 0 | 0 | 0 | 0 | 0 | 0 | 0 | 0 | 0
Commercial_Lodging (ID)_Existing_Food Preparation_Natural Gas_Oven_E7_Baseline Forecast | Commercial | Lodging (ID) | Existing | Food Preparation | Natural Gas | Oven | E7 |  | Baseline Forecast | 0 | 0 | 0 | 0 | 0 | 0 | 0 | 0 | 0 | 0 | 0 | 0 | 0 | 0 | 0 | 0 | 0 | 0 | 0 | 0 | 0 | 0 | 0 | 0 | 0 | 0 | 0
Commercial_Lodging (ID)_Existing_Food Preparation_Natural Gas_Oven_E8_Baseline Forecast | Commercial | Lodging (ID) | Existing | Food Preparation | Natural Gas | Oven | E8 |  | Baseline Forecast | 0 | 0 | 0 | 0 | 0 | 0 | 0 | 0 | 0 | 0 | 0 | 0 | 0 | 0 | 0 | 0 | 0 | 0 | 0 | 0 | 0 | 0 | 0 | 0 | 0 | 0 | 0
Commercial_Lodging (ID)_Existing_Food Preparation_Natural Gas_Oven_E9_Baseline Forecast | Commercial | Lodging (ID) | Existing | Food Preparation | Natural Gas | Oven | E9 |  | Baseline Forecast | 0 | 0 | 0 | 0 | 0 | 0 | 0 | 0 | 0 | 0 | 0 | 0 | 0 | 0 | 0 | 0 | 0 | 0 | 0 | 0 | 0 | 0 | 0 | 0 | 0 | 0 | 0
Commercial_Lodging (ID)_Existing_Food Preparation_Natural Gas_Oven_E10_Baseline Forecast | Commercial | Lodging (ID) | Existing | Food Preparation | Natural Gas | Oven | E10 |  | Baseline Forecast | 0 | 0 | 0 | 0 | 0 | 0 | 0 | 0 | 0 | 0 | 0 | 0 | 0 | 0 | 0 | 0 | 0 | 0 | 0 | 0 | 0 | 0 | 0 | 0 | 0 | 0 | 0
Commercial_Lodging (ID)_Existing_Food Preparation_Natural Gas_Conveyor Oven_E1_Baseline Forecast | Commercial | Lodging (ID) | Existing | Food Preparation | Natural Gas | Conveyor Oven | E1 | Standard | Baseline Forecast | 0 | 0 | 0 | 0 | 0 | 239.9856 | 661.622 | 1219.1294 | 1876.6145 | 2605.9679 | 3163.1236 | 3584.9075 | 3900.3228 | 4132.2112 | 4298.5608 | 4413.537 | 4488.2938 | 3535.3945 | 2784.803 | 2193.5679 | 1727.8566 | 1398.4719 | 1204.8193 | 1139.2861 | 1190.2742 | 1344.2612 | 1597.9342
Commercial_Lodging (ID)_Existing_Food Preparation_Natural Gas_Conveyor Oven_E2_Baseline Forecast | Commercial | Lodging (ID) | Existing | Food Preparation | Natural Gas | Conveyor Oven | E2 | ENERGY STAR (>42% Baking Efficiency) | Baseline Forecast | 0 | 0 | 0 | 0 | 0 | 345.3452 | 952.0901 | 1754.3569 | 2700.494 | 3750.0514 | 4551.8121 | 5158.7693 | 5612.6596 | 5946.3527 | 6185.7339 | 6351.1874 | 6458.7642 | 5087.5189 | 4007.3995 | 3156.5977 | 2486.4278 | 2012.4351 | 1733.7643 | 1639.4604 | 1712.8336 | 1934.4246 | 2299.4663
Commercial_Lodging (ID)_Existing_Food Preparation_Natural Gas_Conveyor Oven_E3_Baseline Forecast | Commercial | Lodging (ID) | Existing | Food Preparation | Natural Gas | Conveyor Oven | E3 |  | Baseline Forecast | 0 | 0 | 0 | 0 | 0 | 0 | 0 | 0 | 0 | 0 | 0 | 0 | 0 | 0 | 0 | 0 | 0 | 0 | 0 | 0 | 0 | 0 | 0 | 0 | 0 | 0 | 0
Commercial_Lodging (ID)_Existing_Food Preparation_Natural Gas_Conveyor Oven_E4_Baseline Forecast | Commercial | Lodging (ID) | Existing | Food Preparation | Natural Gas | Conveyor Oven | E4 |  | Baseline Forecast | 0 | 0 | 0 | 0 | 0 | 0 | 0 | 0 | 0 | 0 | 0 | 0 | 0 | 0 | 0 | 0 | 0 | 0 | 0 | 0 | 0 | 0 | 0 | 0 | 0 | 0 | 0
Commercial_Lodging (ID)_Existing_Food Preparation_Natural Gas_Conveyor Oven_E5_Baseline Forecast | Commercial | Lodging (ID) | Existing | Food Preparation | Natural Gas | Conveyor Oven | E5 |  | Baseline Forecast | 0 | 0 | 0 | 0 | 0 | 0 | 0 | 0 | 0 | 0 | 0 | 0 | 0 | 0 | 0 | 0 | 0 | 0 | 0 | 0 | 0 | 0 | 0 | 0 | 0 | 0 | 0
Commercial_Lodging (ID)_Existing_Food Preparation_Natural Gas_Conveyor Oven_E6_Baseline Forecast | Commercial | Lodging (ID) | Existing | Food Preparation | Natural Gas | Conveyor Oven | E6 |  | Baseline Forecast | 0 | 0 | 0 | 0 | 0 | 0 | 0 | 0 | 0 | 0 | 0 | 0 | 0 | 0 | 0 | 0 | 0 | 0 | 0 | 0 | 0 | 0 | 0 | 0 | 0 | 0 | 0
Commercial_Lodging (ID)_Existing_Food Preparation_Natural Gas_Conveyor Oven_E7_Baseline Forecast | Commercial | Lodging (ID) | Existing | Food Preparation | Natural Gas | Conveyor Oven | E7 |  | Baseline Forecast | 0 | 0 | 0 | 0 | 0 | 0 | 0 | 0 | 0 | 0 | 0 | 0 | 0 | 0 | 0 | 0 | 0 | 0 | 0 | 0 | 0 | 0 | 0 | 0 | 0 | 0 | 0
Commercial_Lodging (ID)_Existing_Food Preparation_Natural Gas_Conveyor Oven_E8_Baseline Forecast | Commercial | Lodging (ID) | Existing | Food Preparation | Natural Gas | Conveyor Oven | E8 |  | Baseline Forecast | 0 | 0 | 0 | 0 | 0 | 0 | 0 | 0 | 0 | 0 | 0 | 0 | 0 | 0 | 0 | 0 | 0 | 0 | 0 | 0 | 0 | 0 | 0 | 0 | 0 | 0 | 0
Commercial_Lodging (ID)_Existing_Food Preparation_Natural Gas_Conveyor Oven_E9_Baseline Forecast | Commercial | Lodging (ID) | Existing | Food Preparation | Natural Gas | Conveyor Oven | E9 |  | Baseline Forecast | 0 | 0 | 0 | 0 | 0 | 0 | 0 | 0 | 0 | 0 | 0 | 0 | 0 | 0 | 0 | 0 | 0 | 0 | 0 | 0 | 0 | 0 | 0 | 0 | 0 | 0 | 0
Commercial_Lodging (ID)_Existing_Food Preparation_Natural Gas_Conveyor Oven_E10_Baseline Forecast | Commercial | Lodging (ID) | Existing | Food Preparation | Natural Gas | Conveyor Oven | E10 |  | Baseline Forecast | 0 | 0 | 0 | 0 | 0 | 0 | 0 | 0 | 0 | 0 | 0 | 0 | 0 | 0 | 0 | 0 | 0 | 0 | 0 | 0 | 0 | 0 | 0 | 0 | 0 | 0 | 0
Commercial_Lodging (ID)_Existing_Food Preparation_Natural Gas_Double Rack Oven_E1_Baseline Forecast | Commercial | Lodging (ID) | Existing | Food Preparation | Natural Gas | Double Rack Oven | E1 | Standard | Baseline Forecast | 0 | 1418.5554 | 1939.9048 | 2385.4528 | 2764.8238 | 3086.4384 | 3357.6641 | 3584.9465 | 3773.9245 | 3929.531 | 3576.2685 | 3317.4715 | 3134.0267 | 3010.1356 | 2932.7854 | 2891.2986 | 2876.9534 | 2882.6611 | 2902.6944 | 3216.5495 | 3262.3042 | 3268.8312 | 3248.7514 | 3211.6071 | 3164.5029 | 3112.6256 | 3059.6647
Commercial_Lodging (ID)_Existing_Food Preparation_Natural Gas_Double Rack Oven_E2_Baseline Forecast | Commercial | Lodging (ID) | Existing | Food Preparation | Natural Gas | Double Rack Oven | E2 | FTSC Qualified (>50% Cooking Efficiency) | Baseline Forecast | 0 | 2041.3358 | 2791.5703 | 3432.7248 | 3978.6488 | 4441.4601 | 4831.7605 | 5158.8254 | 5430.7694 | 5654.6909 | 5146.3376 | 4773.9224 | 4509.9408 | 4331.6586 | 4220.3497 | 4160.6492 | 4140.0061 | 4148.2197 | 4177.0481 | 4628.6932 | 4694.5352 | 4703.9279 | 4675.0325 | 4621.581 | 4553.7969 | 4479.1441 | 4402.9321
Commercial_Lodging (ID)_Existing_Food Preparation_Natural Gas_Double Rack Oven_E3_Baseline Forecast | Commercial | Lodging (ID) | Existing | Food Preparation | Natural Gas | Double Rack Oven | E3 |  | Baseline Forecast | 0 | 0 | 0 | 0 | 0 | 0 | 0 | 0 | 0 | 0 | 0 | 0 | 0 | 0 | 0 | 0 | 0 | 0 | 0 | 0 | 0 | 0 | 0 | 0 | 0 | 0 | 0
Commercial_Lodging (ID)_Existing_Food Preparation_Natural Gas_Double Rack Oven_E4_Baseline Forecast | Commercial | Lodging (ID) | Existing | Food Preparation | Natural Gas | Double Rack Oven | E4 |  | Baseline Forecast | 0 | 0 | 0 | 0 | 0 | 0 | 0 | 0 | 0 | 0 | 0 | 0 | 0 | 0 | 0 | 0 | 0 | 0 | 0 | 0 | 0 | 0 | 0 | 0 | 0 | 0 | 0
Commercial_Lodging (ID)_Existing_Food Preparation_Natural Gas_Double Rack Oven_E5_Baseline Forecast | Commercial | Lodging (ID) | Existing | Food Preparation | Natural Gas | Double Rack Oven | E5 |  | Baseline Forecast | 0 | 0 | 0 | 0 | 0 | 0 | 0 | 0 | 0 | 0 | 0 | 0 | 0 | 0 | 0 | 0 | 0 | 0 | 0 | 0 | 0 | 0 | 0 | 0 | 0 | 0 | 0
Commercial_Lodging (ID)_Existing_Food Preparation_Natural Gas_Double Rack Oven_E6_Baseline Forecast | Commercial | Lodging (ID) | Existing | Food Preparation | Natural Gas | Double Rack Oven | E6 |  | Baseline Forecast | 0 | 0 | 0 | 0 | 0 | 0 | 0 | 0 | 0 | 0 | 0 | 0 | 0 | 0 | 0 | 0 | 0 | 0 | 0 | 0 | 0 | 0 | 0 | 0 | 0 | 0 | 0
Commercial_Lodging (ID)_Existing_Food Preparation_Natural Gas_Double Rack Oven_E7_Baseline Forecast | Commercial | Lodging (ID) | Existing | Food Preparation | Natural Gas | Double Rack Oven | E7 |  | Baseline Forecast | 0 | 0 | 0 | 0 | 0 | 0 | 0 | 0 | 0 | 0 | 0 | 0 | 0 | 0 | 0 | 0 | 0 | 0 | 0 | 0 | 0 | 0 | 0 | 0 | 0 | 0 | 0
Commercial_Lodging (ID)_Existing_Food Preparation_Natural Gas_Double Rack Oven_E8_Baseline Forecast | Commercial | Lodging (ID) | Existing | Food Preparation | Natural Gas | Double Rack Oven | E8 |  | Baseline Forecast | 0 | 0 | 0 | 0 | 0 | 0 | 0 | 0 | 0 | 0 | 0 | 0 | 0 | 0 | 0 | 0 | 0 | 0 | 0 | 0 | 0 | 0 | 0 | 0 | 0 | 0 | 0
Commercial_Lodging (ID)_Existing_Food Preparation_Natural Gas_Double Rack Oven_E9_Baseline Forecast | Commercial | Lodging (ID) | Existing | Food Preparation | Natural Gas | Double Rack Oven | E9 |  | Baseline Forecast | 0 | 0 | 0 | 0 | 0 | 0 | 0 | 0 | 0 | 0 | 0 | 0 | 0 | 0 | 0 | 0 | 0 | 0 | 0 | 0 | 0 | 0 | 0 | 0 | 0 | 0 | 0
Commercial_Lodging (ID)_Existing_Food Preparation_Natural Gas_Double Rack Oven_E10_Baseline Forecast | Commercial | Lodging (ID) | Existing | Food Preparation | Natural Gas | Double Rack Oven | E10 |  | Baseline Forecast | 0 | 0 | 0 | 0 | 0 | 0 | 0 | 0 | 0 | 0 | 0 | 0 | 0 | 0 | 0 | 0 | 0 | 0 | 0 | 0 | 0 | 0 | 0 | 0 | 0 | 0 | 0
Commercial_Lodging (ID)_Existing_Food Preparation_Natural Gas_Fryer_E1_Baseline Forecast | Commercial | Lodging (ID) | Existing | Food Preparation | Natural Gas | Fryer | E1 | Standard | Baseline Forecast | 0 | 5304.6788 | 5792.8576 | 6213.7579 | 6574.684 | 6882.1705 | 7142.0626 | 7359.5887 | 7539.4251 | 7685.7542 | 7802.316 | 7892.4546 | 7471.2046 | 7131.5629 | 6859.8121 | 6644.2333 | 6474.8381 | 6343.1336 | 6241.9187 | 6165.1061 | 6107.5676 | 6064.9997 | 6033.8065 | 7175.3397 | 7098.4338 | 6995.2237 | 6874.1948
Commercial_Lodging (ID)_Existing_Food Preparation_Natural Gas_Fryer_E2_Baseline Forecast | Commercial | Lodging (ID) | Existing | Food Preparation | Natural Gas | Fryer | E2 | ENERGY STAR | Baseline Forecast | 0 | 1863.8061 | 2035.3283 | 2183.2122 | 2310.0241 | 2418.0599 | 2509.3733 | 2585.8014 | 2648.9872 | 2700.4001 | 2741.3543 | 2773.0246 | 2625.0178 | 2505.6843 | 2410.2042 | 2334.4604 | 2274.9431 | 2228.6686 | 2193.1066 | 2166.1184 | 2145.9021 | 2130.9458 | 2119.9861 | 2521.0653 | 2494.0443 | 2457.7813 | 2415.2576
Commercial_Lodging (ID)_Existing_Food Preparation_Natural Gas_Fryer_E3_Baseline Forecast | Commercial | Lodging (ID) | Existing | Food Preparation | Natural Gas | Fryer | E3 |  | Baseline Forecast | 0 | 0 | 0 | 0 | 0 | 0 | 0 | 0 | 0 | 0 | 0 | 0 | 0 | 0 | 0 | 0 | 0 | 0 | 0 | 0 | 0 | 0 | 0 | 0 | 0 | 0 | 0
Commercial_Lodging (ID)_Existing_Food Preparation_Natural Gas_Fryer_E4_Baseline Forecast | Commercial | Lodging (ID) | Existing | Food Preparation | Natural Gas | Fryer | E4 |  | Baseline Forecast | 0 | 0 | 0 | 0 | 0 | 0 | 0 | 0 | 0 | 0 | 0 | 0 | 0 | 0 | 0 | 0 | 0 | 0 | 0 | 0 | 0 | 0 | 0 | 0 | 0 | 0 | 0
Commercial_Lodging (ID)_Existing_Food Preparation_Natural Gas_Fryer_E5_Baseline Forecast | Commercial | Lodging (ID) | Existing | Food Preparation | Natural Gas | Fryer | E5 |  | Baseline Forecast | 0 | 0 | 0 | 0 | 0 | 0 | 0 | 0 | 0 | 0 | 0 | 0 | 0 | 0 | 0 | 0 | 0 | 0 | 0 | 0 | 0 | 0 | 0 | 0 | 0 | 0 | 0
Commercial_Lodging (ID)_Existing_Food Preparation_Natural Gas_Fryer_E6_Baseline Forecast | Commercial | Lodging (ID) | Existing | Food Preparation | Natural Gas | Fryer | E6 |  | Baseline Forecast | 0 | 0 | 0 | 0 | 0 | 0 | 0 | 0 | 0 | 0 | 0 | 0 | 0 | 0 | 0 | 0 | 0 | 0 | 0 | 0 | 0 | 0 | 0 | 0 | 0 | 0 | 0
Commercial_Lodging (ID)_Existing_Food Preparation_Natural Gas_Fryer_E7_Baseline Forecast | Commercial | Lodging (ID) | Existing | Food Preparation | Natural Gas | Fryer | E7 |  | Baseline Forecast | 0 | 0 | 0 | 0 | 0 | 0 | 0 | 0 | 0 | 0 | 0 | 0 | 0 | 0 | 0 | 0 | 0 | 0 | 0 | 0 | 0 | 0 | 0 | 0 | 0 | 0 | 0
Commercial_Lodging (ID)_Existing_Food Preparation_Natural Gas_Fryer_E8_Baseline Forecast | Commercial | Lodging (ID) | Existing | Food Preparation | Natural Gas | Fryer | E8 |  | Baseline Forecast | 0 | 0 | 0 | 0 | 0 | 0 | 0 | 0 | 0 | 0 | 0 | 0 | 0 | 0 | 0 | 0 | 0 | 0 | 0 | 0 | 0 | 0 | 0 | 0 | 0 | 0 | 0
Commercial_Lodging (ID)_Existing_Food Preparation_Natural Gas_Fryer_E9_Baseline Forecast | Commercial | Lodging (ID) | Existing | Food Preparation | Natural Gas | Fryer | E9 |  | Baseline Forecast | 0 | 0 | 0 | 0 | 0 | 0 | 0 | 0 | 0 | 0 | 0 | 0 | 0 | 0 | 0 | 0 | 0 | 0 | 0 | 0 | 0 | 0 | 0 | 0 | 0 | 0 | 0
Commercial_Lodging (ID)_Existing_Food Preparation_Natural Gas_Fryer_E10_Baseline Forecast | Commercial | Lodging (ID) | Existing | Food Preparation | Natural Gas | Fryer | E10 |  | Baseline Forecast | 0 | 0 | 0 | 0 | 0 | 0 | 0 | 0 | 0 | 0 | 0 | 0 | 0 | 0 | 0 | 0 | 0 | 0 | 0 | 0 | 0 | 0 | 0 | 0 | 0 | 0 | 0
Commercial_Lodging (ID)_Existing_Food Preparation_Natural Gas_Broiler_E1_Baseline Forecast | Commercial | Lodging (ID) | Existing | Food Preparation | Natural Gas | Broiler | E1 | Standard | Baseline Forecast | 0 | 6483.4963 | 7270.3821 | 7934.5225 | 8491.6121 | 8955.3814 | 9337.8415 | 9649.4994 | 9899.5452 | 10096.0169 | 9462.7373 | 8984.527 | 8630.1734 | 8373.8754 | 8194.3786 | 8074.2414 | 7999.2144 | 7957.7142 | 7940.3796 | 9374.3773 | 9279.3944 | 9136.2452 | 8963.6325 | 8775.4699 | 8581.8981 | 8390.1077 | 8205.0036
Commercial_Lodging (ID)_Existing_Food Preparation_Natural Gas_Broiler_E2_Baseline Forecast | Commercial | Lodging (ID) | Existing | Food Preparation | Natural Gas | Broiler | E2 | Infrared Burners | Baseline Forecast | 0 | 2277.9852 | 2554.4586 | 2787.8052 | 2983.5394 | 3146.4853 | 3280.8632 | 3390.3647 | 3478.2186 | 3547.2492 | 3324.7455 | 3156.7257 | 3032.2231 | 2942.1724 | 2879.106 | 2836.8956 | 2810.5348 | 2795.9536 | 2789.8631 | 3293.7001 | 3260.3278 | 3210.0321 | 3149.3844 | 3083.2732 | 3015.2615 | 2947.8757 | 2882.8391
Commercial_Lodging (ID)_Existing_Food Preparation_Natural Gas_Broiler_E3_Baseline Forecast | Commercial | Lodging (ID) | Existing | Food Preparation | Natural Gas | Broiler | E3 |  | Baseline Forecast | 0 | 0 | 0 | 0 | 0 | 0 | 0 | 0 | 0 | 0 | 0 | 0 | 0 | 0 | 0 | 0 | 0 | 0 | 0 | 0 | 0 | 0 | 0 | 0 | 0 | 0 | 0
Commercial_Lodging (ID)_Existing_Food Preparation_Natural Gas_Broiler_E4_Baseline Forecast | Commercial | Lodging (ID) | Existing | Food Preparation | Natural Gas | Broiler | E4 |  | Baseline Forecast | 0 | 0 | 0 | 0 | 0 | 0 | 0 | 0 | 0 | 0 | 0 | 0 | 0 | 0 | 0 | 0 | 0 | 0 | 0 | 0 | 0 | 0 | 0 | 0 | 0 | 0 | 0
Commercial_Lodging (ID)_Existing_Food Preparation_Natural Gas_Broiler_E5_Baseline Forecast | Commercial | Lodging (ID) | Existing | Food Preparation | Natural Gas | Broiler | E5 |  | Baseline Forecast | 0 | 0 | 0 | 0 | 0 | 0 | 0 | 0 | 0 | 0 | 0 | 0 | 0 | 0 | 0 | 0 | 0 | 0 | 0 | 0 | 0 | 0 | 0 | 0 | 0 | 0 | 0
Commercial_Lodging (ID)_Existing_Food Preparation_Natural Gas_Broiler_E6_Baseline Forecast | Commercial | Lodging (ID) | Existing | Food Preparation | Natural Gas | Broiler | E6 |  | Baseline Forecast | 0 | 0 | 0 | 0 | 0 | 0 | 0 | 0 | 0 | 0 | 0 | 0 | 0 | 0 | 0 | 0 | 0 | 0 | 0 | 0 | 0 | 0 | 0 | 0 | 0 | 0 | 0
Commercial_Lodging (ID)_Existing_Food Preparation_Natural Gas_Broiler_E7_Baseline Forecast | Commercial | Lodging (ID) | Existing | Food Preparation | Natural Gas | Broiler | E7 |  | Baseline Forecast | 0 | 0 | 0 | 0 | 0 | 0 | 0 | 0 | 0 | 0 | 0 | 0 | 0 | 0 | 0 | 0 | 0 | 0 | 0 | 0 | 0 | 0 | 0 | 0 | 0 | 0 | 0
Commercial_Lodging (ID)_Existing_Food Preparation_Natural Gas_Broiler_E8_Baseline Forecast | Commercial | Lodging (ID) | Existing | Food Preparation | Natural Gas | Broiler | E8 |  | Baseline Forecast | 0 | 0 | 0 | 0 | 0 | 0 | 0 | 0 | 0 | 0 | 0 | 0 | 0 | 0 | 0 | 0 | 0 | 0 | 0 | 0 | 0 | 0 | 0 | 0 | 0 | 0 | 0
Commercial_Lodging (ID)_Existing_Food Preparation_Natural Gas_Broiler_E9_Baseline Forecast | Commercial | Lodging (ID) | Existing | Food Preparation | Natural Gas | Broiler | E9 |  | Baseline Forecast | 0 | 0 | 0 | 0 | 0 | 0 | 0 | 0 | 0 | 0 | 0 | 0 | 0 | 0 | 0 | 0 | 0 | 0 | 0 | 0 | 0 | 0 | 0 | 0 | 0 | 0 | 0
Commercial_Lodging (ID)_Existing_Food Preparation_Natural Gas_Broiler_E10_Baseline Forecast | Commercial | Lodging (ID) | Existing | Food Preparation | Natural Gas | Broiler | E10 |  | Baseline Forecast | 0 | 0 | 0 | 0 | 0 | 0 | 0 | 0 | 0 | 0 | 0 | 0 | 0 | 0 | 0 | 0 | 0 | 0 | 0 | 0 | 0 | 0 | 0 | 0 | 0 | 0 | 0
Commercial_Lodging (ID)_Existing_Food Preparation_Natural Gas_Griddle_E1_Baseline Forecast | Commercial | Lodging (ID) | Existing | Food Preparation | Natural Gas | Griddle | E1 | Standard | Baseline Forecast | 0 | 16630.7222 | 18649.1518 | 20352.7287 | 21781.7111 | 22971.3188 | 23952.3618 | 24751.7909 | 25393.1798 | 25897.1464 | 24272.7302 | 23046.0799 | 22137.1326 | 21479.7063 | 21019.2816 | 20711.1196 | 20518.6689 | 20412.2172 | 20367.7526 | 24046.0793 | 23802.44 | 23435.25 | 22992.4836 | 22509.8306 | 22013.3024 | 21521.3436 | 21046.5358
Commercial_Lodging (ID)_Existing_Food Preparation_Natural Gas_Griddle_E2_Baseline Forecast | Commercial | Lodging (ID) | Existing | Food Preparation | Natural Gas | Griddle | E2 | ENERGY STAR | Baseline Forecast | 0 | 6792.8302 | 7617.2592 | 8313.0864 | 8896.7552 | 9382.6513 | 9783.359 | 10109.8864 | 10371.8622 | 10577.7077 | 9914.2137 | 9413.1876 | 9041.9274 | 8773.4012 | 8585.3404 | 8459.4714 | 8380.8648 | 8337.3845 | 8319.2229 | 9821.638 | 9722.1234 | 9572.1444 | 9391.2961 | 9194.1562 | 8991.3489 | 8790.408 | 8596.4724
Commercial_Lodging (ID)_Existing_Food Preparation_Natural Gas_Griddle_E3_Baseline Forecast | Commercial | Lodging (ID) | Existing | Food Preparation | Natural Gas | Griddle | E3 |  | Baseline Forecast | 0 | 0 | 0 | 0 | 0 | 0 | 0 | 0 | 0 | 0 | 0 | 0 | 0 | 0 | 0 | 0 | 0 | 0 | 0 | 0 | 0 | 0 | 0 | 0 | 0 | 0 | 0
Commercial_Lodging (ID)_Existing_Food Preparation_Natural Gas_Griddle_E4_Baseline Forecast | Commercial | Lodging (ID) | Existing | Food Preparation | Natural Gas | Griddle | E4 |  | Baseline Forecast | 0 | 0 | 0 | 0 | 0 | 0 | 0 | 0 | 0 | 0 | 0 | 0 | 0 | 0 | 0 | 0 | 0 | 0 | 0 | 0 | 0 | 0 | 0 | 0 | 0 | 0 | 0
Commercial_Lodging (ID)_Existing_Food Preparation_Natural Gas_Griddle_E5_Baseline Forecast | Commercial | Lodging (ID) | Existing | Food Preparation | Natural Gas | Griddle | E5 |  | Baseline Forecast | 0 | 0 | 0 | 0 | 0 | 0 | 0 | 0 | 0 | 0 | 0 | 0 | 0 | 0 | 0 | 0 | 0 | 0 | 0 | 0 | 0 | 0 | 0 | 0 | 0 | 0 | 0
Commercial_Lodging (ID)_Existing_Food Preparation_Natural Gas_Griddle_E6_Baseline Forecast | Commercial | Lodging (ID) | Existing | Food Preparation | Natural Gas | Griddle | E6 |  | Baseline Forecast | 0 | 0 | 0 | 0 | 0 | 0 | 0 | 0 | 0 | 0 | 0 | 0 | 0 | 0 | 0 | 0 | 0 | 0 | 0 | 0 | 0 | 0 | 0 | 0 | 0 | 0 | 0
Commercial_Lodging (ID)_Existing_Food Preparation_Natural Gas_Griddle_E7_Baseline Forecast | Commercial | Lodging (ID) | Existing | Food Preparation | Natural Gas | Griddle | E7 |  | Baseline Forecast | 0 | 0 | 0 | 0 | 0 | 0 | 0 | 0 | 0 | 0 | 0 | 0 | 0 | 0 | 0 | 0 | 0 | 0 | 0 | 0 | 0 | 0 | 0 | 0 | 0 | 0 | 0
Commercial_Lodging (ID)_Existing_Food Preparation_Natural Gas_Griddle_E8_Baseline Forecast | Commercial | Lodging (ID) | Existing | Food Preparation | Natural Gas | Griddle | E8 |  | Baseline Forecast | 0 | 0 | 0 | 0 | 0 | 0 | 0 | 0 | 0 | 0 | 0 | 0 | 0 | 0 | 0 | 0 | 0 | 0 | 0 | 0 | 0 | 0 | 0 | 0 | 0 | 0 | 0
Commercial_Lodging (ID)_Existing_Food Preparation_Natural Gas_Griddle_E9_Baseline Forecast | Commercial | Lodging (ID) | Existing | Food Preparation | Natural Gas | Griddle | E9 |  | Baseline Forecast | 0 | 0 | 0 | 0 | 0 | 0 | 0 | 0 | 0 | 0 | 0 | 0 | 0 | 0 | 0 | 0 | 0 | 0 | 0 | 0 | 0 | 0 | 0 | 0 | 0 | 0 | 0
Commercial_Lodging (ID)_Existing_Food Preparation_Natural Gas_Griddle_E10_Baseline Forecast | Commercial | Lodging (ID) | Existing | Food Preparation | Natural Gas | Griddle | E10 |  | Baseline Forecast | 0 | 0 | 0 | 0 | 0 | 0 | 0 | 0 | 0 | 0 | 0 | 0 | 0 | 0 | 0 | 0 | 0 | 0 | 0 | 0 | 0 | 0 | 0 | 0 | 0 | 0 | 0
Commercial_Lodging (ID)_Existing_Food Preparation_Natural Gas_Range_E1_Baseline Forecast | Commercial | Lodging (ID) | Existing | Food Preparation | Natural Gas | Range | E1 | Standard | Baseline Forecast | 0 | 158.3504 | 202.6885 | 236.4139 | 261.7983 | 280.6307 | 294.3199 | 303.9756 | 310.4715 | 314.4954 | 275.271 | 252.0869 | 239.6916 | 234.3436 | 233.4069 | 268.4616 | 274.2114 | 277.7752 | 279.6319 | 272.9712 | 262.6677 | 251.5889 | 241.2965 | 232.5259 | 222.603 | 219.0441 | 219.0619
Commercial_Lodging (ID)_Existing_Food Preparation_Natural Gas_Range_E2_Baseline Forecast | Commercial | Lodging (ID) | Existing | Food Preparation | Natural Gas | Range | E2 | High Efficiency | Baseline Forecast | 0 | 227.87 | 291.6737 | 340.2054 | 376.7341 | 403.8344 | 423.5336 | 437.4284 | 446.7761 | 452.5666 | 396.1217 | 362.7592 | 344.9221 | 337.2261 | 335.8783 | 386.3227 | 394.5969 | 399.7253 | 402.3972 | 392.8123 | 377.9852 | 362.0425 | 347.2315 | 334.6104 | 320.3311 | 315.2098 | 315.2354
Commercial_Lodging (ID)_Existing_Food Preparation_Natural Gas_Range_E3_Baseline Forecast | Commercial | Lodging (ID) | Existing | Food Preparation | Natural Gas | Range | E3 |  | Baseline Forecast | 0 | 0 | 0 | 0 | 0 | 0 | 0 | 0 | 0 | 0 | 0 | 0 | 0 | 0 | 0 | 0 | 0 | 0 | 0 | 0 | 0 | 0 | 0 | 0 | 0 | 0 | 0
Commercial_Lodging (ID)_Existing_Food Preparation_Natural Gas_Range_E4_Baseline Forecast | Commercial | Lodging (ID) | Existing | Food Preparation | Natural Gas | Range | E4 |  | Baseline Forecast | 0 | 0 | 0 | 0 | 0 | 0 | 0 | 0 | 0 | 0 | 0 | 0 | 0 | 0 | 0 | 0 | 0 | 0 | 0 | 0 | 0 | 0 | 0 | 0 | 0 | 0 | 0
Commercial_Lodging (ID)_Existing_Food Preparation_Natural Gas_Range_E5_Baseline Forecast | Commercial | Lodging (ID) | Existing | Food Preparation | Natural Gas | Range | E5 |  | Baseline Forecast | 0 | 0 | 0 | 0 | 0 | 0 | 0 | 0 | 0 | 0 | 0 | 0 | 0 | 0 | 0 | 0 | 0 | 0 | 0 | 0 | 0 | 0 | 0 | 0 | 0 | 0 | 0
Commercial_Lodging (ID)_Existing_Food Preparation_Natural Gas_Range_E6_Baseline Forecast | Commercial | Lodging (ID) | Existing | Food Preparation | Natural Gas | Range | E6 |  | Baseline Forecast | 0 | 0 | 0 | 0 | 0 | 0 | 0 | 0 | 0 | 0 | 0 | 0 | 0 | 0 | 0 | 0 | 0 | 0 | 0 | 0 | 0 | 0 | 0 | 0 | 0 | 0 | 0
Commercial_Lodging (ID)_Existing_Food Preparation_Natural Gas_Range_E7_Baseline Forecast | Commercial | Lodging (ID) | Existing | Food Preparation | Natural Gas | Range | E7 |  | Baseline Forecast | 0 | 0 | 0 | 0 | 0 | 0 | 0 | 0 | 0 | 0 | 0 | 0 | 0 | 0 | 0 | 0 | 0 | 0 | 0 | 0 | 0 | 0 | 0 | 0 | 0 | 0 | 0
Commercial_Lodging (ID)_Existing_Food Preparation_Natural Gas_Range_E8_Baseline Forecast | Commercial | Lodging (ID) | Existing | Food Preparation | Natural Gas | Range | E8 |  | Baseline Forecast | 0 | 0 | 0 | 0 | 0 | 0 | 0 | 0 | 0 | 0 | 0 | 0 | 0 | 0 | 0 | 0 | 0 | 0 | 0 | 0 | 0 | 0 | 0 | 0 | 0 | 0 | 0
Commercial_Lodging (ID)_Existing_Food Preparation_Natural Gas_Range_E9_Baseline Forecast | Commercial | Lodging (ID) | Existing | Food Preparation | Natural Gas | Range | E9 |  | Baseline Forecast | 0 | 0 | 0 | 0 | 0 | 0 | 0 | 0 | 0 | 0 | 0 | 0 | 0 | 0 | 0 | 0 | 0 | 0 | 0 | 0 | 0 | 0 | 0 | 0 | 0 | 0 | 0
Commercial_Lodging (ID)_Existing_Food Preparation_Natural Gas_Range_E10_Baseline Forecast | Commercial | Lodging (ID) | Existing | Food Preparation | Natural Gas | Range | E10 |  | Baseline Forecast | 0 | 0 | 0 | 0 | 0 | 0 | 0 | 0 | 0 | 0 | 0 | 0 | 0 | 0 | 0 | 0 | 0 | 0 | 0 | 0 | 0 | 0 | 0 | 0 | 0 | 0 | 0
Commercial_Lodging (ID)_Existing_Food Preparation_Natural Gas_Steamer_E1_Baseline Forecast | Commercial | Lodging (ID) | Existing | Food Preparation | Natural Gas | Steamer | E1 | Standard | Baseline Forecast | 0 | 178.8057 | 200.507 | 218.823 | 234.1868 | 246.9769 | 257.5246 | 266.1197 | 273.0156 | 278.434 | 260.969 | 247.7807 | 238.0081 | 230.9398 | 225.9895 | 222.6763 | 220.6071 | 219.4626 | 218.9845 | 258.5322 | 255.9127 | 251.9648 | 247.2044 | 242.0152 | 236.6767 | 231.3874 | 226.2825
Commercial_Lodging (ID)_Existing_Food Preparation_Natural Gas_Steamer_E2_Baseline Forecast | Commercial | Lodging (ID) | Existing | Food Preparation | Natural Gas | Steamer | E2 | ENERGY STAR | Baseline Forecast | 0 | 178.8057 | 200.507 | 218.823 | 234.1868 | 246.9769 | 257.5246 | 266.1197 | 273.0156 | 278.434 | 260.969 | 247.7807 | 238.0081 | 230.9398 | 225.9895 | 222.6763 | 220.6071 | 219.4626 | 218.9845 | 258.5322 | 255.9127 | 251.9648 | 247.2044 | 242.0152 | 236.6767 | 231.3874 | 226.2825
Commercial_Lodging (ID)_Existing_Food Preparation_Natural Gas_Steamer_E3_Baseline Forecast | Commercial | Lodging (ID) | Existing | Food Preparation | Natural Gas | Steamer | E3 |  | Baseline Forecast | 0 | 0 | 0 | 0 | 0 | 0 | 0 | 0 | 0 | 0 | 0 | 0 | 0 | 0 | 0 | 0 | 0 | 0 | 0 | 0 | 0 | 0 | 0 | 0 | 0 | 0 | 0
Commercial_Lodging (ID)_Existing_Food Preparation_Natural Gas_Steamer_E4_Baseline Forecast | Commercial | Lodging (ID) | Existing | Food Preparation | Natural Gas | Steamer | E4 |  | Baseline Forecast | 0 | 0 | 0 | 0 | 0 | 0 | 0 | 0 | 0 | 0 | 0 | 0 | 0 | 0 | 0 | 0 | 0 | 0 | 0 | 0 | 0 | 0 | 0 | 0 | 0 | 0 | 0
Commercial_Lodging (ID)_Existing_Food Preparation_Natural Gas_Steamer_E5_Baseline Forecast | Commercial | Lodging (ID) | Existing | Food Preparation | Natural Gas | Steamer | E5 |  | Baseline Forecast | 0 | 0 | 0 | 0 | 0 | 0 | 0 | 0 | 0 | 0 | 0 | 0 | 0 | 0 | 0 | 0 | 0 | 0 | 0 | 0 | 0 | 0 | 0 | 0 | 0 | 0 | 0
Commercial_Lodging (ID)_Existing_Food Preparation_Natural Gas_Steamer_E6_Baseline Forecast | Commercial | Lodging (ID) | Existing | Food Preparation | Natural Gas | Steamer | E6 |  | Baseline Forecast | 0 | 0 | 0 | 0 | 0 | 0 | 0 | 0 | 0 | 0 | 0 | 0 | 0 | 0 | 0 | 0 | 0 | 0 | 0 | 0 | 0 | 0 | 0 | 0 | 0 | 0 | 0
Commercial_Lodging (ID)_Existing_Food Preparation_Natural Gas_Steamer_E7_Baseline Forecast | Commercial | Lodging (ID) | Existing | Food Preparation | Natural Gas | Steamer | E7 |  | Baseline Forecast | 0 | 0 | 0 | 0 | 0 | 0 | 0 | 0 | 0 | 0 | 0 | 0 | 0 | 0 | 0 | 0 | 0 | 0 | 0 | 0 | 0 | 0 | 0 | 0 | 0 | 0 | 0
Commercial_Lodging (ID)_Existing_Food Preparation_Natural Gas_Steamer_E8_Baseline Forecast | Commercial | Lodging (ID) | Existing | Food Preparation | Natural Gas | Steamer | E8 |  | Baseline Forecast | 0 | 0 | 0 | 0 | 0 | 0 | 0 | 0 | 0 | 0 | 0 | 0 | 0 | 0 | 0 | 0 | 0 | 0 | 0 | 0 | 0 | 0 | 0 | 0 | 0 | 0 | 0
Commercial_Lodging (ID)_Existing_Food Preparation_Natural Gas_Steamer_E9_Baseline Forecast | Commercial | Lodging (ID) | Existing | Food Preparation | Natural Gas | Steamer | E9 |  | Baseline Forecast | 0 | 0 | 0 | 0 | 0 | 0 | 0 | 0 | 0 | 0 | 0 | 0 | 0 | 0 | 0 | 0 | 0 | 0 | 0 | 0 | 0 | 0 | 0 | 0 | 0 | 0 | 0
Commercial_Lodging (ID)_Existing_Food Preparation_Natural Gas_Steamer_E10_Baseline Forecast | Commercial | Lodging (ID) | Existing | Food Preparation | Natural Gas | Steamer | E10 |  | Baseline Forecast | 0 | 0 | 0 | 0 | 0 | 0 | 0 | 0 | 0 | 0 | 0 | 0 | 0 | 0 | 0 | 0 | 0 | 0 | 0 | 0 | 0 | 0 | 0 | 0 | 0 | 0 | 0
Commercial_Lodging (ID)_Existing_Food Preparation_Natural Gas_Food Prep Other_E1_Baseline Forecast | Commercial | Lodging (ID) | Existing | Food Preparation | Natural Gas | Food Prep Other | E1 | Standard | Baseline Forecast | 0 | 0 | 0 | 0 | 0 | 0 | 0 | 0 | 0 | 0 | 0 | 0 | 0 | 0 | 0 | 0 | 0 | 0 | 0 | 0 | 0 | 0 | 0 | 0 | 0 | 0 | 0
Commercial_Lodging (ID)_Existing_Food Preparation_Natural Gas_Food Prep Other_E2_Baseline Forecast | Commercial | Lodging (ID) | Existing | Food Preparation | Natural Gas | Food Prep Other | E2 | ENERGY STAR | Baseline Forecast | 0 | 0 | 0 | 0 | 0 | 0 | 0 | 0 | 0 | 0 | 0 | 0 | 0 | 0 | 0 | 0 | 0 | 0 | 0 | 0 | 0 | 0 | 0 | 0 | 0 | 0 | 0
Commercial_Lodging (ID)_Existing_Food Preparation_Natural Gas_Food Prep Other_E3_Baseline Forecast | Commercial | Lodging (ID) | Existing | Food Preparation | Natural Gas | Food Prep Other | E3 |  | Baseline Forecast | 0 | 0 | 0 | 0 | 0 | 0 | 0 | 0 | 0 | 0 | 0 | 0 | 0 | 0 | 0 | 0 | 0 | 0 | 0 | 0 | 0 | 0 | 0 | 0 | 0 | 0 | 0
Commercial_Lodging (ID)_Existing_Food Preparation_Natural Gas_Food Prep Other_E4_Baseline Forecast | Commercial | Lodging (ID) | Existing | Food Preparation | Natural Gas | Food Prep Other | E4 |  | Baseline Forecast | 0 | 0 | 0 | 0 | 0 | 0 | 0 | 0 | 0 | 0 | 0 | 0 | 0 | 0 | 0 | 0 | 0 | 0 | 0 | 0 | 0 | 0 | 0 | 0 | 0 | 0 | 0
Commercial_Lodging (ID)_Existing_Food Preparation_Natural Gas_Food Prep Other_E5_Baseline Forecast | Commercial | Lodging (ID) | Existing | Food Preparation | Natural Gas | Food Prep Other | E5 |  | Baseline Forecast | 0 | 0 | 0 | 0 | 0 | 0 | 0 | 0 | 0 | 0 | 0 | 0 | 0 | 0 | 0 | 0 | 0 | 0 | 0 | 0 | 0 | 0 | 0 | 0 | 0 | 0 | 0
Commercial_Lodging (ID)_Existing_Food Preparation_Natural Gas_Food Prep Other_E6_Baseline Forecast | Commercial | Lodging (ID) | Existing | Food Preparation | Natural Gas | Food Prep Other | E6 |  | Baseline Forecast | 0 | 0 | 0 | 0 | 0 | 0 | 0 | 0 | 0 | 0 | 0 | 0 | 0 | 0 | 0 | 0 | 0 | 0 | 0 | 0 | 0 | 0 | 0 | 0 | 0 | 0 | 0
Commercial_Lodging (ID)_Existing_Food Preparation_Natural Gas_Food Prep Other_E7_Baseline Forecast | Commercial | Lodging (ID) | Existing | Food Preparation | Natural Gas | Food Prep Other | E7 |  | Baseline Forecast | 0 | 0 | 0 | 0 | 0 | 0 | 0 | 0 | 0 | 0 | 0 | 0 | 0 | 0 | 0 | 0 | 0 | 0 | 0 | 0 | 0 | 0 | 0 | 0 | 0 | 0 | 0
Commercial_Lodging (ID)_Existing_Food Preparation_Natural Gas_Food Prep Other_E8_Baseline Forecast | Commercial | Lodging (ID) | Existing | Food Preparation | Natural Gas | Food Prep Other | E8 |  | Baseline Forecast | 0 | 0 | 0 | 0 | 0 | 0 | 0 | 0 | 0 | 0 | 0 | 0 | 0 | 0 | 0 | 0 | 0 | 0 | 0 | 0 | 0 | 0 | 0 | 0 | 0 | 0 | 0
Commercial_Lodging (ID)_Existing_Food Preparation_Natural Gas_Food Prep Other_E9_Baseline Forecast | Commercial | Lodging (ID) | Existing | Food Preparation | Natural Gas | Food Prep Other | E9 |  | Baseline Forecast | 0 | 0 | 0 | 0 | 0 | 0 | 0 | 0 | 0 | 0 | 0 | 0 | 0 | 0 | 0 | 0 | 0 | 0 | 0 | 0 | 0 | 0 | 0 | 0 | 0 | 0 | 0
Commercial_Lodging (ID)_Existing_Food Preparation_Natural Gas_Food Prep Other_E10_Baseline Forecast | Commercial | Lodging (ID) | Existing | Food Preparation | Natural Gas | Food Prep Other | E10 |  | Baseline Forecast | 0 | 0 | 0 | 0 | 0 | 0 | 0 | 0 | 0 | 0 | 0 | 0 | 0 | 0 | 0 | 0 | 0 | 0 | 0 | 0 | 0 | 0 | 0 | 0 | 0 | 0 | 0
Commercial_Lodging (ID)_Existing_Miscellaneous_Natural Gas_Pool Heater_E1_Baseline Forecast | Commercial | Lodging (ID) | Existing | Miscellaneous | Natural Gas | Pool Heater | E1 | Standard (EF .82) | Baseline Forecast | 0 | 26489.4086 | 25212.4832 | 24139.7824 | 23228.9764 | 22446.7068 | 22583.7986 | 22455.4494 | 22155.8126 | 21751.2177 | 21287.7377 | 26894.7631 | 25145.7122 | 23753.9781 | 22615.4765 | 21658.616 | 22146.3512 | 22147.7028 | 21852.2867 | 21384.2767 | 20823.9148 | 21833.9884 | 20997.831 | 20358.695 | 19820.6752 | 19330.0139 | 19451.4689
Commercial_Lodging (ID)_Existing_Miscellaneous_Natural Gas_Pool Heater_E2_Baseline Forecast | Commercial | Lodging (ID) | Existing | Miscellaneous | Natural Gas | Pool Heater | E2 | Condensing (EF .90) | Baseline Forecast | 0 | 2943.2676 | 2801.387 | 2682.198 | 2580.9974 | 2494.0785 | 2509.311 | 2495.0499 | 2461.757 | 2416.802 | 2365.3042 | 2988.307 | 2793.968 | 2639.3309 | 2512.8307 | 2406.5129 | 2460.7057 | 2460.8559 | 2428.0319 | 2376.0307 | 2313.7683 | 2425.9987 | 2333.0923 | 2262.0772 | 2202.2972 | 2147.7793 | 2161.2743
Commercial_Lodging (ID)_Existing_Miscellaneous_Natural Gas_Pool Heater_E3_Baseline Forecast | Commercial | Lodging (ID) | Existing | Miscellaneous | Natural Gas | Pool Heater | E3 |  | Baseline Forecast | 0 | 0 | 0 | 0 | 0 | 0 | 0 | 0 | 0 | 0 | 0 | 0 | 0 | 0 | 0 | 0 | 0 | 0 | 0 | 0 | 0 | 0 | 0 | 0 | 0 | 0 | 0
Commercial_Lodging (ID)_Existing_Miscellaneous_Natural Gas_Pool Heater_E4_Baseline Forecast | Commercial | Lodging (ID) | Existing | Miscellaneous | Natural Gas | Pool Heater | E4 |  | Baseline Forecast | 0 | 0 | 0 | 0 | 0 | 0 | 0 | 0 | 0 | 0 | 0 | 0 | 0 | 0 | 0 | 0 | 0 | 0 | 0 | 0 | 0 | 0 | 0 | 0 | 0 | 0 | 0
Commercial_Lodging (ID)_Existing_Miscellaneous_Natural Gas_Pool Heater_E5_Baseline Forecast | Commercial | Lodging (ID) | Existing | Miscellaneous | Natural Gas | Pool Heater | E5 |  | Baseline Forecast | 0 | 0 | 0 | 0 | 0 | 0 | 0 | 0 | 0 | 0 | 0 | 0 | 0 | 0 | 0 | 0 | 0 | 0 | 0 | 0 | 0 | 0 | 0 | 0 | 0 | 0 | 0
Commercial_Lodging (ID)_Existing_Miscellaneous_Natural Gas_Pool Heater_E6_Baseline Forecast | Commercial | Lodging (ID) | Existing | Miscellaneous | Natural Gas | Pool Heater | E6 |  | Baseline Forecast | 0 | 0 | 0 | 0 | 0 | 0 | 0 | 0 | 0 | 0 | 0 | 0 | 0 | 0 | 0 | 0 | 0 | 0 | 0 | 0 | 0 | 0 | 0 | 0 | 0 | 0 | 0
Commercial_Lodging (ID)_Existing_Miscellaneous_Natural Gas_Pool Heater_E7_Baseline Forecast | Commercial | Lodging (ID) | Existing | Miscellaneous | Natural Gas | Pool Heater | E7 |  | Baseline Forecast | 0 | 0 | 0 | 0 | 0 | 0 | 0 | 0 | 0 | 0 | 0 | 0 | 0 | 0 | 0 | 0 | 0 | 0 | 0 | 0 | 0 | 0 | 0 | 0 | 0 | 0 | 0
Commercial_Lodging (ID)_Existing_Miscellaneous_Natural Gas_Pool Heater_E8_Baseline Forecast | Commercial | Lodging (ID) | Existing | Miscellaneous | Natural Gas | Pool Heater | E8 |  | Baseline Forecast | 0 | 0 | 0 | 0 | 0 | 0 | 0 | 0 | 0 | 0 | 0 | 0 | 0 | 0 | 0 | 0 | 0 | 0 | 0 | 0 | 0 | 0 | 0 | 0 | 0 | 0 | 0
Commercial_Lodging (ID)_Existing_Miscellaneous_Natural Gas_Pool Heater_E9_Baseline Forecast | Commercial | Lodging (ID) | Existing | Miscellaneous | Natural Gas | Pool Heater | E9 |  | Baseline Forecast | 0 | 0 | 0 | 0 | 0 | 0 | 0 | 0 | 0 | 0 | 0 | 0 | 0 | 0 | 0 | 0 | 0 | 0 | 0 | 0 | 0 | 0 | 0 | 0 | 0 | 0 | 0
Commercial_Lodging (ID)_Existing_Miscellaneous_Natural Gas_Pool Heater_E10_Baseline Forecast | Commercial | Lodging (ID) | Existing | Miscellaneous | Natural Gas | Pool Heater | E10 |  | Baseline Forecast | 0 | 0 | 0 | 0 | 0 | 0 | 0 | 0 | 0 | 0 | 0 | 0 | 0 | 0 | 0 | 0 | 0 | 0 | 0 | 0 | 0 | 0 | 0 | 0 | 0 | 0 | 0
Commercial_Lodging (ID)_Existing_Miscellaneous_Natural Gas_Miscellaneous_E1_Baseline Forecast | Commercial | Lodging (ID) | Existing | Miscellaneous | Natural Gas | Miscellaneous | E1 | Standard | Baseline Forecast | 0 | 213110.9029 | 249800.3258 | 279688.523 | 265105.6138 | 257801.4198 | 255712.6948 | 251961.3094 | 247799.2711 | 244001.8654 | 240285.4656 | 289755.2115 | 287786.41 | 284061.8913 | 276683.1309 | 271947.4563 | 268716.1476 | 264559.991 | 260289.7356 | 256320.1953 | 252408.9599 | 261782.0657 | 256506.5997 | 251075.3537 | 246843.7059 | 243184.1519 | 239712.1983
Commercial_Lodging (ID)_Existing_Miscellaneous_Natural Gas_Miscellaneous_E2_Baseline Forecast | Commercial | Lodging (ID) | Existing | Miscellaneous | Natural Gas | Miscellaneous | E2 |  | Baseline Forecast | 0 | 0 | 0 | 0 | 0 | 0 | 0 | 0 | 0 | 0 | 0 | 0 | 0 | 0 | 0 | 0 | 0 | 0 | 0 | 0 | 0 | 0 | 0 | 0 | 0 | 0 | 0
Commercial_Lodging (ID)_Existing_Miscellaneous_Natural Gas_Miscellaneous_E3_Baseline Forecast | Commercial | Lodging (ID) | Existing | Miscellaneous | Natural Gas | Miscellaneous | E3 |  | Baseline Forecast | 0 | 0 | 0 | 0 | 0 | 0 | 0 | 0 | 0 | 0 | 0 | 0 | 0 | 0 | 0 | 0 | 0 | 0 | 0 | 0 | 0 | 0 | 0 | 0 | 0 | 0 | 0
Commercial_Lodging (ID)_Existing_Miscellaneous_Natural Gas_Miscellaneous_E4_Baseline Forecast | Commercial | Lodging (ID) | Existing | Miscellaneous | Natural Gas | Miscellaneous | E4 |  | Baseline Forecast | 0 | 0 | 0 | 0 | 0 | 0 | 0 | 0 | 0 | 0 | 0 | 0 | 0 | 0 | 0 | 0 | 0 | 0 | 0 | 0 | 0 | 0 | 0 | 0 | 0 | 0 | 0
Commercial_Lodging (ID)_Existing_Miscellaneous_Natural Gas_Miscellaneous_E5_Baseline Forecast | Commercial | Lodging (ID) | Existing | Miscellaneous | Natural Gas | Miscellaneous | E5 |  | Baseline Forecast | 0 | 0 | 0 | 0 | 0 | 0 | 0 | 0 | 0 | 0 | 0 | 0 | 0 | 0 | 0 | 0 | 0 | 0 | 0 | 0 | 0 | 0 | 0 | 0 | 0 | 0 | 0
Commercial_Lodging (ID)_Existing_Miscellaneous_Natural Gas_Miscellaneous_E6_Baseline Forecast | Commercial | Lodging (ID) | Existing | Miscellaneous | Natural Gas | Miscellaneous | E6 |  | Baseline Forecast | 0 | 0 | 0 | 0 | 0 | 0 | 0 | 0 | 0 | 0 | 0 | 0 | 0 | 0 | 0 | 0 | 0 | 0 | 0 | 0 | 0 | 0 | 0 | 0 | 0 | 0 | 0
Commercial_Lodging (ID)_Existing_Miscellaneous_Natural Gas_Miscellaneous_E7_Baseline Forecast | Commercial | Lodging (ID) | Existing | Miscellaneous | Natural Gas | Miscellaneous | E7 |  | Baseline Forecast | 0 | 0 | 0 | 0 | 0 | 0 | 0 | 0 | 0 | 0 | 0 | 0 | 0 | 0 | 0 | 0 | 0 | 0 | 0 | 0 | 0 | 0 | 0 | 0 | 0 | 0 | 0
Commercial_Lodging (ID)_Existing_Miscellaneous_Natural Gas_Miscellaneous_E8_Baseline Forecast | Commercial | Lodging (ID) | Existing | Miscellaneous | Natural Gas | Miscellaneous | E8 |  | Baseline Forecast | 0 | 0 | 0 | 0 | 0 | 0 | 0 | 0 | 0 | 0 | 0 | 0 | 0 | 0 | 0 | 0 | 0 | 0 | 0 | 0 | 0 | 0 | 0 | 0 | 0 | 0 | 0
Commercial_Lodging (ID)_Existing_Miscellaneous_Natural Gas_Miscellaneous_E9_Baseline Forecast | Commercial | Lodging (ID) | Existing | Miscellaneous | Natural Gas | Miscellaneous | E9 |  | Baseline Forecast | 0 | 0 | 0 | 0 | 0 | 0 | 0 | 0 | 0 | 0 | 0 | 0 | 0 | 0 | 0 | 0 | 0 | 0 | 0 | 0 | 0 | 0 | 0 | 0 | 0 | 0 | 0
Commercial_Lodging (ID)_Existing_Miscellaneous_Natural Gas_Miscellaneous_E10_Baseline Forecast | Commercial | Lodging (ID) | Existing | Miscellaneous | Natural Gas | Miscellaneous | E10 |  | Baseline Forecast | 0 | 0 | 0 | 0 | 0 | 0 | 0 | 0 | 0 | 0 | 0 | 0 | 0 | 0 | 0 | 0 | 0 | 0 | 0 | 0 | 0 | 0 | 0 | 0 | 0 | 0 | 0
Commercial_Lodging (ID)_New_Space Heating_Natural Gas_Furnace_E1_Baseline Forecast | Commercial | Lodging (ID) | New | Space Heating | Natural Gas | Furnace | E1 | AFUE 80% (Standard) | Baseline Forecast | 0 | 14745.1854 | 13713.248 | 16831.8899 | 17302.5912 | 15543.4716 | 13436.2124 | 12997.3862 | 12621.7575 | 12140.675 | 11979.0058 | 11724.4304 | 12875.6362 | 13839.3616 | 15074.4226 | 16194.4027 | 17014.371 | 17516.0483 | 17979.7922 | 18299.5732 | 18446.9899 | 18643.0001 | 18890.6907 | 23893.1319 | 23443.513 | 25131.4102 | 24210.2117
Commercial_Lodging (ID)_New_Space Heating_Natural Gas_Furnace_E2_Baseline Forecast | Commercial | Lodging (ID) | New | Space Heating | Natural Gas | Furnace | E2 | AFUE 90% | Baseline Forecast | 0 | 0 | 0 | 0 | 0 | 0 | 0 | 0 | 0 | 0 | 0 | 297.6253 | 323.2073 | 343.1406 | 369.6951 | 397.1623 | 407.8866 | 419.9133 | 431.0307 | 434.0784 | 442.2309 | 446.9298 | 448.1001 | 566.7614 | 556.0961 | 596.1342 | 574.2827
Commercial_Lodging (ID)_New_Space Heating_Natural Gas_Furnace_E3_Baseline Forecast | Commercial | Lodging (ID) | New | Space Heating | Natural Gas | Furnace | E3 | AFUE 96% | Baseline Forecast | 0 | 0 | 0 | 0 | 0 | 0 | 0 | 0 | 0 | 0 | 0 | 0 | 0 | 0 | 0 | 0 | 0 | 0 | 0 | 0 | 0 | 0 | 0 | 0 | 0 | 0 | 0
Commercial_Lodging (ID)_New_Space Heating_Natural Gas_Furnace_E4_Baseline Forecast | Commercial | Lodging (ID) | New | Space Heating | Natural Gas | Furnace | E4 |  | Baseline Forecast | 0 | 0 | 0 | 0 | 0 | 0 | 0 | 0 | 0 | 0 | 0 | 0 | 0 | 0 | 0 | 0 | 0 | 0 | 0 | 0 | 0 | 0 | 0 | 0 | 0 | 0 | 0
Commercial_Lodging (ID)_New_Space Heating_Natural Gas_Furnace_E5_Baseline Forecast | Commercial | Lodging (ID) | New | Space Heating | Natural Gas | Furnace | E5 |  | Baseline Forecast | 0 | 0 | 0 | 0 | 0 | 0 | 0 | 0 | 0 | 0 | 0 | 0 | 0 | 0 | 0 | 0 | 0 | 0 | 0 | 0 | 0 | 0 | 0 | 0 | 0 | 0 | 0
Commercial_Lodging (ID)_New_Space Heating_Natural Gas_Furnace_E6_Baseline Forecast | Commercial | Lodging (ID) | New | Space Heating | Natural Gas | Furnace | E6 |  | Baseline Forecast | 0 | 0 | 0 | 0 | 0 | 0 | 0 | 0 | 0 | 0 | 0 | 0 | 0 | 0 | 0 | 0 | 0 | 0 | 0 | 0 | 0 | 0 | 0 | 0 | 0 | 0 | 0
Commercial_Lodging (ID)_New_Space Heating_Natural Gas_Furnace_E7_Baseline Forecast | Commercial | Lodging (ID) | New | Space Heating | Natural Gas | Furnace | E7 |  | Baseline Forecast | 0 | 0 | 0 | 0 | 0 | 0 | 0 | 0 | 0 | 0 | 0 | 0 | 0 | 0 | 0 | 0 | 0 | 0 | 0 | 0 | 0 | 0 | 0 | 0 | 0 | 0 | 0
Commercial_Lodging (ID)_New_Space Heating_Natural Gas_Furnace_E8_Baseline Forecast | Commercial | Lodging (ID) | New | Space Heating | Natural Gas | Furnace | E8 |  | Baseline Forecast | 0 | 0 | 0 | 0 | 0 | 0 | 0 | 0 | 0 | 0 | 0 | 0 | 0 | 0 | 0 | 0 | 0 | 0 | 0 | 0 | 0 | 0 | 0 | 0 | 0 | 0 | 0
Commercial_Lodging (ID)_New_Space Heating_Natural Gas_Furnace_E9_Baseline Forecast | Commercial | Lodging (ID) | New | Space Heating | Natural Gas | Furnace | E9 |  | Baseline Forecast | 0 | 0 | 0 | 0 | 0 | 0 | 0 | 0 | 0 | 0 | 0 | 0 | 0 | 0 | 0 | 0 | 0 | 0 | 0 | 0 | 0 | 0 | 0 | 0 | 0 | 0 | 0
Commercial_Lodging (ID)_New_Space Heating_Natural Gas_Furnace_E10_Baseline Forecast | Commercial | Lodging (ID) | New | Space Heating | Natural Gas | Furnace | E10 |  | Baseline Forecast | 0 | 0 | 0 | 0 | 0 | 0 | 0 | 0 | 0 | 0 | 0 | 0 | 0 | 0 | 0 | 0 | 0 | 0 | 0 | 0 | 0 | 0 | 0 | 0 | 0 | 0 | 0
Commercial_Lodging (ID)_New_Space Heating_Natural Gas_Boiler_E1_Baseline Forecast | Commercial | Lodging (ID) | New | Space Heating | Natural Gas | Boiler | E1 | AFUE 80% (Standard) | Baseline Forecast | 0 | 6323.0378 | 5880.5219 | 7217.8595 | 7419.7059 | 6665.3593 | 5761.7234 | 5573.5457 | 5412.4684 | 5206.1704 | 5136.8433 | 3711.8189 | 3661.2814 | 3617.7046 | 3603.9835 | 3578.4597 | 3539.0403 | 3487.7972 | 3455.9557 | 3403.9404 | 3327.5767 | 3280.9965 | 3257.9429 | 3264.6536 | 3215.7417 | 3390.2363 | 3000.9901
Commercial_Lodging (ID)_New_Space Heating_Natural Gas_Boiler_E2_Baseline Forecast | Commercial | Lodging (ID) | New | Space Heating | Natural Gas | Boiler | E2 | AFUE 85% | Baseline Forecast | 0 | 0 | 0 | 0 | 0 | 0 | 0 | 0 | 0 | 0 | 0 | 0 | 0 | 0 | 0 | 0 | 0 | 0 | 0 | 0 | 0 | 0 | 0 | 0 | 0 | 0 | 0
Commercial_Lodging (ID)_New_Space Heating_Natural Gas_Boiler_E3_Baseline Forecast | Commercial | Lodging (ID) | New | Space Heating | Natural Gas | Boiler | E3 | AFUE 97% | Baseline Forecast | 0 | 4023.7514 | 3742.1503 | 4593.1833 | 4721.631 | 4241.5923 | 3666.5512 | 3546.8018 | 3444.2981 | 3313.0175 | 3268.9003 | 4724.1331 | 4659.8127 | 4604.3513 | 4586.888 | 4554.4033 | 4504.2331 | 4439.0146 | 4398.489 | 4332.2878 | 4235.0977 | 4175.8138 | 4146.4728 | 4155.0137 | 4092.7621 | 4314.8462 | 3819.442
Commercial_Lodging (ID)_New_Space Heating_Natural Gas_Boiler_E4_Baseline Forecast | Commercial | Lodging (ID) | New | Space Heating | Natural Gas | Boiler | E4 | Convert to NG Air Source Heat Pump | Baseline Forecast | 0 | 0 | 0 | 0 | 0 | 0 | 0 | 0 | 0 | 0 | 0 | 0 | 0 | 0 | 0 | 0 | 0 | 0 | 0 | 0 | 0 | 0 | 0 | 0 | 0 | 0 | 0
Commercial_Lodging (ID)_New_Space Heating_Natural Gas_Boiler_E5_Baseline Forecast | Commercial | Lodging (ID) | New | Space Heating | Natural Gas | Boiler | E5 |  | Baseline Forecast | 0 | 0 | 0 | 0 | 0 | 0 | 0 | 0 | 0 | 0 | 0 | 0 | 0 | 0 | 0 | 0 | 0 | 0 | 0 | 0 | 0 | 0 | 0 | 0 | 0 | 0 | 0
Commercial_Lodging (ID)_New_Space Heating_Natural Gas_Boiler_E6_Baseline Forecast | Commercial | Lodging (ID) | New | Space Heating | Natural Gas | Boiler | E6 |  | Baseline Forecast | 0 | 0 | 0 | 0 | 0 | 0 | 0 | 0 | 0 | 0 | 0 | 0 | 0 | 0 | 0 | 0 | 0 | 0 | 0 | 0 | 0 | 0 | 0 | 0 | 0 | 0 | 0
Commercial_Lodging (ID)_New_Space Heating_Natural Gas_Boiler_E7_Baseline Forecast | Commercial | Lodging (ID) | New | Space Heating | Natural Gas | Boiler | E7 |  | Baseline Forecast | 0 | 0 | 0 | 0 | 0 | 0 | 0 | 0 | 0 | 0 | 0 | 0 | 0 | 0 | 0 | 0 | 0 | 0 | 0 | 0 | 0 | 0 | 0 | 0 | 0 | 0 | 0
Commercial_Lodging (ID)_New_Space Heating_Natural Gas_Boiler_E8_Baseline Forecast | Commercial | Lodging (ID) | New | Space Heating | Natural Gas | Boiler | E8 |  | Baseline Forecast | 0 | 0 | 0 | 0 | 0 | 0 | 0 | 0 | 0 | 0 | 0 | 0 | 0 | 0 | 0 | 0 | 0 | 0 | 0 | 0 | 0 | 0 | 0 | 0 | 0 | 0 | 0
Commercial_Lodging (ID)_New_Space Heating_Natural Gas_Boiler_E9_Baseline Forecast | Commercial | Lodging (ID) | New | Space Heating | Natural Gas | Boiler | E9 |  | Baseline Forecast | 0 | 0 | 0 | 0 | 0 | 0 | 0 | 0 | 0 | 0 | 0 | 0 | 0 | 0 | 0 | 0 | 0 | 0 | 0 | 0 | 0 | 0 | 0 | 0 | 0 | 0 | 0
Commercial_Lodging (ID)_New_Space Heating_Natural Gas_Boiler_E10_Baseline Forecast | Commercial | Lodging (ID) | New | Space Heating | Natural Gas | Boiler | E10 |  | Baseline Forecast | 0 | 0 | 0 | 0 | 0 | 0 | 0 | 0 | 0 | 0 | 0 | 0 | 0 | 0 | 0 | 0 | 0 | 0 | 0 | 0 | 0 | 0 | 0 | 0 | 0 | 0 | 0
Commercial_Lodging (ID)_New_Space Heating_Natural Gas_Unit Heater_E1_Baseline Forecast | Commercial | Lodging (ID) | New | Space Heating | Natural Gas | Unit Heater | E1 | Standard | Baseline Forecast | 0 | 886.4093 | 824.3742 | 1011.8518 | 1040.1481 | 934.3984 | 807.7201 | 781.34 | 758.759 | 729.8387 | 720.1199 | 722.7079 | 712.868 | 704.3834 | 701.7118 | 696.7422 | 689.0671 | 759.6725 | 821.0902 | 889.4764 | 948.5566 | 997.0996 | 1033.4696 | 1069.5223 | 1089.5334 | 1147.7287 | 1093.0758
Commercial_Lodging (ID)_New_Space Heating_Natural Gas_Unit Heater_E2_Baseline Forecast | Commercial | Lodging (ID) | New | Space Heating | Natural Gas | Unit Heater | E2 | Condensing | Baseline Forecast | 0 | 0 | 0 | 0 | 0 | 0 | 0 | 0 | 0 | 0 | 0 | 0 | 0 | 0 | 0 | 0 | 0 | 0 | 0 | 0 | 0 | 0 | 0 | 0 | 0 | 0 | 0
Commercial_Lodging (ID)_New_Space Heating_Natural Gas_Unit Heater_E3_Baseline Forecast | Commercial | Lodging (ID) | New | Space Heating | Natural Gas | Unit Heater | E3 | Infrared Radiant | Baseline Forecast | 0 | 0 | 0 | 0 | 0 | 0 | 0 | 0 | 0 | 0 | 0 | 0 | 0 | 0 | 0 | 0 | 0 | 0 | 0 | 0 | 0 | 0 | 0 | 0 | 0 | 0 | 0
Commercial_Lodging (ID)_New_Space Heating_Natural Gas_Unit Heater_E4_Baseline Forecast | Commercial | Lodging (ID) | New | Space Heating | Natural Gas | Unit Heater | E4 |  | Baseline Forecast | 0 | 0 | 0 | 0 | 0 | 0 | 0 | 0 | 0 | 0 | 0 | 0 | 0 | 0 | 0 | 0 | 0 | 0 | 0 | 0 | 0 | 0 | 0 | 0 | 0 | 0 | 0
Commercial_Lodging (ID)_New_Space Heating_Natural Gas_Unit Heater_E5_Baseline Forecast | Commercial | Lodging (ID) | New | Space Heating | Natural Gas | Unit Heater | E5 |  | Baseline Forecast | 0 | 0 | 0 | 0 | 0 | 0 | 0 | 0 | 0 | 0 | 0 | 0 | 0 | 0 | 0 | 0 | 0 | 0 | 0 | 0 | 0 | 0 | 0 | 0 | 0 | 0 | 0
Commercial_Lodging (ID)_New_Space Heating_Natural Gas_Unit Heater_E6_Baseline Forecast | Commercial | Lodging (ID) | New | Space Heating | Natural Gas | Unit Heater | E6 |  | Baseline Forecast | 0 | 0 | 0 | 0 | 0 | 0 | 0 | 0 | 0 | 0 | 0 | 0 | 0 | 0 | 0 | 0 | 0 | 0 | 0 | 0 | 0 | 0 | 0 | 0 | 0 | 0 | 0
Commercial_Lodging (ID)_New_Space Heating_Natural Gas_Unit Heater_E7_Baseline Forecast | Commercial | Lodging (ID) | New | Space Heating | Natural Gas | Unit Heater | E7 |  | Baseline Forecast | 0 | 0 | 0 | 0 | 0 | 0 | 0 | 0 | 0 | 0 | 0 | 0 | 0 | 0 | 0 | 0 | 0 | 0 | 0 | 0 | 0 | 0 | 0 | 0 | 0 | 0 | 0
Commercial_Lodging (ID)_New_Space Heating_Natural Gas_Unit Heater_E8_Baseline Forecast | Commercial | Lodging (ID) | New | Space Heating | Natural Gas | Unit Heater | E8 |  | Baseline Forecast | 0 | 0 | 0 | 0 | 0 | 0 | 0 | 0 | 0 | 0 | 0 | 0 | 0 | 0 | 0 | 0 | 0 | 0 | 0 | 0 | 0 | 0 | 0 | 0 | 0 | 0 | 0
Commercial_Lodging (ID)_New_Space Heating_Natural Gas_Unit Heater_E9_Baseline Forecast | Commercial | Lodging (ID) | New | Space Heating | Natural Gas | Unit Heater | E9 |  | Baseline Forecast | 0 | 0 | 0 | 0 | 0 | 0 | 0 | 0 | 0 | 0 | 0 | 0 | 0 | 0 | 0 | 0 | 0 | 0 | 0 | 0 | 0 | 0 | 0 | 0 | 0 | 0 | 0
Commercial_Lodging (ID)_New_Space Heating_Natural Gas_Unit Heater_E10_Baseline Forecast | Commercial | Lodging (ID) | New | Space Heating | Natural Gas | Unit Heater | E10 |  | Baseline Forecast | 0 | 0 | 0 | 0 | 0 | 0 | 0 | 0 | 0 | 0 | 0 | 0 | 0 | 0 | 0 | 0 | 0 | 0 | 0 | 0 | 0 | 0 | 0 | 0 | 0 | 0 | 0
Commercial_Lodging (ID)_New_Water Heating_Natural Gas_Water Heater_E1_Baseline Forecast | Commercial | Lodging (ID) | New | Water Heating | Natural Gas | Water Heater | E1 | TE 0.80 | Baseline Forecast | 0 | 22508.016 | 20932.7992 | 25693.2982 | 26411.8076 | 23726.5723 | 20509.914 | 19840.0608 | 19266.6767 | 18532.3209 | 18285.5384 | 18351.2525 | 20147.5786 | 21649.0995 | 23574.9121 | 25326.4506 | 26594.4742 | 27378.6256 | 28103.4849 | 28596.2718 | 28833.7428 | 29140.1184 | 29519.9958 | 37337.1818 | 36634.574 | 39272.2074 | 37832.6743
Commercial_Lodging (ID)_New_Water Heating_Natural Gas_Water Heater_E2_Baseline Forecast | Commercial | Lodging (ID) | New | Water Heating | Natural Gas | Water Heater | E2 | TE 0.90 | Baseline Forecast | 0 | 0 | 0 | 0 | 0 | 0 | 0 | 0 | 0 | 0 | 0 | 0 | 0 | 0 | 0 | 0 | 0 | 0 | 0 | 0 | 0 | 0 | 0 | 0 | 0 | 0 | 0
Commercial_Lodging (ID)_New_Water Heating_Natural Gas_Water Heater_E3_Baseline Forecast | Commercial | Lodging (ID) | New | Water Heating | Natural Gas | Water Heater | E3 | TE 0.94 | Baseline Forecast | 0 | 25381.3798 | 23605.0714 | 28973.2937 | 29783.5277 | 26755.4964 | 23128.2009 | 22372.8346 | 21726.2524 | 20898.1491 | 20619.8624 | 20693.9656 | 22719.6099 | 24412.8143 | 26584.4753 | 28559.6145 | 29989.5135 | 30873.7693 | 31691.1638 | 32246.8597 | 32514.6462 | 32860.1335 | 33288.5059 | 42103.6306 | 41311.3281 | 44285.6807 | 42662.3774
Commercial_Lodging (ID)_New_Water Heating_Natural Gas_Water Heater_E4_Baseline Forecast | Commercial | Lodging (ID) | New | Water Heating | Natural Gas | Water Heater | E4 | Instantaneous TE 0.94 | Baseline Forecast | 0 | 0 | 0 | 0 | 0 | 0 | 0 | 0 | 0 | 0 | 0 | 0 | 0 | 0 | 0 | 0 | 0 | 0 | 0 | 0 | 0 | 0 | 0 | 0 | 0 | 0 | 0
Commercial_Lodging (ID)_New_Water Heating_Natural Gas_Water Heater_E5_Baseline Forecast | Commercial | Lodging (ID) | New | Water Heating | Natural Gas | Water Heater | E5 | Gas-Fired Absorption HPWH | Baseline Forecast | 0 | 0 | 0 | 0 | 0 | 0 | 0 | 0 | 0 | 0 | 0 | 0 | 0 | 0 | 0 | 0 | 0 | 0 | 0 | 0 | 0 | 0 | 0 | 0 | 0 | 0 | 0
Commercial_Lodging (ID)_New_Water Heating_Natural Gas_Water Heater_E6_Baseline Forecast | Commercial | Lodging (ID) | New | Water Heating | Natural Gas | Water Heater | E6 |  | Baseline Forecast | 0 | 0 | 0 | 0 | 0 | 0 | 0 | 0 | 0 | 0 | 0 | 0 | 0 | 0 | 0 | 0 | 0 | 0 | 0 | 0 | 0 | 0 | 0 | 0 | 0 | 0 | 0
Commercial_Lodging (ID)_New_Water Heating_Natural Gas_Water Heater_E7_Baseline Forecast | Commercial | Lodging (ID) | New | Water Heating | Natural Gas | Water Heater | E7 |  | Baseline Forecast | 0 | 0 | 0 | 0 | 0 | 0 | 0 | 0 | 0 | 0 | 0 | 0 | 0 | 0 | 0 | 0 | 0 | 0 | 0 | 0 | 0 | 0 | 0 | 0 | 0 | 0 | 0
Commercial_Lodging (ID)_New_Water Heating_Natural Gas_Water Heater_E8_Baseline Forecast | Commercial | Lodging (ID) | New | Water Heating | Natural Gas | Water Heater | E8 |  | Baseline Forecast | 0 | 0 | 0 | 0 | 0 | 0 | 0 | 0 | 0 | 0 | 0 | 0 | 0 | 0 | 0 | 0 | 0 | 0 | 0 | 0 | 0 | 0 | 0 | 0 | 0 | 0 | 0
Commercial_Lodging (ID)_New_Water Heating_Natural Gas_Water Heater_E9_Baseline Forecast | Commercial | Lodging (ID) | New | Water Heating | Natural Gas | Water Heater | E9 |  | Baseline Forecast | 0 | 0 | 0 | 0 | 0 | 0 | 0 | 0 | 0 | 0 | 0 | 0 | 0 | 0 | 0 | 0 | 0 | 0 | 0 | 0 | 0 | 0 | 0 | 0 | 0 | 0 | 0
Commercial_Lodging (ID)_New_Water Heating_Natural Gas_Water Heater_E10_Baseline Forecast | Commercial | Lodging (ID) | New | Water Heating | Natural Gas | Water Heater | E10 |  | Baseline Forecast | 0 | 0 | 0 | 0 | 0 | 0 | 0 | 0 | 0 | 0 | 0 | 0 | 0 | 0 | 0 | 0 | 0 | 0 | 0 | 0 | 0 | 0 | 0 | 0 | 0 | 0 | 0
Commercial_Lodging (ID)_New_Food Preparation_Natural Gas_Oven_E1_Baseline Forecast | Commercial | Lodging (ID) | New | Food Preparation | Natural Gas | Oven | E1 | Standard | Baseline Forecast | 0 | 2580.2271 | 2399.6507 | 2945.3748 | 3027.7418 | 2719.9174 | 2351.1728 | 2274.3836 | 2208.6532 | 2124.4696 | 2612.2249 | 2996.4791 | 3378.3582 | 3698.5513 | 3905.1224 | 4664.7768 | 4522.6458 | 4575.0207 | 4483.8052 | 4391.0545 | 4358.0392 | 4492.7612 | 4675.5305 | 4872.4787 | 5301.1345 | 5709.5745 | 5746.4522
Commercial_Lodging (ID)_New_Food Preparation_Natural Gas_Oven_E2_Baseline Forecast | Commercial | Lodging (ID) | New | Food Preparation | Natural Gas | Oven | E2 | ENERGY STAR (>42% Baking Efficiency) | Baseline Forecast | 0 | 3713.0097 | 3453.1558 | 4238.4662 | 4356.9943 | 3914.0275 | 3383.395 | 3272.8935 | 3178.3058 | 3057.1636 | 3759.0553 | 4312.0066 | 4861.5399 | 5322.3055 | 5619.5664 | 6712.7277 | 6508.1976 | 6583.5664 | 6452.3051 | 6318.8346 | 6271.3247 | 6465.193 | 6728.2024 | 7011.6157 | 7628.4618 | 8216.217 | 8269.2848
Commercial_Lodging (ID)_New_Food Preparation_Natural Gas_Oven_E3_Baseline Forecast | Commercial | Lodging (ID) | New | Food Preparation | Natural Gas | Oven | E3 |  | Baseline Forecast | 0 | 0 | 0 | 0 | 0 | 0 | 0 | 0 | 0 | 0 | 0 | 0 | 0 | 0 | 0 | 0 | 0 | 0 | 0 | 0 | 0 | 0 | 0 | 0 | 0 | 0 | 0
Commercial_Lodging (ID)_New_Food Preparation_Natural Gas_Oven_E4_Baseline Forecast | Commercial | Lodging (ID) | New | Food Preparation | Natural Gas | Oven | E4 |  | Baseline Forecast | 0 | 0 | 0 | 0 | 0 | 0 | 0 | 0 | 0 | 0 | 0 | 0 | 0 | 0 | 0 | 0 | 0 | 0 | 0 | 0 | 0 | 0 | 0 | 0 | 0 | 0 | 0
Commercial_Lodging (ID)_New_Food Preparation_Natural Gas_Oven_E5_Baseline Forecast | Commercial | Lodging (ID) | New | Food Preparation | Natural Gas | Oven | E5 |  | Baseline Forecast | 0 | 0 | 0 | 0 | 0 | 0 | 0 | 0 | 0 | 0 | 0 | 0 | 0 | 0 | 0 | 0 | 0 | 0 | 0 | 0 | 0 | 0 | 0 | 0 | 0 | 0 | 0
Commercial_Lodging (ID)_New_Food Preparation_Natural Gas_Oven_E6_Baseline Forecast | Commercial | Lodging (ID) | New | Food Preparation | Natural Gas | Oven | E6 |  | Baseline Forecast | 0 | 0 | 0 | 0 | 0 | 0 | 0 | 0 | 0 | 0 | 0 | 0 | 0 | 0 | 0 | 0 | 0 | 0 | 0 | 0 | 0 | 0 | 0 | 0 | 0 | 0 | 0
Commercial_Lodging (ID)_New_Food Preparation_Natural Gas_Oven_E7_Baseline Forecast | Commercial | Lodging (ID) | New | Food Preparation | Natural Gas | Oven | E7 |  | Baseline Forecast | 0 | 0 | 0 | 0 | 0 | 0 | 0 | 0 | 0 | 0 | 0 | 0 | 0 | 0 | 0 | 0 | 0 | 0 | 0 | 0 | 0 | 0 | 0 | 0 | 0 | 0 | 0
Commercial_Lodging (ID)_New_Food Preparation_Natural Gas_Oven_E8_Baseline Forecast | Commercial | Lodging (ID) | New | Food Preparation | Natural Gas | Oven | E8 |  | Baseline Forecast | 0 | 0 | 0 | 0 | 0 | 0 | 0 | 0 | 0 | 0 | 0 | 0 | 0 | 0 | 0 | 0 | 0 | 0 | 0 | 0 | 0 | 0 | 0 | 0 | 0 | 0 | 0
Commercial_Lodging (ID)_New_Food Preparation_Natural Gas_Oven_E9_Baseline Forecast | Commercial | Lodging (ID) | New | Food Preparation | Natural Gas | Oven | E9 |  | Baseline Forecast | 0 | 0 | 0 | 0 | 0 | 0 | 0 | 0 | 0 | 0 | 0 | 0 | 0 | 0 | 0 | 0 | 0 | 0 | 0 | 0 | 0 | 0 | 0 | 0 | 0 | 0 | 0
Commercial_Lodging (ID)_New_Food Preparation_Natural Gas_Oven_E10_Baseline Forecast | Commercial | Lodging (ID) | New | Food Preparation | Natural Gas | Oven | E10 |  | Baseline Forecast | 0 | 0 | 0 | 0 | 0 | 0 | 0 | 0 | 0 | 0 | 0 | 0 | 0 | 0 | 0 | 0 | 0 | 0 | 0 | 0 | 0 | 0 | 0 | 0 | 0 | 0 | 0
Commercial_Lodging (ID)_New_Food Preparation_Natural Gas_Conveyor Oven_E1_Baseline Forecast | Commercial | Lodging (ID) | New | Food Preparation | Natural Gas | Conveyor Oven | E1 | Standard | Baseline Forecast | 0 | 1290.1135 | 1199.8253 | 1472.6874 | 1513.8709 | 1359.9587 | 1175.5864 | 1137.1918 | 1104.3266 | 1062.2348 | 1048.0897 | 1051.8563 | 1037.535 | 1025.1862 | 1021.2979 | 1014.065 | 1002.8943 | 1246.3957 | 1425.733 | 1616.2537 | 1767.0591 | 1861.0331 | 2241.5603 | 2183.5671 | 2210.4152 | 2223.279 | 2029.7346
Commercial_Lodging (ID)_New_Food Preparation_Natural Gas_Conveyor Oven_E2_Baseline Forecast | Commercial | Lodging (ID) | New | Food Preparation | Natural Gas | Conveyor Oven | E2 | ENERGY STAR (>42% Baking Efficiency) | Baseline Forecast | 0 | 1856.5049 | 1726.5779 | 2119.2331 | 2178.4972 | 1957.0137 | 1691.6975 | 1636.4467 | 1589.1529 | 1528.5818 | 1508.2267 | 1513.6469 | 1493.0382 | 1475.268 | 1469.6726 | 1459.2642 | 1443.1894 | 1793.5938 | 2051.6645 | 2325.8285 | 2542.8412 | 2678.072 | 3225.6599 | 3142.2063 | 3180.8414 | 3199.3528 | 2920.8375
Commercial_Lodging (ID)_New_Food Preparation_Natural Gas_Conveyor Oven_E3_Baseline Forecast | Commercial | Lodging (ID) | New | Food Preparation | Natural Gas | Conveyor Oven | E3 |  | Baseline Forecast | 0 | 0 | 0 | 0 | 0 | 0 | 0 | 0 | 0 | 0 | 0 | 0 | 0 | 0 | 0 | 0 | 0 | 0 | 0 | 0 | 0 | 0 | 0 | 0 | 0 | 0 | 0
Commercial_Lodging (ID)_New_Food Preparation_Natural Gas_Conveyor Oven_E4_Baseline Forecast | Commercial | Lodging (ID) | New | Food Preparation | Natural Gas | Conveyor Oven | E4 |  | Baseline Forecast | 0 | 0 | 0 | 0 | 0 | 0 | 0 | 0 | 0 | 0 | 0 | 0 | 0 | 0 | 0 | 0 | 0 | 0 | 0 | 0 | 0 | 0 | 0 | 0 | 0 | 0 | 0
Commercial_Lodging (ID)_New_Food Preparation_Natural Gas_Conveyor Oven_E5_Baseline Forecast | Commercial | Lodging (ID) | New | Food Preparation | Natural Gas | Conveyor Oven | E5 |  | Baseline Forecast | 0 | 0 | 0 | 0 | 0 | 0 | 0 | 0 | 0 | 0 | 0 | 0 | 0 | 0 | 0 | 0 | 0 | 0 | 0 | 0 | 0 | 0 | 0 | 0 | 0 | 0 | 0
Commercial_Lodging (ID)_New_Food Preparation_Natural Gas_Conveyor Oven_E6_Baseline Forecast | Commercial | Lodging (ID) | New | Food Preparation | Natural Gas | Conveyor Oven | E6 |  | Baseline Forecast | 0 | 0 | 0 | 0 | 0 | 0 | 0 | 0 | 0 | 0 | 0 | 0 | 0 | 0 | 0 | 0 | 0 | 0 | 0 | 0 | 0 | 0 | 0 | 0 | 0 | 0 | 0
Commercial_Lodging (ID)_New_Food Preparation_Natural Gas_Conveyor Oven_E7_Baseline Forecast | Commercial | Lodging (ID) | New | Food Preparation | Natural Gas | Conveyor Oven | E7 |  | Baseline Forecast | 0 | 0 | 0 | 0 | 0 | 0 | 0 | 0 | 0 | 0 | 0 | 0 | 0 | 0 | 0 | 0 | 0 | 0 | 0 | 0 | 0 | 0 | 0 | 0 | 0 | 0 | 0
Commercial_Lodging (ID)_New_Food Preparation_Natural Gas_Conveyor Oven_E8_Baseline Forecast | Commercial | Lodging (ID) | New | Food Preparation | Natural Gas | Conveyor Oven | E8 |  | Baseline Forecast | 0 | 0 | 0 | 0 | 0 | 0 | 0 | 0 | 0 | 0 | 0 | 0 | 0 | 0 | 0 | 0 | 0 | 0 | 0 | 0 | 0 | 0 | 0 | 0 | 0 | 0 | 0
Commercial_Lodging (ID)_New_Food Preparation_Natural Gas_Conveyor Oven_E9_Baseline Forecast | Commercial | Lodging (ID) | New | Food Preparation | Natural Gas | Conveyor Oven | E9 |  | Baseline Forecast | 0 | 0 | 0 | 0 | 0 | 0 | 0 | 0 | 0 | 0 | 0 | 0 | 0 | 0 | 0 | 0 | 0 | 0 | 0 | 0 | 0 | 0 | 0 | 0 | 0 | 0 | 0
Commercial_Lodging (ID)_New_Food Preparation_Natural Gas_Conveyor Oven_E10_Baseline Forecast | Commercial | Lodging (ID) | New | Food Preparation | Natural Gas | Conveyor Oven | E10 |  | Baseline Forecast | 0 | 0 | 0 | 0 | 0 | 0 | 0 | 0 | 0 | 0 | 0 | 0 | 0 | 0 | 0 | 0 | 0 | 0 | 0 | 0 | 0 | 0 | 0 | 0 | 0 | 0 | 0
Commercial_Lodging (ID)_New_Food Preparation_Natural Gas_Double Rack Oven_E1_Baseline Forecast | Commercial | Lodging (ID) | New | Food Preparation | Natural Gas | Double Rack Oven | E1 | Standard | Baseline Forecast | 0 | 1290.1135 | 1199.8253 | 1472.6874 | 1513.8709 | 1359.9587 | 1175.5864 | 1137.1918 | 1104.3266 | 1062.2348 | 1191.4357 | 1312.5889 | 1432.9292 | 1544.8556 | 1634.3328 | 1689.6056 | 1729.7295 | 1757.1517 | 1780.7347 | 2206.619 | 2165.0173 | 2259.2755 | 2289.3527 | 2273.6595 | 2240.9204 | 2322.9994 | 2246.4494
Commercial_Lodging (ID)_New_Food Preparation_Natural Gas_Double Rack Oven_E2_Baseline Forecast | Commercial | Lodging (ID) | New | Food Preparation | Natural Gas | Double Rack Oven | E2 | FTSC Qualified (>50% Cooking Efficiency) | Baseline Forecast | 0 | 1856.5049 | 1726.5779 | 2119.2331 | 2178.4972 | 1957.0137 | 1691.6975 | 1636.4467 | 1589.1529 | 1528.5818 | 1714.505 | 1888.8474 | 2062.0201 | 2223.0849 | 2351.8447 | 2431.3836 | 2489.1229 | 2528.5841 | 2562.5206 | 3175.3786 | 3115.5127 | 3251.1526 | 3294.4343 | 3271.8515 | 3224.7391 | 3342.8528 | 3232.6954
Commercial_Lodging (ID)_New_Food Preparation_Natural Gas_Double Rack Oven_E3_Baseline Forecast | Commercial | Lodging (ID) | New | Food Preparation | Natural Gas | Double Rack Oven | E3 |  | Baseline Forecast | 0 | 0 | 0 | 0 | 0 | 0 | 0 | 0 | 0 | 0 | 0 | 0 | 0 | 0 | 0 | 0 | 0 | 0 | 0 | 0 | 0 | 0 | 0 | 0 | 0 | 0 | 0
Commercial_Lodging (ID)_New_Food Preparation_Natural Gas_Double Rack Oven_E4_Baseline Forecast | Commercial | Lodging (ID) | New | Food Preparation | Natural Gas | Double Rack Oven | E4 |  | Baseline Forecast | 0 | 0 | 0 | 0 | 0 | 0 | 0 | 0 | 0 | 0 | 0 | 0 | 0 | 0 | 0 | 0 | 0 | 0 | 0 | 0 | 0 | 0 | 0 | 0 | 0 | 0 | 0
Commercial_Lodging (ID)_New_Food Preparation_Natural Gas_Double Rack Oven_E5_Baseline Forecast | Commercial | Lodging (ID) | New | Food Preparation | Natural Gas | Double Rack Oven | E5 |  | Baseline Forecast | 0 | 0 | 0 | 0 | 0 | 0 | 0 | 0 | 0 | 0 | 0 | 0 | 0 | 0 | 0 | 0 | 0 | 0 | 0 | 0 | 0 | 0 | 0 | 0 | 0 | 0 | 0
Commercial_Lodging (ID)_New_Food Preparation_Natural Gas_Double Rack Oven_E6_Baseline Forecast | Commercial | Lodging (ID) | New | Food Preparation | Natural Gas | Double Rack Oven | E6 |  | Baseline Forecast | 0 | 0 | 0 | 0 | 0 | 0 | 0 | 0 | 0 | 0 | 0 | 0 | 0 | 0 | 0 | 0 | 0 | 0 | 0 | 0 | 0 | 0 | 0 | 0 | 0 | 0 | 0
Commercial_Lodging (ID)_New_Food Preparation_Natural Gas_Double Rack Oven_E7_Baseline Forecast | Commercial | Lodging (ID) | New | Food Preparation | Natural Gas | Double Rack Oven | E7 |  | Baseline Forecast | 0 | 0 | 0 | 0 | 0 | 0 | 0 | 0 | 0 | 0 | 0 | 0 | 0 | 0 | 0 | 0 | 0 | 0 | 0 | 0 | 0 | 0 | 0 | 0 | 0 | 0 | 0
Commercial_Lodging (ID)_New_Food Preparation_Natural Gas_Double Rack Oven_E8_Baseline Forecast | Commercial | Lodging (ID) | New | Food Preparation | Natural Gas | Double Rack Oven | E8 |  | Baseline Forecast | 0 | 0 | 0 | 0 | 0 | 0 | 0 | 0 | 0 | 0 | 0 | 0 | 0 | 0 | 0 | 0 | 0 | 0 | 0 | 0 | 0 | 0 | 0 | 0 | 0 | 0 | 0
Commercial_Lodging (ID)_New_Food Preparation_Natural Gas_Double Rack Oven_E9_Baseline Forecast | Commercial | Lodging (ID) | New | Food Preparation | Natural Gas | Double Rack Oven | E9 |  | Baseline Forecast | 0 | 0 | 0 | 0 | 0 | 0 | 0 | 0 | 0 | 0 | 0 | 0 | 0 | 0 | 0 | 0 | 0 | 0 | 0 | 0 | 0 | 0 | 0 | 0 | 0 | 0 | 0
Commercial_Lodging (ID)_New_Food Preparation_Natural Gas_Double Rack Oven_E10_Baseline Forecast | Commercial | Lodging (ID) | New | Food Preparation | Natural Gas | Double Rack Oven | E10 |  | Baseline Forecast | 0 | 0 | 0 | 0 | 0 | 0 | 0 | 0 | 0 | 0 | 0 | 0 | 0 | 0 | 0 | 0 | 0 | 0 | 0 | 0 | 0 | 0 | 0 | 0 | 0 | 0 | 0
Commercial_Lodging (ID)_New_Food Preparation_Natural Gas_Fryer_E1_Baseline Forecast | Commercial | Lodging (ID) | New | Food Preparation | Natural Gas | Fryer | E1 | Standard | Baseline Forecast | 0 | 3537.8723 | 3290.2754 | 4038.5438 | 4151.4811 | 3729.4084 | 3223.8051 | 3118.5157 | 3028.3896 | 2912.9616 | 2874.1716 | 2884.5007 | 3166.8522 | 3402.8655 | 3705.57 | 3980.8817 | 4180.1932 | 4303.4483 | 4417.3836 | 4494.8413 | 4532.1676 | 4580.3246 | 4640.0348 | 5868.7617 | 5758.3239 | 6172.9144 | 5946.6446
Commercial_Lodging (ID)_New_Food Preparation_Natural Gas_Fryer_E2_Baseline Forecast | Commercial | Lodging (ID) | New | Food Preparation | Natural Gas | Fryer | E2 | ENERGY STAR | Baseline Forecast | 0 | 1243.0362 | 1156.0427 | 1418.9478 | 1458.6285 | 1310.3327 | 1132.6883 | 1095.6947 | 1064.0288 | 1023.473 | 1009.8441 | 1013.4732 | 1112.6778 | 1195.6014 | 1301.957 | 1398.6882 | 1468.7165 | 1512.0224 | 1552.0537 | 1579.2685 | 1592.3832 | 1609.3032 | 1630.2825 | 2061.9974 | 2023.1949 | 2168.8618 | 2089.3616
Commercial_Lodging (ID)_New_Food Preparation_Natural Gas_Fryer_E3_Baseline Forecast | Commercial | Lodging (ID) | New | Food Preparation | Natural Gas | Fryer | E3 |  | Baseline Forecast | 0 | 0 | 0 | 0 | 0 | 0 | 0 | 0 | 0 | 0 | 0 | 0 | 0 | 0 | 0 | 0 | 0 | 0 | 0 | 0 | 0 | 0 | 0 | 0 | 0 | 0 | 0
Commercial_Lodging (ID)_New_Food Preparation_Natural Gas_Fryer_E4_Baseline Forecast | Commercial | Lodging (ID) | New | Food Preparation | Natural Gas | Fryer | E4 |  | Baseline Forecast | 0 | 0 | 0 | 0 | 0 | 0 | 0 | 0 | 0 | 0 | 0 | 0 | 0 | 0 | 0 | 0 | 0 | 0 | 0 | 0 | 0 | 0 | 0 | 0 | 0 | 0 | 0
Commercial_Lodging (ID)_New_Food Preparation_Natural Gas_Fryer_E5_Baseline Forecast | Commercial | Lodging (ID) | New | Food Preparation | Natural Gas | Fryer | E5 |  | Baseline Forecast | 0 | 0 | 0 | 0 | 0 | 0 | 0 | 0 | 0 | 0 | 0 | 0 | 0 | 0 | 0 | 0 | 0 | 0 | 0 | 0 | 0 | 0 | 0 | 0 | 0 | 0 | 0
Commercial_Lodging (ID)_New_Food Preparation_Natural Gas_Fryer_E6_Baseline Forecast | Commercial | Lodging (ID) | New | Food Preparation | Natural Gas | Fryer | E6 |  | Baseline Forecast | 0 | 0 | 0 | 0 | 0 | 0 | 0 | 0 | 0 | 0 | 0 | 0 | 0 | 0 | 0 | 0 | 0 | 0 | 0 | 0 | 0 | 0 | 0 | 0 | 0 | 0 | 0
Commercial_Lodging (ID)_New_Food Preparation_Natural Gas_Fryer_E7_Baseline Forecast | Commercial | Lodging (ID) | New | Food Preparation | Natural Gas | Fryer | E7 |  | Baseline Forecast | 0 | 0 | 0 | 0 | 0 | 0 | 0 | 0 | 0 | 0 | 0 | 0 | 0 | 0 | 0 | 0 | 0 | 0 | 0 | 0 | 0 | 0 | 0 | 0 | 0 | 0 | 0
Commercial_Lodging (ID)_New_Food Preparation_Natural Gas_Fryer_E8_Baseline Forecast | Commercial | Lodging (ID) | New | Food Preparation | Natural Gas | Fryer | E8 |  | Baseline Forecast | 0 | 0 | 0 | 0 | 0 | 0 | 0 | 0 | 0 | 0 | 0 | 0 | 0 | 0 | 0 | 0 | 0 | 0 | 0 | 0 | 0 | 0 | 0 | 0 | 0 | 0 | 0
Commercial_Lodging (ID)_New_Food Preparation_Natural Gas_Fryer_E9_Baseline Forecast | Commercial | Lodging (ID) | New | Food Preparation | Natural Gas | Fryer | E9 |  | Baseline Forecast | 0 | 0 | 0 | 0 | 0 | 0 | 0 | 0 | 0 | 0 | 0 | 0 | 0 | 0 | 0 | 0 | 0 | 0 | 0 | 0 | 0 | 0 | 0 | 0 | 0 | 0 | 0
Commercial_Lodging (ID)_New_Food Preparation_Natural Gas_Fryer_E10_Baseline Forecast | Commercial | Lodging (ID) | New | Food Preparation | Natural Gas | Fryer | E10 |  | Baseline Forecast | 0 | 0 | 0 | 0 | 0 | 0 | 0 | 0 | 0 | 0 | 0 | 0 | 0 | 0 | 0 | 0 | 0 | 0 | 0 | 0 | 0 | 0 | 0 | 0 | 0 | 0 | 0
Commercial_Lodging (ID)_New_Food Preparation_Natural Gas_Broiler_E1_Baseline Forecast | Commercial | Lodging (ID) | New | Food Preparation | Natural Gas | Broiler | E1 | Standard | Baseline Forecast | 0 | 3537.8723 | 3290.2754 | 4038.5438 | 4151.4811 | 3729.4084 | 3223.8051 | 3118.5157 | 3028.3896 | 2912.9616 | 3267.2685 | 3599.5064 | 3929.5151 | 4236.4503 | 4481.8232 | 4633.3975 | 4743.4291 | 4818.6288 | 4883.3003 | 6051.2011 | 5937.1169 | 6195.6007 | 6278.0811 | 6235.0459 | 6145.2656 | 6370.3503 | 6160.4276
Commercial_Lodging (ID)_New_Food Preparation_Natural Gas_Broiler_E2_Baseline Forecast | Commercial | Lodging (ID) | New | Food Preparation | Natural Gas | Broiler | E2 | Infrared Burners | Baseline Forecast | 0 | 1243.0362 | 1156.0427 | 1418.9478 | 1458.6285 | 1310.3327 | 1132.6883 | 1095.6947 | 1064.0288 | 1023.473 | 1147.9592 | 1264.6914 | 1380.6405 | 1488.4825 | 1574.6946 | 1627.9505 | 1666.6102 | 1693.0318 | 1715.7542 | 2126.0977 | 2086.0141 | 2176.8327 | 2205.8123 | 2190.6918 | 2159.1474 | 2238.2312 | 2164.4746
Commercial_Lodging (ID)_New_Food Preparation_Natural Gas_Broiler_E3_Baseline Forecast | Commercial | Lodging (ID) | New | Food Preparation | Natural Gas | Broiler | E3 |  | Baseline Forecast | 0 | 0 | 0 | 0 | 0 | 0 | 0 | 0 | 0 | 0 | 0 | 0 | 0 | 0 | 0 | 0 | 0 | 0 | 0 | 0 | 0 | 0 | 0 | 0 | 0 | 0 | 0
Commercial_Lodging (ID)_New_Food Preparation_Natural Gas_Broiler_E4_Baseline Forecast | Commercial | Lodging (ID) | New | Food Preparation | Natural Gas | Broiler | E4 |  | Baseline Forecast | 0 | 0 | 0 | 0 | 0 | 0 | 0 | 0 | 0 | 0 | 0 | 0 | 0 | 0 | 0 | 0 | 0 | 0 | 0 | 0 | 0 | 0 | 0 | 0 | 0 | 0 | 0
Commercial_Lodging (ID)_New_Food Preparation_Natural Gas_Broiler_E5_Baseline Forecast | Commercial | Lodging (ID) | New | Food Preparation | Natural Gas | Broiler | E5 |  | Baseline Forecast | 0 | 0 | 0 | 0 | 0 | 0 | 0 | 0 | 0 | 0 | 0 | 0 | 0 | 0 | 0 | 0 | 0 | 0 | 0 | 0 | 0 | 0 | 0 | 0 | 0 | 0 | 0
Commercial_Lodging (ID)_New_Food Preparation_Natural Gas_Broiler_E6_Baseline Forecast | Commercial | Lodging (ID) | New | Food Preparation | Natural Gas | Broiler | E6 |  | Baseline Forecast | 0 | 0 | 0 | 0 | 0 | 0 | 0 | 0 | 0 | 0 | 0 | 0 | 0 | 0 | 0 | 0 | 0 | 0 | 0 | 0 | 0 | 0 | 0 | 0 | 0 | 0 | 0
Commercial_Lodging (ID)_New_Food Preparation_Natural Gas_Broiler_E7_Baseline Forecast | Commercial | Lodging (ID) | New | Food Preparation | Natural Gas | Broiler | E7 |  | Baseline Forecast | 0 | 0 | 0 | 0 | 0 | 0 | 0 | 0 | 0 | 0 | 0 | 0 | 0 | 0 | 0 | 0 | 0 | 0 | 0 | 0 | 0 | 0 | 0 | 0 | 0 | 0 | 0
Commercial_Lodging (ID)_New_Food Preparation_Natural Gas_Broiler_E8_Baseline Forecast | Commercial | Lodging (ID) | New | Food Preparation | Natural Gas | Broiler | E8 |  | Baseline Forecast | 0 | 0 | 0 | 0 | 0 | 0 | 0 | 0 | 0 | 0 | 0 | 0 | 0 | 0 | 0 | 0 | 0 | 0 | 0 | 0 | 0 | 0 | 0 | 0 | 0 | 0 | 0
Commercial_Lodging (ID)_New_Food Preparation_Natural Gas_Broiler_E9_Baseline Forecast | Commercial | Lodging (ID) | New | Food Preparation | Natural Gas | Broiler | E9 |  | Baseline Forecast | 0 | 0 | 0 | 0 | 0 | 0 | 0 | 0 | 0 | 0 | 0 | 0 | 0 | 0 | 0 | 0 | 0 | 0 | 0 | 0 | 0 | 0 | 0 | 0 | 0 | 0 | 0
Commercial_Lodging (ID)_New_Food Preparation_Natural Gas_Broiler_E10_Baseline Forecast | Commercial | Lodging (ID) | New | Food Preparation | Natural Gas | Broiler | E10 |  | Baseline Forecast | 0 | 0 | 0 | 0 | 0 | 0 | 0 | 0 | 0 | 0 | 0 | 0 | 0 | 0 | 0 | 0 | 0 | 0 | 0 | 0 | 0 | 0 | 0 | 0 | 0 | 0 | 0
Commercial_Lodging (ID)_New_Food Preparation_Natural Gas_Griddle_E1_Baseline Forecast | Commercial | Lodging (ID) | New | Food Preparation | Natural Gas | Griddle | E1 | Standard | Baseline Forecast | 0 | 9074.945 | 8439.8377 | 10359.2102 | 10648.904 | 9566.2514 | 8269.3358 | 7999.2595 | 7768.0783 | 7471.9954 | 8380.8231 | 9233.0416 | 10079.5423 | 10866.8572 | 11496.2596 | 11885.0607 | 12167.3011 | 12360.195 | 12526.0829 | 15521.8481 | 15229.2125 | 15892.2456 | 16103.8148 | 15993.4259 | 15763.1316 | 16340.4933 | 15802.0234
Commercial_Lodging (ID)_New_Food Preparation_Natural Gas_Griddle_E2_Baseline Forecast | Commercial | Lodging (ID) | New | Food Preparation | Natural Gas | Griddle | E2 | ENERGY STAR | Baseline Forecast | 0 | 3706.6677 | 3447.2576 | 4231.2267 | 4349.5523 | 3907.3421 | 3377.616 | 3267.3032 | 3172.8771 | 3051.9418 | 3423.1531 | 3771.2423 | 4116.9962 | 4438.5755 | 4695.6553 | 4854.4614 | 4969.7427 | 5048.5303 | 5116.2874 | 6339.9098 | 6220.3826 | 6491.1989 | 6577.6145 | 6532.5261 | 6438.4622 | 6674.286 | 6454.3476
Commercial_Lodging (ID)_New_Food Preparation_Natural Gas_Griddle_E3_Baseline Forecast | Commercial | Lodging (ID) | New | Food Preparation | Natural Gas | Griddle | E3 |  | Baseline Forecast | 0 | 0 | 0 | 0 | 0 | 0 | 0 | 0 | 0 | 0 | 0 | 0 | 0 | 0 | 0 | 0 | 0 | 0 | 0 | 0 | 0 | 0 | 0 | 0 | 0 | 0 | 0
Commercial_Lodging (ID)_New_Food Preparation_Natural Gas_Griddle_E4_Baseline Forecast | Commercial | Lodging (ID) | New | Food Preparation | Natural Gas | Griddle | E4 |  | Baseline Forecast | 0 | 0 | 0 | 0 | 0 | 0 | 0 | 0 | 0 | 0 | 0 | 0 | 0 | 0 | 0 | 0 | 0 | 0 | 0 | 0 | 0 | 0 | 0 | 0 | 0 | 0 | 0
Commercial_Lodging (ID)_New_Food Preparation_Natural Gas_Griddle_E5_Baseline Forecast | Commercial | Lodging (ID) | New | Food Preparation | Natural Gas | Griddle | E5 |  | Baseline Forecast | 0 | 0 | 0 | 0 | 0 | 0 | 0 | 0 | 0 | 0 | 0 | 0 | 0 | 0 | 0 | 0 | 0 | 0 | 0 | 0 | 0 | 0 | 0 | 0 | 0 | 0 | 0
Commercial_Lodging (ID)_New_Food Preparation_Natural Gas_Griddle_E6_Baseline Forecast | Commercial | Lodging (ID) | New | Food Preparation | Natural Gas | Griddle | E6 |  | Baseline Forecast | 0 | 0 | 0 | 0 | 0 | 0 | 0 | 0 | 0 | 0 | 0 | 0 | 0 | 0 | 0 | 0 | 0 | 0 | 0 | 0 | 0 | 0 | 0 | 0 | 0 | 0 | 0
Commercial_Lodging (ID)_New_Food Preparation_Natural Gas_Griddle_E7_Baseline Forecast | Commercial | Lodging (ID) | New | Food Preparation | Natural Gas | Griddle | E7 |  | Baseline Forecast | 0 | 0 | 0 | 0 | 0 | 0 | 0 | 0 | 0 | 0 | 0 | 0 | 0 | 0 | 0 | 0 | 0 | 0 | 0 | 0 | 0 | 0 | 0 | 0 | 0 | 0 | 0
Commercial_Lodging (ID)_New_Food Preparation_Natural Gas_Griddle_E8_Baseline Forecast | Commercial | Lodging (ID) | New | Food Preparation | Natural Gas | Griddle | E8 |  | Baseline Forecast | 0 | 0 | 0 | 0 | 0 | 0 | 0 | 0 | 0 | 0 | 0 | 0 | 0 | 0 | 0 | 0 | 0 | 0 | 0 | 0 | 0 | 0 | 0 | 0 | 0 | 0 | 0
Commercial_Lodging (ID)_New_Food Preparation_Natural Gas_Griddle_E9_Baseline Forecast | Commercial | Lodging (ID) | New | Food Preparation | Natural Gas | Griddle | E9 |  | Baseline Forecast | 0 | 0 | 0 | 0 | 0 | 0 | 0 | 0 | 0 | 0 | 0 | 0 | 0 | 0 | 0 | 0 | 0 | 0 | 0 | 0 | 0 | 0 | 0 | 0 | 0 | 0 | 0
Commercial_Lodging (ID)_New_Food Preparation_Natural Gas_Griddle_E10_Baseline Forecast | Commercial | Lodging (ID) | New | Food Preparation | Natural Gas | Griddle | E10 |  | Baseline Forecast | 0 | 0 | 0 | 0 | 0 | 0 | 0 | 0 | 0 | 0 | 0 | 0 | 0 | 0 | 0 | 0 | 0 | 0 | 0 | 0 | 0 | 0 | 0 | 0 | 0 | 0 | 0
Commercial_Lodging (ID)_New_Food Preparation_Natural Gas_Range_E1_Baseline Forecast | Commercial | Lodging (ID) | New | Food Preparation | Natural Gas | Range | E1 | Standard | Baseline Forecast | 0 | 80.007 | 74.4078 | 91.3295 | 93.8835 | 84.3385 | 72.9046 | 70.5235 | 68.4854 | 65.875 | 80.9992 | 92.9141 | 104.7553 | 114.6838 | 121.0891 | 144.6442 | 140.2371 | 141.8611 | 139.0327 | 136.1567 | 135.133 | 139.3104 | 144.9777 | 151.0846 | 164.3763 | 177.0411 | 178.1846
Commercial_Lodging (ID)_New_Food Preparation_Natural Gas_Range_E2_Baseline Forecast | Commercial | Lodging (ID) | New | Food Preparation | Natural Gas | Range | E2 | High Efficiency | Baseline Forecast | 0 | 115.1321 | 107.0746 | 131.4253 | 135.1006 | 121.3652 | 104.9115 | 101.4851 | 98.5521 | 94.7958 | 116.5599 | 133.7056 | 150.7454 | 165.0327 | 174.2501 | 208.1466 | 201.8046 | 204.1416 | 200.0715 | 195.9329 | 194.4597 | 200.4711 | 208.6264 | 217.4144 | 236.5415 | 254.7664 | 256.4119
Commercial_Lodging (ID)_New_Food Preparation_Natural Gas_Range_E3_Baseline Forecast | Commercial | Lodging (ID) | New | Food Preparation | Natural Gas | Range | E3 |  | Baseline Forecast | 0 | 0 | 0 | 0 | 0 | 0 | 0 | 0 | 0 | 0 | 0 | 0 | 0 | 0 | 0 | 0 | 0 | 0 | 0 | 0 | 0 | 0 | 0 | 0 | 0 | 0 | 0
Commercial_Lodging (ID)_New_Food Preparation_Natural Gas_Range_E4_Baseline Forecast | Commercial | Lodging (ID) | New | Food Preparation | Natural Gas | Range | E4 |  | Baseline Forecast | 0 | 0 | 0 | 0 | 0 | 0 | 0 | 0 | 0 | 0 | 0 | 0 | 0 | 0 | 0 | 0 | 0 | 0 | 0 | 0 | 0 | 0 | 0 | 0 | 0 | 0 | 0
Commercial_Lodging (ID)_New_Food Preparation_Natural Gas_Range_E5_Baseline Forecast | Commercial | Lodging (ID) | New | Food Preparation | Natural Gas | Range | E5 |  | Baseline Forecast | 0 | 0 | 0 | 0 | 0 | 0 | 0 | 0 | 0 | 0 | 0 | 0 | 0 | 0 | 0 | 0 | 0 | 0 | 0 | 0 | 0 | 0 | 0 | 0 | 0 | 0 | 0
Commercial_Lodging (ID)_New_Food Preparation_Natural Gas_Range_E6_Baseline Forecast | Commercial | Lodging (ID) | New | Food Preparation | Natural Gas | Range | E6 |  | Baseline Forecast | 0 | 0 | 0 | 0 | 0 | 0 | 0 | 0 | 0 | 0 | 0 | 0 | 0 | 0 | 0 | 0 | 0 | 0 | 0 | 0 | 0 | 0 | 0 | 0 | 0 | 0 | 0
Commercial_Lodging (ID)_New_Food Preparation_Natural Gas_Range_E7_Baseline Forecast | Commercial | Lodging (ID) | New | Food Preparation | Natural Gas | Range | E7 |  | Baseline Forecast | 0 | 0 | 0 | 0 | 0 | 0 | 0 | 0 | 0 | 0 | 0 | 0 | 0 | 0 | 0 | 0 | 0 | 0 | 0 | 0 | 0 | 0 | 0 | 0 | 0 | 0 | 0
Commercial_Lodging (ID)_New_Food Preparation_Natural Gas_Range_E8_Baseline Forecast | Commercial | Lodging (ID) | New | Food Preparation | Natural Gas | Range | E8 |  | Baseline Forecast | 0 | 0 | 0 | 0 | 0 | 0 | 0 | 0 | 0 | 0 | 0 | 0 | 0 | 0 | 0 | 0 | 0 | 0 | 0 | 0 | 0 | 0 | 0 | 0 | 0 | 0 | 0
Commercial_Lodging (ID)_New_Food Preparation_Natural Gas_Range_E9_Baseline Forecast | Commercial | Lodging (ID) | New | Food Preparation | Natural Gas | Range | E9 |  | Baseline Forecast | 0 | 0 | 0 | 0 | 0 | 0 | 0 | 0 | 0 | 0 | 0 | 0 | 0 | 0 | 0 | 0 | 0 | 0 | 0 | 0 | 0 | 0 | 0 | 0 | 0 | 0 | 0
Commercial_Lodging (ID)_New_Food Preparation_Natural Gas_Range_E10_Baseline Forecast | Commercial | Lodging (ID) | New | Food Preparation | Natural Gas | Range | E10 |  | Baseline Forecast | 0 | 0 | 0 | 0 | 0 | 0 | 0 | 0 | 0 | 0 | 0 | 0 | 0 | 0 | 0 | 0 | 0 | 0 | 0 | 0 | 0 | 0 | 0 | 0 | 0 | 0 | 0
Commercial_Lodging (ID)_New_Food Preparation_Natural Gas_Steamer_E1_Baseline Forecast | Commercial | Lodging (ID) | New | Food Preparation | Natural Gas | Steamer | E1 | Standard | Baseline Forecast | 0 | 97.5696 | 90.7412 | 111.3774 | 114.492 | 102.8519 | 88.908 | 86.0043 | 83.5187 | 80.3354 | 90.1067 | 99.2693 | 108.3705 | 116.8354 | 123.6024 | 127.7826 | 130.8171 | 132.891 | 134.6746 | 166.8836 | 163.7374 | 170.866 | 173.1407 | 171.9538 | 169.4778 | 175.6853 | 169.896
Commercial_Lodging (ID)_New_Food Preparation_Natural Gas_Steamer_E2_Baseline Forecast | Commercial | Lodging (ID) | New | Food Preparation | Natural Gas | Steamer | E2 | ENERGY STAR | Baseline Forecast | 0 | 97.5696 | 90.7412 | 111.3774 | 114.492 | 102.8519 | 88.908 | 86.0043 | 83.5187 | 80.3354 | 90.1067 | 99.2693 | 108.3705 | 116.8354 | 123.6024 | 127.7826 | 130.8171 | 132.891 | 134.6746 | 166.8836 | 163.7374 | 170.866 | 173.1407 | 171.9538 | 169.4778 | 175.6853 | 169.896
Commercial_Lodging (ID)_New_Food Preparation_Natural Gas_Steamer_E3_Baseline Forecast | Commercial | Lodging (ID) | New | Food Preparation | Natural Gas | Steamer | E3 |  | Baseline Forecast | 0 | 0 | 0 | 0 | 0 | 0 | 0 | 0 | 0 | 0 | 0 | 0 | 0 | 0 | 0 | 0 | 0 | 0 | 0 | 0 | 0 | 0 | 0 | 0 | 0 | 0 | 0
Commercial_Lodging (ID)_New_Food Preparation_Natural Gas_Steamer_E4_Baseline Forecast | Commercial | Lodging (ID) | New | Food Preparation | Natural Gas | Steamer | E4 |  | Baseline Forecast | 0 | 0 | 0 | 0 | 0 | 0 | 0 | 0 | 0 | 0 | 0 | 0 | 0 | 0 | 0 | 0 | 0 | 0 | 0 | 0 | 0 | 0 | 0 | 0 | 0 | 0 | 0
Commercial_Lodging (ID)_New_Food Preparation_Natural Gas_Steamer_E5_Baseline Forecast | Commercial | Lodging (ID) | New | Food Preparation | Natural Gas | Steamer | E5 |  | Baseline Forecast | 0 | 0 | 0 | 0 | 0 | 0 | 0 | 0 | 0 | 0 | 0 | 0 | 0 | 0 | 0 | 0 | 0 | 0 | 0 | 0 | 0 | 0 | 0 | 0 | 0 | 0 | 0
Commercial_Lodging (ID)_New_Food Preparation_Natural Gas_Steamer_E6_Baseline Forecast | Commercial | Lodging (ID) | New | Food Preparation | Natural Gas | Steamer | E6 |  | Baseline Forecast | 0 | 0 | 0 | 0 | 0 | 0 | 0 | 0 | 0 | 0 | 0 | 0 | 0 | 0 | 0 | 0 | 0 | 0 | 0 | 0 | 0 | 0 | 0 | 0 | 0 | 0 | 0
Commercial_Lodging (ID)_New_Food Preparation_Natural Gas_Steamer_E7_Baseline Forecast | Commercial | Lodging (ID) | New | Food Preparation | Natural Gas | Steamer | E7 |  | Baseline Forecast | 0 | 0 | 0 | 0 | 0 | 0 | 0 | 0 | 0 | 0 | 0 | 0 | 0 | 0 | 0 | 0 | 0 | 0 | 0 | 0 | 0 | 0 | 0 | 0 | 0 | 0 | 0
Commercial_Lodging (ID)_New_Food Preparation_Natural Gas_Steamer_E8_Baseline Forecast | Commercial | Lodging (ID) | New | Food Preparation | Natural Gas | Steamer | E8 |  | Baseline Forecast | 0 | 0 | 0 | 0 | 0 | 0 | 0 | 0 | 0 | 0 | 0 | 0 | 0 | 0 | 0 | 0 | 0 | 0 | 0 | 0 | 0 | 0 | 0 | 0 | 0 | 0 | 0
Commercial_Lodging (ID)_New_Food Preparation_Natural Gas_Steamer_E9_Baseline Forecast | Commercial | Lodging (ID) | New | Food Preparation | Natural Gas | Steamer | E9 |  | Baseline Forecast | 0 | 0 | 0 | 0 | 0 | 0 | 0 | 0 | 0 | 0 | 0 | 0 | 0 | 0 | 0 | 0 | 0 | 0 | 0 | 0 | 0 | 0 | 0 | 0 | 0 | 0 | 0
Commercial_Lodging (ID)_New_Food Preparation_Natural Gas_Steamer_E10_Baseline Forecast | Commercial | Lodging (ID) | New | Food Preparation | Natural Gas | Steamer | E10 |  | Baseline Forecast | 0 | 0 | 0 | 0 | 0 | 0 | 0 | 0 | 0 | 0 | 0 | 0 | 0 | 0 | 0 | 0 | 0 | 0 | 0 | 0 | 0 | 0 | 0 | 0 | 0 | 0 | 0
Commercial_Lodging (ID)_New_Food Preparation_Natural Gas_Food Prep Other_E1_Baseline Forecast | Commercial | Lodging (ID) | New | Food Preparation | Natural Gas | Food Prep Other | E1 | Standard | Baseline Forecast | 0 | 0 | 0 | 0 | 0 | 0 | 0 | 0 | 0 | 0 | 0 | 0 | 0 | 0 | 0 | 0 | 0 | 0 | 0 | 0 | 0 | 0 | 0 | 0 | 0 | 0 | 0
Commercial_Lodging (ID)_New_Food Preparation_Natural Gas_Food Prep Other_E2_Baseline Forecast | Commercial | Lodging (ID) | New | Food Preparation | Natural Gas | Food Prep Other | E2 | ENERGY STAR | Baseline Forecast | 0 | 0 | 0 | 0 | 0 | 0 | 0 | 0 | 0 | 0 | 0 | 0 | 0 | 0 | 0 | 0 | 0 | 0 | 0 | 0 | 0 | 0 | 0 | 0 | 0 | 0 | 0
Commercial_Lodging (ID)_New_Food Preparation_Natural Gas_Food Prep Other_E3_Baseline Forecast | Commercial | Lodging (ID) | New | Food Preparation | Natural Gas | Food Prep Other | E3 |  | Baseline Forecast | 0 | 0 | 0 | 0 | 0 | 0 | 0 | 0 | 0 | 0 | 0 | 0 | 0 | 0 | 0 | 0 | 0 | 0 | 0 | 0 | 0 | 0 | 0 | 0 | 0 | 0 | 0
Commercial_Lodging (ID)_New_Food Preparation_Natural Gas_Food Prep Other_E4_Baseline Forecast | Commercial | Lodging (ID) | New | Food Preparation | Natural Gas | Food Prep Other | E4 |  | Baseline Forecast | 0 | 0 | 0 | 0 | 0 | 0 | 0 | 0 | 0 | 0 | 0 | 0 | 0 | 0 | 0 | 0 | 0 | 0 | 0 | 0 | 0 | 0 | 0 | 0 | 0 | 0 | 0
Commercial_Lodging (ID)_New_Food Preparation_Natural Gas_Food Prep Other_E5_Baseline Forecast | Commercial | Lodging (ID) | New | Food Preparation | Natural Gas | Food Prep Other | E5 |  | Baseline Forecast | 0 | 0 | 0 | 0 | 0 | 0 | 0 | 0 | 0 | 0 | 0 | 0 | 0 | 0 | 0 | 0 | 0 | 0 | 0 | 0 | 0 | 0 | 0 | 0 | 0 | 0 | 0
Commercial_Lodging (ID)_New_Food Preparation_Natural Gas_Food Prep Other_E6_Baseline Forecast | Commercial | Lodging (ID) | New | Food Preparation | Natural Gas | Food Prep Other | E6 |  | Baseline Forecast | 0 | 0 | 0 | 0 | 0 | 0 | 0 | 0 | 0 | 0 | 0 | 0 | 0 | 0 | 0 | 0 | 0 | 0 | 0 | 0 | 0 | 0 | 0 | 0 | 0 | 0 | 0
Commercial_Lodging (ID)_New_Food Preparation_Natural Gas_Food Prep Other_E7_Baseline Forecast | Commercial | Lodging (ID) | New | Food Preparation | Natural Gas | Food Prep Other | E7 |  | Baseline Forecast | 0 | 0 | 0 | 0 | 0 | 0 | 0 | 0 | 0 | 0 | 0 | 0 | 0 | 0 | 0 | 0 | 0 | 0 | 0 | 0 | 0 | 0 | 0 | 0 | 0 | 0 | 0
Commercial_Lodging (ID)_New_Food Preparation_Natural Gas_Food Prep Other_E8_Baseline Forecast | Commercial | Lodging (ID) | New | Food Preparation | Natural Gas | Food Prep Other | E8 |  | Baseline Forecast | 0 | 0 | 0 | 0 | 0 | 0 | 0 | 0 | 0 | 0 | 0 | 0 | 0 | 0 | 0 | 0 | 0 | 0 | 0 | 0 | 0 | 0 | 0 | 0 | 0 | 0 | 0
Commercial_Lodging (ID)_New_Food Preparation_Natural Gas_Food Prep Other_E9_Baseline Forecast | Commercial | Lodging (ID) | New | Food Preparation | Natural Gas | Food Prep Other | E9 |  | Baseline Forecast | 0 | 0 | 0 | 0 | 0 | 0 | 0 | 0 | 0 | 0 | 0 | 0 | 0 | 0 | 0 | 0 | 0 | 0 | 0 | 0 | 0 | 0 | 0 | 0 | 0 | 0 | 0
Commercial_Lodging (ID)_New_Food Preparation_Natural Gas_Food Prep Other_E10_Baseline Forecast | Commercial | Lodging (ID) | New | Food Preparation | Natural Gas | Food Prep Other | E10 |  | Baseline Forecast | 0 | 0 | 0 | 0 | 0 | 0 | 0 | 0 | 0 | 0 | 0 | 0 | 0 | 0 | 0 | 0 | 0 | 0 | 0 | 0 | 0 | 0 | 0 | 0 | 0 | 0 | 0
Commercial_Lodging (ID)_New_Miscellaneous_Natural Gas_Pool Heater_E1_Baseline Forecast | Commercial | Lodging (ID) | New | Miscellaneous | Natural Gas | Pool Heater | E1 | Standard (EF .82) | Baseline Forecast | 0 | 4461.2868 | 4149.065 | 5092.6378 | 5235.0526 | 4702.8154 | 4957.5028 | 5476.0935 | 6072.2475 | 6523.0177 | 6844.7166 | 8374.6694 | 8391.0592 | 8849.517 | 9117.135 | 9204.458 | 9767.9752 | 10271.9353 | 10796.097 | 11204.8288 | 11481.3889 | 12146.2968 | 12396.1692 | 12841.434 | 13176.1728 | 13661.3527 | 13789.0735
Commercial_Lodging (ID)_New_Miscellaneous_Natural Gas_Pool Heater_E2_Baseline Forecast | Commercial | Lodging (ID) | New | Miscellaneous | Natural Gas | Pool Heater | E2 | Condensing (EF .90) | Baseline Forecast | 0 | 495.6985 | 461.0072 | 565.8486 | 581.6725 | 522.535 | 550.8336 | 608.4548 | 674.6942 | 724.7797 | 760.5241 | 930.5188 | 932.3399 | 983.2797 | 1013.015 | 1022.7176 | 1085.3306 | 1141.3261 | 1199.5663 | 1244.981 | 1275.7099 | 1349.5885 | 1377.3521 | 1426.826 | 1464.0192 | 1517.9281 | 1532.1193
Commercial_Lodging (ID)_New_Miscellaneous_Natural Gas_Pool Heater_E3_Baseline Forecast | Commercial | Lodging (ID) | New | Miscellaneous | Natural Gas | Pool Heater | E3 |  | Baseline Forecast | 0 | 0 | 0 | 0 | 0 | 0 | 0 | 0 | 0 | 0 | 0 | 0 | 0 | 0 | 0 | 0 | 0 | 0 | 0 | 0 | 0 | 0 | 0 | 0 | 0 | 0 | 0
Commercial_Lodging (ID)_New_Miscellaneous_Natural Gas_Pool Heater_E4_Baseline Forecast | Commercial | Lodging (ID) | New | Miscellaneous | Natural Gas | Pool Heater | E4 |  | Baseline Forecast | 0 | 0 | 0 | 0 | 0 | 0 | 0 | 0 | 0 | 0 | 0 | 0 | 0 | 0 | 0 | 0 | 0 | 0 | 0 | 0 | 0 | 0 | 0 | 0 | 0 | 0 | 0
Commercial_Lodging (ID)_New_Miscellaneous_Natural Gas_Pool Heater_E5_Baseline Forecast | Commercial | Lodging (ID) | New | Miscellaneous | Natural Gas | Pool Heater | E5 |  | Baseline Forecast | 0 | 0 | 0 | 0 | 0 | 0 | 0 | 0 | 0 | 0 | 0 | 0 | 0 | 0 | 0 | 0 | 0 | 0 | 0 | 0 | 0 | 0 | 0 | 0 | 0 | 0 | 0
Commercial_Lodging (ID)_New_Miscellaneous_Natural Gas_Pool Heater_E6_Baseline Forecast | Commercial | Lodging (ID) | New | Miscellaneous | Natural Gas | Pool Heater | E6 |  | Baseline Forecast | 0 | 0 | 0 | 0 | 0 | 0 | 0 | 0 | 0 | 0 | 0 | 0 | 0 | 0 | 0 | 0 | 0 | 0 | 0 | 0 | 0 | 0 | 0 | 0 | 0 | 0 | 0
Commercial_Lodging (ID)_New_Miscellaneous_Natural Gas_Pool Heater_E7_Baseline Forecast | Commercial | Lodging (ID) | New | Miscellaneous | Natural Gas | Pool Heater | E7 |  | Baseline Forecast | 0 | 0 | 0 | 0 | 0 | 0 | 0 | 0 | 0 | 0 | 0 | 0 | 0 | 0 | 0 | 0 | 0 | 0 | 0 | 0 | 0 | 0 | 0 | 0 | 0 | 0 | 0
Commercial_Lodging (ID)_New_Miscellaneous_Natural Gas_Pool Heater_E8_Baseline Forecast | Commercial | Lodging (ID) | New | Miscellaneous | Natural Gas | Pool Heater | E8 |  | Baseline Forecast | 0 | 0 | 0 | 0 | 0 | 0 | 0 | 0 | 0 | 0 | 0 | 0 | 0 | 0 | 0 | 0 | 0 | 0 | 0 | 0 | 0 | 0 | 0 | 0 | 0 | 0 | 0
Commercial_Lodging (ID)_New_Miscellaneous_Natural Gas_Pool Heater_E9_Baseline Forecast | Commercial | Lodging (ID) | New | Miscellaneous | Natural Gas | Pool Heater | E9 |  | Baseline Forecast | 0 | 0 | 0 | 0 | 0 | 0 | 0 | 0 | 0 | 0 | 0 | 0 | 0 | 0 | 0 | 0 | 0 | 0 | 0 | 0 | 0 | 0 | 0 | 0 | 0 | 0 | 0
Commercial_Lodging (ID)_New_Miscellaneous_Natural Gas_Pool Heater_E10_Baseline Forecast | Commercial | Lodging (ID) | New | Miscellaneous | Natural Gas | Pool Heater | E10 |  | Baseline Forecast | 0 | 0 | 0 | 0 | 0 | 0 | 0 | 0 | 0 | 0 | 0 | 0 | 0 | 0 | 0 | 0 | 0 | 0 | 0 | 0 | 0 | 0 | 0 | 0 | 0 | 0 | 0
Commercial_Lodging (ID)_New_Miscellaneous_Natural Gas_Miscellaneous_E1_Baseline Forecast | Commercial | Lodging (ID) | New | Miscellaneous | Natural Gas | Miscellaneous | E1 | Standard | Baseline Forecast | 0 | 50248.3247 | 46731.7107 | 57359.3511 | 66141.7292 | 65797.522 | 64977.9548 | 70189.8762 | 74609.7967 | 77738.9901 | 82020.0023 | 101580.0001 | 102444.3968 | 107915.0517 | 115121.6562 | 118611.231 | 122051.7025 | 127594.8532 | 132747.2242 | 137006.1057 | 141433.2878 | 150624.0323 | 153849.3531 | 158880.6018 | 164408.5026 | 170913.166 | 171245.9881
Commercial_Lodging (ID)_New_Miscellaneous_Natural Gas_Miscellaneous_E2_Baseline Forecast | Commercial | Lodging (ID) | New | Miscellaneous | Natural Gas | Miscellaneous | E2 |  | Baseline Forecast | 0 | 0 | 0 | 0 | 0 | 0 | 0 | 0 | 0 | 0 | 0 | 0 | 0 | 0 | 0 | 0 | 0 | 0 | 0 | 0 | 0 | 0 | 0 | 0 | 0 | 0 | 0
Commercial_Lodging (ID)_New_Miscellaneous_Natural Gas_Miscellaneous_E3_Baseline Forecast | Commercial | Lodging (ID) | New | Miscellaneous | Natural Gas | Miscellaneous | E3 |  | Baseline Forecast | 0 | 0 | 0 | 0 | 0 | 0 | 0 | 0 | 0 | 0 | 0 | 0 | 0 | 0 | 0 | 0 | 0 | 0 | 0 | 0 | 0 | 0 | 0 | 0 | 0 | 0 | 0
Commercial_Lodging (ID)_New_Miscellaneous_Natural Gas_Miscellaneous_E4_Baseline Forecast | Commercial | Lodging (ID) | New | Miscellaneous | Natural Gas | Miscellaneous | E4 |  | Baseline Forecast | 0 | 0 | 0 | 0 | 0 | 0 | 0 | 0 | 0 | 0 | 0 | 0 | 0 | 0 | 0 | 0 | 0 | 0 | 0 | 0 | 0 | 0 | 0 | 0 | 0 | 0 | 0
Commercial_Lodging (ID)_New_Miscellaneous_Natural Gas_Miscellaneous_E5_Baseline Forecast | Commercial | Lodging (ID) | New | Miscellaneous | Natural Gas | Miscellaneous | E5 |  | Baseline Forecast | 0 | 0 | 0 | 0 | 0 | 0 | 0 | 0 | 0 | 0 | 0 | 0 | 0 | 0 | 0 | 0 | 0 | 0 | 0 | 0 | 0 | 0 | 0 | 0 | 0 | 0 | 0
Commercial_Lodging (ID)_New_Miscellaneous_Natural Gas_Miscellaneous_E6_Baseline Forecast | Commercial | Lodging (ID) | New | Miscellaneous | Natural Gas | Miscellaneous | E6 |  | Baseline Forecast | 0 | 0 | 0 | 0 | 0 | 0 | 0 | 0 | 0 | 0 | 0 | 0 | 0 | 0 | 0 | 0 | 0 | 0 | 0 | 0 | 0 | 0 | 0 | 0 | 0 | 0 | 0
Commercial_Lodging (ID)_New_Miscellaneous_Natural Gas_Miscellaneous_E7_Baseline Forecast | Commercial | Lodging (ID) | New | Miscellaneous | Natural Gas | Miscellaneous | E7 |  | Baseline Forecast | 0 | 0 | 0 | 0 | 0 | 0 | 0 | 0 | 0 | 0 | 0 | 0 | 0 | 0 | 0 | 0 | 0 | 0 | 0 | 0 | 0 | 0 | 0 | 0 | 0 | 0 | 0
Commercial_Lodging (ID)_New_Miscellaneous_Natural Gas_Miscellaneous_E8_Baseline Forecast | Commercial | Lodging (ID) | New | Miscellaneous | Natural Gas | Miscellaneous | E8 |  | Baseline Forecast | 0 | 0 | 0 | 0 | 0 | 0 | 0 | 0 | 0 | 0 | 0 | 0 | 0 | 0 | 0 | 0 | 0 | 0 | 0 | 0 | 0 | 0 | 0 | 0 | 0 | 0 | 0
Commercial_Lodging (ID)_New_Miscellaneous_Natural Gas_Miscellaneous_E9_Baseline Forecast | Commercial | Lodging (ID) | New | Miscellaneous | Natural Gas | Miscellaneous | E9 |  | Baseline Forecast | 0 | 0 | 0 | 0 | 0 | 0 | 0 | 0 | 0 | 0 | 0 | 0 | 0 | 0 | 0 | 0 | 0 | 0 | 0 | 0 | 0 | 0 | 0 | 0 | 0 | 0 | 0
Commercial_Lodging (ID)_New_Miscellaneous_Natural Gas_Miscellaneous_E10_Baseline Forecast | Commercial | Lodging (ID) | New | Miscellaneous | Natural Gas | Miscellaneous | E10 |  | Baseline Forecast | 0 | 0 | 0 | 0 | 0 | 0 | 0 | 0 | 0 | 0 | 0 | 0 | 0 | 0 | 0 | 0 | 0 | 0 | 0 | 0 | 0 | 0 | 0 | 0 | 0 | 0 | 0
Commercial_Warehouse (ID)_Existing_Space Heating_Natural Gas_Furnace_E1_Baseline Forecast | Commercial | Warehouse (ID) | Existing | Space Heating | Natural Gas | Furnace | E1 | AFUE 80% (Standard) | Baseline Forecast | 0 | 142861.6266 | 145184.8075 | 146957.7936 | 148244.4434 | 149101.7191 | 149580.4233 | 149725.8571 | 149578.4077 | 149174.0741 | 148544.9358 | 147719.572 | 142701.1809 | 138392.0892 | 134675.3891 | 131451.4276 | 128635.4499 | 126155.5488 | 123950.8822 | 121970.1254 | 120170.1264 | 118514.7413 | 116973.8241 | 146268.4135 | 142109.3266 | 138003.6107 | 133994.3886
Commercial_Warehouse (ID)_Existing_Space Heating_Natural Gas_Furnace_E2_Baseline Forecast | Commercial | Warehouse (ID) | Existing | Space Heating | Natural Gas | Furnace | E2 | AFUE 90% | Baseline Forecast | 0 | 0 | 0 | 0 | 0 | 0 | 0 | 0 | 0 | 0 | 0 | 0 | 0 | 0 | 0 | 0 | 0 | 0 | 0 | 0 | 0 | 0 | 0 | 0 | 0 | 0 | 0
Commercial_Warehouse (ID)_Existing_Space Heating_Natural Gas_Furnace_E3_Baseline Forecast | Commercial | Warehouse (ID) | Existing | Space Heating | Natural Gas | Furnace | E3 | AFUE 96% | Baseline Forecast | 0 | 0 | 0 | 0 | 0 | 0 | 0 | 0 | 0 | 0 | 0 | 0 | 0 | 0 | 0 | 0 | 0 | 0 | 0 | 0 | 0 | 0 | 0 | 0 | 0 | 0 | 0
Commercial_Warehouse (ID)_Existing_Space Heating_Natural Gas_Furnace_E4_Baseline Forecast | Commercial | Warehouse (ID) | Existing | Space Heating | Natural Gas | Furnace | E4 |  | Baseline Forecast | 0 | 0 | 0 | 0 | 0 | 0 | 0 | 0 | 0 | 0 | 0 | 0 | 0 | 0 | 0 | 0 | 0 | 0 | 0 | 0 | 0 | 0 | 0 | 0 | 0 | 0 | 0
Commercial_Warehouse (ID)_Existing_Space Heating_Natural Gas_Furnace_E5_Baseline Forecast | Commercial | Warehouse (ID) | Existing | Space Heating | Natural Gas | Furnace | E5 |  | Baseline Forecast | 0 | 0 | 0 | 0 | 0 | 0 | 0 | 0 | 0 | 0 | 0 | 0 | 0 | 0 | 0 | 0 | 0 | 0 | 0 | 0 | 0 | 0 | 0 | 0 | 0 | 0 | 0
Commercial_Warehouse (ID)_Existing_Space Heating_Natural Gas_Furnace_E6_Baseline Forecast | Commercial | Warehouse (ID) | Existing | Space Heating | Natural Gas | Furnace | E6 |  | Baseline Forecast | 0 | 0 | 0 | 0 | 0 | 0 | 0 | 0 | 0 | 0 | 0 | 0 | 0 | 0 | 0 | 0 | 0 | 0 | 0 | 0 | 0 | 0 | 0 | 0 | 0 | 0 | 0
Commercial_Warehouse (ID)_Existing_Space Heating_Natural Gas_Furnace_E7_Baseline Forecast | Commercial | Warehouse (ID) | Existing | Space Heating | Natural Gas | Furnace | E7 |  | Baseline Forecast | 0 | 0 | 0 | 0 | 0 | 0 | 0 | 0 | 0 | 0 | 0 | 0 | 0 | 0 | 0 | 0 | 0 | 0 | 0 | 0 | 0 | 0 | 0 | 0 | 0 | 0 | 0
Commercial_Warehouse (ID)_Existing_Space Heating_Natural Gas_Furnace_E8_Baseline Forecast | Commercial | Warehouse (ID) | Existing | Space Heating | Natural Gas | Furnace | E8 |  | Baseline Forecast | 0 | 0 | 0 | 0 | 0 | 0 | 0 | 0 | 0 | 0 | 0 | 0 | 0 | 0 | 0 | 0 | 0 | 0 | 0 | 0 | 0 | 0 | 0 | 0 | 0 | 0 | 0
Commercial_Warehouse (ID)_Existing_Space Heating_Natural Gas_Furnace_E9_Baseline Forecast | Commercial | Warehouse (ID) | Existing | Space Heating | Natural Gas | Furnace | E9 |  | Baseline Forecast | 0 | 0 | 0 | 0 | 0 | 0 | 0 | 0 | 0 | 0 | 0 | 0 | 0 | 0 | 0 | 0 | 0 | 0 | 0 | 0 | 0 | 0 | 0 | 0 | 0 | 0 | 0
Commercial_Warehouse (ID)_Existing_Space Heating_Natural Gas_Furnace_E10_Baseline Forecast | Commercial | Warehouse (ID) | Existing | Space Heating | Natural Gas | Furnace | E10 |  | Baseline Forecast | 0 | 0 | 0 | 0 | 0 | 0 | 0 | 0 | 0 | 0 | 0 | 0 | 0 | 0 | 0 | 0 | 0 | 0 | 0 | 0 | 0 | 0 | 0 | 0 | 0 | 0 | 0
Commercial_Warehouse (ID)_Existing_Space Heating_Natural Gas_Boiler_E1_Baseline Forecast | Commercial | Warehouse (ID) | Existing | Space Heating | Natural Gas | Boiler | E1 | AFUE 80% (Standard) | Baseline Forecast | 0 | 2585.584 | 2818.2055 | 3017.2714 | 3186.5093 | 3329.2467 | 3448.454 | 3546.7826 | 3626.5988 | 3690.014 | 3738.9125 | 3774.9752 | 3799.7018 | 3814.4295 | 3820.3511 | 3818.5299 | 3809.9138 | 3795.3475 | 3775.5836 | 3751.2925 | 3723.0711 | 3691.4506 | 3656.9039 | 3619.8513 | 3580.6667 | 3539.6821 | 3497.1925
Commercial_Warehouse (ID)_Existing_Space Heating_Natural Gas_Boiler_E2_Baseline Forecast | Commercial | Warehouse (ID) | Existing | Space Heating | Natural Gas | Boiler | E2 | AFUE 85% | Baseline Forecast | 0 | 0 | 0 | 0 | 0 | 0 | 0 | 0 | 0 | 0 | 0 | 0 | 0 | 0 | 0 | 0 | 0 | 0 | 0 | 0 | 0 | 0 | 0 | 0 | 0 | 0 | 0
Commercial_Warehouse (ID)_Existing_Space Heating_Natural Gas_Boiler_E3_Baseline Forecast | Commercial | Warehouse (ID) | Existing | Space Heating | Natural Gas | Boiler | E3 | AFUE 97% | Baseline Forecast | 0 | 0 | 0 | 0 | 0 | 0 | 0 | 0 | 0 | 0 | 0 | 0 | 0 | 0 | 0 | 0 | 0 | 0 | 0 | 0 | 0 | 0 | 0 | 0 | 0 | 0 | 0
Commercial_Warehouse (ID)_Existing_Space Heating_Natural Gas_Boiler_E4_Baseline Forecast | Commercial | Warehouse (ID) | Existing | Space Heating | Natural Gas | Boiler | E4 | Convert to NG Air Source Heat Pump | Baseline Forecast | 0 | 0 | 0 | 0 | 0 | 0 | 0 | 0 | 0 | 0 | 0 | 0 | 0 | 0 | 0 | 0 | 0 | 0 | 0 | 0 | 0 | 0 | 0 | 0 | 0 | 0 | 0
Commercial_Warehouse (ID)_Existing_Space Heating_Natural Gas_Boiler_E5_Baseline Forecast | Commercial | Warehouse (ID) | Existing | Space Heating | Natural Gas | Boiler | E5 |  | Baseline Forecast | 0 | 0 | 0 | 0 | 0 | 0 | 0 | 0 | 0 | 0 | 0 | 0 | 0 | 0 | 0 | 0 | 0 | 0 | 0 | 0 | 0 | 0 | 0 | 0 | 0 | 0 | 0
Commercial_Warehouse (ID)_Existing_Space Heating_Natural Gas_Boiler_E6_Baseline Forecast | Commercial | Warehouse (ID) | Existing | Space Heating | Natural Gas | Boiler | E6 |  | Baseline Forecast | 0 | 0 | 0 | 0 | 0 | 0 | 0 | 0 | 0 | 0 | 0 | 0 | 0 | 0 | 0 | 0 | 0 | 0 | 0 | 0 | 0 | 0 | 0 | 0 | 0 | 0 | 0
Commercial_Warehouse (ID)_Existing_Space Heating_Natural Gas_Boiler_E7_Baseline Forecast | Commercial | Warehouse (ID) | Existing | Space Heating | Natural Gas | Boiler | E7 |  | Baseline Forecast | 0 | 0 | 0 | 0 | 0 | 0 | 0 | 0 | 0 | 0 | 0 | 0 | 0 | 0 | 0 | 0 | 0 | 0 | 0 | 0 | 0 | 0 | 0 | 0 | 0 | 0 | 0
Commercial_Warehouse (ID)_Existing_Space Heating_Natural Gas_Boiler_E8_Baseline Forecast | Commercial | Warehouse (ID) | Existing | Space Heating | Natural Gas | Boiler | E8 |  | Baseline Forecast | 0 | 0 | 0 | 0 | 0 | 0 | 0 | 0 | 0 | 0 | 0 | 0 | 0 | 0 | 0 | 0 | 0 | 0 | 0 | 0 | 0 | 0 | 0 | 0 | 0 | 0 | 0
Commercial_Warehouse (ID)_Existing_Space Heating_Natural Gas_Boiler_E9_Baseline Forecast | Commercial | Warehouse (ID) | Existing | Space Heating | Natural Gas | Boiler | E9 |  | Baseline Forecast | 0 | 0 | 0 | 0 | 0 | 0 | 0 | 0 | 0 | 0 | 0 | 0 | 0 | 0 | 0 | 0 | 0 | 0 | 0 | 0 | 0 | 0 | 0 | 0 | 0 | 0 | 0
Commercial_Warehouse (ID)_Existing_Space Heating_Natural Gas_Boiler_E10_Baseline Forecast | Commercial | Warehouse (ID) | Existing | Space Heating | Natural Gas | Boiler | E10 |  | Baseline Forecast | 0 | 0 | 0 | 0 | 0 | 0 | 0 | 0 | 0 | 0 | 0 | 0 | 0 | 0 | 0 | 0 | 0 | 0 | 0 | 0 | 0 | 0 | 0 | 0 | 0 | 0 | 0
Commercial_Warehouse (ID)_Existing_Space Heating_Natural Gas_Unit Heater_E1_Baseline Forecast | Commercial | Warehouse (ID) | Existing | Space Heating | Natural Gas | Unit Heater | E1 | Standard | Baseline Forecast | 0 | 1053.5715 | 3012.0915 | 5743.7174 | 9131.5767 | 13072.1503 | 17473.8287 | 22255.6223 | 27346.01 | 32681.91 | 37306.843 | 41299.0387 | 44728.3464 | 47657.1292 | 50141.0626 | 52229.8476 | 53967.8488 | 48288.3036 | 43348.9002 | 39123.9625 | 35582.5069 | 32689.7273 | 30408.2222 | 28699.0021 | 27522.3106 | 26838.287 | 26545.4878
Commercial_Warehouse (ID)_Existing_Space Heating_Natural Gas_Unit Heater_E2_Baseline Forecast | Commercial | Warehouse (ID) | Existing | Space Heating | Natural Gas | Unit Heater | E2 | Condensing | Baseline Forecast | 0 | 0 | 0 | 0 | 0 | 0 | 0 | 0 | 0 | 0 | 0 | 0 | 0 | 0 | 0 | 0 | 0 | 0 | 0 | 0 | 0 | 0 | 0 | 0 | 0 | 0 | 0
Commercial_Warehouse (ID)_Existing_Space Heating_Natural Gas_Unit Heater_E3_Baseline Forecast | Commercial | Warehouse (ID) | Existing | Space Heating | Natural Gas | Unit Heater | E3 | Infrared Radiant | Baseline Forecast | 0 | 0 | 0 | 0 | 0 | 0 | 0 | 0 | 0 | 0 | 0 | 0 | 0 | 0 | 0 | 0 | 0 | 0 | 0 | 0 | 0 | 0 | 0 | 0 | 0 | 0 | 0
Commercial_Warehouse (ID)_Existing_Space Heating_Natural Gas_Unit Heater_E4_Baseline Forecast | Commercial | Warehouse (ID) | Existing | Space Heating | Natural Gas | Unit Heater | E4 |  | Baseline Forecast | 0 | 0 | 0 | 0 | 0 | 0 | 0 | 0 | 0 | 0 | 0 | 0 | 0 | 0 | 0 | 0 | 0 | 0 | 0 | 0 | 0 | 0 | 0 | 0 | 0 | 0 | 0
Commercial_Warehouse (ID)_Existing_Space Heating_Natural Gas_Unit Heater_E5_Baseline Forecast | Commercial | Warehouse (ID) | Existing | Space Heating | Natural Gas | Unit Heater | E5 |  | Baseline Forecast | 0 | 0 | 0 | 0 | 0 | 0 | 0 | 0 | 0 | 0 | 0 | 0 | 0 | 0 | 0 | 0 | 0 | 0 | 0 | 0 | 0 | 0 | 0 | 0 | 0 | 0 | 0
Commercial_Warehouse (ID)_Existing_Space Heating_Natural Gas_Unit Heater_E6_Baseline Forecast | Commercial | Warehouse (ID) | Existing | Space Heating | Natural Gas | Unit Heater | E6 |  | Baseline Forecast | 0 | 0 | 0 | 0 | 0 | 0 | 0 | 0 | 0 | 0 | 0 | 0 | 0 | 0 | 0 | 0 | 0 | 0 | 0 | 0 | 0 | 0 | 0 | 0 | 0 | 0 | 0
Commercial_Warehouse (ID)_Existing_Space Heating_Natural Gas_Unit Heater_E7_Baseline Forecast | Commercial | Warehouse (ID) | Existing | Space Heating | Natural Gas | Unit Heater | E7 |  | Baseline Forecast | 0 | 0 | 0 | 0 | 0 | 0 | 0 | 0 | 0 | 0 | 0 | 0 | 0 | 0 | 0 | 0 | 0 | 0 | 0 | 0 | 0 | 0 | 0 | 0 | 0 | 0 | 0
Commercial_Warehouse (ID)_Existing_Space Heating_Natural Gas_Unit Heater_E8_Baseline Forecast | Commercial | Warehouse (ID) | Existing | Space Heating | Natural Gas | Unit Heater | E8 |  | Baseline Forecast | 0 | 0 | 0 | 0 | 0 | 0 | 0 | 0 | 0 | 0 | 0 | 0 | 0 | 0 | 0 | 0 | 0 | 0 | 0 | 0 | 0 | 0 | 0 | 0 | 0 | 0 | 0
Commercial_Warehouse (ID)_Existing_Space Heating_Natural Gas_Unit Heater_E9_Baseline Forecast | Commercial | Warehouse (ID) | Existing | Space Heating | Natural Gas | Unit Heater | E9 |  | Baseline Forecast | 0 | 0 | 0 | 0 | 0 | 0 | 0 | 0 | 0 | 0 | 0 | 0 | 0 | 0 | 0 | 0 | 0 | 0 | 0 | 0 | 0 | 0 | 0 | 0 | 0 | 0 | 0
Commercial_Warehouse (ID)_Existing_Space Heating_Natural Gas_Unit Heater_E10_Baseline Forecast | Commercial | Warehouse (ID) | Existing | Space Heating | Natural Gas | Unit Heater | E10 |  | Baseline Forecast | 0 | 0 | 0 | 0 | 0 | 0 | 0 | 0 | 0 | 0 | 0 | 0 | 0 | 0 | 0 | 0 | 0 | 0 | 0 | 0 | 0 | 0 | 0 | 0 | 0 | 0 | 0
Commercial_Warehouse (ID)_Existing_Water Heating_Natural Gas_Water Heater_E1_Baseline Forecast | Commercial | Warehouse (ID) | Existing | Water Heating | Natural Gas | Water Heater | E1 | TE 0.80 | Baseline Forecast | 0 | 44727.6873 | 48751.777 | 52195.3927 | 55123.0164 | 57592.2124 | 59654.3653 | 61355.3396 | 62736.0685 | 63833.0804 | 64678.9691 | 65302.814 | 61700.7829 | 58784.7949 | 56438.1478 | 54561.4187 | 53070.1038 | 51892.5637 | 50968.2382 | 50246.0949 | 49683.2833 | 49243.9669 | 48898.3124 | 58039.7065 | 57309.3547 | 56369.5847 | 55289.8371
Commercial_Warehouse (ID)_Existing_Water Heating_Natural Gas_Water Heater_E2_Baseline Forecast | Commercial | Warehouse (ID) | Existing | Water Heating | Natural Gas | Water Heater | E2 | TE 0.90 | Baseline Forecast | 0 | 0 | 0 | 0 | 0 | 0 | 0 | 0 | 0 | 0 | 0 | 0 | 0 | 0 | 0 | 0 | 0 | 0 | 0 | 0 | 0 | 0 | 0 | 0 | 0 | 0 | 0
Commercial_Warehouse (ID)_Existing_Water Heating_Natural Gas_Water Heater_E3_Baseline Forecast | Commercial | Warehouse (ID) | Existing | Water Heating | Natural Gas | Water Heater | E3 | TE 0.94 | Baseline Forecast | 0 | 50437.6048 | 54975.4081 | 58858.6343 | 62159.9972 | 64944.4097 | 67269.8162 | 69187.9361 | 70744.9283 | 71981.9842 | 72935.8588 | 73639.3434 | 69577.4786 | 66289.2369 | 63643.0177 | 61526.7062 | 59845.0106 | 58517.1463 | 57474.8218 | 56660.49 | 56025.8301 | 55530.4308 | 55140.6501 | 65449.0307 | 64625.4425 | 63565.7019 | 62348.1141
Commercial_Warehouse (ID)_Existing_Water Heating_Natural Gas_Water Heater_E4_Baseline Forecast | Commercial | Warehouse (ID) | Existing | Water Heating | Natural Gas | Water Heater | E4 | Instantaneous TE 0.94 | Baseline Forecast | 0 | 0 | 0 | 0 | 0 | 0 | 0 | 0 | 0 | 0 | 0 | 0 | 0 | 0 | 0 | 0 | 0 | 0 | 0 | 0 | 0 | 0 | 0 | 0 | 0 | 0 | 0
Commercial_Warehouse (ID)_Existing_Water Heating_Natural Gas_Water Heater_E5_Baseline Forecast | Commercial | Warehouse (ID) | Existing | Water Heating | Natural Gas | Water Heater | E5 | Gas-Fired Absorption HPWH | Baseline Forecast | 0 | 0 | 0 | 0 | 0 | 0 | 0 | 0 | 0 | 0 | 0 | 0 | 0 | 0 | 0 | 0 | 0 | 0 | 0 | 0 | 0 | 0 | 0 | 0 | 0 | 0 | 0
Commercial_Warehouse (ID)_Existing_Water Heating_Natural Gas_Water Heater_E6_Baseline Forecast | Commercial | Warehouse (ID) | Existing | Water Heating | Natural Gas | Water Heater | E6 |  | Baseline Forecast | 0 | 0 | 0 | 0 | 0 | 0 | 0 | 0 | 0 | 0 | 0 | 0 | 0 | 0 | 0 | 0 | 0 | 0 | 0 | 0 | 0 | 0 | 0 | 0 | 0 | 0 | 0
Commercial_Warehouse (ID)_Existing_Water Heating_Natural Gas_Water Heater_E7_Baseline Forecast | Commercial | Warehouse (ID) | Existing | Water Heating | Natural Gas | Water Heater | E7 |  | Baseline Forecast | 0 | 0 | 0 | 0 | 0 | 0 | 0 | 0 | 0 | 0 | 0 | 0 | 0 | 0 | 0 | 0 | 0 | 0 | 0 | 0 | 0 | 0 | 0 | 0 | 0 | 0 | 0
Commercial_Warehouse (ID)_Existing_Water Heating_Natural Gas_Water Heater_E8_Baseline Forecast | Commercial | Warehouse (ID) | Existing | Water Heating | Natural Gas | Water Heater | E8 |  | Baseline Forecast | 0 | 0 | 0 | 0 | 0 | 0 | 0 | 0 | 0 | 0 | 0 | 0 | 0 | 0 | 0 | 0 | 0 | 0 | 0 | 0 | 0 | 0 | 0 | 0 | 0 | 0 | 0
Commercial_Warehouse (ID)_Existing_Water Heating_Natural Gas_Water Heater_E9_Baseline Forecast | Commercial | Warehouse (ID) | Existing | Water Heating | Natural Gas | Water Heater | E9 |  | Baseline Forecast | 0 | 0 | 0 | 0 | 0 | 0 | 0 | 0 | 0 | 0 | 0 | 0 | 0 | 0 | 0 | 0 | 0 | 0 | 0 | 0 | 0 | 0 | 0 | 0 | 0 | 0 | 0
Commercial_Warehouse (ID)_Existing_Water Heating_Natural Gas_Water Heater_E10_Baseline Forecast | Commercial | Warehouse (ID) | Existing | Water Heating | Natural Gas | Water Heater | E10 |  | Baseline Forecast | 0 | 0 | 0 | 0 | 0 | 0 | 0 | 0 | 0 | 0 | 0 | 0 | 0 | 0 | 0 | 0 | 0 | 0 | 0 | 0 | 0 | 0 | 0 | 0 | 0 | 0 | 0
Commercial_Warehouse (ID)_Existing_Food Preparation_Natural Gas_Oven_E1_Baseline Forecast | Commercial | Warehouse (ID) | Existing | Food Preparation | Natural Gas | Oven | E1 | Standard | Baseline Forecast | 0 | 673.0923 | 859.9334 | 1001.1267 | 1106.5297 | 1183.8907 | 1239.2999 | 1277.5438 | 1302.3838 | 1316.7758 | 1150.3717 | 1051.4976 | 997.9093 | 973.804 | 968.0827 | 1111.3761 | 1133.0388 | 1145.5999 | 1151.0826 | 1121.5454 | 1077.1765 | 1029.7976 | 985.8065 | 948.183 | 906.0082 | 889.8422 | 888.2362
Commercial_Warehouse (ID)_Existing_Food Preparation_Natural Gas_Oven_E2_Baseline Forecast | Commercial | Warehouse (ID) | Existing | Food Preparation | Natural Gas | Oven | E2 | ENERGY STAR (>42% Baking Efficiency) | Baseline Forecast | 0 | 968.5962 | 1237.4651 | 1440.6458 | 1592.3232 | 1703.6477 | 1783.3828 | 1838.4167 | 1874.1621 | 1894.8725 | 1655.413 | 1513.1308 | 1436.0158 | 1401.3277 | 1393.0946 | 1599.2974 | 1630.4704 | 1648.5463 | 1656.4359 | 1613.9311 | 1550.0833 | 1481.9038 | 1418.5996 | 1364.4585 | 1303.7679 | 1280.5046 | 1278.1935
Commercial_Warehouse (ID)_Existing_Food Preparation_Natural Gas_Oven_E3_Baseline Forecast | Commercial | Warehouse (ID) | Existing | Food Preparation | Natural Gas | Oven | E3 |  | Baseline Forecast | 0 | 0 | 0 | 0 | 0 | 0 | 0 | 0 | 0 | 0 | 0 | 0 | 0 | 0 | 0 | 0 | 0 | 0 | 0 | 0 | 0 | 0 | 0 | 0 | 0 | 0 | 0
Commercial_Warehouse (ID)_Existing_Food Preparation_Natural Gas_Oven_E4_Baseline Forecast | Commercial | Warehouse (ID) | Existing | Food Preparation | Natural Gas | Oven | E4 |  | Baseline Forecast | 0 | 0 | 0 | 0 | 0 | 0 | 0 | 0 | 0 | 0 | 0 | 0 | 0 | 0 | 0 | 0 | 0 | 0 | 0 | 0 | 0 | 0 | 0 | 0 | 0 | 0 | 0
Commercial_Warehouse (ID)_Existing_Food Preparation_Natural Gas_Oven_E5_Baseline Forecast | Commercial | Warehouse (ID) | Existing | Food Preparation | Natural Gas | Oven | E5 |  | Baseline Forecast | 0 | 0 | 0 | 0 | 0 | 0 | 0 | 0 | 0 | 0 | 0 | 0 | 0 | 0 | 0 | 0 | 0 | 0 | 0 | 0 | 0 | 0 | 0 | 0 | 0 | 0 | 0
Commercial_Warehouse (ID)_Existing_Food Preparation_Natural Gas_Oven_E6_Baseline Forecast | Commercial | Warehouse (ID) | Existing | Food Preparation | Natural Gas | Oven | E6 |  | Baseline Forecast | 0 | 0 | 0 | 0 | 0 | 0 | 0 | 0 | 0 | 0 | 0 | 0 | 0 | 0 | 0 | 0 | 0 | 0 | 0 | 0 | 0 | 0 | 0 | 0 | 0 | 0 | 0
Commercial_Warehouse (ID)_Existing_Food Preparation_Natural Gas_Oven_E7_Baseline Forecast | Commercial | Warehouse (ID) | Existing | Food Preparation | Natural Gas | Oven | E7 |  | Baseline Forecast | 0 | 0 | 0 | 0 | 0 | 0 | 0 | 0 | 0 | 0 | 0 | 0 | 0 | 0 | 0 | 0 | 0 | 0 | 0 | 0 | 0 | 0 | 0 | 0 | 0 | 0 | 0
Commercial_Warehouse (ID)_Existing_Food Preparation_Natural Gas_Oven_E8_Baseline Forecast | Commercial | Warehouse (ID) | Existing | Food Preparation | Natural Gas | Oven | E8 |  | Baseline Forecast | 0 | 0 | 0 | 0 | 0 | 0 | 0 | 0 | 0 | 0 | 0 | 0 | 0 | 0 | 0 | 0 | 0 | 0 | 0 | 0 | 0 | 0 | 0 | 0 | 0 | 0 | 0
Commercial_Warehouse (ID)_Existing_Food Preparation_Natural Gas_Oven_E9_Baseline Forecast | Commercial | Warehouse (ID) | Existing | Food Preparation | Natural Gas | Oven | E9 |  | Baseline Forecast | 0 | 0 | 0 | 0 | 0 | 0 | 0 | 0 | 0 | 0 | 0 | 0 | 0 | 0 | 0 | 0 | 0 | 0 | 0 | 0 | 0 | 0 | 0 | 0 | 0 | 0 | 0
Commercial_Warehouse (ID)_Existing_Food Preparation_Natural Gas_Oven_E10_Baseline Forecast | Commercial | Warehouse (ID) | Existing | Food Preparation | Natural Gas | Oven | E10 |  | Baseline Forecast | 0 | 0 | 0 | 0 | 0 | 0 | 0 | 0 | 0 | 0 | 0 | 0 | 0 | 0 | 0 | 0 | 0 | 0 | 0 | 0 | 0 | 0 | 0 | 0 | 0 | 0 | 0
Commercial_Warehouse (ID)_Existing_Food Preparation_Natural Gas_Conveyor Oven_E1_Baseline Forecast | Commercial | Warehouse (ID) | Existing | Food Preparation | Natural Gas | Conveyor Oven | E1 | Standard | Baseline Forecast | 0 | 0 | 0 | 0 | 0 | 31.3929 | 86.3847 | 158.8756 | 244.0971 | 338.3271 | 409.887 | 463.667 | 503.5111 | 532.4407 | 552.8306 | 566.5471 | 575.0568 | 452.1136 | 355.4549 | 279.4611 | 219.7142 | 177.4943 | 152.6275 | 144.0536 | 150.2168 | 169.3306 | 200.905
Commercial_Warehouse (ID)_Existing_Food Preparation_Natural Gas_Conveyor Oven_E2_Baseline Forecast | Commercial | Warehouse (ID) | Existing | Food Preparation | Natural Gas | Conveyor Oven | E2 | ENERGY STAR (>42% Baking Efficiency) | Baseline Forecast | 0 | 0 | 0 | 0 | 0 | 45.1752 | 124.3097 | 228.6258 | 351.2617 | 486.861 | 589.8374 | 667.2282 | 724.5648 | 766.1952 | 795.5367 | 815.2751 | 827.5208 | 650.6026 | 511.5082 | 402.1513 | 316.1741 | 255.4186 | 219.6347 | 207.2966 | 216.1656 | 243.6708 | 289.1072
Commercial_Warehouse (ID)_Existing_Food Preparation_Natural Gas_Conveyor Oven_E3_Baseline Forecast | Commercial | Warehouse (ID) | Existing | Food Preparation | Natural Gas | Conveyor Oven | E3 |  | Baseline Forecast | 0 | 0 | 0 | 0 | 0 | 0 | 0 | 0 | 0 | 0 | 0 | 0 | 0 | 0 | 0 | 0 | 0 | 0 | 0 | 0 | 0 | 0 | 0 | 0 | 0 | 0 | 0
Commercial_Warehouse (ID)_Existing_Food Preparation_Natural Gas_Conveyor Oven_E4_Baseline Forecast | Commercial | Warehouse (ID) | Existing | Food Preparation | Natural Gas | Conveyor Oven | E4 |  | Baseline Forecast | 0 | 0 | 0 | 0 | 0 | 0 | 0 | 0 | 0 | 0 | 0 | 0 | 0 | 0 | 0 | 0 | 0 | 0 | 0 | 0 | 0 | 0 | 0 | 0 | 0 | 0 | 0
Commercial_Warehouse (ID)_Existing_Food Preparation_Natural Gas_Conveyor Oven_E5_Baseline Forecast | Commercial | Warehouse (ID) | Existing | Food Preparation | Natural Gas | Conveyor Oven | E5 |  | Baseline Forecast | 0 | 0 | 0 | 0 | 0 | 0 | 0 | 0 | 0 | 0 | 0 | 0 | 0 | 0 | 0 | 0 | 0 | 0 | 0 | 0 | 0 | 0 | 0 | 0 | 0 | 0 | 0
Commercial_Warehouse (ID)_Existing_Food Preparation_Natural Gas_Conveyor Oven_E6_Baseline Forecast | Commercial | Warehouse (ID) | Existing | Food Preparation | Natural Gas | Conveyor Oven | E6 |  | Baseline Forecast | 0 | 0 | 0 | 0 | 0 | 0 | 0 | 0 | 0 | 0 | 0 | 0 | 0 | 0 | 0 | 0 | 0 | 0 | 0 | 0 | 0 | 0 | 0 | 0 | 0 | 0 | 0
Commercial_Warehouse (ID)_Existing_Food Preparation_Natural Gas_Conveyor Oven_E7_Baseline Forecast | Commercial | Warehouse (ID) | Existing | Food Preparation | Natural Gas | Conveyor Oven | E7 |  | Baseline Forecast | 0 | 0 | 0 | 0 | 0 | 0 | 0 | 0 | 0 | 0 | 0 | 0 | 0 | 0 | 0 | 0 | 0 | 0 | 0 | 0 | 0 | 0 | 0 | 0 | 0 | 0 | 0
Commercial_Warehouse (ID)_Existing_Food Preparation_Natural Gas_Conveyor Oven_E8_Baseline Forecast | Commercial | Warehouse (ID) | Existing | Food Preparation | Natural Gas | Conveyor Oven | E8 |  | Baseline Forecast | 0 | 0 | 0 | 0 | 0 | 0 | 0 | 0 | 0 | 0 | 0 | 0 | 0 | 0 | 0 | 0 | 0 | 0 | 0 | 0 | 0 | 0 | 0 | 0 | 0 | 0 | 0
Commercial_Warehouse (ID)_Existing_Food Preparation_Natural Gas_Conveyor Oven_E9_Baseline Forecast | Commercial | Warehouse (ID) | Existing | Food Preparation | Natural Gas | Conveyor Oven | E9 |  | Baseline Forecast | 0 | 0 | 0 | 0 | 0 | 0 | 0 | 0 | 0 | 0 | 0 | 0 | 0 | 0 | 0 | 0 | 0 | 0 | 0 | 0 | 0 | 0 | 0 | 0 | 0 | 0 | 0
Commercial_Warehouse (ID)_Existing_Food Preparation_Natural Gas_Conveyor Oven_E10_Baseline Forecast | Commercial | Warehouse (ID) | Existing | Food Preparation | Natural Gas | Conveyor Oven | E10 |  | Baseline Forecast | 0 | 0 | 0 | 0 | 0 | 0 | 0 | 0 | 0 | 0 | 0 | 0 | 0 | 0 | 0 | 0 | 0 | 0 | 0 | 0 | 0 | 0 | 0 | 0 | 0 | 0 | 0
Commercial_Warehouse (ID)_Existing_Food Preparation_Natural Gas_Double Rack Oven_E1_Baseline Forecast | Commercial | Warehouse (ID) | Existing | Food Preparation | Natural Gas | Double Rack Oven | E1 | Standard | Baseline Forecast | 0 | 186.9701 | 255.2034 | 313.2255 | 362.3548 | 403.7424 | 438.3937 | 467.1862 | 490.8861 | 510.1624 | 463.4236 | 429.0772 | 404.5863 | 387.8598 | 377.1805 | 371.1438 | 368.6059 | 368.6407 | 370.5026 | 409.7892 | 414.8345 | 414.8807 | 411.5546 | 406.0819 | 399.3714 | 392.0835 | 384.6855
Commercial_Warehouse (ID)_Existing_Food Preparation_Natural Gas_Double Rack Oven_E2_Baseline Forecast | Commercial | Warehouse (ID) | Existing | Food Preparation | Natural Gas | Double Rack Oven | E2 | FTSC Qualified (>50% Cooking Efficiency) | Baseline Forecast | 0 | 269.0545 | 367.2439 | 450.7392 | 521.4374 | 580.9952 | 630.8592 | 672.2923 | 706.3971 | 734.1362 | 666.8778 | 617.4526 | 582.2096 | 558.1398 | 542.772 | 534.085 | 530.4329 | 530.483 | 533.1623 | 589.6966 | 596.957 | 597.0234 | 592.2371 | 584.3617 | 574.7052 | 564.2177 | 553.5718
Commercial_Warehouse (ID)_Existing_Food Preparation_Natural Gas_Double Rack Oven_E3_Baseline Forecast | Commercial | Warehouse (ID) | Existing | Food Preparation | Natural Gas | Double Rack Oven | E3 |  | Baseline Forecast | 0 | 0 | 0 | 0 | 0 | 0 | 0 | 0 | 0 | 0 | 0 | 0 | 0 | 0 | 0 | 0 | 0 | 0 | 0 | 0 | 0 | 0 | 0 | 0 | 0 | 0 | 0
Commercial_Warehouse (ID)_Existing_Food Preparation_Natural Gas_Double Rack Oven_E4_Baseline Forecast | Commercial | Warehouse (ID) | Existing | Food Preparation | Natural Gas | Double Rack Oven | E4 |  | Baseline Forecast | 0 | 0 | 0 | 0 | 0 | 0 | 0 | 0 | 0 | 0 | 0 | 0 | 0 | 0 | 0 | 0 | 0 | 0 | 0 | 0 | 0 | 0 | 0 | 0 | 0 | 0 | 0
Commercial_Warehouse (ID)_Existing_Food Preparation_Natural Gas_Double Rack Oven_E5_Baseline Forecast | Commercial | Warehouse (ID) | Existing | Food Preparation | Natural Gas | Double Rack Oven | E5 |  | Baseline Forecast | 0 | 0 | 0 | 0 | 0 | 0 | 0 | 0 | 0 | 0 | 0 | 0 | 0 | 0 | 0 | 0 | 0 | 0 | 0 | 0 | 0 | 0 | 0 | 0 | 0 | 0 | 0
Commercial_Warehouse (ID)_Existing_Food Preparation_Natural Gas_Double Rack Oven_E6_Baseline Forecast | Commercial | Warehouse (ID) | Existing | Food Preparation | Natural Gas | Double Rack Oven | E6 |  | Baseline Forecast | 0 | 0 | 0 | 0 | 0 | 0 | 0 | 0 | 0 | 0 | 0 | 0 | 0 | 0 | 0 | 0 | 0 | 0 | 0 | 0 | 0 | 0 | 0 | 0 | 0 | 0 | 0
Commercial_Warehouse (ID)_Existing_Food Preparation_Natural Gas_Double Rack Oven_E7_Baseline Forecast | Commercial | Warehouse (ID) | Existing | Food Preparation | Natural Gas | Double Rack Oven | E7 |  | Baseline Forecast | 0 | 0 | 0 | 0 | 0 | 0 | 0 | 0 | 0 | 0 | 0 | 0 | 0 | 0 | 0 | 0 | 0 | 0 | 0 | 0 | 0 | 0 | 0 | 0 | 0 | 0 | 0
Commercial_Warehouse (ID)_Existing_Food Preparation_Natural Gas_Double Rack Oven_E8_Baseline Forecast | Commercial | Warehouse (ID) | Existing | Food Preparation | Natural Gas | Double Rack Oven | E8 |  | Baseline Forecast | 0 | 0 | 0 | 0 | 0 | 0 | 0 | 0 | 0 | 0 | 0 | 0 | 0 | 0 | 0 | 0 | 0 | 0 | 0 | 0 | 0 | 0 | 0 | 0 | 0 | 0 | 0
Commercial_Warehouse (ID)_Existing_Food Preparation_Natural Gas_Double Rack Oven_E9_Baseline Forecast | Commercial | Warehouse (ID) | Existing | Food Preparation | Natural Gas | Double Rack Oven | E9 |  | Baseline Forecast | 0 | 0 | 0 | 0 | 0 | 0 | 0 | 0 | 0 | 0 | 0 | 0 | 0 | 0 | 0 | 0 | 0 | 0 | 0 | 0 | 0 | 0 | 0 | 0 | 0 | 0 | 0
Commercial_Warehouse (ID)_Existing_Food Preparation_Natural Gas_Double Rack Oven_E10_Baseline Forecast | Commercial | Warehouse (ID) | Existing | Food Preparation | Natural Gas | Double Rack Oven | E10 |  | Baseline Forecast | 0 | 0 | 0 | 0 | 0 | 0 | 0 | 0 | 0 | 0 | 0 | 0 | 0 | 0 | 0 | 0 | 0 | 0 | 0 | 0 | 0 | 0 | 0 | 0 | 0 | 0 | 0
Commercial_Warehouse (ID)_Existing_Food Preparation_Natural Gas_Fryer_E1_Baseline Forecast | Commercial | Warehouse (ID) | Existing | Food Preparation | Natural Gas | Fryer | E1 | Standard | Baseline Forecast | 0 | 1840.681 | 2006.2846 | 2147.9999 | 2268.4806 | 2370.0955 | 2454.9594 | 2524.9597 | 2581.7809 | 2626.9263 | 2661.7372 | 2687.4104 | 2539.1758 | 2419.174 | 2322.6023 | 2245.3691 | 2183.997 | 2135.5376 | 2097.4988 | 2067.7804 | 2044.6189 | 2026.5397 | 2012.315 | 2388.5113 | 2358.4551 | 2319.7807 | 2275.3458
Commercial_Warehouse (ID)_Existing_Food Preparation_Natural Gas_Fryer_E2_Baseline Forecast | Commercial | Warehouse (ID) | Existing | Food Preparation | Natural Gas | Fryer | E2 | ENERGY STAR | Baseline Forecast | 0 | 646.7258 | 704.9108 | 754.7027 | 797.0337 | 832.7363 | 862.5533 | 887.148 | 907.1122 | 922.9741 | 935.205 | 944.2253 | 892.1428 | 849.98 | 816.0494 | 788.9135 | 767.3503 | 750.324 | 736.959 | 726.5174 | 718.3796 | 712.0275 | 707.0296 | 839.2067 | 828.6464 | 815.0581 | 799.4458
Commercial_Warehouse (ID)_Existing_Food Preparation_Natural Gas_Fryer_E3_Baseline Forecast | Commercial | Warehouse (ID) | Existing | Food Preparation | Natural Gas | Fryer | E3 |  | Baseline Forecast | 0 | 0 | 0 | 0 | 0 | 0 | 0 | 0 | 0 | 0 | 0 | 0 | 0 | 0 | 0 | 0 | 0 | 0 | 0 | 0 | 0 | 0 | 0 | 0 | 0 | 0 | 0
Commercial_Warehouse (ID)_Existing_Food Preparation_Natural Gas_Fryer_E4_Baseline Forecast | Commercial | Warehouse (ID) | Existing | Food Preparation | Natural Gas | Fryer | E4 |  | Baseline Forecast | 0 | 0 | 0 | 0 | 0 | 0 | 0 | 0 | 0 | 0 | 0 | 0 | 0 | 0 | 0 | 0 | 0 | 0 | 0 | 0 | 0 | 0 | 0 | 0 | 0 | 0 | 0
Commercial_Warehouse (ID)_Existing_Food Preparation_Natural Gas_Fryer_E5_Baseline Forecast | Commercial | Warehouse (ID) | Existing | Food Preparation | Natural Gas | Fryer | E5 |  | Baseline Forecast | 0 | 0 | 0 | 0 | 0 | 0 | 0 | 0 | 0 | 0 | 0 | 0 | 0 | 0 | 0 | 0 | 0 | 0 | 0 | 0 | 0 | 0 | 0 | 0 | 0 | 0 | 0
Commercial_Warehouse (ID)_Existing_Food Preparation_Natural Gas_Fryer_E6_Baseline Forecast | Commercial | Warehouse (ID) | Existing | Food Preparation | Natural Gas | Fryer | E6 |  | Baseline Forecast | 0 | 0 | 0 | 0 | 0 | 0 | 0 | 0 | 0 | 0 | 0 | 0 | 0 | 0 | 0 | 0 | 0 | 0 | 0 | 0 | 0 | 0 | 0 | 0 | 0 | 0 | 0
Commercial_Warehouse (ID)_Existing_Food Preparation_Natural Gas_Fryer_E7_Baseline Forecast | Commercial | Warehouse (ID) | Existing | Food Preparation | Natural Gas | Fryer | E7 |  | Baseline Forecast | 0 | 0 | 0 | 0 | 0 | 0 | 0 | 0 | 0 | 0 | 0 | 0 | 0 | 0 | 0 | 0 | 0 | 0 | 0 | 0 | 0 | 0 | 0 | 0 | 0 | 0 | 0
Commercial_Warehouse (ID)_Existing_Food Preparation_Natural Gas_Fryer_E8_Baseline Forecast | Commercial | Warehouse (ID) | Existing | Food Preparation | Natural Gas | Fryer | E8 |  | Baseline Forecast | 0 | 0 | 0 | 0 | 0 | 0 | 0 | 0 | 0 | 0 | 0 | 0 | 0 | 0 | 0 | 0 | 0 | 0 | 0 | 0 | 0 | 0 | 0 | 0 | 0 | 0 | 0
Commercial_Warehouse (ID)_Existing_Food Preparation_Natural Gas_Fryer_E9_Baseline Forecast | Commercial | Warehouse (ID) | Existing | Food Preparation | Natural Gas | Fryer | E9 |  | Baseline Forecast | 0 | 0 | 0 | 0 | 0 | 0 | 0 | 0 | 0 | 0 | 0 | 0 | 0 | 0 | 0 | 0 | 0 | 0 | 0 | 0 | 0 | 0 | 0 | 0 | 0 | 0 | 0
Commercial_Warehouse (ID)_Existing_Food Preparation_Natural Gas_Fryer_E10_Baseline Forecast | Commercial | Warehouse (ID) | Existing | Food Preparation | Natural Gas | Fryer | E10 |  | Baseline Forecast | 0 | 0 | 0 | 0 | 0 | 0 | 0 | 0 | 0 | 0 | 0 | 0 | 0 | 0 | 0 | 0 | 0 | 0 | 0 | 0 | 0 | 0 | 0 | 0 | 0 | 0 | 0
Commercial_Warehouse (ID)_Existing_Food Preparation_Natural Gas_Broiler_E1_Baseline Forecast | Commercial | Warehouse (ID) | Existing | Food Preparation | Natural Gas | Broiler | E1 | Standard | Baseline Forecast | 0 | 0 | 0 | 0 | 0 | 0 | 0 | 0 | 0 | 0 | 0 | 0 | 0 | 0 | 0 | 0 | 0 | 0 | 0 | 0 | 0 | 0 | 0 | 0 | 0 | 0 | 0
Commercial_Warehouse (ID)_Existing_Food Preparation_Natural Gas_Broiler_E2_Baseline Forecast | Commercial | Warehouse (ID) | Existing | Food Preparation | Natural Gas | Broiler | E2 | Infrared Burners | Baseline Forecast | 0 | 0 | 0 | 0 | 0 | 0 | 0 | 0 | 0 | 0 | 0 | 0 | 0 | 0 | 0 | 0 | 0 | 0 | 0 | 0 | 0 | 0 | 0 | 0 | 0 | 0 | 0
Commercial_Warehouse (ID)_Existing_Food Preparation_Natural Gas_Broiler_E3_Baseline Forecast | Commercial | Warehouse (ID) | Existing | Food Preparation | Natural Gas | Broiler | E3 |  | Baseline Forecast | 0 | 0 | 0 | 0 | 0 | 0 | 0 | 0 | 0 | 0 | 0 | 0 | 0 | 0 | 0 | 0 | 0 | 0 | 0 | 0 | 0 | 0 | 0 | 0 | 0 | 0 | 0
Commercial_Warehouse (ID)_Existing_Food Preparation_Natural Gas_Broiler_E4_Baseline Forecast | Commercial | Warehouse (ID) | Existing | Food Preparation | Natural Gas | Broiler | E4 |  | Baseline Forecast | 0 | 0 | 0 | 0 | 0 | 0 | 0 | 0 | 0 | 0 | 0 | 0 | 0 | 0 | 0 | 0 | 0 | 0 | 0 | 0 | 0 | 0 | 0 | 0 | 0 | 0 | 0
Commercial_Warehouse (ID)_Existing_Food Preparation_Natural Gas_Broiler_E5_Baseline Forecast | Commercial | Warehouse (ID) | Existing | Food Preparation | Natural Gas | Broiler | E5 |  | Baseline Forecast | 0 | 0 | 0 | 0 | 0 | 0 | 0 | 0 | 0 | 0 | 0 | 0 | 0 | 0 | 0 | 0 | 0 | 0 | 0 | 0 | 0 | 0 | 0 | 0 | 0 | 0 | 0
Commercial_Warehouse (ID)_Existing_Food Preparation_Natural Gas_Broiler_E6_Baseline Forecast | Commercial | Warehouse (ID) | Existing | Food Preparation | Natural Gas | Broiler | E6 |  | Baseline Forecast | 0 | 0 | 0 | 0 | 0 | 0 | 0 | 0 | 0 | 0 | 0 | 0 | 0 | 0 | 0 | 0 | 0 | 0 | 0 | 0 | 0 | 0 | 0 | 0 | 0 | 0 | 0
Commercial_Warehouse (ID)_Existing_Food Preparation_Natural Gas_Broiler_E7_Baseline Forecast | Commercial | Warehouse (ID) | Existing | Food Preparation | Natural Gas | Broiler | E7 |  | Baseline Forecast | 0 | 0 | 0 | 0 | 0 | 0 | 0 | 0 | 0 | 0 | 0 | 0 | 0 | 0 | 0 | 0 | 0 | 0 | 0 | 0 | 0 | 0 | 0 | 0 | 0 | 0 | 0
Commercial_Warehouse (ID)_Existing_Food Preparation_Natural Gas_Broiler_E8_Baseline Forecast | Commercial | Warehouse (ID) | Existing | Food Preparation | Natural Gas | Broiler | E8 |  | Baseline Forecast | 0 | 0 | 0 | 0 | 0 | 0 | 0 | 0 | 0 | 0 | 0 | 0 | 0 | 0 | 0 | 0 | 0 | 0 | 0 | 0 | 0 | 0 | 0 | 0 | 0 | 0 | 0
Commercial_Warehouse (ID)_Existing_Food Preparation_Natural Gas_Broiler_E9_Baseline Forecast | Commercial | Warehouse (ID) | Existing | Food Preparation | Natural Gas | Broiler | E9 |  | Baseline Forecast | 0 | 0 | 0 | 0 | 0 | 0 | 0 | 0 | 0 | 0 | 0 | 0 | 0 | 0 | 0 | 0 | 0 | 0 | 0 | 0 | 0 | 0 | 0 | 0 | 0 | 0 | 0
Commercial_Warehouse (ID)_Existing_Food Preparation_Natural Gas_Broiler_E10_Baseline Forecast | Commercial | Warehouse (ID) | Existing | Food Preparation | Natural Gas | Broiler | E10 |  | Baseline Forecast | 0 | 0 | 0 | 0 | 0 | 0 | 0 | 0 | 0 | 0 | 0 | 0 | 0 | 0 | 0 | 0 | 0 | 0 | 0 | 0 | 0 | 0 | 0 | 0 | 0 | 0 | 0
Commercial_Warehouse (ID)_Existing_Food Preparation_Natural Gas_Griddle_E1_Baseline Forecast | Commercial | Warehouse (ID) | Existing | Food Preparation | Natural Gas | Griddle | E1 | Standard | Baseline Forecast | 0 | 2158.5163 | 2415.9256 | 2631.6453 | 2811.1043 | 2959.0421 | 3079.5963 | 3176.3791 | 3252.5429 | 3310.8393 | 3097.3127 | 2935.2408 | 2814.1568 | 2725.433 | 2661.983 | 2618.0096 | 2588.7916 | 2570.5043 | 2560.068 | 3016.7055 | 2980.5085 | 2928.9956 | 2868.2385 | 2802.7337 | 2735.7415 | 2669.5588 | 2605.7393
Commercial_Warehouse (ID)_Existing_Food Preparation_Natural Gas_Griddle_E2_Baseline Forecast | Commercial | Warehouse (ID) | Existing | Food Preparation | Natural Gas | Griddle | E2 | ENERGY STAR | Baseline Forecast | 0 | 881.6475 | 986.7865 | 1074.8974 | 1148.1975 | 1208.6228 | 1257.8633 | 1297.3943 | 1328.5034 | 1352.3146 | 1265.0996 | 1198.9012 | 1149.4443 | 1113.205 | 1087.2888 | 1069.3279 | 1057.3937 | 1049.9243 | 1045.6616 | 1232.1755 | 1217.3908 | 1196.3503 | 1171.534 | 1144.7786 | 1117.4155 | 1090.3832 | 1064.3161
Commercial_Warehouse (ID)_Existing_Food Preparation_Natural Gas_Griddle_E3_Baseline Forecast | Commercial | Warehouse (ID) | Existing | Food Preparation | Natural Gas | Griddle | E3 |  | Baseline Forecast | 0 | 0 | 0 | 0 | 0 | 0 | 0 | 0 | 0 | 0 | 0 | 0 | 0 | 0 | 0 | 0 | 0 | 0 | 0 | 0 | 0 | 0 | 0 | 0 | 0 | 0 | 0
Commercial_Warehouse (ID)_Existing_Food Preparation_Natural Gas_Griddle_E4_Baseline Forecast | Commercial | Warehouse (ID) | Existing | Food Preparation | Natural Gas | Griddle | E4 |  | Baseline Forecast | 0 | 0 | 0 | 0 | 0 | 0 | 0 | 0 | 0 | 0 | 0 | 0 | 0 | 0 | 0 | 0 | 0 | 0 | 0 | 0 | 0 | 0 | 0 | 0 | 0 | 0 | 0
Commercial_Warehouse (ID)_Existing_Food Preparation_Natural Gas_Griddle_E5_Baseline Forecast | Commercial | Warehouse (ID) | Existing | Food Preparation | Natural Gas | Griddle | E5 |  | Baseline Forecast | 0 | 0 | 0 | 0 | 0 | 0 | 0 | 0 | 0 | 0 | 0 | 0 | 0 | 0 | 0 | 0 | 0 | 0 | 0 | 0 | 0 | 0 | 0 | 0 | 0 | 0 | 0
Commercial_Warehouse (ID)_Existing_Food Preparation_Natural Gas_Griddle_E6_Baseline Forecast | Commercial | Warehouse (ID) | Existing | Food Preparation | Natural Gas | Griddle | E6 |  | Baseline Forecast | 0 | 0 | 0 | 0 | 0 | 0 | 0 | 0 | 0 | 0 | 0 | 0 | 0 | 0 | 0 | 0 | 0 | 0 | 0 | 0 | 0 | 0 | 0 | 0 | 0 | 0 | 0
Commercial_Warehouse (ID)_Existing_Food Preparation_Natural Gas_Griddle_E7_Baseline Forecast | Commercial | Warehouse (ID) | Existing | Food Preparation | Natural Gas | Griddle | E7 |  | Baseline Forecast | 0 | 0 | 0 | 0 | 0 | 0 | 0 | 0 | 0 | 0 | 0 | 0 | 0 | 0 | 0 | 0 | 0 | 0 | 0 | 0 | 0 | 0 | 0 | 0 | 0 | 0 | 0
Commercial_Warehouse (ID)_Existing_Food Preparation_Natural Gas_Griddle_E8_Baseline Forecast | Commercial | Warehouse (ID) | Existing | Food Preparation | Natural Gas | Griddle | E8 |  | Baseline Forecast | 0 | 0 | 0 | 0 | 0 | 0 | 0 | 0 | 0 | 0 | 0 | 0 | 0 | 0 | 0 | 0 | 0 | 0 | 0 | 0 | 0 | 0 | 0 | 0 | 0 | 0 | 0
Commercial_Warehouse (ID)_Existing_Food Preparation_Natural Gas_Griddle_E9_Baseline Forecast | Commercial | Warehouse (ID) | Existing | Food Preparation | Natural Gas | Griddle | E9 |  | Baseline Forecast | 0 | 0 | 0 | 0 | 0 | 0 | 0 | 0 | 0 | 0 | 0 | 0 | 0 | 0 | 0 | 0 | 0 | 0 | 0 | 0 | 0 | 0 | 0 | 0 | 0 | 0 | 0
Commercial_Warehouse (ID)_Existing_Food Preparation_Natural Gas_Griddle_E10_Baseline Forecast | Commercial | Warehouse (ID) | Existing | Food Preparation | Natural Gas | Griddle | E10 |  | Baseline Forecast | 0 | 0 | 0 | 0 | 0 | 0 | 0 | 0 | 0 | 0 | 0 | 0 | 0 | 0 | 0 | 0 | 0 | 0 | 0 | 0 | 0 | 0 | 0 | 0 | 0 | 0 | 0
Commercial_Warehouse (ID)_Existing_Food Preparation_Natural Gas_Range_E1_Baseline Forecast | Commercial | Warehouse (ID) | Existing | Food Preparation | Natural Gas | Range | E1 | Standard | Baseline Forecast | 0 | 1346.1846 | 1719.8668 | 2002.2534 | 2213.0594 | 2367.7815 | 2478.5999 | 2555.0876 | 2604.7676 | 2633.5516 | 2300.7435 | 2102.9953 | 1995.8186 | 1947.608 | 1936.1654 | 2222.7523 | 2266.0775 | 2291.1999 | 2302.1652 | 2243.0907 | 2154.353 | 2059.5952 | 1971.613 | 1896.366 | 1812.0164 | 1779.6844 | 1776.4724
Commercial_Warehouse (ID)_Existing_Food Preparation_Natural Gas_Range_E2_Baseline Forecast | Commercial | Warehouse (ID) | Existing | Food Preparation | Natural Gas | Range | E2 | High Efficiency | Baseline Forecast | 0 | 1937.1924 | 2474.9303 | 2881.2915 | 3184.6465 | 3407.2953 | 3566.7657 | 3676.8333 | 3748.3241 | 3789.7449 | 3310.826 | 3026.2615 | 2872.0316 | 2802.6554 | 2786.1892 | 3198.5948 | 3260.9408 | 3297.0925 | 3312.8718 | 3227.8622 | 3100.1665 | 2963.8077 | 2837.1993 | 2728.9169 | 2607.5358 | 2561.0093 | 2556.3871
Commercial_Warehouse (ID)_Existing_Food Preparation_Natural Gas_Range_E3_Baseline Forecast | Commercial | Warehouse (ID) | Existing | Food Preparation | Natural Gas | Range | E3 |  | Baseline Forecast | 0 | 0 | 0 | 0 | 0 | 0 | 0 | 0 | 0 | 0 | 0 | 0 | 0 | 0 | 0 | 0 | 0 | 0 | 0 | 0 | 0 | 0 | 0 | 0 | 0 | 0 | 0
Commercial_Warehouse (ID)_Existing_Food Preparation_Natural Gas_Range_E4_Baseline Forecast | Commercial | Warehouse (ID) | Existing | Food Preparation | Natural Gas | Range | E4 |  | Baseline Forecast | 0 | 0 | 0 | 0 | 0 | 0 | 0 | 0 | 0 | 0 | 0 | 0 | 0 | 0 | 0 | 0 | 0 | 0 | 0 | 0 | 0 | 0 | 0 | 0 | 0 | 0 | 0
Commercial_Warehouse (ID)_Existing_Food Preparation_Natural Gas_Range_E5_Baseline Forecast | Commercial | Warehouse (ID) | Existing | Food Preparation | Natural Gas | Range | E5 |  | Baseline Forecast | 0 | 0 | 0 | 0 | 0 | 0 | 0 | 0 | 0 | 0 | 0 | 0 | 0 | 0 | 0 | 0 | 0 | 0 | 0 | 0 | 0 | 0 | 0 | 0 | 0 | 0 | 0
Commercial_Warehouse (ID)_Existing_Food Preparation_Natural Gas_Range_E6_Baseline Forecast | Commercial | Warehouse (ID) | Existing | Food Preparation | Natural Gas | Range | E6 |  | Baseline Forecast | 0 | 0 | 0 | 0 | 0 | 0 | 0 | 0 | 0 | 0 | 0 | 0 | 0 | 0 | 0 | 0 | 0 | 0 | 0 | 0 | 0 | 0 | 0 | 0 | 0 | 0 | 0
Commercial_Warehouse (ID)_Existing_Food Preparation_Natural Gas_Range_E7_Baseline Forecast | Commercial | Warehouse (ID) | Existing | Food Preparation | Natural Gas | Range | E7 |  | Baseline Forecast | 0 | 0 | 0 | 0 | 0 | 0 | 0 | 0 | 0 | 0 | 0 | 0 | 0 | 0 | 0 | 0 | 0 | 0 | 0 | 0 | 0 | 0 | 0 | 0 | 0 | 0 | 0
Commercial_Warehouse (ID)_Existing_Food Preparation_Natural Gas_Range_E8_Baseline Forecast | Commercial | Warehouse (ID) | Existing | Food Preparation | Natural Gas | Range | E8 |  | Baseline Forecast | 0 | 0 | 0 | 0 | 0 | 0 | 0 | 0 | 0 | 0 | 0 | 0 | 0 | 0 | 0 | 0 | 0 | 0 | 0 | 0 | 0 | 0 | 0 | 0 | 0 | 0 | 0
Commercial_Warehouse (ID)_Existing_Food Preparation_Natural Gas_Range_E9_Baseline Forecast | Commercial | Warehouse (ID) | Existing | Food Preparation | Natural Gas | Range | E9 |  | Baseline Forecast | 0 | 0 | 0 | 0 | 0 | 0 | 0 | 0 | 0 | 0 | 0 | 0 | 0 | 0 | 0 | 0 | 0 | 0 | 0 | 0 | 0 | 0 | 0 | 0 | 0 | 0 | 0
Commercial_Warehouse (ID)_Existing_Food Preparation_Natural Gas_Range_E10_Baseline Forecast | Commercial | Warehouse (ID) | Existing | Food Preparation | Natural Gas | Range | E10 |  | Baseline Forecast | 0 | 0 | 0 | 0 | 0 | 0 | 0 | 0 | 0 | 0 | 0 | 0 | 0 | 0 | 0 | 0 | 0 | 0 | 0 | 0 | 0 | 0 | 0 | 0 | 0 | 0 | 0
Commercial_Warehouse (ID)_Existing_Food Preparation_Natural Gas_Steamer_E1_Baseline Forecast | Commercial | Warehouse (ID) | Existing | Food Preparation | Natural Gas | Steamer | E1 | Standard | Baseline Forecast | 0 | 0 | 0 | 0 | 0 | 0 | 0 | 0 | 0 | 0 | 0 | 0 | 0 | 0 | 0 | 0 | 0 | 0 | 0 | 0 | 0 | 0 | 0 | 0 | 0 | 0 | 0
Commercial_Warehouse (ID)_Existing_Food Preparation_Natural Gas_Steamer_E2_Baseline Forecast | Commercial | Warehouse (ID) | Existing | Food Preparation | Natural Gas | Steamer | E2 | ENERGY STAR | Baseline Forecast | 0 | 0 | 0 | 0 | 0 | 0 | 0 | 0 | 0 | 0 | 0 | 0 | 0 | 0 | 0 | 0 | 0 | 0 | 0 | 0 | 0 | 0 | 0 | 0 | 0 | 0 | 0
Commercial_Warehouse (ID)_Existing_Food Preparation_Natural Gas_Steamer_E3_Baseline Forecast | Commercial | Warehouse (ID) | Existing | Food Preparation | Natural Gas | Steamer | E3 |  | Baseline Forecast | 0 | 0 | 0 | 0 | 0 | 0 | 0 | 0 | 0 | 0 | 0 | 0 | 0 | 0 | 0 | 0 | 0 | 0 | 0 | 0 | 0 | 0 | 0 | 0 | 0 | 0 | 0
Commercial_Warehouse (ID)_Existing_Food Preparation_Natural Gas_Steamer_E4_Baseline Forecast | Commercial | Warehouse (ID) | Existing | Food Preparation | Natural Gas | Steamer | E4 |  | Baseline Forecast | 0 | 0 | 0 | 0 | 0 | 0 | 0 | 0 | 0 | 0 | 0 | 0 | 0 | 0 | 0 | 0 | 0 | 0 | 0 | 0 | 0 | 0 | 0 | 0 | 0 | 0 | 0
Commercial_Warehouse (ID)_Existing_Food Preparation_Natural Gas_Steamer_E5_Baseline Forecast | Commercial | Warehouse (ID) | Existing | Food Preparation | Natural Gas | Steamer | E5 |  | Baseline Forecast | 0 | 0 | 0 | 0 | 0 | 0 | 0 | 0 | 0 | 0 | 0 | 0 | 0 | 0 | 0 | 0 | 0 | 0 | 0 | 0 | 0 | 0 | 0 | 0 | 0 | 0 | 0
Commercial_Warehouse (ID)_Existing_Food Preparation_Natural Gas_Steamer_E6_Baseline Forecast | Commercial | Warehouse (ID) | Existing | Food Preparation | Natural Gas | Steamer | E6 |  | Baseline Forecast | 0 | 0 | 0 | 0 | 0 | 0 | 0 | 0 | 0 | 0 | 0 | 0 | 0 | 0 | 0 | 0 | 0 | 0 | 0 | 0 | 0 | 0 | 0 | 0 | 0 | 0 | 0
Commercial_Warehouse (ID)_Existing_Food Preparation_Natural Gas_Steamer_E7_Baseline Forecast | Commercial | Warehouse (ID) | Existing | Food Preparation | Natural Gas | Steamer | E7 |  | Baseline Forecast | 0 | 0 | 0 | 0 | 0 | 0 | 0 | 0 | 0 | 0 | 0 | 0 | 0 | 0 | 0 | 0 | 0 | 0 | 0 | 0 | 0 | 0 | 0 | 0 | 0 | 0 | 0
Commercial_Warehouse (ID)_Existing_Food Preparation_Natural Gas_Steamer_E8_Baseline Forecast | Commercial | Warehouse (ID) | Existing | Food Preparation | Natural Gas | Steamer | E8 |  | Baseline Forecast | 0 | 0 | 0 | 0 | 0 | 0 | 0 | 0 | 0 | 0 | 0 | 0 | 0 | 0 | 0 | 0 | 0 | 0 | 0 | 0 | 0 | 0 | 0 | 0 | 0 | 0 | 0
Commercial_Warehouse (ID)_Existing_Food Preparation_Natural Gas_Steamer_E9_Baseline Forecast | Commercial | Warehouse (ID) | Existing | Food Preparation | Natural Gas | Steamer | E9 |  | Baseline Forecast | 0 | 0 | 0 | 0 | 0 | 0 | 0 | 0 | 0 | 0 | 0 | 0 | 0 | 0 | 0 | 0 | 0 | 0 | 0 | 0 | 0 | 0 | 0 | 0 | 0 | 0 | 0
Commercial_Warehouse (ID)_Existing_Food Preparation_Natural Gas_Steamer_E10_Baseline Forecast | Commercial | Warehouse (ID) | Existing | Food Preparation | Natural Gas | Steamer | E10 |  | Baseline Forecast | 0 | 0 | 0 | 0 | 0 | 0 | 0 | 0 | 0 | 0 | 0 | 0 | 0 | 0 | 0 | 0 | 0 | 0 | 0 | 0 | 0 | 0 | 0 | 0 | 0 | 0 | 0
Commercial_Warehouse (ID)_Existing_Food Preparation_Natural Gas_Food Prep Other_E1_Baseline Forecast | Commercial | Warehouse (ID) | Existing | Food Preparation | Natural Gas | Food Prep Other | E1 | Standard | Baseline Forecast | 0 | 0 | 0 | 0 | 0 | 0 | 0 | 0 | 0 | 0 | 0 | 0 | 0 | 0 | 0 | 0 | 0 | 0 | 0 | 0 | 0 | 0 | 0 | 0 | 0 | 0 | 0
Commercial_Warehouse (ID)_Existing_Food Preparation_Natural Gas_Food Prep Other_E2_Baseline Forecast | Commercial | Warehouse (ID) | Existing | Food Preparation | Natural Gas | Food Prep Other | E2 | ENERGY STAR | Baseline Forecast | 0 | 0 | 0 | 0 | 0 | 0 | 0 | 0 | 0 | 0 | 0 | 0 | 0 | 0 | 0 | 0 | 0 | 0 | 0 | 0 | 0 | 0 | 0 | 0 | 0 | 0 | 0
Commercial_Warehouse (ID)_Existing_Food Preparation_Natural Gas_Food Prep Other_E3_Baseline Forecast | Commercial | Warehouse (ID) | Existing | Food Preparation | Natural Gas | Food Prep Other | E3 |  | Baseline Forecast | 0 | 0 | 0 | 0 | 0 | 0 | 0 | 0 | 0 | 0 | 0 | 0 | 0 | 0 | 0 | 0 | 0 | 0 | 0 | 0 | 0 | 0 | 0 | 0 | 0 | 0 | 0
Commercial_Warehouse (ID)_Existing_Food Preparation_Natural Gas_Food Prep Other_E4_Baseline Forecast | Commercial | Warehouse (ID) | Existing | Food Preparation | Natural Gas | Food Prep Other | E4 |  | Baseline Forecast | 0 | 0 | 0 | 0 | 0 | 0 | 0 | 0 | 0 | 0 | 0 | 0 | 0 | 0 | 0 | 0 | 0 | 0 | 0 | 0 | 0 | 0 | 0 | 0 | 0 | 0 | 0
Commercial_Warehouse (ID)_Existing_Food Preparation_Natural Gas_Food Prep Other_E5_Baseline Forecast | Commercial | Warehouse (ID) | Existing | Food Preparation | Natural Gas | Food Prep Other | E5 |  | Baseline Forecast | 0 | 0 | 0 | 0 | 0 | 0 | 0 | 0 | 0 | 0 | 0 | 0 | 0 | 0 | 0 | 0 | 0 | 0 | 0 | 0 | 0 | 0 | 0 | 0 | 0 | 0 | 0
Commercial_Warehouse (ID)_Existing_Food Preparation_Natural Gas_Food Prep Other_E6_Baseline Forecast | Commercial | Warehouse (ID) | Existing | Food Preparation | Natural Gas | Food Prep Other | E6 |  | Baseline Forecast | 0 | 0 | 0 | 0 | 0 | 0 | 0 | 0 | 0 | 0 | 0 | 0 | 0 | 0 | 0 | 0 | 0 | 0 | 0 | 0 | 0 | 0 | 0 | 0 | 0 | 0 | 0
Commercial_Warehouse (ID)_Existing_Food Preparation_Natural Gas_Food Prep Other_E7_Baseline Forecast | Commercial | Warehouse (ID) | Existing | Food Preparation | Natural Gas | Food Prep Other | E7 |  | Baseline Forecast | 0 | 0 | 0 | 0 | 0 | 0 | 0 | 0 | 0 | 0 | 0 | 0 | 0 | 0 | 0 | 0 | 0 | 0 | 0 | 0 | 0 | 0 | 0 | 0 | 0 | 0 | 0
Commercial_Warehouse (ID)_Existing_Food Preparation_Natural Gas_Food Prep Other_E8_Baseline Forecast | Commercial | Warehouse (ID) | Existing | Food Preparation | Natural Gas | Food Prep Other | E8 |  | Baseline Forecast | 0 | 0 | 0 | 0 | 0 | 0 | 0 | 0 | 0 | 0 | 0 | 0 | 0 | 0 | 0 | 0 | 0 | 0 | 0 | 0 | 0 | 0 | 0 | 0 | 0 | 0 | 0
Commercial_Warehouse (ID)_Existing_Food Preparation_Natural Gas_Food Prep Other_E9_Baseline Forecast | Commercial | Warehouse (ID) | Existing | Food Preparation | Natural Gas | Food Prep Other | E9 |  | Baseline Forecast | 0 | 0 | 0 | 0 | 0 | 0 | 0 | 0 | 0 | 0 | 0 | 0 | 0 | 0 | 0 | 0 | 0 | 0 | 0 | 0 | 0 | 0 | 0 | 0 | 0 | 0 | 0
Commercial_Warehouse (ID)_Existing_Food Preparation_Natural Gas_Food Prep Other_E10_Baseline Forecast | Commercial | Warehouse (ID) | Existing | Food Preparation | Natural Gas | Food Prep Other | E10 |  | Baseline Forecast | 0 | 0 | 0 | 0 | 0 | 0 | 0 | 0 | 0 | 0 | 0 | 0 | 0 | 0 | 0 | 0 | 0 | 0 | 0 | 0 | 0 | 0 | 0 | 0 | 0 | 0 | 0
Commercial_Warehouse (ID)_Existing_Miscellaneous_Natural Gas_Pool Heater_E1_Baseline Forecast | Commercial | Warehouse (ID) | Existing | Miscellaneous | Natural Gas | Pool Heater | E1 | Standard (EF .82) | Baseline Forecast | 0 | 0 | 0 | 0 | 0 | 0 | 0 | 0 | 0 | 0 | 0 | 0 | 0 | 0 | 0 | 0 | 0 | 0 | 0 | 0 | 0 | 0 | 0 | 0 | 0 | 0 | 0
Commercial_Warehouse (ID)_Existing_Miscellaneous_Natural Gas_Pool Heater_E2_Baseline Forecast | Commercial | Warehouse (ID) | Existing | Miscellaneous | Natural Gas | Pool Heater | E2 | Condensing (EF .90) | Baseline Forecast | 0 | 0 | 0 | 0 | 0 | 0 | 0 | 0 | 0 | 0 | 0 | 0 | 0 | 0 | 0 | 0 | 0 | 0 | 0 | 0 | 0 | 0 | 0 | 0 | 0 | 0 | 0
Commercial_Warehouse (ID)_Existing_Miscellaneous_Natural Gas_Pool Heater_E3_Baseline Forecast | Commercial | Warehouse (ID) | Existing | Miscellaneous | Natural Gas | Pool Heater | E3 |  | Baseline Forecast | 0 | 0 | 0 | 0 | 0 | 0 | 0 | 0 | 0 | 0 | 0 | 0 | 0 | 0 | 0 | 0 | 0 | 0 | 0 | 0 | 0 | 0 | 0 | 0 | 0 | 0 | 0
Commercial_Warehouse (ID)_Existing_Miscellaneous_Natural Gas_Pool Heater_E4_Baseline Forecast | Commercial | Warehouse (ID) | Existing | Miscellaneous | Natural Gas | Pool Heater | E4 |  | Baseline Forecast | 0 | 0 | 0 | 0 | 0 | 0 | 0 | 0 | 0 | 0 | 0 | 0 | 0 | 0 | 0 | 0 | 0 | 0 | 0 | 0 | 0 | 0 | 0 | 0 | 0 | 0 | 0
Commercial_Warehouse (ID)_Existing_Miscellaneous_Natural Gas_Pool Heater_E5_Baseline Forecast | Commercial | Warehouse (ID) | Existing | Miscellaneous | Natural Gas | Pool Heater | E5 |  | Baseline Forecast | 0 | 0 | 0 | 0 | 0 | 0 | 0 | 0 | 0 | 0 | 0 | 0 | 0 | 0 | 0 | 0 | 0 | 0 | 0 | 0 | 0 | 0 | 0 | 0 | 0 | 0 | 0
Commercial_Warehouse (ID)_Existing_Miscellaneous_Natural Gas_Pool Heater_E6_Baseline Forecast | Commercial | Warehouse (ID) | Existing | Miscellaneous | Natural Gas | Pool Heater | E6 |  | Baseline Forecast | 0 | 0 | 0 | 0 | 0 | 0 | 0 | 0 | 0 | 0 | 0 | 0 | 0 | 0 | 0 | 0 | 0 | 0 | 0 | 0 | 0 | 0 | 0 | 0 | 0 | 0 | 0
Commercial_Warehouse (ID)_Existing_Miscellaneous_Natural Gas_Pool Heater_E7_Baseline Forecast | Commercial | Warehouse (ID) | Existing | Miscellaneous | Natural Gas | Pool Heater | E7 |  | Baseline Forecast | 0 | 0 | 0 | 0 | 0 | 0 | 0 | 0 | 0 | 0 | 0 | 0 | 0 | 0 | 0 | 0 | 0 | 0 | 0 | 0 | 0 | 0 | 0 | 0 | 0 | 0 | 0
Commercial_Warehouse (ID)_Existing_Miscellaneous_Natural Gas_Pool Heater_E8_Baseline Forecast | Commercial | Warehouse (ID) | Existing | Miscellaneous | Natural Gas | Pool Heater | E8 |  | Baseline Forecast | 0 | 0 | 0 | 0 | 0 | 0 | 0 | 0 | 0 | 0 | 0 | 0 | 0 | 0 | 0 | 0 | 0 | 0 | 0 | 0 | 0 | 0 | 0 | 0 | 0 | 0 | 0
Commercial_Warehouse (ID)_Existing_Miscellaneous_Natural Gas_Pool Heater_E9_Baseline Forecast | Commercial | Warehouse (ID) | Existing | Miscellaneous | Natural Gas | Pool Heater | E9 |  | Baseline Forecast | 0 | 0 | 0 | 0 | 0 | 0 | 0 | 0 | 0 | 0 | 0 | 0 | 0 | 0 | 0 | 0 | 0 | 0 | 0 | 0 | 0 | 0 | 0 | 0 | 0 | 0 | 0
Commercial_Warehouse (ID)_Existing_Miscellaneous_Natural Gas_Pool Heater_E10_Baseline Forecast | Commercial | Warehouse (ID) | Existing | Miscellaneous | Natural Gas | Pool Heater | E10 |  | Baseline Forecast | 0 | 0 | 0 | 0 | 0 | 0 | 0 | 0 | 0 | 0 | 0 | 0 | 0 | 0 | 0 | 0 | 0 | 0 | 0 | 0 | 0 | 0 | 0 | 0 | 0 | 0 | 0
Commercial_Warehouse (ID)_Existing_Miscellaneous_Natural Gas_Miscellaneous_E1_Baseline Forecast | Commercial | Warehouse (ID) | Existing | Miscellaneous | Natural Gas | Miscellaneous | E1 | Standard | Baseline Forecast | 0 | 444076.7334 | 519547.9024 | 580613.976 | 549303.0483 | 533161.3199 | 527844.3331 | 519119.8978 | 509582.011 | 500826.6785 | 492268.5102 | 592496.8613 | 587361.2948 | 578666.3947 | 562572.1308 | 551900.4882 | 544314.3535 | 534885.0183 | 525259.0621 | 516273.2005 | 507436.5764 | 525287.5845 | 513731.309 | 501905.3425 | 492515.6534 | 484298.9125 | 476484.3098
Commercial_Warehouse (ID)_Existing_Miscellaneous_Natural Gas_Miscellaneous_E2_Baseline Forecast | Commercial | Warehouse (ID) | Existing | Miscellaneous | Natural Gas | Miscellaneous | E2 |  | Baseline Forecast | 0 | 0 | 0 | 0 | 0 | 0 | 0 | 0 | 0 | 0 | 0 | 0 | 0 | 0 | 0 | 0 | 0 | 0 | 0 | 0 | 0 | 0 | 0 | 0 | 0 | 0 | 0
Commercial_Warehouse (ID)_Existing_Miscellaneous_Natural Gas_Miscellaneous_E3_Baseline Forecast | Commercial | Warehouse (ID) | Existing | Miscellaneous | Natural Gas | Miscellaneous | E3 |  | Baseline Forecast | 0 | 0 | 0 | 0 | 0 | 0 | 0 | 0 | 0 | 0 | 0 | 0 | 0 | 0 | 0 | 0 | 0 | 0 | 0 | 0 | 0 | 0 | 0 | 0 | 0 | 0 | 0
Commercial_Warehouse (ID)_Existing_Miscellaneous_Natural Gas_Miscellaneous_E4_Baseline Forecast | Commercial | Warehouse (ID) | Existing | Miscellaneous | Natural Gas | Miscellaneous | E4 |  | Baseline Forecast | 0 | 0 | 0 | 0 | 0 | 0 | 0 | 0 | 0 | 0 | 0 | 0 | 0 | 0 | 0 | 0 | 0 | 0 | 0 | 0 | 0 | 0 | 0 | 0 | 0 | 0 | 0
Commercial_Warehouse (ID)_Existing_Miscellaneous_Natural Gas_Miscellaneous_E5_Baseline Forecast | Commercial | Warehouse (ID) | Existing | Miscellaneous | Natural Gas | Miscellaneous | E5 |  | Baseline Forecast | 0 | 0 | 0 | 0 | 0 | 0 | 0 | 0 | 0 | 0 | 0 | 0 | 0 | 0 | 0 | 0 | 0 | 0 | 0 | 0 | 0 | 0 | 0 | 0 | 0 | 0 | 0
Commercial_Warehouse (ID)_Existing_Miscellaneous_Natural Gas_Miscellaneous_E6_Baseline Forecast | Commercial | Warehouse (ID) | Existing | Miscellaneous | Natural Gas | Miscellaneous | E6 |  | Baseline Forecast | 0 | 0 | 0 | 0 | 0 | 0 | 0 | 0 | 0 | 0 | 0 | 0 | 0 | 0 | 0 | 0 | 0 | 0 | 0 | 0 | 0 | 0 | 0 | 0 | 0 | 0 | 0
Commercial_Warehouse (ID)_Existing_Miscellaneous_Natural Gas_Miscellaneous_E7_Baseline Forecast | Commercial | Warehouse (ID) | Existing | Miscellaneous | Natural Gas | Miscellaneous | E7 |  | Baseline Forecast | 0 | 0 | 0 | 0 | 0 | 0 | 0 | 0 | 0 | 0 | 0 | 0 | 0 | 0 | 0 | 0 | 0 | 0 | 0 | 0 | 0 | 0 | 0 | 0 | 0 | 0 | 0
Commercial_Warehouse (ID)_Existing_Miscellaneous_Natural Gas_Miscellaneous_E8_Baseline Forecast | Commercial | Warehouse (ID) | Existing | Miscellaneous | Natural Gas | Miscellaneous | E8 |  | Baseline Forecast | 0 | 0 | 0 | 0 | 0 | 0 | 0 | 0 | 0 | 0 | 0 | 0 | 0 | 0 | 0 | 0 | 0 | 0 | 0 | 0 | 0 | 0 | 0 | 0 | 0 | 0 | 0
Commercial_Warehouse (ID)_Existing_Miscellaneous_Natural Gas_Miscellaneous_E9_Baseline Forecast | Commercial | Warehouse (ID) | Existing | Miscellaneous | Natural Gas | Miscellaneous | E9 |  | Baseline Forecast | 0 | 0 | 0 | 0 | 0 | 0 | 0 | 0 | 0 | 0 | 0 | 0 | 0 | 0 | 0 | 0 | 0 | 0 | 0 | 0 | 0 | 0 | 0 | 0 | 0 | 0 | 0
Commercial_Warehouse (ID)_Existing_Miscellaneous_Natural Gas_Miscellaneous_E10_Baseline Forecast | Commercial | Warehouse (ID) | Existing | Miscellaneous | Natural Gas | Miscellaneous | E10 |  | Baseline Forecast | 0 | 0 | 0 | 0 | 0 | 0 | 0 | 0 | 0 | 0 | 0 | 0 | 0 | 0 | 0 | 0 | 0 | 0 | 0 | 0 | 0 | 0 | 0 | 0 | 0 | 0 | 0
Commercial_Warehouse (ID)_New_Space Heating_Natural Gas_Furnace_E1_Baseline Forecast | Commercial | Warehouse (ID) | New | Space Heating | Natural Gas | Furnace | E1 | AFUE 80% (Standard) | Baseline Forecast | 0 | 78274.8744 | 73046.4006 | 87976.1938 | 90054.2683 | 81310.6684 | 70881.6912 | 68558.5933 | 66547.1288 | 64028.314 | 63064.9667 | 63100.0949 | 69251.7106 | 74394.8502 | 80824.0602 | 86641.9342 | 90870.7521 | 93514.7492 | 95929.316 | 97569.2741 | 98364.6823 | 99350.4497 | 100544.4707 | 127556.6114 | 125100.5463 | 133310.6558 | 128584.5599
Commercial_Warehouse (ID)_New_Space Heating_Natural Gas_Furnace_E2_Baseline Forecast | Commercial | Warehouse (ID) | New | Space Heating | Natural Gas | Furnace | E2 | AFUE 90% | Baseline Forecast | 0 | 0 | 0 | 0 | 0 | 0 | 0 | 0 | 0 | 0 | 0 | 0 | 0 | 0 | 0 | 0 | 0 | 0 | 0 | 0 | 0 | 0 | 0 | 0 | 0 | 0 | 0
Commercial_Warehouse (ID)_New_Space Heating_Natural Gas_Furnace_E3_Baseline Forecast | Commercial | Warehouse (ID) | New | Space Heating | Natural Gas | Furnace | E3 | AFUE 96% | Baseline Forecast | 0 | 0 | 0 | 0 | 0 | 0 | 0 | 0 | 0 | 0 | 0 | 0 | 0 | 0 | 0 | 0 | 0 | 0 | 0 | 0 | 0 | 0 | 0 | 0 | 0 | 0 | 0
Commercial_Warehouse (ID)_New_Space Heating_Natural Gas_Furnace_E4_Baseline Forecast | Commercial | Warehouse (ID) | New | Space Heating | Natural Gas | Furnace | E4 |  | Baseline Forecast | 0 | 0 | 0 | 0 | 0 | 0 | 0 | 0 | 0 | 0 | 0 | 0 | 0 | 0 | 0 | 0 | 0 | 0 | 0 | 0 | 0 | 0 | 0 | 0 | 0 | 0 | 0
Commercial_Warehouse (ID)_New_Space Heating_Natural Gas_Furnace_E5_Baseline Forecast | Commercial | Warehouse (ID) | New | Space Heating | Natural Gas | Furnace | E5 |  | Baseline Forecast | 0 | 0 | 0 | 0 | 0 | 0 | 0 | 0 | 0 | 0 | 0 | 0 | 0 | 0 | 0 | 0 | 0 | 0 | 0 | 0 | 0 | 0 | 0 | 0 | 0 | 0 | 0
Commercial_Warehouse (ID)_New_Space Heating_Natural Gas_Furnace_E6_Baseline Forecast | Commercial | Warehouse (ID) | New | Space Heating | Natural Gas | Furnace | E6 |  | Baseline Forecast | 0 | 0 | 0 | 0 | 0 | 0 | 0 | 0 | 0 | 0 | 0 | 0 | 0 | 0 | 0 | 0 | 0 | 0 | 0 | 0 | 0 | 0 | 0 | 0 | 0 | 0 | 0
Commercial_Warehouse (ID)_New_Space Heating_Natural Gas_Furnace_E7_Baseline Forecast | Commercial | Warehouse (ID) | New | Space Heating | Natural Gas | Furnace | E7 |  | Baseline Forecast | 0 | 0 | 0 | 0 | 0 | 0 | 0 | 0 | 0 | 0 | 0 | 0 | 0 | 0 | 0 | 0 | 0 | 0 | 0 | 0 | 0 | 0 | 0 | 0 | 0 | 0 | 0
Commercial_Warehouse (ID)_New_Space Heating_Natural Gas_Furnace_E8_Baseline Forecast | Commercial | Warehouse (ID) | New | Space Heating | Natural Gas | Furnace | E8 |  | Baseline Forecast | 0 | 0 | 0 | 0 | 0 | 0 | 0 | 0 | 0 | 0 | 0 | 0 | 0 | 0 | 0 | 0 | 0 | 0 | 0 | 0 | 0 | 0 | 0 | 0 | 0 | 0 | 0
Commercial_Warehouse (ID)_New_Space Heating_Natural Gas_Furnace_E9_Baseline Forecast | Commercial | Warehouse (ID) | New | Space Heating | Natural Gas | Furnace | E9 |  | Baseline Forecast | 0 | 0 | 0 | 0 | 0 | 0 | 0 | 0 | 0 | 0 | 0 | 0 | 0 | 0 | 0 | 0 | 0 | 0 | 0 | 0 | 0 | 0 | 0 | 0 | 0 | 0 | 0
Commercial_Warehouse (ID)_New_Space Heating_Natural Gas_Furnace_E10_Baseline Forecast | Commercial | Warehouse (ID) | New | Space Heating | Natural Gas | Furnace | E10 |  | Baseline Forecast | 0 | 0 | 0 | 0 | 0 | 0 | 0 | 0 | 0 | 0 | 0 | 0 | 0 | 0 | 0 | 0 | 0 | 0 | 0 | 0 | 0 | 0 | 0 | 0 | 0 | 0 | 0
Commercial_Warehouse (ID)_New_Space Heating_Natural Gas_Boiler_E1_Baseline Forecast | Commercial | Warehouse (ID) | New | Space Heating | Natural Gas | Boiler | E1 | AFUE 80% (Standard) | Baseline Forecast | 0 | 3777.7584 | 3525.418 | 4245.9704 | 4346.2639 | 3924.274 | 3420.9432 | 3308.8242 | 3211.7454 | 3090.1806 | 3043.6868 | 3045.3822 | 2998.8433 | 2957.7939 | 2939.6062 | 2912.658 | 2875.3562 | 2829.2691 | 2798.092 | 2751.7838 | 2687.1718 | 2645.3375 | 2621.5281 | 2620.4741 | 2577.3645 | 2703.9747 | 2402.8679
Commercial_Warehouse (ID)_New_Space Heating_Natural Gas_Boiler_E2_Baseline Forecast | Commercial | Warehouse (ID) | New | Space Heating | Natural Gas | Boiler | E2 | AFUE 85% | Baseline Forecast | 0 | 0 | 0 | 0 | 0 | 0 | 0 | 0 | 0 | 0 | 0 | 0 | 0 | 0 | 0 | 0 | 0 | 0 | 0 | 0 | 0 | 0 | 0 | 0 | 0 | 0 | 0
Commercial_Warehouse (ID)_New_Space Heating_Natural Gas_Boiler_E3_Baseline Forecast | Commercial | Warehouse (ID) | New | Space Heating | Natural Gas | Boiler | E3 | AFUE 97% | Baseline Forecast | 0 | 0 | 0 | 0 | 0 | 0 | 0 | 0 | 0 | 0 | 0 | 0 | 0 | 0 | 0 | 0 | 0 | 0 | 0 | 0 | 0 | 0 | 0 | 0 | 0 | 0 | 0
Commercial_Warehouse (ID)_New_Space Heating_Natural Gas_Boiler_E4_Baseline Forecast | Commercial | Warehouse (ID) | New | Space Heating | Natural Gas | Boiler | E4 | Convert to NG Air Source Heat Pump | Baseline Forecast | 0 | 0 | 0 | 0 | 0 | 0 | 0 | 0 | 0 | 0 | 0 | 0 | 0 | 0 | 0 | 0 | 0 | 0 | 0 | 0 | 0 | 0 | 0 | 0 | 0 | 0 | 0
Commercial_Warehouse (ID)_New_Space Heating_Natural Gas_Boiler_E5_Baseline Forecast | Commercial | Warehouse (ID) | New | Space Heating | Natural Gas | Boiler | E5 |  | Baseline Forecast | 0 | 0 | 0 | 0 | 0 | 0 | 0 | 0 | 0 | 0 | 0 | 0 | 0 | 0 | 0 | 0 | 0 | 0 | 0 | 0 | 0 | 0 | 0 | 0 | 0 | 0 | 0
Commercial_Warehouse (ID)_New_Space Heating_Natural Gas_Boiler_E6_Baseline Forecast | Commercial | Warehouse (ID) | New | Space Heating | Natural Gas | Boiler | E6 |  | Baseline Forecast | 0 | 0 | 0 | 0 | 0 | 0 | 0 | 0 | 0 | 0 | 0 | 0 | 0 | 0 | 0 | 0 | 0 | 0 | 0 | 0 | 0 | 0 | 0 | 0 | 0 | 0 | 0
Commercial_Warehouse (ID)_New_Space Heating_Natural Gas_Boiler_E7_Baseline Forecast | Commercial | Warehouse (ID) | New | Space Heating | Natural Gas | Boiler | E7 |  | Baseline Forecast | 0 | 0 | 0 | 0 | 0 | 0 | 0 | 0 | 0 | 0 | 0 | 0 | 0 | 0 | 0 | 0 | 0 | 0 | 0 | 0 | 0 | 0 | 0 | 0 | 0 | 0 | 0
Commercial_Warehouse (ID)_New_Space Heating_Natural Gas_Boiler_E8_Baseline Forecast | Commercial | Warehouse (ID) | New | Space Heating | Natural Gas | Boiler | E8 |  | Baseline Forecast | 0 | 0 | 0 | 0 | 0 | 0 | 0 | 0 | 0 | 0 | 0 | 0 | 0 | 0 | 0 | 0 | 0 | 0 | 0 | 0 | 0 | 0 | 0 | 0 | 0 | 0 | 0
Commercial_Warehouse (ID)_New_Space Heating_Natural Gas_Boiler_E9_Baseline Forecast | Commercial | Warehouse (ID) | New | Space Heating | Natural Gas | Boiler | E9 |  | Baseline Forecast | 0 | 0 | 0 | 0 | 0 | 0 | 0 | 0 | 0 | 0 | 0 | 0 | 0 | 0 | 0 | 0 | 0 | 0 | 0 | 0 | 0 | 0 | 0 | 0 | 0 | 0 | 0
Commercial_Warehouse (ID)_New_Space Heating_Natural Gas_Boiler_E10_Baseline Forecast | Commercial | Warehouse (ID) | New | Space Heating | Natural Gas | Boiler | E10 |  | Baseline Forecast | 0 | 0 | 0 | 0 | 0 | 0 | 0 | 0 | 0 | 0 | 0 | 0 | 0 | 0 | 0 | 0 | 0 | 0 | 0 | 0 | 0 | 0 | 0 | 0 | 0 | 0 | 0
Commercial_Warehouse (ID)_New_Space Heating_Natural Gas_Unit Heater_E1_Baseline Forecast | Commercial | Warehouse (ID) | New | Space Heating | Natural Gas | Unit Heater | E1 | Standard | Baseline Forecast | 0 | 27708.4373 | 25857.6156 | 31142.5968 | 31878.2122 | 28783.0747 | 25091.3325 | 24268.9816 | 23556.9455 | 22665.313 | 22324.2987 | 22336.7337 | 21995.3886 | 21694.306 | 21560.9067 | 21363.2516 | 21089.6569 | 23270.574 | 25163.5988 | 27233.2136 | 29016.4272 | 30480.1375 | 31579.4821 | 32655.1536 | 33259.1414 | 34943.2491 | 33390.5338
Commercial_Warehouse (ID)_New_Space Heating_Natural Gas_Unit Heater_E2_Baseline Forecast | Commercial | Warehouse (ID) | New | Space Heating | Natural Gas | Unit Heater | E2 | Condensing | Baseline Forecast | 0 | 0 | 0 | 0 | 0 | 0 | 0 | 0 | 0 | 0 | 0 | 0 | 0 | 0 | 0 | 0 | 0 | 0 | 0 | 0 | 0 | 0 | 0 | 0 | 0 | 0 | 0
Commercial_Warehouse (ID)_New_Space Heating_Natural Gas_Unit Heater_E3_Baseline Forecast | Commercial | Warehouse (ID) | New | Space Heating | Natural Gas | Unit Heater | E3 | Infrared Radiant | Baseline Forecast | 0 | 0 | 0 | 0 | 0 | 0 | 0 | 0 | 0 | 0 | 0 | 0 | 0 | 0 | 0 | 0 | 0 | 0 | 0 | 0 | 0 | 0 | 0 | 0 | 0 | 0 | 0
Commercial_Warehouse (ID)_New_Space Heating_Natural Gas_Unit Heater_E4_Baseline Forecast | Commercial | Warehouse (ID) | New | Space Heating | Natural Gas | Unit Heater | E4 |  | Baseline Forecast | 0 | 0 | 0 | 0 | 0 | 0 | 0 | 0 | 0 | 0 | 0 | 0 | 0 | 0 | 0 | 0 | 0 | 0 | 0 | 0 | 0 | 0 | 0 | 0 | 0 | 0 | 0
Commercial_Warehouse (ID)_New_Space Heating_Natural Gas_Unit Heater_E5_Baseline Forecast | Commercial | Warehouse (ID) | New | Space Heating | Natural Gas | Unit Heater | E5 |  | Baseline Forecast | 0 | 0 | 0 | 0 | 0 | 0 | 0 | 0 | 0 | 0 | 0 | 0 | 0 | 0 | 0 | 0 | 0 | 0 | 0 | 0 | 0 | 0 | 0 | 0 | 0 | 0 | 0
Commercial_Warehouse (ID)_New_Space Heating_Natural Gas_Unit Heater_E6_Baseline Forecast | Commercial | Warehouse (ID) | New | Space Heating | Natural Gas | Unit Heater | E6 |  | Baseline Forecast | 0 | 0 | 0 | 0 | 0 | 0 | 0 | 0 | 0 | 0 | 0 | 0 | 0 | 0 | 0 | 0 | 0 | 0 | 0 | 0 | 0 | 0 | 0 | 0 | 0 | 0 | 0
Commercial_Warehouse (ID)_New_Space Heating_Natural Gas_Unit Heater_E7_Baseline Forecast | Commercial | Warehouse (ID) | New | Space Heating | Natural Gas | Unit Heater | E7 |  | Baseline Forecast | 0 | 0 | 0 | 0 | 0 | 0 | 0 | 0 | 0 | 0 | 0 | 0 | 0 | 0 | 0 | 0 | 0 | 0 | 0 | 0 | 0 | 0 | 0 | 0 | 0 | 0 | 0
Commercial_Warehouse (ID)_New_Space Heating_Natural Gas_Unit Heater_E8_Baseline Forecast | Commercial | Warehouse (ID) | New | Space Heating | Natural Gas | Unit Heater | E8 |  | Baseline Forecast | 0 | 0 | 0 | 0 | 0 | 0 | 0 | 0 | 0 | 0 | 0 | 0 | 0 | 0 | 0 | 0 | 0 | 0 | 0 | 0 | 0 | 0 | 0 | 0 | 0 | 0 | 0
Commercial_Warehouse (ID)_New_Space Heating_Natural Gas_Unit Heater_E9_Baseline Forecast | Commercial | Warehouse (ID) | New | Space Heating | Natural Gas | Unit Heater | E9 |  | Baseline Forecast | 0 | 0 | 0 | 0 | 0 | 0 | 0 | 0 | 0 | 0 | 0 | 0 | 0 | 0 | 0 | 0 | 0 | 0 | 0 | 0 | 0 | 0 | 0 | 0 | 0 | 0 | 0
Commercial_Warehouse (ID)_New_Space Heating_Natural Gas_Unit Heater_E10_Baseline Forecast | Commercial | Warehouse (ID) | New | Space Heating | Natural Gas | Unit Heater | E10 |  | Baseline Forecast | 0 | 0 | 0 | 0 | 0 | 0 | 0 | 0 | 0 | 0 | 0 | 0 | 0 | 0 | 0 | 0 | 0 | 0 | 0 | 0 | 0 | 0 | 0 | 0 | 0 | 0 | 0
Commercial_Warehouse (ID)_New_Water Heating_Natural Gas_Water Heater_E1_Baseline Forecast | Commercial | Warehouse (ID) | New | Water Heating | Natural Gas | Water Heater | E1 | TE 0.80 | Baseline Forecast | 0 | 35943.0274 | 33542.1653 | 40397.7747 | 41352.0054 | 37337.0331 | 32548.1527 | 31481.4098 | 30557.7657 | 29401.1515 | 28958.7922 | 28974.9227 | 31799.6822 | 34161.3596 | 37113.5876 | 39785.0962 | 41726.9265 | 42941.0231 | 44049.7676 | 44802.8197 | 45168.0631 | 45620.7175 | 46168.9998 | 58572.7005 | 57444.9003 | 61214.8992 | 59044.724
Commercial_Warehouse (ID)_New_Water Heating_Natural Gas_Water Heater_E2_Baseline Forecast | Commercial | Warehouse (ID) | New | Water Heating | Natural Gas | Water Heater | E2 | TE 0.90 | Baseline Forecast | 0 | 0 | 0 | 0 | 0 | 0 | 0 | 0 | 0 | 0 | 0 | 0 | 0 | 0 | 0 | 0 | 0 | 0 | 0 | 0 | 0 | 0 | 0 | 0 | 0 | 0 | 0
Commercial_Warehouse (ID)_New_Water Heating_Natural Gas_Water Heater_E3_Baseline Forecast | Commercial | Warehouse (ID) | New | Water Heating | Natural Gas | Water Heater | E3 | TE 0.94 | Baseline Forecast | 0 | 40531.4989 | 37824.1439 | 45554.9374 | 46630.9848 | 42103.4629 | 36703.2361 | 35500.3131 | 34458.757 | 33154.49 | 32655.6593 | 32673.849 | 35859.2161 | 38522.3843 | 41851.4924 | 44864.0447 | 47053.7681 | 48422.8558 | 49673.1422 | 50522.3286 | 50934.1988 | 51444.6389 | 52062.9147 | 66050.0665 | 64778.2918 | 69029.5672 | 66582.3483
Commercial_Warehouse (ID)_New_Water Heating_Natural Gas_Water Heater_E4_Baseline Forecast | Commercial | Warehouse (ID) | New | Water Heating | Natural Gas | Water Heater | E4 | Instantaneous TE 0.94 | Baseline Forecast | 0 | 0 | 0 | 0 | 0 | 0 | 0 | 0 | 0 | 0 | 0 | 0 | 0 | 0 | 0 | 0 | 0 | 0 | 0 | 0 | 0 | 0 | 0 | 0 | 0 | 0 | 0
Commercial_Warehouse (ID)_New_Water Heating_Natural Gas_Water Heater_E5_Baseline Forecast | Commercial | Warehouse (ID) | New | Water Heating | Natural Gas | Water Heater | E5 | Gas-Fired Absorption HPWH | Baseline Forecast | 0 | 0 | 0 | 0 | 0 | 0 | 0 | 0 | 0 | 0 | 0 | 0 | 0 | 0 | 0 | 0 | 0 | 0 | 0 | 0 | 0 | 0 | 0 | 0 | 0 | 0 | 0
Commercial_Warehouse (ID)_New_Water Heating_Natural Gas_Water Heater_E6_Baseline Forecast | Commercial | Warehouse (ID) | New | Water Heating | Natural Gas | Water Heater | E6 |  | Baseline Forecast | 0 | 0 | 0 | 0 | 0 | 0 | 0 | 0 | 0 | 0 | 0 | 0 | 0 | 0 | 0 | 0 | 0 | 0 | 0 | 0 | 0 | 0 | 0 | 0 | 0 | 0 | 0
Commercial_Warehouse (ID)_New_Water Heating_Natural Gas_Water Heater_E7_Baseline Forecast | Commercial | Warehouse (ID) | New | Water Heating | Natural Gas | Water Heater | E7 |  | Baseline Forecast | 0 | 0 | 0 | 0 | 0 | 0 | 0 | 0 | 0 | 0 | 0 | 0 | 0 | 0 | 0 | 0 | 0 | 0 | 0 | 0 | 0 | 0 | 0 | 0 | 0 | 0 | 0
Commercial_Warehouse (ID)_New_Water Heating_Natural Gas_Water Heater_E8_Baseline Forecast | Commercial | Warehouse (ID) | New | Water Heating | Natural Gas | Water Heater | E8 |  | Baseline Forecast | 0 | 0 | 0 | 0 | 0 | 0 | 0 | 0 | 0 | 0 | 0 | 0 | 0 | 0 | 0 | 0 | 0 | 0 | 0 | 0 | 0 | 0 | 0 | 0 | 0 | 0 | 0
Commercial_Warehouse (ID)_New_Water Heating_Natural Gas_Water Heater_E9_Baseline Forecast | Commercial | Warehouse (ID) | New | Water Heating | Natural Gas | Water Heater | E9 |  | Baseline Forecast | 0 | 0 | 0 | 0 | 0 | 0 | 0 | 0 | 0 | 0 | 0 | 0 | 0 | 0 | 0 | 0 | 0 | 0 | 0 | 0 | 0 | 0 | 0 | 0 | 0 | 0 | 0
Commercial_Warehouse (ID)_New_Water Heating_Natural Gas_Water Heater_E10_Baseline Forecast | Commercial | Warehouse (ID) | New | Water Heating | Natural Gas | Water Heater | E10 |  | Baseline Forecast | 0 | 0 | 0 | 0 | 0 | 0 | 0 | 0 | 0 | 0 | 0 | 0 | 0 | 0 | 0 | 0 | 0 | 0 | 0 | 0 | 0 | 0 | 0 | 0 | 0 | 0 | 0
Commercial_Warehouse (ID)_New_Food Preparation_Natural Gas_Oven_E1_Baseline Forecast | Commercial | Warehouse (ID) | New | Food Preparation | Natural Gas | Oven | E1 | Standard | Baseline Forecast | 0 | 372.5171 | 347.6343 | 418.6865 | 428.5763 | 386.9647 | 337.3323 | 326.2764 | 316.7037 | 304.7164 | 374.6352 | 429.4286 | 482.7508 | 527.0101 | 555.54 | 664.868 | 644.3908 | 649.6413 | 635.9723 | 623.4131 | 619.5037 | 638.125 | 663.2151 | 690.1344 | 750.8389 | 807.2275 | 813.3236
Commercial_Warehouse (ID)_New_Food Preparation_Natural Gas_Oven_E2_Baseline Forecast | Commercial | Warehouse (ID) | New | Food Preparation | Natural Gas | Oven | E2 | ENERGY STAR (>42% Baking Efficiency) | Baseline Forecast | 0 | 536.0612 | 500.2543 | 602.5001 | 616.7317 | 556.8516 | 485.4294 | 469.5198 | 455.7444 | 438.4944 | 539.1092 | 617.9582 | 694.6902 | 758.3804 | 799.4356 | 956.7612 | 927.2941 | 934.8497 | 915.1796 | 897.1067 | 891.4809 | 918.2774 | 954.3827 | 993.1203 | 1080.4755 | 1161.6201 | 1170.3925
Commercial_Warehouse (ID)_New_Food Preparation_Natural Gas_Oven_E3_Baseline Forecast | Commercial | Warehouse (ID) | New | Food Preparation | Natural Gas | Oven | E3 |  | Baseline Forecast | 0 | 0 | 0 | 0 | 0 | 0 | 0 | 0 | 0 | 0 | 0 | 0 | 0 | 0 | 0 | 0 | 0 | 0 | 0 | 0 | 0 | 0 | 0 | 0 | 0 | 0 | 0
Commercial_Warehouse (ID)_New_Food Preparation_Natural Gas_Oven_E4_Baseline Forecast | Commercial | Warehouse (ID) | New | Food Preparation | Natural Gas | Oven | E4 |  | Baseline Forecast | 0 | 0 | 0 | 0 | 0 | 0 | 0 | 0 | 0 | 0 | 0 | 0 | 0 | 0 | 0 | 0 | 0 | 0 | 0 | 0 | 0 | 0 | 0 | 0 | 0 | 0 | 0
Commercial_Warehouse (ID)_New_Food Preparation_Natural Gas_Oven_E5_Baseline Forecast | Commercial | Warehouse (ID) | New | Food Preparation | Natural Gas | Oven | E5 |  | Baseline Forecast | 0 | 0 | 0 | 0 | 0 | 0 | 0 | 0 | 0 | 0 | 0 | 0 | 0 | 0 | 0 | 0 | 0 | 0 | 0 | 0 | 0 | 0 | 0 | 0 | 0 | 0 | 0
Commercial_Warehouse (ID)_New_Food Preparation_Natural Gas_Oven_E6_Baseline Forecast | Commercial | Warehouse (ID) | New | Food Preparation | Natural Gas | Oven | E6 |  | Baseline Forecast | 0 | 0 | 0 | 0 | 0 | 0 | 0 | 0 | 0 | 0 | 0 | 0 | 0 | 0 | 0 | 0 | 0 | 0 | 0 | 0 | 0 | 0 | 0 | 0 | 0 | 0 | 0
Commercial_Warehouse (ID)_New_Food Preparation_Natural Gas_Oven_E7_Baseline Forecast | Commercial | Warehouse (ID) | New | Food Preparation | Natural Gas | Oven | E7 |  | Baseline Forecast | 0 | 0 | 0 | 0 | 0 | 0 | 0 | 0 | 0 | 0 | 0 | 0 | 0 | 0 | 0 | 0 | 0 | 0 | 0 | 0 | 0 | 0 | 0 | 0 | 0 | 0 | 0
Commercial_Warehouse (ID)_New_Food Preparation_Natural Gas_Oven_E8_Baseline Forecast | Commercial | Warehouse (ID) | New | Food Preparation | Natural Gas | Oven | E8 |  | Baseline Forecast | 0 | 0 | 0 | 0 | 0 | 0 | 0 | 0 | 0 | 0 | 0 | 0 | 0 | 0 | 0 | 0 | 0 | 0 | 0 | 0 | 0 | 0 | 0 | 0 | 0 | 0 | 0
Commercial_Warehouse (ID)_New_Food Preparation_Natural Gas_Oven_E9_Baseline Forecast | Commercial | Warehouse (ID) | New | Food Preparation | Natural Gas | Oven | E9 |  | Baseline Forecast | 0 | 0 | 0 | 0 | 0 | 0 | 0 | 0 | 0 | 0 | 0 | 0 | 0 | 0 | 0 | 0 | 0 | 0 | 0 | 0 | 0 | 0 | 0 | 0 | 0 | 0 | 0
Commercial_Warehouse (ID)_New_Food Preparation_Natural Gas_Oven_E10_Baseline Forecast | Commercial | Warehouse (ID) | New | Food Preparation | Natural Gas | Oven | E10 |  | Baseline Forecast | 0 | 0 | 0 | 0 | 0 | 0 | 0 | 0 | 0 | 0 | 0 | 0 | 0 | 0 | 0 | 0 | 0 | 0 | 0 | 0 | 0 | 0 | 0 | 0 | 0 | 0 | 0
Commercial_Warehouse (ID)_New_Food Preparation_Natural Gas_Conveyor Oven_E1_Baseline Forecast | Commercial | Warehouse (ID) | New | Food Preparation | Natural Gas | Conveyor Oven | E1 | Standard | Baseline Forecast | 0 | 186.2585 | 173.8172 | 209.3433 | 214.2881 | 193.4824 | 168.6661 | 163.1382 | 158.3519 | 152.3582 | 150.0659 | 150.1495 | 147.8549 | 145.831 | 144.9343 | 143.6056 | 141.7665 | 176.746 | 202.5219 | 229.1944 | 250.1623 | 263.2614 | 318.0801 | 309.6287 | 312.4008 | 313.3458 | 287.0533
Commercial_Warehouse (ID)_New_Food Preparation_Natural Gas_Conveyor Oven_E2_Baseline Forecast | Commercial | Warehouse (ID) | New | Food Preparation | Natural Gas | Conveyor Oven | E2 | ENERGY STAR (>42% Baking Efficiency) | Baseline Forecast | 0 | 268.0306 | 250.1271 | 301.2501 | 308.3659 | 278.4258 | 242.7147 | 234.7599 | 227.8722 | 219.2472 | 215.9485 | 216.0688 | 212.7669 | 209.8544 | 208.564 | 206.652 | 204.0055 | 254.3417 | 291.4339 | 329.8163 | 359.9897 | 378.8395 | 457.7251 | 445.5633 | 449.5523 | 450.9122 | 413.0767
Commercial_Warehouse (ID)_New_Food Preparation_Natural Gas_Conveyor Oven_E3_Baseline Forecast | Commercial | Warehouse (ID) | New | Food Preparation | Natural Gas | Conveyor Oven | E3 |  | Baseline Forecast | 0 | 0 | 0 | 0 | 0 | 0 | 0 | 0 | 0 | 0 | 0 | 0 | 0 | 0 | 0 | 0 | 0 | 0 | 0 | 0 | 0 | 0 | 0 | 0 | 0 | 0 | 0
Commercial_Warehouse (ID)_New_Food Preparation_Natural Gas_Conveyor Oven_E4_Baseline Forecast | Commercial | Warehouse (ID) | New | Food Preparation | Natural Gas | Conveyor Oven | E4 |  | Baseline Forecast | 0 | 0 | 0 | 0 | 0 | 0 | 0 | 0 | 0 | 0 | 0 | 0 | 0 | 0 | 0 | 0 | 0 | 0 | 0 | 0 | 0 | 0 | 0 | 0 | 0 | 0 | 0
Commercial_Warehouse (ID)_New_Food Preparation_Natural Gas_Conveyor Oven_E5_Baseline Forecast | Commercial | Warehouse (ID) | New | Food Preparation | Natural Gas | Conveyor Oven | E5 |  | Baseline Forecast | 0 | 0 | 0 | 0 | 0 | 0 | 0 | 0 | 0 | 0 | 0 | 0 | 0 | 0 | 0 | 0 | 0 | 0 | 0 | 0 | 0 | 0 | 0 | 0 | 0 | 0 | 0
Commercial_Warehouse (ID)_New_Food Preparation_Natural Gas_Conveyor Oven_E6_Baseline Forecast | Commercial | Warehouse (ID) | New | Food Preparation | Natural Gas | Conveyor Oven | E6 |  | Baseline Forecast | 0 | 0 | 0 | 0 | 0 | 0 | 0 | 0 | 0 | 0 | 0 | 0 | 0 | 0 | 0 | 0 | 0 | 0 | 0 | 0 | 0 | 0 | 0 | 0 | 0 | 0 | 0
Commercial_Warehouse (ID)_New_Food Preparation_Natural Gas_Conveyor Oven_E7_Baseline Forecast | Commercial | Warehouse (ID) | New | Food Preparation | Natural Gas | Conveyor Oven | E7 |  | Baseline Forecast | 0 | 0 | 0 | 0 | 0 | 0 | 0 | 0 | 0 | 0 | 0 | 0 | 0 | 0 | 0 | 0 | 0 | 0 | 0 | 0 | 0 | 0 | 0 | 0 | 0 | 0 | 0
Commercial_Warehouse (ID)_New_Food Preparation_Natural Gas_Conveyor Oven_E8_Baseline Forecast | Commercial | Warehouse (ID) | New | Food Preparation | Natural Gas | Conveyor Oven | E8 |  | Baseline Forecast | 0 | 0 | 0 | 0 | 0 | 0 | 0 | 0 | 0 | 0 | 0 | 0 | 0 | 0 | 0 | 0 | 0 | 0 | 0 | 0 | 0 | 0 | 0 | 0 | 0 | 0 | 0
Commercial_Warehouse (ID)_New_Food Preparation_Natural Gas_Conveyor Oven_E9_Baseline Forecast | Commercial | Warehouse (ID) | New | Food Preparation | Natural Gas | Conveyor Oven | E9 |  | Baseline Forecast | 0 | 0 | 0 | 0 | 0 | 0 | 0 | 0 | 0 | 0 | 0 | 0 | 0 | 0 | 0 | 0 | 0 | 0 | 0 | 0 | 0 | 0 | 0 | 0 | 0 | 0 | 0
Commercial_Warehouse (ID)_New_Food Preparation_Natural Gas_Conveyor Oven_E10_Baseline Forecast | Commercial | Warehouse (ID) | New | Food Preparation | Natural Gas | Conveyor Oven | E10 |  | Baseline Forecast | 0 | 0 | 0 | 0 | 0 | 0 | 0 | 0 | 0 | 0 | 0 | 0 | 0 | 0 | 0 | 0 | 0 | 0 | 0 | 0 | 0 | 0 | 0 | 0 | 0 | 0 | 0
Commercial_Warehouse (ID)_New_Food Preparation_Natural Gas_Double Rack Oven_E1_Baseline Forecast | Commercial | Warehouse (ID) | New | Food Preparation | Natural Gas | Double Rack Oven | E1 | Standard | Baseline Forecast | 0 | 186.2585 | 173.8172 | 209.3433 | 214.2881 | 193.4824 | 168.6661 | 163.1382 | 158.3519 | 152.3582 | 170.7613 | 187.8584 | 204.6343 | 220.1114 | 232.4593 | 240.1464 | 245.707 | 249.4804 | 252.6512 | 313.9554 | 308.0026 | 320.1156 | 323.8447 | 321.593 | 317.1314 | 327.8548 | 317.6398
Commercial_Warehouse (ID)_New_Food Preparation_Natural Gas_Double Rack Oven_E2_Baseline Forecast | Commercial | Warehouse (ID) | New | Food Preparation | Natural Gas | Double Rack Oven | E2 | FTSC Qualified (>50% Cooking Efficiency) | Baseline Forecast | 0 | 268.0306 | 250.1271 | 301.2501 | 308.3659 | 278.4258 | 242.7147 | 234.7599 | 227.8722 | 219.2472 | 245.7297 | 270.3328 | 294.4738 | 316.7457 | 334.5147 | 345.5765 | 353.5783 | 359.0084 | 363.5713 | 451.7894 | 443.2232 | 460.6542 | 466.0204 | 462.7802 | 456.3598 | 471.7911 | 457.0914
Commercial_Warehouse (ID)_New_Food Preparation_Natural Gas_Double Rack Oven_E3_Baseline Forecast | Commercial | Warehouse (ID) | New | Food Preparation | Natural Gas | Double Rack Oven | E3 |  | Baseline Forecast | 0 | 0 | 0 | 0 | 0 | 0 | 0 | 0 | 0 | 0 | 0 | 0 | 0 | 0 | 0 | 0 | 0 | 0 | 0 | 0 | 0 | 0 | 0 | 0 | 0 | 0 | 0
Commercial_Warehouse (ID)_New_Food Preparation_Natural Gas_Double Rack Oven_E4_Baseline Forecast | Commercial | Warehouse (ID) | New | Food Preparation | Natural Gas | Double Rack Oven | E4 |  | Baseline Forecast | 0 | 0 | 0 | 0 | 0 | 0 | 0 | 0 | 0 | 0 | 0 | 0 | 0 | 0 | 0 | 0 | 0 | 0 | 0 | 0 | 0 | 0 | 0 | 0 | 0 | 0 | 0
Commercial_Warehouse (ID)_New_Food Preparation_Natural Gas_Double Rack Oven_E5_Baseline Forecast | Commercial | Warehouse (ID) | New | Food Preparation | Natural Gas | Double Rack Oven | E5 |  | Baseline Forecast | 0 | 0 | 0 | 0 | 0 | 0 | 0 | 0 | 0 | 0 | 0 | 0 | 0 | 0 | 0 | 0 | 0 | 0 | 0 | 0 | 0 | 0 | 0 | 0 | 0 | 0 | 0
Commercial_Warehouse (ID)_New_Food Preparation_Natural Gas_Double Rack Oven_E6_Baseline Forecast | Commercial | Warehouse (ID) | New | Food Preparation | Natural Gas | Double Rack Oven | E6 |  | Baseline Forecast | 0 | 0 | 0 | 0 | 0 | 0 | 0 | 0 | 0 | 0 | 0 | 0 | 0 | 0 | 0 | 0 | 0 | 0 | 0 | 0 | 0 | 0 | 0 | 0 | 0 | 0 | 0
Commercial_Warehouse (ID)_New_Food Preparation_Natural Gas_Double Rack Oven_E7_Baseline Forecast | Commercial | Warehouse (ID) | New | Food Preparation | Natural Gas | Double Rack Oven | E7 |  | Baseline Forecast | 0 | 0 | 0 | 0 | 0 | 0 | 0 | 0 | 0 | 0 | 0 | 0 | 0 | 0 | 0 | 0 | 0 | 0 | 0 | 0 | 0 | 0 | 0 | 0 | 0 | 0 | 0
Commercial_Warehouse (ID)_New_Food Preparation_Natural Gas_Double Rack Oven_E8_Baseline Forecast | Commercial | Warehouse (ID) | New | Food Preparation | Natural Gas | Double Rack Oven | E8 |  | Baseline Forecast | 0 | 0 | 0 | 0 | 0 | 0 | 0 | 0 | 0 | 0 | 0 | 0 | 0 | 0 | 0 | 0 | 0 | 0 | 0 | 0 | 0 | 0 | 0 | 0 | 0 | 0 | 0
Commercial_Warehouse (ID)_New_Food Preparation_Natural Gas_Double Rack Oven_E9_Baseline Forecast | Commercial | Warehouse (ID) | New | Food Preparation | Natural Gas | Double Rack Oven | E9 |  | Baseline Forecast | 0 | 0 | 0 | 0 | 0 | 0 | 0 | 0 | 0 | 0 | 0 | 0 | 0 | 0 | 0 | 0 | 0 | 0 | 0 | 0 | 0 | 0 | 0 | 0 | 0 | 0 | 0
Commercial_Warehouse (ID)_New_Food Preparation_Natural Gas_Double Rack Oven_E10_Baseline Forecast | Commercial | Warehouse (ID) | New | Food Preparation | Natural Gas | Double Rack Oven | E10 |  | Baseline Forecast | 0 | 0 | 0 | 0 | 0 | 0 | 0 | 0 | 0 | 0 | 0 | 0 | 0 | 0 | 0 | 0 | 0 | 0 | 0 | 0 | 0 | 0 | 0 | 0 | 0 | 0 | 0
Commercial_Warehouse (ID)_New_Food Preparation_Natural Gas_Fryer_E1_Baseline Forecast | Commercial | Warehouse (ID) | New | Food Preparation | Natural Gas | Fryer | E1 | Standard | Baseline Forecast | 0 | 1344.6958 | 1254.8751 | 1511.3563 | 1547.0558 | 1396.8482 | 1217.6872 | 1177.7784 | 1143.2231 | 1099.952 | 1083.4025 | 1084.006 | 1189.6855 | 1278.0403 | 1388.4887 | 1488.4348 | 1561.0823 | 1606.5039 | 1647.9841 | 1676.1572 | 1689.8217 | 1706.7563 | 1727.2686 | 2191.3142 | 2149.1211 | 2290.1638 | 2208.9735
Commercial_Warehouse (ID)_New_Food Preparation_Natural Gas_Fryer_E2_Baseline Forecast | Commercial | Warehouse (ID) | New | Food Preparation | Natural Gas | Fryer | E2 | ENERGY STAR | Baseline Forecast | 0 | 472.4607 | 440.9021 | 531.0171 | 543.5602 | 490.7845 | 427.8361 | 413.814 | 401.673 | 386.4696 | 380.6549 | 380.867 | 417.9976 | 449.0412 | 487.8474 | 522.9636 | 548.4884 | 564.4473 | 579.0215 | 588.9201 | 593.7211 | 599.6711 | 606.8781 | 769.9212 | 755.0966 | 804.6521 | 776.1258
Commercial_Warehouse (ID)_New_Food Preparation_Natural Gas_Fryer_E3_Baseline Forecast | Commercial | Warehouse (ID) | New | Food Preparation | Natural Gas | Fryer | E3 |  | Baseline Forecast | 0 | 0 | 0 | 0 | 0 | 0 | 0 | 0 | 0 | 0 | 0 | 0 | 0 | 0 | 0 | 0 | 0 | 0 | 0 | 0 | 0 | 0 | 0 | 0 | 0 | 0 | 0
Commercial_Warehouse (ID)_New_Food Preparation_Natural Gas_Fryer_E4_Baseline Forecast | Commercial | Warehouse (ID) | New | Food Preparation | Natural Gas | Fryer | E4 |  | Baseline Forecast | 0 | 0 | 0 | 0 | 0 | 0 | 0 | 0 | 0 | 0 | 0 | 0 | 0 | 0 | 0 | 0 | 0 | 0 | 0 | 0 | 0 | 0 | 0 | 0 | 0 | 0 | 0
Commercial_Warehouse (ID)_New_Food Preparation_Natural Gas_Fryer_E5_Baseline Forecast | Commercial | Warehouse (ID) | New | Food Preparation | Natural Gas | Fryer | E5 |  | Baseline Forecast | 0 | 0 | 0 | 0 | 0 | 0 | 0 | 0 | 0 | 0 | 0 | 0 | 0 | 0 | 0 | 0 | 0 | 0 | 0 | 0 | 0 | 0 | 0 | 0 | 0 | 0 | 0
Commercial_Warehouse (ID)_New_Food Preparation_Natural Gas_Fryer_E6_Baseline Forecast | Commercial | Warehouse (ID) | New | Food Preparation | Natural Gas | Fryer | E6 |  | Baseline Forecast | 0 | 0 | 0 | 0 | 0 | 0 | 0 | 0 | 0 | 0 | 0 | 0 | 0 | 0 | 0 | 0 | 0 | 0 | 0 | 0 | 0 | 0 | 0 | 0 | 0 | 0 | 0
Commercial_Warehouse (ID)_New_Food Preparation_Natural Gas_Fryer_E7_Baseline Forecast | Commercial | Warehouse (ID) | New | Food Preparation | Natural Gas | Fryer | E7 |  | Baseline Forecast | 0 | 0 | 0 | 0 | 0 | 0 | 0 | 0 | 0 | 0 | 0 | 0 | 0 | 0 | 0 | 0 | 0 | 0 | 0 | 0 | 0 | 0 | 0 | 0 | 0 | 0 | 0
Commercial_Warehouse (ID)_New_Food Preparation_Natural Gas_Fryer_E8_Baseline Forecast | Commercial | Warehouse (ID) | New | Food Preparation | Natural Gas | Fryer | E8 |  | Baseline Forecast | 0 | 0 | 0 | 0 | 0 | 0 | 0 | 0 | 0 | 0 | 0 | 0 | 0 | 0 | 0 | 0 | 0 | 0 | 0 | 0 | 0 | 0 | 0 | 0 | 0 | 0 | 0
Commercial_Warehouse (ID)_New_Food Preparation_Natural Gas_Fryer_E9_Baseline Forecast | Commercial | Warehouse (ID) | New | Food Preparation | Natural Gas | Fryer | E9 |  | Baseline Forecast | 0 | 0 | 0 | 0 | 0 | 0 | 0 | 0 | 0 | 0 | 0 | 0 | 0 | 0 | 0 | 0 | 0 | 0 | 0 | 0 | 0 | 0 | 0 | 0 | 0 | 0 | 0
Commercial_Warehouse (ID)_New_Food Preparation_Natural Gas_Fryer_E10_Baseline Forecast | Commercial | Warehouse (ID) | New | Food Preparation | Natural Gas | Fryer | E10 |  | Baseline Forecast | 0 | 0 | 0 | 0 | 0 | 0 | 0 | 0 | 0 | 0 | 0 | 0 | 0 | 0 | 0 | 0 | 0 | 0 | 0 | 0 | 0 | 0 | 0 | 0 | 0 | 0 | 0
Commercial_Warehouse (ID)_New_Food Preparation_Natural Gas_Broiler_E1_Baseline Forecast | Commercial | Warehouse (ID) | New | Food Preparation | Natural Gas | Broiler | E1 | Standard | Baseline Forecast | 0 | 0 | 0 | 0 | 0 | 0 | 0 | 0 | 0 | 0 | 0 | 0 | 0 | 0 | 0 | 0 | 0 | 0 | 0 | 0 | 0 | 0 | 0 | 0 | 0 | 0 | 0
Commercial_Warehouse (ID)_New_Food Preparation_Natural Gas_Broiler_E2_Baseline Forecast | Commercial | Warehouse (ID) | New | Food Preparation | Natural Gas | Broiler | E2 | Infrared Burners | Baseline Forecast | 0 | 0 | 0 | 0 | 0 | 0 | 0 | 0 | 0 | 0 | 0 | 0 | 0 | 0 | 0 | 0 | 0 | 0 | 0 | 0 | 0 | 0 | 0 | 0 | 0 | 0 | 0
Commercial_Warehouse (ID)_New_Food Preparation_Natural Gas_Broiler_E3_Baseline Forecast | Commercial | Warehouse (ID) | New | Food Preparation | Natural Gas | Broiler | E3 |  | Baseline Forecast | 0 | 0 | 0 | 0 | 0 | 0 | 0 | 0 | 0 | 0 | 0 | 0 | 0 | 0 | 0 | 0 | 0 | 0 | 0 | 0 | 0 | 0 | 0 | 0 | 0 | 0 | 0
Commercial_Warehouse (ID)_New_Food Preparation_Natural Gas_Broiler_E4_Baseline Forecast | Commercial | Warehouse (ID) | New | Food Preparation | Natural Gas | Broiler | E4 |  | Baseline Forecast | 0 | 0 | 0 | 0 | 0 | 0 | 0 | 0 | 0 | 0 | 0 | 0 | 0 | 0 | 0 | 0 | 0 | 0 | 0 | 0 | 0 | 0 | 0 | 0 | 0 | 0 | 0
Commercial_Warehouse (ID)_New_Food Preparation_Natural Gas_Broiler_E5_Baseline Forecast | Commercial | Warehouse (ID) | New | Food Preparation | Natural Gas | Broiler | E5 |  | Baseline Forecast | 0 | 0 | 0 | 0 | 0 | 0 | 0 | 0 | 0 | 0 | 0 | 0 | 0 | 0 | 0 | 0 | 0 | 0 | 0 | 0 | 0 | 0 | 0 | 0 | 0 | 0 | 0
Commercial_Warehouse (ID)_New_Food Preparation_Natural Gas_Broiler_E6_Baseline Forecast | Commercial | Warehouse (ID) | New | Food Preparation | Natural Gas | Broiler | E6 |  | Baseline Forecast | 0 | 0 | 0 | 0 | 0 | 0 | 0 | 0 | 0 | 0 | 0 | 0 | 0 | 0 | 0 | 0 | 0 | 0 | 0 | 0 | 0 | 0 | 0 | 0 | 0 | 0 | 0
Commercial_Warehouse (ID)_New_Food Preparation_Natural Gas_Broiler_E7_Baseline Forecast | Commercial | Warehouse (ID) | New | Food Preparation | Natural Gas | Broiler | E7 |  | Baseline Forecast | 0 | 0 | 0 | 0 | 0 | 0 | 0 | 0 | 0 | 0 | 0 | 0 | 0 | 0 | 0 | 0 | 0 | 0 | 0 | 0 | 0 | 0 | 0 | 0 | 0 | 0 | 0
Commercial_Warehouse (ID)_New_Food Preparation_Natural Gas_Broiler_E8_Baseline Forecast | Commercial | Warehouse (ID) | New | Food Preparation | Natural Gas | Broiler | E8 |  | Baseline Forecast | 0 | 0 | 0 | 0 | 0 | 0 | 0 | 0 | 0 | 0 | 0 | 0 | 0 | 0 | 0 | 0 | 0 | 0 | 0 | 0 | 0 | 0 | 0 | 0 | 0 | 0 | 0
Commercial_Warehouse (ID)_New_Food Preparation_Natural Gas_Broiler_E9_Baseline Forecast | Commercial | Warehouse (ID) | New | Food Preparation | Natural Gas | Broiler | E9 |  | Baseline Forecast | 0 | 0 | 0 | 0 | 0 | 0 | 0 | 0 | 0 | 0 | 0 | 0 | 0 | 0 | 0 | 0 | 0 | 0 | 0 | 0 | 0 | 0 | 0 | 0 | 0 | 0 | 0
Commercial_Warehouse (ID)_New_Food Preparation_Natural Gas_Broiler_E10_Baseline Forecast | Commercial | Warehouse (ID) | New | Food Preparation | Natural Gas | Broiler | E10 |  | Baseline Forecast | 0 | 0 | 0 | 0 | 0 | 0 | 0 | 0 | 0 | 0 | 0 | 0 | 0 | 0 | 0 | 0 | 0 | 0 | 0 | 0 | 0 | 0 | 0 | 0 | 0 | 0 | 0
Commercial_Warehouse (ID)_New_Food Preparation_Natural Gas_Griddle_E1_Baseline Forecast | Commercial | Warehouse (ID) | New | Food Preparation | Natural Gas | Griddle | E1 | Standard | Baseline Forecast | 0 | 1290.1811 | 1204.0018 | 1450.0851 | 1484.3373 | 1340.2192 | 1168.3215 | 1130.0306 | 1096.8762 | 1055.3594 | 1182.8343 | 1301.2631 | 1417.4671 | 1524.6741 | 1610.2062 | 1663.4529 | 1701.9702 | 1728.1081 | 1750.0721 | 2174.7151 | 2133.4811 | 2217.3864 | 2243.2167 | 2227.62 | 2196.715 | 2270.9942 | 2200.2366
Commercial_Warehouse (ID)_New_Food Preparation_Natural Gas_Griddle_E2_Baseline Forecast | Commercial | Warehouse (ID) | New | Food Preparation | Natural Gas | Griddle | E2 | ENERGY STAR | Baseline Forecast | 0 | 526.9754 | 491.7754 | 592.2883 | 606.2786 | 547.4135 | 477.2018 | 461.5618 | 448.0199 | 431.0623 | 483.1295 | 531.5018 | 578.9654 | 622.7542 | 657.6899 | 679.4385 | 695.1709 | 705.847 | 714.8182 | 888.2639 | 871.4219 | 905.693 | 916.2434 | 909.8729 | 897.2498 | 927.5892 | 898.6882
Commercial_Warehouse (ID)_New_Food Preparation_Natural Gas_Griddle_E3_Baseline Forecast | Commercial | Warehouse (ID) | New | Food Preparation | Natural Gas | Griddle | E3 |  | Baseline Forecast | 0 | 0 | 0 | 0 | 0 | 0 | 0 | 0 | 0 | 0 | 0 | 0 | 0 | 0 | 0 | 0 | 0 | 0 | 0 | 0 | 0 | 0 | 0 | 0 | 0 | 0 | 0
Commercial_Warehouse (ID)_New_Food Preparation_Natural Gas_Griddle_E4_Baseline Forecast | Commercial | Warehouse (ID) | New | Food Preparation | Natural Gas | Griddle | E4 |  | Baseline Forecast | 0 | 0 | 0 | 0 | 0 | 0 | 0 | 0 | 0 | 0 | 0 | 0 | 0 | 0 | 0 | 0 | 0 | 0 | 0 | 0 | 0 | 0 | 0 | 0 | 0 | 0 | 0
Commercial_Warehouse (ID)_New_Food Preparation_Natural Gas_Griddle_E5_Baseline Forecast | Commercial | Warehouse (ID) | New | Food Preparation | Natural Gas | Griddle | E5 |  | Baseline Forecast | 0 | 0 | 0 | 0 | 0 | 0 | 0 | 0 | 0 | 0 | 0 | 0 | 0 | 0 | 0 | 0 | 0 | 0 | 0 | 0 | 0 | 0 | 0 | 0 | 0 | 0 | 0
Commercial_Warehouse (ID)_New_Food Preparation_Natural Gas_Griddle_E6_Baseline Forecast | Commercial | Warehouse (ID) | New | Food Preparation | Natural Gas | Griddle | E6 |  | Baseline Forecast | 0 | 0 | 0 | 0 | 0 | 0 | 0 | 0 | 0 | 0 | 0 | 0 | 0 | 0 | 0 | 0 | 0 | 0 | 0 | 0 | 0 | 0 | 0 | 0 | 0 | 0 | 0
Commercial_Warehouse (ID)_New_Food Preparation_Natural Gas_Griddle_E7_Baseline Forecast | Commercial | Warehouse (ID) | New | Food Preparation | Natural Gas | Griddle | E7 |  | Baseline Forecast | 0 | 0 | 0 | 0 | 0 | 0 | 0 | 0 | 0 | 0 | 0 | 0 | 0 | 0 | 0 | 0 | 0 | 0 | 0 | 0 | 0 | 0 | 0 | 0 | 0 | 0 | 0
Commercial_Warehouse (ID)_New_Food Preparation_Natural Gas_Griddle_E8_Baseline Forecast | Commercial | Warehouse (ID) | New | Food Preparation | Natural Gas | Griddle | E8 |  | Baseline Forecast | 0 | 0 | 0 | 0 | 0 | 0 | 0 | 0 | 0 | 0 | 0 | 0 | 0 | 0 | 0 | 0 | 0 | 0 | 0 | 0 | 0 | 0 | 0 | 0 | 0 | 0 | 0
Commercial_Warehouse (ID)_New_Food Preparation_Natural Gas_Griddle_E9_Baseline Forecast | Commercial | Warehouse (ID) | New | Food Preparation | Natural Gas | Griddle | E9 |  | Baseline Forecast | 0 | 0 | 0 | 0 | 0 | 0 | 0 | 0 | 0 | 0 | 0 | 0 | 0 | 0 | 0 | 0 | 0 | 0 | 0 | 0 | 0 | 0 | 0 | 0 | 0 | 0 | 0
Commercial_Warehouse (ID)_New_Food Preparation_Natural Gas_Griddle_E10_Baseline Forecast | Commercial | Warehouse (ID) | New | Food Preparation | Natural Gas | Griddle | E10 |  | Baseline Forecast | 0 | 0 | 0 | 0 | 0 | 0 | 0 | 0 | 0 | 0 | 0 | 0 | 0 | 0 | 0 | 0 | 0 | 0 | 0 | 0 | 0 | 0 | 0 | 0 | 0 | 0 | 0
Commercial_Warehouse (ID)_New_Food Preparation_Natural Gas_Range_E1_Baseline Forecast | Commercial | Warehouse (ID) | New | Food Preparation | Natural Gas | Range | E1 | Standard | Baseline Forecast | 0 | 745.0342 | 695.2686 | 837.3731 | 857.1525 | 773.9294 | 674.6645 | 652.5529 | 633.4074 | 609.4329 | 749.2704 | 858.8571 | 965.5017 | 1054.0202 | 1111.08 | 1329.7359 | 1288.7816 | 1299.2827 | 1271.9446 | 1246.8262 | 1239.0074 | 1276.25 | 1326.4301 | 1380.2689 | 1501.6778 | 1614.4551 | 1626.6472
Commercial_Warehouse (ID)_New_Food Preparation_Natural Gas_Range_E2_Baseline Forecast | Commercial | Warehouse (ID) | New | Food Preparation | Natural Gas | Range | E2 | High Efficiency | Baseline Forecast | 0 | 1072.1224 | 1000.5085 | 1205.0003 | 1233.4634 | 1113.7033 | 970.8587 | 939.0395 | 911.4887 | 876.9888 | 1078.2184 | 1235.9163 | 1389.3805 | 1516.7608 | 1598.8712 | 1913.5225 | 1854.5882 | 1869.6995 | 1830.3593 | 1794.2134 | 1782.9618 | 1836.5549 | 1908.7653 | 1986.2406 | 2160.951 | 2323.2403 | 2340.785
Commercial_Warehouse (ID)_New_Food Preparation_Natural Gas_Range_E3_Baseline Forecast | Commercial | Warehouse (ID) | New | Food Preparation | Natural Gas | Range | E3 |  | Baseline Forecast | 0 | 0 | 0 | 0 | 0 | 0 | 0 | 0 | 0 | 0 | 0 | 0 | 0 | 0 | 0 | 0 | 0 | 0 | 0 | 0 | 0 | 0 | 0 | 0 | 0 | 0 | 0
Commercial_Warehouse (ID)_New_Food Preparation_Natural Gas_Range_E4_Baseline Forecast | Commercial | Warehouse (ID) | New | Food Preparation | Natural Gas | Range | E4 |  | Baseline Forecast | 0 | 0 | 0 | 0 | 0 | 0 | 0 | 0 | 0 | 0 | 0 | 0 | 0 | 0 | 0 | 0 | 0 | 0 | 0 | 0 | 0 | 0 | 0 | 0 | 0 | 0 | 0
Commercial_Warehouse (ID)_New_Food Preparation_Natural Gas_Range_E5_Baseline Forecast | Commercial | Warehouse (ID) | New | Food Preparation | Natural Gas | Range | E5 |  | Baseline Forecast | 0 | 0 | 0 | 0 | 0 | 0 | 0 | 0 | 0 | 0 | 0 | 0 | 0 | 0 | 0 | 0 | 0 | 0 | 0 | 0 | 0 | 0 | 0 | 0 | 0 | 0 | 0
Commercial_Warehouse (ID)_New_Food Preparation_Natural Gas_Range_E6_Baseline Forecast | Commercial | Warehouse (ID) | New | Food Preparation | Natural Gas | Range | E6 |  | Baseline Forecast | 0 | 0 | 0 | 0 | 0 | 0 | 0 | 0 | 0 | 0 | 0 | 0 | 0 | 0 | 0 | 0 | 0 | 0 | 0 | 0 | 0 | 0 | 0 | 0 | 0 | 0 | 0
Commercial_Warehouse (ID)_New_Food Preparation_Natural Gas_Range_E7_Baseline Forecast | Commercial | Warehouse (ID) | New | Food Preparation | Natural Gas | Range | E7 |  | Baseline Forecast | 0 | 0 | 0 | 0 | 0 | 0 | 0 | 0 | 0 | 0 | 0 | 0 | 0 | 0 | 0 | 0 | 0 | 0 | 0 | 0 | 0 | 0 | 0 | 0 | 0 | 0 | 0
Commercial_Warehouse (ID)_New_Food Preparation_Natural Gas_Range_E8_Baseline Forecast | Commercial | Warehouse (ID) | New | Food Preparation | Natural Gas | Range | E8 |  | Baseline Forecast | 0 | 0 | 0 | 0 | 0 | 0 | 0 | 0 | 0 | 0 | 0 | 0 | 0 | 0 | 0 | 0 | 0 | 0 | 0 | 0 | 0 | 0 | 0 | 0 | 0 | 0 | 0
Commercial_Warehouse (ID)_New_Food Preparation_Natural Gas_Range_E9_Baseline Forecast | Commercial | Warehouse (ID) | New | Food Preparation | Natural Gas | Range | E9 |  | Baseline Forecast | 0 | 0 | 0 | 0 | 0 | 0 | 0 | 0 | 0 | 0 | 0 | 0 | 0 | 0 | 0 | 0 | 0 | 0 | 0 | 0 | 0 | 0 | 0 | 0 | 0 | 0 | 0
Commercial_Warehouse (ID)_New_Food Preparation_Natural Gas_Range_E10_Baseline Forecast | Commercial | Warehouse (ID) | New | Food Preparation | Natural Gas | Range | E10 |  | Baseline Forecast | 0 | 0 | 0 | 0 | 0 | 0 | 0 | 0 | 0 | 0 | 0 | 0 | 0 | 0 | 0 | 0 | 0 | 0 | 0 | 0 | 0 | 0 | 0 | 0 | 0 | 0 | 0
Commercial_Warehouse (ID)_New_Food Preparation_Natural Gas_Steamer_E1_Baseline Forecast | Commercial | Warehouse (ID) | New | Food Preparation | Natural Gas | Steamer | E1 | Standard | Baseline Forecast | 0 | 0 | 0 | 0 | 0 | 0 | 0 | 0 | 0 | 0 | 0 | 0 | 0 | 0 | 0 | 0 | 0 | 0 | 0 | 0 | 0 | 0 | 0 | 0 | 0 | 0 | 0
Commercial_Warehouse (ID)_New_Food Preparation_Natural Gas_Steamer_E2_Baseline Forecast | Commercial | Warehouse (ID) | New | Food Preparation | Natural Gas | Steamer | E2 | ENERGY STAR | Baseline Forecast | 0 | 0 | 0 | 0 | 0 | 0 | 0 | 0 | 0 | 0 | 0 | 0 | 0 | 0 | 0 | 0 | 0 | 0 | 0 | 0 | 0 | 0 | 0 | 0 | 0 | 0 | 0
Commercial_Warehouse (ID)_New_Food Preparation_Natural Gas_Steamer_E3_Baseline Forecast | Commercial | Warehouse (ID) | New | Food Preparation | Natural Gas | Steamer | E3 |  | Baseline Forecast | 0 | 0 | 0 | 0 | 0 | 0 | 0 | 0 | 0 | 0 | 0 | 0 | 0 | 0 | 0 | 0 | 0 | 0 | 0 | 0 | 0 | 0 | 0 | 0 | 0 | 0 | 0
Commercial_Warehouse (ID)_New_Food Preparation_Natural Gas_Steamer_E4_Baseline Forecast | Commercial | Warehouse (ID) | New | Food Preparation | Natural Gas | Steamer | E4 |  | Baseline Forecast | 0 | 0 | 0 | 0 | 0 | 0 | 0 | 0 | 0 | 0 | 0 | 0 | 0 | 0 | 0 | 0 | 0 | 0 | 0 | 0 | 0 | 0 | 0 | 0 | 0 | 0 | 0
Commercial_Warehouse (ID)_New_Food Preparation_Natural Gas_Steamer_E5_Baseline Forecast | Commercial | Warehouse (ID) | New | Food Preparation | Natural Gas | Steamer | E5 |  | Baseline Forecast | 0 | 0 | 0 | 0 | 0 | 0 | 0 | 0 | 0 | 0 | 0 | 0 | 0 | 0 | 0 | 0 | 0 | 0 | 0 | 0 | 0 | 0 | 0 | 0 | 0 | 0 | 0
Commercial_Warehouse (ID)_New_Food Preparation_Natural Gas_Steamer_E6_Baseline Forecast | Commercial | Warehouse (ID) | New | Food Preparation | Natural Gas | Steamer | E6 |  | Baseline Forecast | 0 | 0 | 0 | 0 | 0 | 0 | 0 | 0 | 0 | 0 | 0 | 0 | 0 | 0 | 0 | 0 | 0 | 0 | 0 | 0 | 0 | 0 | 0 | 0 | 0 | 0 | 0
Commercial_Warehouse (ID)_New_Food Preparation_Natural Gas_Steamer_E7_Baseline Forecast | Commercial | Warehouse (ID) | New | Food Preparation | Natural Gas | Steamer | E7 |  | Baseline Forecast | 0 | 0 | 0 | 0 | 0 | 0 | 0 | 0 | 0 | 0 | 0 | 0 | 0 | 0 | 0 | 0 | 0 | 0 | 0 | 0 | 0 | 0 | 0 | 0 | 0 | 0 | 0
Commercial_Warehouse (ID)_New_Food Preparation_Natural Gas_Steamer_E8_Baseline Forecast | Commercial | Warehouse (ID) | New | Food Preparation | Natural Gas | Steamer | E8 |  | Baseline Forecast | 0 | 0 | 0 | 0 | 0 | 0 | 0 | 0 | 0 | 0 | 0 | 0 | 0 | 0 | 0 | 0 | 0 | 0 | 0 | 0 | 0 | 0 | 0 | 0 | 0 | 0 | 0
Commercial_Warehouse (ID)_New_Food Preparation_Natural Gas_Steamer_E9_Baseline Forecast | Commercial | Warehouse (ID) | New | Food Preparation | Natural Gas | Steamer | E9 |  | Baseline Forecast | 0 | 0 | 0 | 0 | 0 | 0 | 0 | 0 | 0 | 0 | 0 | 0 | 0 | 0 | 0 | 0 | 0 | 0 | 0 | 0 | 0 | 0 | 0 | 0 | 0 | 0 | 0
Commercial_Warehouse (ID)_New_Food Preparation_Natural Gas_Steamer_E10_Baseline Forecast | Commercial | Warehouse (ID) | New | Food Preparation | Natural Gas | Steamer | E10 |  | Baseline Forecast | 0 | 0 | 0 | 0 | 0 | 0 | 0 | 0 | 0 | 0 | 0 | 0 | 0 | 0 | 0 | 0 | 0 | 0 | 0 | 0 | 0 | 0 | 0 | 0 | 0 | 0 | 0
Commercial_Warehouse (ID)_New_Food Preparation_Natural Gas_Food Prep Other_E1_Baseline Forecast | Commercial | Warehouse (ID) | New | Food Preparation | Natural Gas | Food Prep Other | E1 | Standard | Baseline Forecast | 0 | 0 | 0 | 0 | 0 | 0 | 0 | 0 | 0 | 0 | 0 | 0 | 0 | 0 | 0 | 0 | 0 | 0 | 0 | 0 | 0 | 0 | 0 | 0 | 0 | 0 | 0
Commercial_Warehouse (ID)_New_Food Preparation_Natural Gas_Food Prep Other_E2_Baseline Forecast | Commercial | Warehouse (ID) | New | Food Preparation | Natural Gas | Food Prep Other | E2 | ENERGY STAR | Baseline Forecast | 0 | 0 | 0 | 0 | 0 | 0 | 0 | 0 | 0 | 0 | 0 | 0 | 0 | 0 | 0 | 0 | 0 | 0 | 0 | 0 | 0 | 0 | 0 | 0 | 0 | 0 | 0
Commercial_Warehouse (ID)_New_Food Preparation_Natural Gas_Food Prep Other_E3_Baseline Forecast | Commercial | Warehouse (ID) | New | Food Preparation | Natural Gas | Food Prep Other | E3 |  | Baseline Forecast | 0 | 0 | 0 | 0 | 0 | 0 | 0 | 0 | 0 | 0 | 0 | 0 | 0 | 0 | 0 | 0 | 0 | 0 | 0 | 0 | 0 | 0 | 0 | 0 | 0 | 0 | 0
Commercial_Warehouse (ID)_New_Food Preparation_Natural Gas_Food Prep Other_E4_Baseline Forecast | Commercial | Warehouse (ID) | New | Food Preparation | Natural Gas | Food Prep Other | E4 |  | Baseline Forecast | 0 | 0 | 0 | 0 | 0 | 0 | 0 | 0 | 0 | 0 | 0 | 0 | 0 | 0 | 0 | 0 | 0 | 0 | 0 | 0 | 0 | 0 | 0 | 0 | 0 | 0 | 0
Commercial_Warehouse (ID)_New_Food Preparation_Natural Gas_Food Prep Other_E5_Baseline Forecast | Commercial | Warehouse (ID) | New | Food Preparation | Natural Gas | Food Prep Other | E5 |  | Baseline Forecast | 0 | 0 | 0 | 0 | 0 | 0 | 0 | 0 | 0 | 0 | 0 | 0 | 0 | 0 | 0 | 0 | 0 | 0 | 0 | 0 | 0 | 0 | 0 | 0 | 0 | 0 | 0
Commercial_Warehouse (ID)_New_Food Preparation_Natural Gas_Food Prep Other_E6_Baseline Forecast | Commercial | Warehouse (ID) | New | Food Preparation | Natural Gas | Food Prep Other | E6 |  | Baseline Forecast | 0 | 0 | 0 | 0 | 0 | 0 | 0 | 0 | 0 | 0 | 0 | 0 | 0 | 0 | 0 | 0 | 0 | 0 | 0 | 0 | 0 | 0 | 0 | 0 | 0 | 0 | 0
Commercial_Warehouse (ID)_New_Food Preparation_Natural Gas_Food Prep Other_E7_Baseline Forecast | Commercial | Warehouse (ID) | New | Food Preparation | Natural Gas | Food Prep Other | E7 |  | Baseline Forecast | 0 | 0 | 0 | 0 | 0 | 0 | 0 | 0 | 0 | 0 | 0 | 0 | 0 | 0 | 0 | 0 | 0 | 0 | 0 | 0 | 0 | 0 | 0 | 0 | 0 | 0 | 0
Commercial_Warehouse (ID)_New_Food Preparation_Natural Gas_Food Prep Other_E8_Baseline Forecast | Commercial | Warehouse (ID) | New | Food Preparation | Natural Gas | Food Prep Other | E8 |  | Baseline Forecast | 0 | 0 | 0 | 0 | 0 | 0 | 0 | 0 | 0 | 0 | 0 | 0 | 0 | 0 | 0 | 0 | 0 | 0 | 0 | 0 | 0 | 0 | 0 | 0 | 0 | 0 | 0
Commercial_Warehouse (ID)_New_Food Preparation_Natural Gas_Food Prep Other_E9_Baseline Forecast | Commercial | Warehouse (ID) | New | Food Preparation | Natural Gas | Food Prep Other | E9 |  | Baseline Forecast | 0 | 0 | 0 | 0 | 0 | 0 | 0 | 0 | 0 | 0 | 0 | 0 | 0 | 0 | 0 | 0 | 0 | 0 | 0 | 0 | 0 | 0 | 0 | 0 | 0 | 0 | 0
Commercial_Warehouse (ID)_New_Food Preparation_Natural Gas_Food Prep Other_E10_Baseline Forecast | Commercial | Warehouse (ID) | New | Food Preparation | Natural Gas | Food Prep Other | E10 |  | Baseline Forecast | 0 | 0 | 0 | 0 | 0 | 0 | 0 | 0 | 0 | 0 | 0 | 0 | 0 | 0 | 0 | 0 | 0 | 0 | 0 | 0 | 0 | 0 | 0 | 0 | 0 | 0 | 0
Commercial_Warehouse (ID)_New_Miscellaneous_Natural Gas_Pool Heater_E1_Baseline Forecast | Commercial | Warehouse (ID) | New | Miscellaneous | Natural Gas | Pool Heater | E1 | Standard (EF .82) | Baseline Forecast | 0 | 0 | 0 | 0 | 0 | 0 | 0 | 0 | 0 | 0 | 0 | 0 | 0 | 0 | 0 | 0 | 0 | 0 | 0 | 0 | 0 | 0 | 0 | 0 | 0 | 0 | 0
Commercial_Warehouse (ID)_New_Miscellaneous_Natural Gas_Pool Heater_E2_Baseline Forecast | Commercial | Warehouse (ID) | New | Miscellaneous | Natural Gas | Pool Heater | E2 | Condensing (EF .90) | Baseline Forecast | 0 | 0 | 0 | 0 | 0 | 0 | 0 | 0 | 0 | 0 | 0 | 0 | 0 | 0 | 0 | 0 | 0 | 0 | 0 | 0 | 0 | 0 | 0 | 0 | 0 | 0 | 0
Commercial_Warehouse (ID)_New_Miscellaneous_Natural Gas_Pool Heater_E3_Baseline Forecast | Commercial | Warehouse (ID) | New | Miscellaneous | Natural Gas | Pool Heater | E3 |  | Baseline Forecast | 0 | 0 | 0 | 0 | 0 | 0 | 0 | 0 | 0 | 0 | 0 | 0 | 0 | 0 | 0 | 0 | 0 | 0 | 0 | 0 | 0 | 0 | 0 | 0 | 0 | 0 | 0
Commercial_Warehouse (ID)_New_Miscellaneous_Natural Gas_Pool Heater_E4_Baseline Forecast | Commercial | Warehouse (ID) | New | Miscellaneous | Natural Gas | Pool Heater | E4 |  | Baseline Forecast | 0 | 0 | 0 | 0 | 0 | 0 | 0 | 0 | 0 | 0 | 0 | 0 | 0 | 0 | 0 | 0 | 0 | 0 | 0 | 0 | 0 | 0 | 0 | 0 | 0 | 0 | 0
Commercial_Warehouse (ID)_New_Miscellaneous_Natural Gas_Pool Heater_E5_Baseline Forecast | Commercial | Warehouse (ID) | New | Miscellaneous | Natural Gas | Pool Heater | E5 |  | Baseline Forecast | 0 | 0 | 0 | 0 | 0 | 0 | 0 | 0 | 0 | 0 | 0 | 0 | 0 | 0 | 0 | 0 | 0 | 0 | 0 | 0 | 0 | 0 | 0 | 0 | 0 | 0 | 0
Commercial_Warehouse (ID)_New_Miscellaneous_Natural Gas_Pool Heater_E6_Baseline Forecast | Commercial | Warehouse (ID) | New | Miscellaneous | Natural Gas | Pool Heater | E6 |  | Baseline Forecast | 0 | 0 | 0 | 0 | 0 | 0 | 0 | 0 | 0 | 0 | 0 | 0 | 0 | 0 | 0 | 0 | 0 | 0 | 0 | 0 | 0 | 0 | 0 | 0 | 0 | 0 | 0
Commercial_Warehouse (ID)_New_Miscellaneous_Natural Gas_Pool Heater_E7_Baseline Forecast | Commercial | Warehouse (ID) | New | Miscellaneous | Natural Gas | Pool Heater | E7 |  | Baseline Forecast | 0 | 0 | 0 | 0 | 0 | 0 | 0 | 0 | 0 | 0 | 0 | 0 | 0 | 0 | 0 | 0 | 0 | 0 | 0 | 0 | 0 | 0 | 0 | 0 | 0 | 0 | 0
Commercial_Warehouse (ID)_New_Miscellaneous_Natural Gas_Pool Heater_E8_Baseline Forecast | Commercial | Warehouse (ID) | New | Miscellaneous | Natural Gas | Pool Heater | E8 |  | Baseline Forecast | 0 | 0 | 0 | 0 | 0 | 0 | 0 | 0 | 0 | 0 | 0 | 0 | 0 | 0 | 0 | 0 | 0 | 0 | 0 | 0 | 0 | 0 | 0 | 0 | 0 | 0 | 0
Commercial_Warehouse (ID)_New_Miscellaneous_Natural Gas_Pool Heater_E9_Baseline Forecast | Commercial | Warehouse (ID) | New | Miscellaneous | Natural Gas | Pool Heater | E9 |  | Baseline Forecast | 0 | 0 | 0 | 0 | 0 | 0 | 0 | 0 | 0 | 0 | 0 | 0 | 0 | 0 | 0 | 0 | 0 | 0 | 0 | 0 | 0 | 0 | 0 | 0 | 0 | 0 | 0
Commercial_Warehouse (ID)_New_Miscellaneous_Natural Gas_Pool Heater_E10_Baseline Forecast | Commercial | Warehouse (ID) | New | Miscellaneous | Natural Gas | Pool Heater | E10 |  | Baseline Forecast | 0 | 0 | 0 | 0 | 0 | 0 | 0 | 0 | 0 | 0 | 0 | 0 | 0 | 0 | 0 | 0 | 0 | 0 | 0 | 0 | 0 | 0 | 0 | 0 | 0 | 0 | 0
Commercial_Warehouse (ID)_New_Miscellaneous_Natural Gas_Miscellaneous_E1_Baseline Forecast | Commercial | Warehouse (ID) | New | Miscellaneous | Natural Gas | Miscellaneous | E1 | Standard | Baseline Forecast | 0 | 114692.8632 | 107031.8017 | 128907.7963 | 148337.4058 | 148475.3652 | 147419.0139 | 158983.4105 | 168885.8055 | 176058.2215 | 185609.9795 | 229889.7879 | 231762.8091 | 243303.4367 | 259324.3685 | 267358.5547 | 275114.4769 | 287299.754 | 298660.5645 | 308116.3906 | 317898.8289 | 338436.3132 | 345400.9791 | 356172.5001 | 368363.1459 | 382445.9508 | 383538.2693
Commercial_Warehouse (ID)_New_Miscellaneous_Natural Gas_Miscellaneous_E2_Baseline Forecast | Commercial | Warehouse (ID) | New | Miscellaneous | Natural Gas | Miscellaneous | E2 |  | Baseline Forecast | 0 | 0 | 0 | 0 | 0 | 0 | 0 | 0 | 0 | 0 | 0 | 0 | 0 | 0 | 0 | 0 | 0 | 0 | 0 | 0 | 0 | 0 | 0 | 0 | 0 | 0 | 0
Commercial_Warehouse (ID)_New_Miscellaneous_Natural Gas_Miscellaneous_E3_Baseline Forecast | Commercial | Warehouse (ID) | New | Miscellaneous | Natural Gas | Miscellaneous | E3 |  | Baseline Forecast | 0 | 0 | 0 | 0 | 0 | 0 | 0 | 0 | 0 | 0 | 0 | 0 | 0 | 0 | 0 | 0 | 0 | 0 | 0 | 0 | 0 | 0 | 0 | 0 | 0 | 0 | 0
Commercial_Warehouse (ID)_New_Miscellaneous_Natural Gas_Miscellaneous_E4_Baseline Forecast | Commercial | Warehouse (ID) | New | Miscellaneous | Natural Gas | Miscellaneous | E4 |  | Baseline Forecast | 0 | 0 | 0 | 0 | 0 | 0 | 0 | 0 | 0 | 0 | 0 | 0 | 0 | 0 | 0 | 0 | 0 | 0 | 0 | 0 | 0 | 0 | 0 | 0 | 0 | 0 | 0
Commercial_Warehouse (ID)_New_Miscellaneous_Natural Gas_Miscellaneous_E5_Baseline Forecast | Commercial | Warehouse (ID) | New | Miscellaneous | Natural Gas | Miscellaneous | E5 |  | Baseline Forecast | 0 | 0 | 0 | 0 | 0 | 0 | 0 | 0 | 0 | 0 | 0 | 0 | 0 | 0 | 0 | 0 | 0 | 0 | 0 | 0 | 0 | 0 | 0 | 0 | 0 | 0 | 0
Commercial_Warehouse (ID)_New_Miscellaneous_Natural Gas_Miscellaneous_E6_Baseline Forecast | Commercial | Warehouse (ID) | New | Miscellaneous | Natural Gas | Miscellaneous | E6 |  | Baseline Forecast | 0 | 0 | 0 | 0 | 0 | 0 | 0 | 0 | 0 | 0 | 0 | 0 | 0 | 0 | 0 | 0 | 0 | 0 | 0 | 0 | 0 | 0 | 0 | 0 | 0 | 0 | 0
Commercial_Warehouse (ID)_New_Miscellaneous_Natural Gas_Miscellaneous_E7_Baseline Forecast | Commercial | Warehouse (ID) | New | Miscellaneous | Natural Gas | Miscellaneous | E7 |  | Baseline Forecast | 0 | 0 | 0 | 0 | 0 | 0 | 0 | 0 | 0 | 0 | 0 | 0 | 0 | 0 | 0 | 0 | 0 | 0 | 0 | 0 | 0 | 0 | 0 | 0 | 0 | 0 | 0
Commercial_Warehouse (ID)_New_Miscellaneous_Natural Gas_Miscellaneous_E8_Baseline Forecast | Commercial | Warehouse (ID) | New | Miscellaneous | Natural Gas | Miscellaneous | E8 |  | Baseline Forecast | 0 | 0 | 0 | 0 | 0 | 0 | 0 | 0 | 0 | 0 | 0 | 0 | 0 | 0 | 0 | 0 | 0 | 0 | 0 | 0 | 0 | 0 | 0 | 0 | 0 | 0 | 0
Commercial_Warehouse (ID)_New_Miscellaneous_Natural Gas_Miscellaneous_E9_Baseline Forecast | Commercial | Warehouse (ID) | New | Miscellaneous | Natural Gas | Miscellaneous | E9 |  | Baseline Forecast | 0 | 0 | 0 | 0 | 0 | 0 | 0 | 0 | 0 | 0 | 0 | 0 | 0 | 0 | 0 | 0 | 0 | 0 | 0 | 0 | 0 | 0 | 0 | 0 | 0 | 0 | 0
Commercial_Warehouse (ID)_New_Miscellaneous_Natural Gas_Miscellaneous_E10_Baseline Forecast | Commercial | Warehouse (ID) | New | Miscellaneous | Natural Gas | Miscellaneous | E10 |  | Baseline Forecast | 0 | 0 | 0 | 0 | 0 | 0 | 0 | 0 | 0 | 0 | 0 | 0 | 0 | 0 | 0 | 0 | 0 | 0 | 0 | 0 | 0 | 0 | 0 | 0 | 0 | 0 | 0
Commercial_Miscellaneous (ID)_Existing_Space Heating_Natural Gas_Furnace_E1_Baseline Forecast | Commercial | Miscellaneous (ID) | Existing | Space Heating | Natural Gas | Furnace | E1 | AFUE 80% (Standard) | Baseline Forecast | 0 | 258185.9855 | 262384.5429 | 265588.7635 | 267914.0552 | 269463.3625 | 270328.4984 | 270591.3329 | 270324.8558 | 269594.1258 | 268457.1185 | 266965.4838 | 257896.0208 | 250108.4356 | 243391.4472 | 237564.9584 | 232475.7963 | 227994.0069 | 224009.6339 | 220429.9206 | 217176.8811 | 214185.1944 | 211400.3792 | 264342.8846 | 256826.395 | 249406.3596 | 242160.7123
Commercial_Miscellaneous (ID)_Existing_Space Heating_Natural Gas_Furnace_E2_Baseline Forecast | Commercial | Miscellaneous (ID) | Existing | Space Heating | Natural Gas | Furnace | E2 | AFUE 90% | Baseline Forecast | 0 | 0 | 0 | 0 | 0 | 0 | 0 | 0 | 0 | 0 | 0 | 0 | 0 | 0 | 0 | 0 | 0 | 0 | 0 | 0 | 0 | 0 | 0 | 0 | 0 | 0 | 0
Commercial_Miscellaneous (ID)_Existing_Space Heating_Natural Gas_Furnace_E3_Baseline Forecast | Commercial | Miscellaneous (ID) | Existing | Space Heating | Natural Gas | Furnace | E3 | AFUE 96% | Baseline Forecast | 0 | 0 | 0 | 0 | 0 | 0 | 0 | 0 | 0 | 0 | 0 | 0 | 0 | 0 | 0 | 0 | 0 | 0 | 0 | 0 | 0 | 0 | 0 | 0 | 0 | 0 | 0
Commercial_Miscellaneous (ID)_Existing_Space Heating_Natural Gas_Furnace_E4_Baseline Forecast | Commercial | Miscellaneous (ID) | Existing | Space Heating | Natural Gas | Furnace | E4 |  | Baseline Forecast | 0 | 0 | 0 | 0 | 0 | 0 | 0 | 0 | 0 | 0 | 0 | 0 | 0 | 0 | 0 | 0 | 0 | 0 | 0 | 0 | 0 | 0 | 0 | 0 | 0 | 0 | 0
Commercial_Miscellaneous (ID)_Existing_Space Heating_Natural Gas_Furnace_E5_Baseline Forecast | Commercial | Miscellaneous (ID) | Existing | Space Heating | Natural Gas | Furnace | E5 |  | Baseline Forecast | 0 | 0 | 0 | 0 | 0 | 0 | 0 | 0 | 0 | 0 | 0 | 0 | 0 | 0 | 0 | 0 | 0 | 0 | 0 | 0 | 0 | 0 | 0 | 0 | 0 | 0 | 0
Commercial_Miscellaneous (ID)_Existing_Space Heating_Natural Gas_Furnace_E6_Baseline Forecast | Commercial | Miscellaneous (ID) | Existing | Space Heating | Natural Gas | Furnace | E6 |  | Baseline Forecast | 0 | 0 | 0 | 0 | 0 | 0 | 0 | 0 | 0 | 0 | 0 | 0 | 0 | 0 | 0 | 0 | 0 | 0 | 0 | 0 | 0 | 0 | 0 | 0 | 0 | 0 | 0
Commercial_Miscellaneous (ID)_Existing_Space Heating_Natural Gas_Furnace_E7_Baseline Forecast | Commercial | Miscellaneous (ID) | Existing | Space Heating | Natural Gas | Furnace | E7 |  | Baseline Forecast | 0 | 0 | 0 | 0 | 0 | 0 | 0 | 0 | 0 | 0 | 0 | 0 | 0 | 0 | 0 | 0 | 0 | 0 | 0 | 0 | 0 | 0 | 0 | 0 | 0 | 0 | 0
Commercial_Miscellaneous (ID)_Existing_Space Heating_Natural Gas_Furnace_E8_Baseline Forecast | Commercial | Miscellaneous (ID) | Existing | Space Heating | Natural Gas | Furnace | E8 |  | Baseline Forecast | 0 | 0 | 0 | 0 | 0 | 0 | 0 | 0 | 0 | 0 | 0 | 0 | 0 | 0 | 0 | 0 | 0 | 0 | 0 | 0 | 0 | 0 | 0 | 0 | 0 | 0 | 0
Commercial_Miscellaneous (ID)_Existing_Space Heating_Natural Gas_Furnace_E9_Baseline Forecast | Commercial | Miscellaneous (ID) | Existing | Space Heating | Natural Gas | Furnace | E9 |  | Baseline Forecast | 0 | 0 | 0 | 0 | 0 | 0 | 0 | 0 | 0 | 0 | 0 | 0 | 0 | 0 | 0 | 0 | 0 | 0 | 0 | 0 | 0 | 0 | 0 | 0 | 0 | 0 | 0
Commercial_Miscellaneous (ID)_Existing_Space Heating_Natural Gas_Furnace_E10_Baseline Forecast | Commercial | Miscellaneous (ID) | Existing | Space Heating | Natural Gas | Furnace | E10 |  | Baseline Forecast | 0 | 0 | 0 | 0 | 0 | 0 | 0 | 0 | 0 | 0 | 0 | 0 | 0 | 0 | 0 | 0 | 0 | 0 | 0 | 0 | 0 | 0 | 0 | 0 | 0 | 0 | 0
Commercial_Miscellaneous (ID)_Existing_Space Heating_Natural Gas_Boiler_E1_Baseline Forecast | Commercial | Miscellaneous (ID) | Existing | Space Heating | Natural Gas | Boiler | E1 | AFUE 80% (Standard) | Baseline Forecast | 0 | 34631.4634 | 37926.7139 | 40315.2143 | 42786.7639 | 44479.1103 | 46308.9887 | 47380.1373 | 48706.9754 | 49287.5162 | 50221.8302 | 50415.621 | 51045.5428 | 50935.0629 | 51330.9179 | 51145.6128 | 51365.3034 | 50835.1064 | 50224.0153 | 50421.418 | 49867.0317 | 49104.8513 | 49152.7331 | 48654.7068 | 48128.0234 | 47577.1464 | 47006.0395
Commercial_Miscellaneous (ID)_Existing_Space Heating_Natural Gas_Boiler_E2_Baseline Forecast | Commercial | Miscellaneous (ID) | Existing | Space Heating | Natural Gas | Boiler | E2 | AFUE 85% | Baseline Forecast | 0 | 0 | 0 | 0 | 0 | 0 | 0 | 0 | 0 | 0 | 0 | 0 | 0 | 0 | 0 | 0 | 0 | 0 | 0 | 0 | 0 | 0 | 0 | 0 | 0 | 0 | 0
Commercial_Miscellaneous (ID)_Existing_Space Heating_Natural Gas_Boiler_E3_Baseline Forecast | Commercial | Miscellaneous (ID) | Existing | Space Heating | Natural Gas | Boiler | E3 | AFUE 97% | Baseline Forecast | 0 | 11019.102 | 11830.9714 | 12957.1396 | 13473.6201 | 14301.4173 | 14576.2408 | 15241.1631 | 15323.5428 | 15862.6489 | 15791.6771 | 16234.603 | 16041.248 | 16411.7579 | 16120.4535 | 16273.6041 | 15901.7893 | 16174.8066 | 16436.9505 | 15810.6686 | 15866.7828 | 16070.6786 | 15412.8465 | 15256.6801 | 15091.5277 | 14918.789 | 14739.7067
Commercial_Miscellaneous (ID)_Existing_Space Heating_Natural Gas_Boiler_E4_Baseline Forecast | Commercial | Miscellaneous (ID) | Existing | Space Heating | Natural Gas | Boiler | E4 | Convert to NG Air Source Heat Pump | Baseline Forecast | 0 | 0 | 0 | 0 | 0 | 0 | 0 | 0 | 0 | 0 | 0 | 0 | 0 | 0 | 0 | 0 | 0 | 0 | 0 | 0 | 0 | 0 | 0 | 0 | 0 | 0 | 0
Commercial_Miscellaneous (ID)_Existing_Space Heating_Natural Gas_Boiler_E5_Baseline Forecast | Commercial | Miscellaneous (ID) | Existing | Space Heating | Natural Gas | Boiler | E5 |  | Baseline Forecast | 0 | 0 | 0 | 0 | 0 | 0 | 0 | 0 | 0 | 0 | 0 | 0 | 0 | 0 | 0 | 0 | 0 | 0 | 0 | 0 | 0 | 0 | 0 | 0 | 0 | 0 | 0
Commercial_Miscellaneous (ID)_Existing_Space Heating_Natural Gas_Boiler_E6_Baseline Forecast | Commercial | Miscellaneous (ID) | Existing | Space Heating | Natural Gas | Boiler | E6 |  | Baseline Forecast | 0 | 0 | 0 | 0 | 0 | 0 | 0 | 0 | 0 | 0 | 0 | 0 | 0 | 0 | 0 | 0 | 0 | 0 | 0 | 0 | 0 | 0 | 0 | 0 | 0 | 0 | 0
Commercial_Miscellaneous (ID)_Existing_Space Heating_Natural Gas_Boiler_E7_Baseline Forecast | Commercial | Miscellaneous (ID) | Existing | Space Heating | Natural Gas | Boiler | E7 |  | Baseline Forecast | 0 | 0 | 0 | 0 | 0 | 0 | 0 | 0 | 0 | 0 | 0 | 0 | 0 | 0 | 0 | 0 | 0 | 0 | 0 | 0 | 0 | 0 | 0 | 0 | 0 | 0 | 0
Commercial_Miscellaneous (ID)_Existing_Space Heating_Natural Gas_Boiler_E8_Baseline Forecast | Commercial | Miscellaneous (ID) | Existing | Space Heating | Natural Gas | Boiler | E8 |  | Baseline Forecast | 0 | 0 | 0 | 0 | 0 | 0 | 0 | 0 | 0 | 0 | 0 | 0 | 0 | 0 | 0 | 0 | 0 | 0 | 0 | 0 | 0 | 0 | 0 | 0 | 0 | 0 | 0
Commercial_Miscellaneous (ID)_Existing_Space Heating_Natural Gas_Boiler_E9_Baseline Forecast | Commercial | Miscellaneous (ID) | Existing | Space Heating | Natural Gas | Boiler | E9 |  | Baseline Forecast | 0 | 0 | 0 | 0 | 0 | 0 | 0 | 0 | 0 | 0 | 0 | 0 | 0 | 0 | 0 | 0 | 0 | 0 | 0 | 0 | 0 | 0 | 0 | 0 | 0 | 0 | 0
Commercial_Miscellaneous (ID)_Existing_Space Heating_Natural Gas_Boiler_E10_Baseline Forecast | Commercial | Miscellaneous (ID) | Existing | Space Heating | Natural Gas | Boiler | E10 |  | Baseline Forecast | 0 | 0 | 0 | 0 | 0 | 0 | 0 | 0 | 0 | 0 | 0 | 0 | 0 | 0 | 0 | 0 | 0 | 0 | 0 | 0 | 0 | 0 | 0 | 0 | 0 | 0 | 0
Commercial_Miscellaneous (ID)_Existing_Space Heating_Natural Gas_Unit Heater_E1_Baseline Forecast | Commercial | Miscellaneous (ID) | Existing | Space Heating | Natural Gas | Unit Heater | E1 | Standard | Baseline Forecast | 0 | 40.2579 | 115.0947 | 219.4725 | 348.9256 | 499.4984 | 667.6904 | 850.407 | 1044.9152 | 1248.8046 | 1425.5274 | 1578.0727 | 1709.1096 | 1821.0209 | 1915.9342 | 1995.7485 | 2062.1591 | 1845.1387 | 1656.3997 | 1494.9611 | 1359.639 | 1249.1033 | 1161.925 | 1096.6142 | 1051.6518 | 1025.5146 | 1014.3265
Commercial_Miscellaneous (ID)_Existing_Space Heating_Natural Gas_Unit Heater_E2_Baseline Forecast | Commercial | Miscellaneous (ID) | Existing | Space Heating | Natural Gas | Unit Heater | E2 | Condensing | Baseline Forecast | 0 | 0 | 0 | 0 | 0 | 0 | 0 | 0 | 0 | 0 | 0 | 0 | 0 | 0 | 0 | 0 | 0 | 0 | 0 | 0 | 0 | 0 | 0 | 0 | 0 | 0 | 0
Commercial_Miscellaneous (ID)_Existing_Space Heating_Natural Gas_Unit Heater_E3_Baseline Forecast | Commercial | Miscellaneous (ID) | Existing | Space Heating | Natural Gas | Unit Heater | E3 | Infrared Radiant | Baseline Forecast | 0 | 0 | 0 | 0 | 0 | 0 | 0 | 0 | 0 | 0 | 0 | 0 | 0 | 0 | 0 | 0 | 0 | 0 | 0 | 0 | 0 | 0 | 0 | 0 | 0 | 0 | 0
Commercial_Miscellaneous (ID)_Existing_Space Heating_Natural Gas_Unit Heater_E4_Baseline Forecast | Commercial | Miscellaneous (ID) | Existing | Space Heating | Natural Gas | Unit Heater | E4 |  | Baseline Forecast | 0 | 0 | 0 | 0 | 0 | 0 | 0 | 0 | 0 | 0 | 0 | 0 | 0 | 0 | 0 | 0 | 0 | 0 | 0 | 0 | 0 | 0 | 0 | 0 | 0 | 0 | 0
Commercial_Miscellaneous (ID)_Existing_Space Heating_Natural Gas_Unit Heater_E5_Baseline Forecast | Commercial | Miscellaneous (ID) | Existing | Space Heating | Natural Gas | Unit Heater | E5 |  | Baseline Forecast | 0 | 0 | 0 | 0 | 0 | 0 | 0 | 0 | 0 | 0 | 0 | 0 | 0 | 0 | 0 | 0 | 0 | 0 | 0 | 0 | 0 | 0 | 0 | 0 | 0 | 0 | 0
Commercial_Miscellaneous (ID)_Existing_Space Heating_Natural Gas_Unit Heater_E6_Baseline Forecast | Commercial | Miscellaneous (ID) | Existing | Space Heating | Natural Gas | Unit Heater | E6 |  | Baseline Forecast | 0 | 0 | 0 | 0 | 0 | 0 | 0 | 0 | 0 | 0 | 0 | 0 | 0 | 0 | 0 | 0 | 0 | 0 | 0 | 0 | 0 | 0 | 0 | 0 | 0 | 0 | 0
Commercial_Miscellaneous (ID)_Existing_Space Heating_Natural Gas_Unit Heater_E7_Baseline Forecast | Commercial | Miscellaneous (ID) | Existing | Space Heating | Natural Gas | Unit Heater | E7 |  | Baseline Forecast | 0 | 0 | 0 | 0 | 0 | 0 | 0 | 0 | 0 | 0 | 0 | 0 | 0 | 0 | 0 | 0 | 0 | 0 | 0 | 0 | 0 | 0 | 0 | 0 | 0 | 0 | 0
Commercial_Miscellaneous (ID)_Existing_Space Heating_Natural Gas_Unit Heater_E8_Baseline Forecast | Commercial | Miscellaneous (ID) | Existing | Space Heating | Natural Gas | Unit Heater | E8 |  | Baseline Forecast | 0 | 0 | 0 | 0 | 0 | 0 | 0 | 0 | 0 | 0 | 0 | 0 | 0 | 0 | 0 | 0 | 0 | 0 | 0 | 0 | 0 | 0 | 0 | 0 | 0 | 0 | 0
Commercial_Miscellaneous (ID)_Existing_Space Heating_Natural Gas_Unit Heater_E9_Baseline Forecast | Commercial | Miscellaneous (ID) | Existing | Space Heating | Natural Gas | Unit Heater | E9 |  | Baseline Forecast | 0 | 0 | 0 | 0 | 0 | 0 | 0 | 0 | 0 | 0 | 0 | 0 | 0 | 0 | 0 | 0 | 0 | 0 | 0 | 0 | 0 | 0 | 0 | 0 | 0 | 0 | 0
Commercial_Miscellaneous (ID)_Existing_Space Heating_Natural Gas_Unit Heater_E10_Baseline Forecast | Commercial | Miscellaneous (ID) | Existing | Space Heating | Natural Gas | Unit Heater | E10 |  | Baseline Forecast | 0 | 0 | 0 | 0 | 0 | 0 | 0 | 0 | 0 | 0 | 0 | 0 | 0 | 0 | 0 | 0 | 0 | 0 | 0 | 0 | 0 | 0 | 0 | 0 | 0 | 0 | 0
Commercial_Miscellaneous (ID)_Existing_Water Heating_Natural Gas_Water Heater_E1_Baseline Forecast | Commercial | Miscellaneous (ID) | Existing | Water Heating | Natural Gas | Water Heater | E1 | TE 0.80 | Baseline Forecast | 0 | 120629.3577 | 131482.2184 | 140769.5563 | 148665.2779 | 155324.6324 | 160886.2028 | 165473.6842 | 169197.4725 | 172156.0838 | 174437.4227 | 176119.9154 | 166405.3354 | 158540.9951 | 152212.1514 | 147150.6641 | 143128.6283 | 139952.8347 | 137459.9539 | 135512.3531 | 133994.4653 | 132809.6411 | 131877.4201 | 156531.5118 | 154561.7728 | 152027.2387 | 149115.1887
Commercial_Miscellaneous (ID)_Existing_Water Heating_Natural Gas_Water Heater_E2_Baseline Forecast | Commercial | Miscellaneous (ID) | Existing | Water Heating | Natural Gas | Water Heater | E2 | TE 0.90 | Baseline Forecast | 0 | 0 | 0 | 0 | 0 | 0 | 0 | 0 | 0 | 0 | 0 | 0 | 0 | 0 | 0 | 0 | 0 | 0 | 0 | 0 | 0 | 0 | 0 | 0 | 0 | 0 | 0
Commercial_Miscellaneous (ID)_Existing_Water Heating_Natural Gas_Water Heater_E3_Baseline Forecast | Commercial | Miscellaneous (ID) | Existing | Water Heating | Natural Gas | Water Heater | E3 | TE 0.94 | Baseline Forecast | 0 | 136028.8501 | 148267.1824 | 158740.138 | 167643.824 | 175153.3088 | 181424.867 | 186597.9843 | 190797.1498 | 194133.4562 | 196706.0299 | 198603.3089 | 187648.5697 | 178780.2711 | 171643.4899 | 165935.8553 | 161400.3681 | 157819.1541 | 155008.0332 | 152811.8024 | 151100.1418 | 149764.0633 | 148712.8355 | 176514.258 | 174293.063 | 171434.9713 | 168151.1702
Commercial_Miscellaneous (ID)_Existing_Water Heating_Natural Gas_Water Heater_E4_Baseline Forecast | Commercial | Miscellaneous (ID) | Existing | Water Heating | Natural Gas | Water Heater | E4 | Instantaneous TE 0.94 | Baseline Forecast | 0 | 0 | 0 | 0 | 0 | 0 | 0 | 0 | 0 | 0 | 0 | 0 | 0 | 0 | 0 | 0 | 0 | 0 | 0 | 0 | 0 | 0 | 0 | 0 | 0 | 0 | 0
Commercial_Miscellaneous (ID)_Existing_Water Heating_Natural Gas_Water Heater_E5_Baseline Forecast | Commercial | Miscellaneous (ID) | Existing | Water Heating | Natural Gas | Water Heater | E5 | Gas-Fired Absorption HPWH | Baseline Forecast | 0 | 0 | 0 | 0 | 0 | 0 | 0 | 0 | 0 | 0 | 0 | 0 | 0 | 0 | 0 | 0 | 0 | 0 | 0 | 0 | 0 | 0 | 0 | 0 | 0 | 0 | 0
Commercial_Miscellaneous (ID)_Existing_Water Heating_Natural Gas_Water Heater_E6_Baseline Forecast | Commercial | Miscellaneous (ID) | Existing | Water Heating | Natural Gas | Water Heater | E6 |  | Baseline Forecast | 0 | 0 | 0 | 0 | 0 | 0 | 0 | 0 | 0 | 0 | 0 | 0 | 0 | 0 | 0 | 0 | 0 | 0 | 0 | 0 | 0 | 0 | 0 | 0 | 0 | 0 | 0
Commercial_Miscellaneous (ID)_Existing_Water Heating_Natural Gas_Water Heater_E7_Baseline Forecast | Commercial | Miscellaneous (ID) | Existing | Water Heating | Natural Gas | Water Heater | E7 |  | Baseline Forecast | 0 | 0 | 0 | 0 | 0 | 0 | 0 | 0 | 0 | 0 | 0 | 0 | 0 | 0 | 0 | 0 | 0 | 0 | 0 | 0 | 0 | 0 | 0 | 0 | 0 | 0 | 0
Commercial_Miscellaneous (ID)_Existing_Water Heating_Natural Gas_Water Heater_E8_Baseline Forecast | Commercial | Miscellaneous (ID) | Existing | Water Heating | Natural Gas | Water Heater | E8 |  | Baseline Forecast | 0 | 0 | 0 | 0 | 0 | 0 | 0 | 0 | 0 | 0 | 0 | 0 | 0 | 0 | 0 | 0 | 0 | 0 | 0 | 0 | 0 | 0 | 0 | 0 | 0 | 0 | 0
Commercial_Miscellaneous (ID)_Existing_Water Heating_Natural Gas_Water Heater_E9_Baseline Forecast | Commercial | Miscellaneous (ID) | Existing | Water Heating | Natural Gas | Water Heater | E9 |  | Baseline Forecast | 0 | 0 | 0 | 0 | 0 | 0 | 0 | 0 | 0 | 0 | 0 | 0 | 0 | 0 | 0 | 0 | 0 | 0 | 0 | 0 | 0 | 0 | 0 | 0 | 0 | 0 | 0
Commercial_Miscellaneous (ID)_Existing_Water Heating_Natural Gas_Water Heater_E10_Baseline Forecast | Commercial | Miscellaneous (ID) | Existing | Water Heating | Natural Gas | Water Heater | E10 |  | Baseline Forecast | 0 | 0 | 0 | 0 | 0 | 0 | 0 | 0 | 0 | 0 | 0 | 0 | 0 | 0 | 0 | 0 | 0 | 0 | 0 | 0 | 0 | 0 | 0 | 0 | 0 | 0 | 0
Commercial_Miscellaneous (ID)_Existing_Food Preparation_Natural Gas_Oven_E1_Baseline Forecast | Commercial | Miscellaneous (ID) | Existing | Food Preparation | Natural Gas | Oven | E1 | Standard | Baseline Forecast | 0 | 54351.5103 | 69438.7399 | 80839.9548 | 89351.1385 | 95597.9622 | 100072.198 | 103160.3485 | 105166.1549 | 106328.2927 | 92891.3362 | 84907.3551 | 80580.1517 | 78633.6734 | 78171.6825 | 89742.4826 | 91491.7173 | 92506.0198 | 92948.7369 | 90563.636 | 86980.8964 | 83155.0972 | 79602.8646 | 76564.8033 | 73159.2317 | 71853.8442 | 71724.1608
Commercial_Miscellaneous (ID)_Existing_Food Preparation_Natural Gas_Oven_E2_Baseline Forecast | Commercial | Miscellaneous (ID) | Existing | Food Preparation | Natural Gas | Oven | E2 | ENERGY STAR (>42% Baking Efficiency) | Baseline Forecast | 0 | 78213.149 | 99924.0403 | 116330.6666 | 128578.4676 | 137567.7992 | 144006.3337 | 148450.2577 | 151336.6619 | 153009.0066 | 133672.8984 | 122183.7549 | 115956.8037 | 113155.774 | 112490.9578 | 129141.6213 | 131658.8127 | 133118.4187 | 133755.4994 | 130323.2811 | 125167.6314 | 119662.213 | 114550.4637 | 110178.6193 | 105277.9188 | 103399.4343 | 103212.8168
Commercial_Miscellaneous (ID)_Existing_Food Preparation_Natural Gas_Oven_E3_Baseline Forecast | Commercial | Miscellaneous (ID) | Existing | Food Preparation | Natural Gas | Oven | E3 |  | Baseline Forecast | 0 | 0 | 0 | 0 | 0 | 0 | 0 | 0 | 0 | 0 | 0 | 0 | 0 | 0 | 0 | 0 | 0 | 0 | 0 | 0 | 0 | 0 | 0 | 0 | 0 | 0 | 0
Commercial_Miscellaneous (ID)_Existing_Food Preparation_Natural Gas_Oven_E4_Baseline Forecast | Commercial | Miscellaneous (ID) | Existing | Food Preparation | Natural Gas | Oven | E4 |  | Baseline Forecast | 0 | 0 | 0 | 0 | 0 | 0 | 0 | 0 | 0 | 0 | 0 | 0 | 0 | 0 | 0 | 0 | 0 | 0 | 0 | 0 | 0 | 0 | 0 | 0 | 0 | 0 | 0
Commercial_Miscellaneous (ID)_Existing_Food Preparation_Natural Gas_Oven_E5_Baseline Forecast | Commercial | Miscellaneous (ID) | Existing | Food Preparation | Natural Gas | Oven | E5 |  | Baseline Forecast | 0 | 0 | 0 | 0 | 0 | 0 | 0 | 0 | 0 | 0 | 0 | 0 | 0 | 0 | 0 | 0 | 0 | 0 | 0 | 0 | 0 | 0 | 0 | 0 | 0 | 0 | 0
Commercial_Miscellaneous (ID)_Existing_Food Preparation_Natural Gas_Oven_E6_Baseline Forecast | Commercial | Miscellaneous (ID) | Existing | Food Preparation | Natural Gas | Oven | E6 |  | Baseline Forecast | 0 | 0 | 0 | 0 | 0 | 0 | 0 | 0 | 0 | 0 | 0 | 0 | 0 | 0 | 0 | 0 | 0 | 0 | 0 | 0 | 0 | 0 | 0 | 0 | 0 | 0 | 0
Commercial_Miscellaneous (ID)_Existing_Food Preparation_Natural Gas_Oven_E7_Baseline Forecast | Commercial | Miscellaneous (ID) | Existing | Food Preparation | Natural Gas | Oven | E7 |  | Baseline Forecast | 0 | 0 | 0 | 0 | 0 | 0 | 0 | 0 | 0 | 0 | 0 | 0 | 0 | 0 | 0 | 0 | 0 | 0 | 0 | 0 | 0 | 0 | 0 | 0 | 0 | 0 | 0
Commercial_Miscellaneous (ID)_Existing_Food Preparation_Natural Gas_Oven_E8_Baseline Forecast | Commercial | Miscellaneous (ID) | Existing | Food Preparation | Natural Gas | Oven | E8 |  | Baseline Forecast | 0 | 0 | 0 | 0 | 0 | 0 | 0 | 0 | 0 | 0 | 0 | 0 | 0 | 0 | 0 | 0 | 0 | 0 | 0 | 0 | 0 | 0 | 0 | 0 | 0 | 0 | 0
Commercial_Miscellaneous (ID)_Existing_Food Preparation_Natural Gas_Oven_E9_Baseline Forecast | Commercial | Miscellaneous (ID) | Existing | Food Preparation | Natural Gas | Oven | E9 |  | Baseline Forecast | 0 | 0 | 0 | 0 | 0 | 0 | 0 | 0 | 0 | 0 | 0 | 0 | 0 | 0 | 0 | 0 | 0 | 0 | 0 | 0 | 0 | 0 | 0 | 0 | 0 | 0 | 0
Commercial_Miscellaneous (ID)_Existing_Food Preparation_Natural Gas_Oven_E10_Baseline Forecast | Commercial | Miscellaneous (ID) | Existing | Food Preparation | Natural Gas | Oven | E10 |  | Baseline Forecast | 0 | 0 | 0 | 0 | 0 | 0 | 0 | 0 | 0 | 0 | 0 | 0 | 0 | 0 | 0 | 0 | 0 | 0 | 0 | 0 | 0 | 0 | 0 | 0 | 0 | 0 | 0
Commercial_Miscellaneous (ID)_Existing_Food Preparation_Natural Gas_Conveyor Oven_E1_Baseline Forecast | Commercial | Miscellaneous (ID) | Existing | Food Preparation | Natural Gas | Conveyor Oven | E1 | Standard | Baseline Forecast | 0 | 0 | 0 | 0 | 0 | 2534.9481 | 6975.4778 | 12829.0377 | 19710.5889 | 27319.5691 | 33097.9576 | 37440.6367 | 40658.0053 | 42994.0413 | 44640.5034 | 45748.0962 | 46435.248 | 36507.7122 | 28702.6151 | 22566.194 | 17741.6973 | 14332.4836 | 12324.5159 | 11632.1768 | 12129.8513 | 13673.269 | 16222.8753
Commercial_Miscellaneous (ID)_Existing_Food Preparation_Natural Gas_Conveyor Oven_E2_Baseline Forecast | Commercial | Miscellaneous (ID) | Existing | Food Preparation | Natural Gas | Conveyor Oven | E2 | ENERGY STAR (>42% Baking Efficiency) | Baseline Forecast | 0 | 0 | 0 | 0 | 0 | 3647.8521 | 10037.8827 | 18461.2981 | 28364.0181 | 39313.5263 | 47628.7683 | 53877.9895 | 58507.8613 | 61869.474 | 64238.7732 | 65832.6262 | 66821.4544 | 52535.4883 | 41303.7632 | 32473.3035 | 25530.7352 | 20624.7934 | 17735.279 | 16738.9862 | 17455.1519 | 19676.1676 | 23345.1133
Commercial_Miscellaneous (ID)_Existing_Food Preparation_Natural Gas_Conveyor Oven_E3_Baseline Forecast | Commercial | Miscellaneous (ID) | Existing | Food Preparation | Natural Gas | Conveyor Oven | E3 |  | Baseline Forecast | 0 | 0 | 0 | 0 | 0 | 0 | 0 | 0 | 0 | 0 | 0 | 0 | 0 | 0 | 0 | 0 | 0 | 0 | 0 | 0 | 0 | 0 | 0 | 0 | 0 | 0 | 0
Commercial_Miscellaneous (ID)_Existing_Food Preparation_Natural Gas_Conveyor Oven_E4_Baseline Forecast | Commercial | Miscellaneous (ID) | Existing | Food Preparation | Natural Gas | Conveyor Oven | E4 |  | Baseline Forecast | 0 | 0 | 0 | 0 | 0 | 0 | 0 | 0 | 0 | 0 | 0 | 0 | 0 | 0 | 0 | 0 | 0 | 0 | 0 | 0 | 0 | 0 | 0 | 0 | 0 | 0 | 0
Commercial_Miscellaneous (ID)_Existing_Food Preparation_Natural Gas_Conveyor Oven_E5_Baseline Forecast | Commercial | Miscellaneous (ID) | Existing | Food Preparation | Natural Gas | Conveyor Oven | E5 |  | Baseline Forecast | 0 | 0 | 0 | 0 | 0 | 0 | 0 | 0 | 0 | 0 | 0 | 0 | 0 | 0 | 0 | 0 | 0 | 0 | 0 | 0 | 0 | 0 | 0 | 0 | 0 | 0 | 0
Commercial_Miscellaneous (ID)_Existing_Food Preparation_Natural Gas_Conveyor Oven_E6_Baseline Forecast | Commercial | Miscellaneous (ID) | Existing | Food Preparation | Natural Gas | Conveyor Oven | E6 |  | Baseline Forecast | 0 | 0 | 0 | 0 | 0 | 0 | 0 | 0 | 0 | 0 | 0 | 0 | 0 | 0 | 0 | 0 | 0 | 0 | 0 | 0 | 0 | 0 | 0 | 0 | 0 | 0 | 0
Commercial_Miscellaneous (ID)_Existing_Food Preparation_Natural Gas_Conveyor Oven_E7_Baseline Forecast | Commercial | Miscellaneous (ID) | Existing | Food Preparation | Natural Gas | Conveyor Oven | E7 |  | Baseline Forecast | 0 | 0 | 0 | 0 | 0 | 0 | 0 | 0 | 0 | 0 | 0 | 0 | 0 | 0 | 0 | 0 | 0 | 0 | 0 | 0 | 0 | 0 | 0 | 0 | 0 | 0 | 0
Commercial_Miscellaneous (ID)_Existing_Food Preparation_Natural Gas_Conveyor Oven_E8_Baseline Forecast | Commercial | Miscellaneous (ID) | Existing | Food Preparation | Natural Gas | Conveyor Oven | E8 |  | Baseline Forecast | 0 | 0 | 0 | 0 | 0 | 0 | 0 | 0 | 0 | 0 | 0 | 0 | 0 | 0 | 0 | 0 | 0 | 0 | 0 | 0 | 0 | 0 | 0 | 0 | 0 | 0 | 0
Commercial_Miscellaneous (ID)_Existing_Food Preparation_Natural Gas_Conveyor Oven_E9_Baseline Forecast | Commercial | Miscellaneous (ID) | Existing | Food Preparation | Natural Gas | Conveyor Oven | E9 |  | Baseline Forecast | 0 | 0 | 0 | 0 | 0 | 0 | 0 | 0 | 0 | 0 | 0 | 0 | 0 | 0 | 0 | 0 | 0 | 0 | 0 | 0 | 0 | 0 | 0 | 0 | 0 | 0 | 0
Commercial_Miscellaneous (ID)_Existing_Food Preparation_Natural Gas_Conveyor Oven_E10_Baseline Forecast | Commercial | Miscellaneous (ID) | Existing | Food Preparation | Natural Gas | Conveyor Oven | E10 |  | Baseline Forecast | 0 | 0 | 0 | 0 | 0 | 0 | 0 | 0 | 0 | 0 | 0 | 0 | 0 | 0 | 0 | 0 | 0 | 0 | 0 | 0 | 0 | 0 | 0 | 0 | 0 | 0 | 0
Commercial_Miscellaneous (ID)_Existing_Food Preparation_Natural Gas_Double Rack Oven_E1_Baseline Forecast | Commercial | Miscellaneous (ID) | Existing | Food Preparation | Natural Gas | Double Rack Oven | E1 | Standard | Baseline Forecast | 0 | 15097.6418 | 20607.4133 | 25292.639 | 29259.7771 | 32601.7875 | 35399.8393 | 37724.8021 | 39638.5488 | 41195.0939 | 37420.9786 | 34647.5456 | 32669.93 | 31319.2842 | 30456.9414 | 29969.4794 | 29764.5503 | 29767.361 | 29917.707 | 33090.0537 | 33497.4636 | 33501.1887 | 33232.6098 | 32790.6952 | 32248.8294 | 31660.3402 | 31062.9558
Commercial_Miscellaneous (ID)_Existing_Food Preparation_Natural Gas_Double Rack Oven_E2_Baseline Forecast | Commercial | Miscellaneous (ID) | Existing | Food Preparation | Natural Gas | Double Rack Oven | E2 | FTSC Qualified (>50% Cooking Efficiency) | Baseline Forecast | 0 | 21725.8747 | 29654.5704 | 36396.7244 | 42105.5329 | 46914.7674 | 50941.2322 | 54286.9103 | 57040.8385 | 59280.7449 | 53849.7009 | 49858.6632 | 47012.8262 | 45069.2139 | 43828.2815 | 43126.8118 | 42831.9138 | 42835.9585 | 43052.3101 | 47617.3944 | 48203.6671 | 48209.0276 | 47822.536 | 47186.6102 | 46406.8521 | 45560.0018 | 44700.3511
Commercial_Miscellaneous (ID)_Existing_Food Preparation_Natural Gas_Double Rack Oven_E3_Baseline Forecast | Commercial | Miscellaneous (ID) | Existing | Food Preparation | Natural Gas | Double Rack Oven | E3 |  | Baseline Forecast | 0 | 0 | 0 | 0 | 0 | 0 | 0 | 0 | 0 | 0 | 0 | 0 | 0 | 0 | 0 | 0 | 0 | 0 | 0 | 0 | 0 | 0 | 0 | 0 | 0 | 0 | 0
Commercial_Miscellaneous (ID)_Existing_Food Preparation_Natural Gas_Double Rack Oven_E4_Baseline Forecast | Commercial | Miscellaneous (ID) | Existing | Food Preparation | Natural Gas | Double Rack Oven | E4 |  | Baseline Forecast | 0 | 0 | 0 | 0 | 0 | 0 | 0 | 0 | 0 | 0 | 0 | 0 | 0 | 0 | 0 | 0 | 0 | 0 | 0 | 0 | 0 | 0 | 0 | 0 | 0 | 0 | 0
Commercial_Miscellaneous (ID)_Existing_Food Preparation_Natural Gas_Double Rack Oven_E5_Baseline Forecast | Commercial | Miscellaneous (ID) | Existing | Food Preparation | Natural Gas | Double Rack Oven | E5 |  | Baseline Forecast | 0 | 0 | 0 | 0 | 0 | 0 | 0 | 0 | 0 | 0 | 0 | 0 | 0 | 0 | 0 | 0 | 0 | 0 | 0 | 0 | 0 | 0 | 0 | 0 | 0 | 0 | 0
Commercial_Miscellaneous (ID)_Existing_Food Preparation_Natural Gas_Double Rack Oven_E6_Baseline Forecast | Commercial | Miscellaneous (ID) | Existing | Food Preparation | Natural Gas | Double Rack Oven | E6 |  | Baseline Forecast | 0 | 0 | 0 | 0 | 0 | 0 | 0 | 0 | 0 | 0 | 0 | 0 | 0 | 0 | 0 | 0 | 0 | 0 | 0 | 0 | 0 | 0 | 0 | 0 | 0 | 0 | 0
Commercial_Miscellaneous (ID)_Existing_Food Preparation_Natural Gas_Double Rack Oven_E7_Baseline Forecast | Commercial | Miscellaneous (ID) | Existing | Food Preparation | Natural Gas | Double Rack Oven | E7 |  | Baseline Forecast | 0 | 0 | 0 | 0 | 0 | 0 | 0 | 0 | 0 | 0 | 0 | 0 | 0 | 0 | 0 | 0 | 0 | 0 | 0 | 0 | 0 | 0 | 0 | 0 | 0 | 0 | 0
Commercial_Miscellaneous (ID)_Existing_Food Preparation_Natural Gas_Double Rack Oven_E8_Baseline Forecast | Commercial | Miscellaneous (ID) | Existing | Food Preparation | Natural Gas | Double Rack Oven | E8 |  | Baseline Forecast | 0 | 0 | 0 | 0 | 0 | 0 | 0 | 0 | 0 | 0 | 0 | 0 | 0 | 0 | 0 | 0 | 0 | 0 | 0 | 0 | 0 | 0 | 0 | 0 | 0 | 0 | 0
Commercial_Miscellaneous (ID)_Existing_Food Preparation_Natural Gas_Double Rack Oven_E9_Baseline Forecast | Commercial | Miscellaneous (ID) | Existing | Food Preparation | Natural Gas | Double Rack Oven | E9 |  | Baseline Forecast | 0 | 0 | 0 | 0 | 0 | 0 | 0 | 0 | 0 | 0 | 0 | 0 | 0 | 0 | 0 | 0 | 0 | 0 | 0 | 0 | 0 | 0 | 0 | 0 | 0 | 0 | 0
Commercial_Miscellaneous (ID)_Existing_Food Preparation_Natural Gas_Double Rack Oven_E10_Baseline Forecast | Commercial | Miscellaneous (ID) | Existing | Food Preparation | Natural Gas | Double Rack Oven | E10 |  | Baseline Forecast | 0 | 0 | 0 | 0 | 0 | 0 | 0 | 0 | 0 | 0 | 0 | 0 | 0 | 0 | 0 | 0 | 0 | 0 | 0 | 0 | 0 | 0 | 0 | 0 | 0 | 0 | 0
Commercial_Miscellaneous (ID)_Existing_Food Preparation_Natural Gas_Fryer_E1_Baseline Forecast | Commercial | Miscellaneous (ID) | Existing | Food Preparation | Natural Gas | Fryer | E1 | Standard | Baseline Forecast | 0 | 6381.5377 | 6955.676 | 7446.995 | 7864.6947 | 8216.9881 | 8511.2064 | 8753.8935 | 8950.8894 | 9107.406 | 9228.0934 | 9317.1007 | 8803.1797 | 8387.1402 | 8052.3315 | 7784.5686 | 7571.7947 | 7403.7888 | 7271.9103 | 7168.8783 | 7088.579 | 7025.8994 | 6976.583 | 8280.8344 | 8176.6312 | 8042.5492 | 7888.4959
Commercial_Miscellaneous (ID)_Existing_Food Preparation_Natural Gas_Fryer_E2_Baseline Forecast | Commercial | Miscellaneous (ID) | Existing | Food Preparation | Natural Gas | Fryer | E2 | ENERGY STAR | Baseline Forecast | 0 | 2242.1619 | 2443.8862 | 2616.5118 | 2763.2711 | 2887.0499 | 2990.4239 | 3075.6923 | 3144.9071 | 3199.8994 | 3242.3031 | 3273.5759 | 3093.0091 | 2946.833 | 2829.1976 | 2735.1187 | 2660.3603 | 2601.3312 | 2554.9955 | 2518.7951 | 2490.5818 | 2468.5592 | 2451.2319 | 2909.4824 | 2872.8704 | 2825.7605 | 2771.6337
Commercial_Miscellaneous (ID)_Existing_Food Preparation_Natural Gas_Fryer_E3_Baseline Forecast | Commercial | Miscellaneous (ID) | Existing | Food Preparation | Natural Gas | Fryer | E3 |  | Baseline Forecast | 0 | 0 | 0 | 0 | 0 | 0 | 0 | 0 | 0 | 0 | 0 | 0 | 0 | 0 | 0 | 0 | 0 | 0 | 0 | 0 | 0 | 0 | 0 | 0 | 0 | 0 | 0
Commercial_Miscellaneous (ID)_Existing_Food Preparation_Natural Gas_Fryer_E4_Baseline Forecast | Commercial | Miscellaneous (ID) | Existing | Food Preparation | Natural Gas | Fryer | E4 |  | Baseline Forecast | 0 | 0 | 0 | 0 | 0 | 0 | 0 | 0 | 0 | 0 | 0 | 0 | 0 | 0 | 0 | 0 | 0 | 0 | 0 | 0 | 0 | 0 | 0 | 0 | 0 | 0 | 0
Commercial_Miscellaneous (ID)_Existing_Food Preparation_Natural Gas_Fryer_E5_Baseline Forecast | Commercial | Miscellaneous (ID) | Existing | Food Preparation | Natural Gas | Fryer | E5 |  | Baseline Forecast | 0 | 0 | 0 | 0 | 0 | 0 | 0 | 0 | 0 | 0 | 0 | 0 | 0 | 0 | 0 | 0 | 0 | 0 | 0 | 0 | 0 | 0 | 0 | 0 | 0 | 0 | 0
Commercial_Miscellaneous (ID)_Existing_Food Preparation_Natural Gas_Fryer_E6_Baseline Forecast | Commercial | Miscellaneous (ID) | Existing | Food Preparation | Natural Gas | Fryer | E6 |  | Baseline Forecast | 0 | 0 | 0 | 0 | 0 | 0 | 0 | 0 | 0 | 0 | 0 | 0 | 0 | 0 | 0 | 0 | 0 | 0 | 0 | 0 | 0 | 0 | 0 | 0 | 0 | 0 | 0
Commercial_Miscellaneous (ID)_Existing_Food Preparation_Natural Gas_Fryer_E7_Baseline Forecast | Commercial | Miscellaneous (ID) | Existing | Food Preparation | Natural Gas | Fryer | E7 |  | Baseline Forecast | 0 | 0 | 0 | 0 | 0 | 0 | 0 | 0 | 0 | 0 | 0 | 0 | 0 | 0 | 0 | 0 | 0 | 0 | 0 | 0 | 0 | 0 | 0 | 0 | 0 | 0 | 0
Commercial_Miscellaneous (ID)_Existing_Food Preparation_Natural Gas_Fryer_E8_Baseline Forecast | Commercial | Miscellaneous (ID) | Existing | Food Preparation | Natural Gas | Fryer | E8 |  | Baseline Forecast | 0 | 0 | 0 | 0 | 0 | 0 | 0 | 0 | 0 | 0 | 0 | 0 | 0 | 0 | 0 | 0 | 0 | 0 | 0 | 0 | 0 | 0 | 0 | 0 | 0 | 0 | 0
Commercial_Miscellaneous (ID)_Existing_Food Preparation_Natural Gas_Fryer_E9_Baseline Forecast | Commercial | Miscellaneous (ID) | Existing | Food Preparation | Natural Gas | Fryer | E9 |  | Baseline Forecast | 0 | 0 | 0 | 0 | 0 | 0 | 0 | 0 | 0 | 0 | 0 | 0 | 0 | 0 | 0 | 0 | 0 | 0 | 0 | 0 | 0 | 0 | 0 | 0 | 0 | 0 | 0
Commercial_Miscellaneous (ID)_Existing_Food Preparation_Natural Gas_Fryer_E10_Baseline Forecast | Commercial | Miscellaneous (ID) | Existing | Food Preparation | Natural Gas | Fryer | E10 |  | Baseline Forecast | 0 | 0 | 0 | 0 | 0 | 0 | 0 | 0 | 0 | 0 | 0 | 0 | 0 | 0 | 0 | 0 | 0 | 0 | 0 | 0 | 0 | 0 | 0 | 0 | 0 | 0 | 0
Commercial_Miscellaneous (ID)_Existing_Food Preparation_Natural Gas_Broiler_E1_Baseline Forecast | Commercial | Miscellaneous (ID) | Existing | Food Preparation | Natural Gas | Broiler | E1 | Standard | Baseline Forecast | 0 | 88898.7589 | 99500.1914 | 108384.6351 | 115775.6735 | 121868.5085 | 126833.5517 | 130819.56 | 133956.3759 | 136357.3204 | 127563.2039 | 120888.2523 | 115901.3905 | 112247.2899 | 109634.0956 | 107823.0448 | 106619.6966 | 105866.5317 | 105436.7134 | 124243.3833 | 122752.6052 | 120631.0404 | 118128.7515 | 115430.9313 | 112671.8478 | 109946.1038 | 107317.6931
Commercial_Miscellaneous (ID)_Existing_Food Preparation_Natural Gas_Broiler_E2_Baseline Forecast | Commercial | Miscellaneous (ID) | Existing | Food Preparation | Natural Gas | Broiler | E2 | Infrared Burners | Baseline Forecast | 0 | 31234.6991 | 34959.5267 | 38081.088 | 40677.9393 | 42818.6652 | 44563.1398 | 45963.6292 | 47065.7537 | 47909.3288 | 44819.5041 | 42474.2508 | 40722.1102 | 39438.237 | 38520.0877 | 37883.7725 | 37460.9745 | 37196.349 | 37045.3317 | 43653.0806 | 43129.2937 | 42383.8791 | 41504.6965 | 40556.8137 | 39587.406 | 38629.7122 | 37706.2165
Commercial_Miscellaneous (ID)_Existing_Food Preparation_Natural Gas_Broiler_E3_Baseline Forecast | Commercial | Miscellaneous (ID) | Existing | Food Preparation | Natural Gas | Broiler | E3 |  | Baseline Forecast | 0 | 0 | 0 | 0 | 0 | 0 | 0 | 0 | 0 | 0 | 0 | 0 | 0 | 0 | 0 | 0 | 0 | 0 | 0 | 0 | 0 | 0 | 0 | 0 | 0 | 0 | 0
Commercial_Miscellaneous (ID)_Existing_Food Preparation_Natural Gas_Broiler_E4_Baseline Forecast | Commercial | Miscellaneous (ID) | Existing | Food Preparation | Natural Gas | Broiler | E4 |  | Baseline Forecast | 0 | 0 | 0 | 0 | 0 | 0 | 0 | 0 | 0 | 0 | 0 | 0 | 0 | 0 | 0 | 0 | 0 | 0 | 0 | 0 | 0 | 0 | 0 | 0 | 0 | 0 | 0
Commercial_Miscellaneous (ID)_Existing_Food Preparation_Natural Gas_Broiler_E5_Baseline Forecast | Commercial | Miscellaneous (ID) | Existing | Food Preparation | Natural Gas | Broiler | E5 |  | Baseline Forecast | 0 | 0 | 0 | 0 | 0 | 0 | 0 | 0 | 0 | 0 | 0 | 0 | 0 | 0 | 0 | 0 | 0 | 0 | 0 | 0 | 0 | 0 | 0 | 0 | 0 | 0 | 0
Commercial_Miscellaneous (ID)_Existing_Food Preparation_Natural Gas_Broiler_E6_Baseline Forecast | Commercial | Miscellaneous (ID) | Existing | Food Preparation | Natural Gas | Broiler | E6 |  | Baseline Forecast | 0 | 0 | 0 | 0 | 0 | 0 | 0 | 0 | 0 | 0 | 0 | 0 | 0 | 0 | 0 | 0 | 0 | 0 | 0 | 0 | 0 | 0 | 0 | 0 | 0 | 0 | 0
Commercial_Miscellaneous (ID)_Existing_Food Preparation_Natural Gas_Broiler_E7_Baseline Forecast | Commercial | Miscellaneous (ID) | Existing | Food Preparation | Natural Gas | Broiler | E7 |  | Baseline Forecast | 0 | 0 | 0 | 0 | 0 | 0 | 0 | 0 | 0 | 0 | 0 | 0 | 0 | 0 | 0 | 0 | 0 | 0 | 0 | 0 | 0 | 0 | 0 | 0 | 0 | 0 | 0
Commercial_Miscellaneous (ID)_Existing_Food Preparation_Natural Gas_Broiler_E8_Baseline Forecast | Commercial | Miscellaneous (ID) | Existing | Food Preparation | Natural Gas | Broiler | E8 |  | Baseline Forecast | 0 | 0 | 0 | 0 | 0 | 0 | 0 | 0 | 0 | 0 | 0 | 0 | 0 | 0 | 0 | 0 | 0 | 0 | 0 | 0 | 0 | 0 | 0 | 0 | 0 | 0 | 0
Commercial_Miscellaneous (ID)_Existing_Food Preparation_Natural Gas_Broiler_E9_Baseline Forecast | Commercial | Miscellaneous (ID) | Existing | Food Preparation | Natural Gas | Broiler | E9 |  | Baseline Forecast | 0 | 0 | 0 | 0 | 0 | 0 | 0 | 0 | 0 | 0 | 0 | 0 | 0 | 0 | 0 | 0 | 0 | 0 | 0 | 0 | 0 | 0 | 0 | 0 | 0 | 0 | 0
Commercial_Miscellaneous (ID)_Existing_Food Preparation_Natural Gas_Broiler_E10_Baseline Forecast | Commercial | Miscellaneous (ID) | Existing | Food Preparation | Natural Gas | Broiler | E10 |  | Baseline Forecast | 0 | 0 | 0 | 0 | 0 | 0 | 0 | 0 | 0 | 0 | 0 | 0 | 0 | 0 | 0 | 0 | 0 | 0 | 0 | 0 | 0 | 0 | 0 | 0 | 0 | 0 | 0
Commercial_Miscellaneous (ID)_Existing_Food Preparation_Natural Gas_Griddle_E1_Baseline Forecast | Commercial | Miscellaneous (ID) | Existing | Food Preparation | Natural Gas | Griddle | E1 | Standard | Baseline Forecast | 0 | 94607.499 | 105889.7151 | 115344.684 | 123210.3467 | 129694.4405 | 134978.3198 | 139220.2944 | 142558.5447 | 145113.6687 | 135754.8275 | 128651.2359 | 123344.1368 | 119455.3838 | 116674.3801 | 114747.0304 | 113466.4079 | 112664.8775 | 112207.458 | 132221.8207 | 130635.3104 | 128377.5068 | 125714.5304 | 122843.4665 | 119907.2052 | 117006.4243 | 114209.2271
Commercial_Miscellaneous (ID)_Existing_Food Preparation_Natural Gas_Griddle_E2_Baseline Forecast | Commercial | Miscellaneous (ID) | Existing | Food Preparation | Natural Gas | Griddle | E2 | ENERGY STAR | Baseline Forecast | 0 | 38642.4996 | 43250.7287 | 47112.6174 | 50325.3529 | 52973.7855 | 55131.9898 | 56864.6273 | 58228.138 | 59271.7802 | 55449.1549 | 52547.6879 | 50379.9995 | 48791.6356 | 47655.7327 | 46868.5054 | 46345.4342 | 46018.0486 | 45831.2152 | 54006.0958 | 53358.0845 | 52435.8831 | 51348.1885 | 50175.5004 | 48976.1824 | 47791.3564 | 46648.8392
Commercial_Miscellaneous (ID)_Existing_Food Preparation_Natural Gas_Griddle_E3_Baseline Forecast | Commercial | Miscellaneous (ID) | Existing | Food Preparation | Natural Gas | Griddle | E3 |  | Baseline Forecast | 0 | 0 | 0 | 0 | 0 | 0 | 0 | 0 | 0 | 0 | 0 | 0 | 0 | 0 | 0 | 0 | 0 | 0 | 0 | 0 | 0 | 0 | 0 | 0 | 0 | 0 | 0
Commercial_Miscellaneous (ID)_Existing_Food Preparation_Natural Gas_Griddle_E4_Baseline Forecast | Commercial | Miscellaneous (ID) | Existing | Food Preparation | Natural Gas | Griddle | E4 |  | Baseline Forecast | 0 | 0 | 0 | 0 | 0 | 0 | 0 | 0 | 0 | 0 | 0 | 0 | 0 | 0 | 0 | 0 | 0 | 0 | 0 | 0 | 0 | 0 | 0 | 0 | 0 | 0 | 0
Commercial_Miscellaneous (ID)_Existing_Food Preparation_Natural Gas_Griddle_E5_Baseline Forecast | Commercial | Miscellaneous (ID) | Existing | Food Preparation | Natural Gas | Griddle | E5 |  | Baseline Forecast | 0 | 0 | 0 | 0 | 0 | 0 | 0 | 0 | 0 | 0 | 0 | 0 | 0 | 0 | 0 | 0 | 0 | 0 | 0 | 0 | 0 | 0 | 0 | 0 | 0 | 0 | 0
Commercial_Miscellaneous (ID)_Existing_Food Preparation_Natural Gas_Griddle_E6_Baseline Forecast | Commercial | Miscellaneous (ID) | Existing | Food Preparation | Natural Gas | Griddle | E6 |  | Baseline Forecast | 0 | 0 | 0 | 0 | 0 | 0 | 0 | 0 | 0 | 0 | 0 | 0 | 0 | 0 | 0 | 0 | 0 | 0 | 0 | 0 | 0 | 0 | 0 | 0 | 0 | 0 | 0
Commercial_Miscellaneous (ID)_Existing_Food Preparation_Natural Gas_Griddle_E7_Baseline Forecast | Commercial | Miscellaneous (ID) | Existing | Food Preparation | Natural Gas | Griddle | E7 |  | Baseline Forecast | 0 | 0 | 0 | 0 | 0 | 0 | 0 | 0 | 0 | 0 | 0 | 0 | 0 | 0 | 0 | 0 | 0 | 0 | 0 | 0 | 0 | 0 | 0 | 0 | 0 | 0 | 0
Commercial_Miscellaneous (ID)_Existing_Food Preparation_Natural Gas_Griddle_E8_Baseline Forecast | Commercial | Miscellaneous (ID) | Existing | Food Preparation | Natural Gas | Griddle | E8 |  | Baseline Forecast | 0 | 0 | 0 | 0 | 0 | 0 | 0 | 0 | 0 | 0 | 0 | 0 | 0 | 0 | 0 | 0 | 0 | 0 | 0 | 0 | 0 | 0 | 0 | 0 | 0 | 0 | 0
Commercial_Miscellaneous (ID)_Existing_Food Preparation_Natural Gas_Griddle_E9_Baseline Forecast | Commercial | Miscellaneous (ID) | Existing | Food Preparation | Natural Gas | Griddle | E9 |  | Baseline Forecast | 0 | 0 | 0 | 0 | 0 | 0 | 0 | 0 | 0 | 0 | 0 | 0 | 0 | 0 | 0 | 0 | 0 | 0 | 0 | 0 | 0 | 0 | 0 | 0 | 0 | 0 | 0
Commercial_Miscellaneous (ID)_Existing_Food Preparation_Natural Gas_Griddle_E10_Baseline Forecast | Commercial | Miscellaneous (ID) | Existing | Food Preparation | Natural Gas | Griddle | E10 |  | Baseline Forecast | 0 | 0 | 0 | 0 | 0 | 0 | 0 | 0 | 0 | 0 | 0 | 0 | 0 | 0 | 0 | 0 | 0 | 0 | 0 | 0 | 0 | 0 | 0 | 0 | 0 | 0 | 0
Commercial_Miscellaneous (ID)_Existing_Food Preparation_Natural Gas_Range_E1_Baseline Forecast | Commercial | Miscellaneous (ID) | Existing | Food Preparation | Natural Gas | Range | E1 | Standard | Baseline Forecast | 0 | 65593.1038 | 83800.8446 | 97560.1875 | 107831.7505 | 115370.6128 | 120770.2606 | 124497.1374 | 126917.8073 | 128320.3115 | 112104.1718 | 102468.8536 | 97246.6491 | 94897.5782 | 94340.0331 | 108304.0368 | 110415.068 | 111639.16 | 112173.4448 | 109295.0305 | 104971.2681 | 100354.1739 | 96067.2285 | 92400.8009 | 88290.8506 | 86715.4681 | 86558.9621
Commercial_Miscellaneous (ID)_Existing_Food Preparation_Natural Gas_Range_E2_Baseline Forecast | Commercial | Miscellaneous (ID) | Existing | Food Preparation | Natural Gas | Range | E2 | High Efficiency | Baseline Forecast | 0 | 94390.0761 | 120591.4593 | 140391.4894 | 155172.519 | 166021.1257 | 173791.3506 | 179154.4172 | 182637.8202 | 184656.0581 | 161320.6375 | 147455.1796 | 139940.2999 | 136559.9296 | 135757.6086 | 155852.1505 | 158889.9759 | 160651.4741 | 161420.3231 | 157278.2146 | 151056.2151 | 144412.1039 | 138243.0848 | 132967.0062 | 127052.6875 | 124785.6736 | 124560.4577
Commercial_Miscellaneous (ID)_Existing_Food Preparation_Natural Gas_Range_E3_Baseline Forecast | Commercial | Miscellaneous (ID) | Existing | Food Preparation | Natural Gas | Range | E3 |  | Baseline Forecast | 0 | 0 | 0 | 0 | 0 | 0 | 0 | 0 | 0 | 0 | 0 | 0 | 0 | 0 | 0 | 0 | 0 | 0 | 0 | 0 | 0 | 0 | 0 | 0 | 0 | 0 | 0
Commercial_Miscellaneous (ID)_Existing_Food Preparation_Natural Gas_Range_E4_Baseline Forecast | Commercial | Miscellaneous (ID) | Existing | Food Preparation | Natural Gas | Range | E4 |  | Baseline Forecast | 0 | 0 | 0 | 0 | 0 | 0 | 0 | 0 | 0 | 0 | 0 | 0 | 0 | 0 | 0 | 0 | 0 | 0 | 0 | 0 | 0 | 0 | 0 | 0 | 0 | 0 | 0
Commercial_Miscellaneous (ID)_Existing_Food Preparation_Natural Gas_Range_E5_Baseline Forecast | Commercial | Miscellaneous (ID) | Existing | Food Preparation | Natural Gas | Range | E5 |  | Baseline Forecast | 0 | 0 | 0 | 0 | 0 | 0 | 0 | 0 | 0 | 0 | 0 | 0 | 0 | 0 | 0 | 0 | 0 | 0 | 0 | 0 | 0 | 0 | 0 | 0 | 0 | 0 | 0
Commercial_Miscellaneous (ID)_Existing_Food Preparation_Natural Gas_Range_E6_Baseline Forecast | Commercial | Miscellaneous (ID) | Existing | Food Preparation | Natural Gas | Range | E6 |  | Baseline Forecast | 0 | 0 | 0 | 0 | 0 | 0 | 0 | 0 | 0 | 0 | 0 | 0 | 0 | 0 | 0 | 0 | 0 | 0 | 0 | 0 | 0 | 0 | 0 | 0 | 0 | 0 | 0
Commercial_Miscellaneous (ID)_Existing_Food Preparation_Natural Gas_Range_E7_Baseline Forecast | Commercial | Miscellaneous (ID) | Existing | Food Preparation | Natural Gas | Range | E7 |  | Baseline Forecast | 0 | 0 | 0 | 0 | 0 | 0 | 0 | 0 | 0 | 0 | 0 | 0 | 0 | 0 | 0 | 0 | 0 | 0 | 0 | 0 | 0 | 0 | 0 | 0 | 0 | 0 | 0
Commercial_Miscellaneous (ID)_Existing_Food Preparation_Natural Gas_Range_E8_Baseline Forecast | Commercial | Miscellaneous (ID) | Existing | Food Preparation | Natural Gas | Range | E8 |  | Baseline Forecast | 0 | 0 | 0 | 0 | 0 | 0 | 0 | 0 | 0 | 0 | 0 | 0 | 0 | 0 | 0 | 0 | 0 | 0 | 0 | 0 | 0 | 0 | 0 | 0 | 0 | 0 | 0
Commercial_Miscellaneous (ID)_Existing_Food Preparation_Natural Gas_Range_E9_Baseline Forecast | Commercial | Miscellaneous (ID) | Existing | Food Preparation | Natural Gas | Range | E9 |  | Baseline Forecast | 0 | 0 | 0 | 0 | 0 | 0 | 0 | 0 | 0 | 0 | 0 | 0 | 0 | 0 | 0 | 0 | 0 | 0 | 0 | 0 | 0 | 0 | 0 | 0 | 0 | 0 | 0
Commercial_Miscellaneous (ID)_Existing_Food Preparation_Natural Gas_Range_E10_Baseline Forecast | Commercial | Miscellaneous (ID) | Existing | Food Preparation | Natural Gas | Range | E10 |  | Baseline Forecast | 0 | 0 | 0 | 0 | 0 | 0 | 0 | 0 | 0 | 0 | 0 | 0 | 0 | 0 | 0 | 0 | 0 | 0 | 0 | 0 | 0 | 0 | 0 | 0 | 0 | 0 | 0
Commercial_Miscellaneous (ID)_Existing_Food Preparation_Natural Gas_Steamer_E1_Baseline Forecast | Commercial | Miscellaneous (ID) | Existing | Food Preparation | Natural Gas | Steamer | E1 | Standard | Baseline Forecast | 0 | 2610.0113 | 2921.2627 | 3182.1044 | 3399.1006 | 3577.9823 | 3723.7529 | 3840.7796 | 3932.8745 | 4003.3647 | 3745.175 | 3549.2026 | 3402.7915 | 3295.5095 | 3218.7877 | 3165.6164 | 3130.2869 | 3108.1744 | 3095.5552 | 3647.7072 | 3603.9389 | 3541.6511 | 3468.1854 | 3388.9792 | 3307.9742 | 3227.9481 | 3150.7796
Commercial_Miscellaneous (ID)_Existing_Food Preparation_Natural Gas_Steamer_E2_Baseline Forecast | Commercial | Miscellaneous (ID) | Existing | Food Preparation | Natural Gas | Steamer | E2 | ENERGY STAR | Baseline Forecast | 0 | 2610.0113 | 2921.2627 | 3182.1044 | 3399.1006 | 3577.9823 | 3723.7529 | 3840.7796 | 3932.8745 | 4003.3647 | 3745.175 | 3549.2026 | 3402.7915 | 3295.5095 | 3218.7877 | 3165.6164 | 3130.2869 | 3108.1744 | 3095.5552 | 3647.7072 | 3603.9389 | 3541.6511 | 3468.1854 | 3388.9792 | 3307.9742 | 3227.9481 | 3150.7796
Commercial_Miscellaneous (ID)_Existing_Food Preparation_Natural Gas_Steamer_E3_Baseline Forecast | Commercial | Miscellaneous (ID) | Existing | Food Preparation | Natural Gas | Steamer | E3 |  | Baseline Forecast | 0 | 0 | 0 | 0 | 0 | 0 | 0 | 0 | 0 | 0 | 0 | 0 | 0 | 0 | 0 | 0 | 0 | 0 | 0 | 0 | 0 | 0 | 0 | 0 | 0 | 0 | 0
Commercial_Miscellaneous (ID)_Existing_Food Preparation_Natural Gas_Steamer_E4_Baseline Forecast | Commercial | Miscellaneous (ID) | Existing | Food Preparation | Natural Gas | Steamer | E4 |  | Baseline Forecast | 0 | 0 | 0 | 0 | 0 | 0 | 0 | 0 | 0 | 0 | 0 | 0 | 0 | 0 | 0 | 0 | 0 | 0 | 0 | 0 | 0 | 0 | 0 | 0 | 0 | 0 | 0
Commercial_Miscellaneous (ID)_Existing_Food Preparation_Natural Gas_Steamer_E5_Baseline Forecast | Commercial | Miscellaneous (ID) | Existing | Food Preparation | Natural Gas | Steamer | E5 |  | Baseline Forecast | 0 | 0 | 0 | 0 | 0 | 0 | 0 | 0 | 0 | 0 | 0 | 0 | 0 | 0 | 0 | 0 | 0 | 0 | 0 | 0 | 0 | 0 | 0 | 0 | 0 | 0 | 0
Commercial_Miscellaneous (ID)_Existing_Food Preparation_Natural Gas_Steamer_E6_Baseline Forecast | Commercial | Miscellaneous (ID) | Existing | Food Preparation | Natural Gas | Steamer | E6 |  | Baseline Forecast | 0 | 0 | 0 | 0 | 0 | 0 | 0 | 0 | 0 | 0 | 0 | 0 | 0 | 0 | 0 | 0 | 0 | 0 | 0 | 0 | 0 | 0 | 0 | 0 | 0 | 0 | 0
Commercial_Miscellaneous (ID)_Existing_Food Preparation_Natural Gas_Steamer_E7_Baseline Forecast | Commercial | Miscellaneous (ID) | Existing | Food Preparation | Natural Gas | Steamer | E7 |  | Baseline Forecast | 0 | 0 | 0 | 0 | 0 | 0 | 0 | 0 | 0 | 0 | 0 | 0 | 0 | 0 | 0 | 0 | 0 | 0 | 0 | 0 | 0 | 0 | 0 | 0 | 0 | 0 | 0
Commercial_Miscellaneous (ID)_Existing_Food Preparation_Natural Gas_Steamer_E8_Baseline Forecast | Commercial | Miscellaneous (ID) | Existing | Food Preparation | Natural Gas | Steamer | E8 |  | Baseline Forecast | 0 | 0 | 0 | 0 | 0 | 0 | 0 | 0 | 0 | 0 | 0 | 0 | 0 | 0 | 0 | 0 | 0 | 0 | 0 | 0 | 0 | 0 | 0 | 0 | 0 | 0 | 0
Commercial_Miscellaneous (ID)_Existing_Food Preparation_Natural Gas_Steamer_E9_Baseline Forecast | Commercial | Miscellaneous (ID) | Existing | Food Preparation | Natural Gas | Steamer | E9 |  | Baseline Forecast | 0 | 0 | 0 | 0 | 0 | 0 | 0 | 0 | 0 | 0 | 0 | 0 | 0 | 0 | 0 | 0 | 0 | 0 | 0 | 0 | 0 | 0 | 0 | 0 | 0 | 0 | 0
Commercial_Miscellaneous (ID)_Existing_Food Preparation_Natural Gas_Steamer_E10_Baseline Forecast | Commercial | Miscellaneous (ID) | Existing | Food Preparation | Natural Gas | Steamer | E10 |  | Baseline Forecast | 0 | 0 | 0 | 0 | 0 | 0 | 0 | 0 | 0 | 0 | 0 | 0 | 0 | 0 | 0 | 0 | 0 | 0 | 0 | 0 | 0 | 0 | 0 | 0 | 0 | 0 | 0
Commercial_Miscellaneous (ID)_Existing_Food Preparation_Natural Gas_Food Prep Other_E1_Baseline Forecast | Commercial | Miscellaneous (ID) | Existing | Food Preparation | Natural Gas | Food Prep Other | E1 | Standard | Baseline Forecast | 0 | 0 | 0 | 0 | 0 | 0 | 0 | 0 | 0 | 0 | 0 | 0 | 0 | 0 | 0 | 0 | 0 | 0 | 0 | 0 | 0 | 0 | 0 | 0 | 0 | 0 | 0
Commercial_Miscellaneous (ID)_Existing_Food Preparation_Natural Gas_Food Prep Other_E2_Baseline Forecast | Commercial | Miscellaneous (ID) | Existing | Food Preparation | Natural Gas | Food Prep Other | E2 | ENERGY STAR | Baseline Forecast | 0 | 0 | 0 | 0 | 0 | 0 | 0 | 0 | 0 | 0 | 0 | 0 | 0 | 0 | 0 | 0 | 0 | 0 | 0 | 0 | 0 | 0 | 0 | 0 | 0 | 0 | 0
Commercial_Miscellaneous (ID)_Existing_Food Preparation_Natural Gas_Food Prep Other_E3_Baseline Forecast | Commercial | Miscellaneous (ID) | Existing | Food Preparation | Natural Gas | Food Prep Other | E3 |  | Baseline Forecast | 0 | 0 | 0 | 0 | 0 | 0 | 0 | 0 | 0 | 0 | 0 | 0 | 0 | 0 | 0 | 0 | 0 | 0 | 0 | 0 | 0 | 0 | 0 | 0 | 0 | 0 | 0
Commercial_Miscellaneous (ID)_Existing_Food Preparation_Natural Gas_Food Prep Other_E4_Baseline Forecast | Commercial | Miscellaneous (ID) | Existing | Food Preparation | Natural Gas | Food Prep Other | E4 |  | Baseline Forecast | 0 | 0 | 0 | 0 | 0 | 0 | 0 | 0 | 0 | 0 | 0 | 0 | 0 | 0 | 0 | 0 | 0 | 0 | 0 | 0 | 0 | 0 | 0 | 0 | 0 | 0 | 0
Commercial_Miscellaneous (ID)_Existing_Food Preparation_Natural Gas_Food Prep Other_E5_Baseline Forecast | Commercial | Miscellaneous (ID) | Existing | Food Preparation | Natural Gas | Food Prep Other | E5 |  | Baseline Forecast | 0 | 0 | 0 | 0 | 0 | 0 | 0 | 0 | 0 | 0 | 0 | 0 | 0 | 0 | 0 | 0 | 0 | 0 | 0 | 0 | 0 | 0 | 0 | 0 | 0 | 0 | 0
Commercial_Miscellaneous (ID)_Existing_Food Preparation_Natural Gas_Food Prep Other_E6_Baseline Forecast | Commercial | Miscellaneous (ID) | Existing | Food Preparation | Natural Gas | Food Prep Other | E6 |  | Baseline Forecast | 0 | 0 | 0 | 0 | 0 | 0 | 0 | 0 | 0 | 0 | 0 | 0 | 0 | 0 | 0 | 0 | 0 | 0 | 0 | 0 | 0 | 0 | 0 | 0 | 0 | 0 | 0
Commercial_Miscellaneous (ID)_Existing_Food Preparation_Natural Gas_Food Prep Other_E7_Baseline Forecast | Commercial | Miscellaneous (ID) | Existing | Food Preparation | Natural Gas | Food Prep Other | E7 |  | Baseline Forecast | 0 | 0 | 0 | 0 | 0 | 0 | 0 | 0 | 0 | 0 | 0 | 0 | 0 | 0 | 0 | 0 | 0 | 0 | 0 | 0 | 0 | 0 | 0 | 0 | 0 | 0 | 0
Commercial_Miscellaneous (ID)_Existing_Food Preparation_Natural Gas_Food Prep Other_E8_Baseline Forecast | Commercial | Miscellaneous (ID) | Existing | Food Preparation | Natural Gas | Food Prep Other | E8 |  | Baseline Forecast | 0 | 0 | 0 | 0 | 0 | 0 | 0 | 0 | 0 | 0 | 0 | 0 | 0 | 0 | 0 | 0 | 0 | 0 | 0 | 0 | 0 | 0 | 0 | 0 | 0 | 0 | 0
Commercial_Miscellaneous (ID)_Existing_Food Preparation_Natural Gas_Food Prep Other_E9_Baseline Forecast | Commercial | Miscellaneous (ID) | Existing | Food Preparation | Natural Gas | Food Prep Other | E9 |  | Baseline Forecast | 0 | 0 | 0 | 0 | 0 | 0 | 0 | 0 | 0 | 0 | 0 | 0 | 0 | 0 | 0 | 0 | 0 | 0 | 0 | 0 | 0 | 0 | 0 | 0 | 0 | 0 | 0
Commercial_Miscellaneous (ID)_Existing_Food Preparation_Natural Gas_Food Prep Other_E10_Baseline Forecast | Commercial | Miscellaneous (ID) | Existing | Food Preparation | Natural Gas | Food Prep Other | E10 |  | Baseline Forecast | 0 | 0 | 0 | 0 | 0 | 0 | 0 | 0 | 0 | 0 | 0 | 0 | 0 | 0 | 0 | 0 | 0 | 0 | 0 | 0 | 0 | 0 | 0 | 0 | 0 | 0 | 0
Commercial_Miscellaneous (ID)_Existing_Miscellaneous_Natural Gas_Pool Heater_E1_Baseline Forecast | Commercial | Miscellaneous (ID) | Existing | Miscellaneous | Natural Gas | Pool Heater | E1 | Standard (EF .82) | Baseline Forecast | 0 | 13138.4731 | 12481.5495 | 11927.9683 | 11456.2753 | 11049.5922 | 11096.1125 | 11012.2447 | 10844.8121 | 10626.6938 | 10380.6452 | 13090.0952 | 12215.7256 | 11517.8634 | 10945.146 | 10462.2902 | 10677.719 | 10658.2337 | 10496.2384 | 10252.071 | 9964.5953 | 10428.2301 | 10009.957 | 9686.97 | 9413.1875 | 9162.8521 | 9203.0368
Commercial_Miscellaneous (ID)_Existing_Miscellaneous_Natural Gas_Pool Heater_E2_Baseline Forecast | Commercial | Miscellaneous (ID) | Existing | Miscellaneous | Natural Gas | Pool Heater | E2 | Condensing (EF .90) | Baseline Forecast | 0 | 1459.8303 | 1386.8388 | 1325.3298 | 1272.9195 | 1227.7325 | 1232.9014 | 1223.5827 | 1204.9791 | 1180.7438 | 1153.405 | 1454.455 | 1357.3028 | 1279.7626 | 1216.1273 | 1162.4767 | 1186.4132 | 1184.2482 | 1166.2487 | 1139.119 | 1107.1773 | 1158.6922 | 1112.2174 | 1076.33 | 1045.9097 | 1018.0947 | 1022.5596
Commercial_Miscellaneous (ID)_Existing_Miscellaneous_Natural Gas_Pool Heater_E3_Baseline Forecast | Commercial | Miscellaneous (ID) | Existing | Miscellaneous | Natural Gas | Pool Heater | E3 |  | Baseline Forecast | 0 | 0 | 0 | 0 | 0 | 0 | 0 | 0 | 0 | 0 | 0 | 0 | 0 | 0 | 0 | 0 | 0 | 0 | 0 | 0 | 0 | 0 | 0 | 0 | 0 | 0 | 0
Commercial_Miscellaneous (ID)_Existing_Miscellaneous_Natural Gas_Pool Heater_E4_Baseline Forecast | Commercial | Miscellaneous (ID) | Existing | Miscellaneous | Natural Gas | Pool Heater | E4 |  | Baseline Forecast | 0 | 0 | 0 | 0 | 0 | 0 | 0 | 0 | 0 | 0 | 0 | 0 | 0 | 0 | 0 | 0 | 0 | 0 | 0 | 0 | 0 | 0 | 0 | 0 | 0 | 0 | 0
Commercial_Miscellaneous (ID)_Existing_Miscellaneous_Natural Gas_Pool Heater_E5_Baseline Forecast | Commercial | Miscellaneous (ID) | Existing | Miscellaneous | Natural Gas | Pool Heater | E5 |  | Baseline Forecast | 0 | 0 | 0 | 0 | 0 | 0 | 0 | 0 | 0 | 0 | 0 | 0 | 0 | 0 | 0 | 0 | 0 | 0 | 0 | 0 | 0 | 0 | 0 | 0 | 0 | 0 | 0
Commercial_Miscellaneous (ID)_Existing_Miscellaneous_Natural Gas_Pool Heater_E6_Baseline Forecast | Commercial | Miscellaneous (ID) | Existing | Miscellaneous | Natural Gas | Pool Heater | E6 |  | Baseline Forecast | 0 | 0 | 0 | 0 | 0 | 0 | 0 | 0 | 0 | 0 | 0 | 0 | 0 | 0 | 0 | 0 | 0 | 0 | 0 | 0 | 0 | 0 | 0 | 0 | 0 | 0 | 0
Commercial_Miscellaneous (ID)_Existing_Miscellaneous_Natural Gas_Pool Heater_E7_Baseline Forecast | Commercial | Miscellaneous (ID) | Existing | Miscellaneous | Natural Gas | Pool Heater | E7 |  | Baseline Forecast | 0 | 0 | 0 | 0 | 0 | 0 | 0 | 0 | 0 | 0 | 0 | 0 | 0 | 0 | 0 | 0 | 0 | 0 | 0 | 0 | 0 | 0 | 0 | 0 | 0 | 0 | 0
Commercial_Miscellaneous (ID)_Existing_Miscellaneous_Natural Gas_Pool Heater_E8_Baseline Forecast | Commercial | Miscellaneous (ID) | Existing | Miscellaneous | Natural Gas | Pool Heater | E8 |  | Baseline Forecast | 0 | 0 | 0 | 0 | 0 | 0 | 0 | 0 | 0 | 0 | 0 | 0 | 0 | 0 | 0 | 0 | 0 | 0 | 0 | 0 | 0 | 0 | 0 | 0 | 0 | 0 | 0
Commercial_Miscellaneous (ID)_Existing_Miscellaneous_Natural Gas_Pool Heater_E9_Baseline Forecast | Commercial | Miscellaneous (ID) | Existing | Miscellaneous | Natural Gas | Pool Heater | E9 |  | Baseline Forecast | 0 | 0 | 0 | 0 | 0 | 0 | 0 | 0 | 0 | 0 | 0 | 0 | 0 | 0 | 0 | 0 | 0 | 0 | 0 | 0 | 0 | 0 | 0 | 0 | 0 | 0 | 0
Commercial_Miscellaneous (ID)_Existing_Miscellaneous_Natural Gas_Pool Heater_E10_Baseline Forecast | Commercial | Miscellaneous (ID) | Existing | Miscellaneous | Natural Gas | Pool Heater | E10 |  | Baseline Forecast | 0 | 0 | 0 | 0 | 0 | 0 | 0 | 0 | 0 | 0 | 0 | 0 | 0 | 0 | 0 | 0 | 0 | 0 | 0 | 0 | 0 | 0 | 0 | 0 | 0 | 0 | 0
Commercial_Miscellaneous (ID)_Existing_Miscellaneous_Natural Gas_Miscellaneous_E1_Baseline Forecast | Commercial | Miscellaneous (ID) | Existing | Miscellaneous | Natural Gas | Miscellaneous | E1 | Standard | Baseline Forecast | 0 | 858299.5687 | 1004168.2146 | 1122195.0797 | 1061678.1606 | 1030479.8619 | 1020203.3329 | 1003340.979 | 984906.4078 | 967984.3366 | 951443.339 | 1145162.0009 | 1135236.1161 | 1118430.8468 | 1087324.2864 | 1066698.4226 | 1052036.1454 | 1033811.38 | 1015206.5907 | 997838.9589 | 980759.7695 | 1015261.718 | 992926.0594 | 970069.1493 | 951921.0108 | 936039.9149 | 920936.061
Commercial_Miscellaneous (ID)_Existing_Miscellaneous_Natural Gas_Miscellaneous_E2_Baseline Forecast | Commercial | Miscellaneous (ID) | Existing | Miscellaneous | Natural Gas | Miscellaneous | E2 |  | Baseline Forecast | 0 | 0 | 0 | 0 | 0 | 0 | 0 | 0 | 0 | 0 | 0 | 0 | 0 | 0 | 0 | 0 | 0 | 0 | 0 | 0 | 0 | 0 | 0 | 0 | 0 | 0 | 0
Commercial_Miscellaneous (ID)_Existing_Miscellaneous_Natural Gas_Miscellaneous_E3_Baseline Forecast | Commercial | Miscellaneous (ID) | Existing | Miscellaneous | Natural Gas | Miscellaneous | E3 |  | Baseline Forecast | 0 | 0 | 0 | 0 | 0 | 0 | 0 | 0 | 0 | 0 | 0 | 0 | 0 | 0 | 0 | 0 | 0 | 0 | 0 | 0 | 0 | 0 | 0 | 0 | 0 | 0 | 0
Commercial_Miscellaneous (ID)_Existing_Miscellaneous_Natural Gas_Miscellaneous_E4_Baseline Forecast | Commercial | Miscellaneous (ID) | Existing | Miscellaneous | Natural Gas | Miscellaneous | E4 |  | Baseline Forecast | 0 | 0 | 0 | 0 | 0 | 0 | 0 | 0 | 0 | 0 | 0 | 0 | 0 | 0 | 0 | 0 | 0 | 0 | 0 | 0 | 0 | 0 | 0 | 0 | 0 | 0 | 0
Commercial_Miscellaneous (ID)_Existing_Miscellaneous_Natural Gas_Miscellaneous_E5_Baseline Forecast | Commercial | Miscellaneous (ID) | Existing | Miscellaneous | Natural Gas | Miscellaneous | E5 |  | Baseline Forecast | 0 | 0 | 0 | 0 | 0 | 0 | 0 | 0 | 0 | 0 | 0 | 0 | 0 | 0 | 0 | 0 | 0 | 0 | 0 | 0 | 0 | 0 | 0 | 0 | 0 | 0 | 0
Commercial_Miscellaneous (ID)_Existing_Miscellaneous_Natural Gas_Miscellaneous_E6_Baseline Forecast | Commercial | Miscellaneous (ID) | Existing | Miscellaneous | Natural Gas | Miscellaneous | E6 |  | Baseline Forecast | 0 | 0 | 0 | 0 | 0 | 0 | 0 | 0 | 0 | 0 | 0 | 0 | 0 | 0 | 0 | 0 | 0 | 0 | 0 | 0 | 0 | 0 | 0 | 0 | 0 | 0 | 0
Commercial_Miscellaneous (ID)_Existing_Miscellaneous_Natural Gas_Miscellaneous_E7_Baseline Forecast | Commercial | Miscellaneous (ID) | Existing | Miscellaneous | Natural Gas | Miscellaneous | E7 |  | Baseline Forecast | 0 | 0 | 0 | 0 | 0 | 0 | 0 | 0 | 0 | 0 | 0 | 0 | 0 | 0 | 0 | 0 | 0 | 0 | 0 | 0 | 0 | 0 | 0 | 0 | 0 | 0 | 0
Commercial_Miscellaneous (ID)_Existing_Miscellaneous_Natural Gas_Miscellaneous_E8_Baseline Forecast | Commercial | Miscellaneous (ID) | Existing | Miscellaneous | Natural Gas | Miscellaneous | E8 |  | Baseline Forecast | 0 | 0 | 0 | 0 | 0 | 0 | 0 | 0 | 0 | 0 | 0 | 0 | 0 | 0 | 0 | 0 | 0 | 0 | 0 | 0 | 0 | 0 | 0 | 0 | 0 | 0 | 0
Commercial_Miscellaneous (ID)_Existing_Miscellaneous_Natural Gas_Miscellaneous_E9_Baseline Forecast | Commercial | Miscellaneous (ID) | Existing | Miscellaneous | Natural Gas | Miscellaneous | E9 |  | Baseline Forecast | 0 | 0 | 0 | 0 | 0 | 0 | 0 | 0 | 0 | 0 | 0 | 0 | 0 | 0 | 0 | 0 | 0 | 0 | 0 | 0 | 0 | 0 | 0 | 0 | 0 | 0 | 0
Commercial_Miscellaneous (ID)_Existing_Miscellaneous_Natural Gas_Miscellaneous_E10_Baseline Forecast | Commercial | Miscellaneous (ID) | Existing | Miscellaneous | Natural Gas | Miscellaneous | E10 |  | Baseline Forecast | 0 | 0 | 0 | 0 | 0 | 0 | 0 | 0 | 0 | 0 | 0 | 0 | 0 | 0 | 0 | 0 | 0 | 0 | 0 | 0 | 0 | 0 | 0 | 0 | 0 | 0 | 0
Commercial_Miscellaneous (ID)_New_Space Heating_Natural Gas_Furnace_E1_Baseline Forecast | Commercial | Miscellaneous (ID) | New | Space Heating | Natural Gas | Furnace | E1 | AFUE 80% (Standard) | Baseline Forecast | 0 | 141461.8891 | 132012.7552 | 158994.5518 | 162750.142 | 146948.3131 | 128100.5945 | 123902.187 | 120266.9774 | 115714.8615 | 113973.8569 | 114037.3421 | 125154.8199 | 134449.7341 | 146068.8929 | 156583.2176 | 164225.7283 | 169004.0793 | 173367.7935 | 176331.5999 | 177769.0975 | 179550.621 | 181708.5095 | 230526.0706 | 226087.3587 | 240925.0395 | 232383.8256
Commercial_Miscellaneous (ID)_New_Space Heating_Natural Gas_Furnace_E2_Baseline Forecast | Commercial | Miscellaneous (ID) | New | Space Heating | Natural Gas | Furnace | E2 | AFUE 90% | Baseline Forecast | 0 | 0 | 0 | 0 | 0 | 0 | 0 | 0 | 0 | 0 | 0 | 0 | 0 | 0 | 0 | 0 | 0 | 0 | 0 | 0 | 0 | 0 | 0 | 0 | 0 | 0 | 0
Commercial_Miscellaneous (ID)_New_Space Heating_Natural Gas_Furnace_E3_Baseline Forecast | Commercial | Miscellaneous (ID) | New | Space Heating | Natural Gas | Furnace | E3 | AFUE 96% | Baseline Forecast | 0 | 0 | 0 | 0 | 0 | 0 | 0 | 0 | 0 | 0 | 0 | 0 | 0 | 0 | 0 | 0 | 0 | 0 | 0 | 0 | 0 | 0 | 0 | 0 | 0 | 0 | 0
Commercial_Miscellaneous (ID)_New_Space Heating_Natural Gas_Furnace_E4_Baseline Forecast | Commercial | Miscellaneous (ID) | New | Space Heating | Natural Gas | Furnace | E4 |  | Baseline Forecast | 0 | 0 | 0 | 0 | 0 | 0 | 0 | 0 | 0 | 0 | 0 | 0 | 0 | 0 | 0 | 0 | 0 | 0 | 0 | 0 | 0 | 0 | 0 | 0 | 0 | 0 | 0
Commercial_Miscellaneous (ID)_New_Space Heating_Natural Gas_Furnace_E5_Baseline Forecast | Commercial | Miscellaneous (ID) | New | Space Heating | Natural Gas | Furnace | E5 |  | Baseline Forecast | 0 | 0 | 0 | 0 | 0 | 0 | 0 | 0 | 0 | 0 | 0 | 0 | 0 | 0 | 0 | 0 | 0 | 0 | 0 | 0 | 0 | 0 | 0 | 0 | 0 | 0 | 0
Commercial_Miscellaneous (ID)_New_Space Heating_Natural Gas_Furnace_E6_Baseline Forecast | Commercial | Miscellaneous (ID) | New | Space Heating | Natural Gas | Furnace | E6 |  | Baseline Forecast | 0 | 0 | 0 | 0 | 0 | 0 | 0 | 0 | 0 | 0 | 0 | 0 | 0 | 0 | 0 | 0 | 0 | 0 | 0 | 0 | 0 | 0 | 0 | 0 | 0 | 0 | 0
Commercial_Miscellaneous (ID)_New_Space Heating_Natural Gas_Furnace_E7_Baseline Forecast | Commercial | Miscellaneous (ID) | New | Space Heating | Natural Gas | Furnace | E7 |  | Baseline Forecast | 0 | 0 | 0 | 0 | 0 | 0 | 0 | 0 | 0 | 0 | 0 | 0 | 0 | 0 | 0 | 0 | 0 | 0 | 0 | 0 | 0 | 0 | 0 | 0 | 0 | 0 | 0
Commercial_Miscellaneous (ID)_New_Space Heating_Natural Gas_Furnace_E8_Baseline Forecast | Commercial | Miscellaneous (ID) | New | Space Heating | Natural Gas | Furnace | E8 |  | Baseline Forecast | 0 | 0 | 0 | 0 | 0 | 0 | 0 | 0 | 0 | 0 | 0 | 0 | 0 | 0 | 0 | 0 | 0 | 0 | 0 | 0 | 0 | 0 | 0 | 0 | 0 | 0 | 0
Commercial_Miscellaneous (ID)_New_Space Heating_Natural Gas_Furnace_E9_Baseline Forecast | Commercial | Miscellaneous (ID) | New | Space Heating | Natural Gas | Furnace | E9 |  | Baseline Forecast | 0 | 0 | 0 | 0 | 0 | 0 | 0 | 0 | 0 | 0 | 0 | 0 | 0 | 0 | 0 | 0 | 0 | 0 | 0 | 0 | 0 | 0 | 0 | 0 | 0 | 0 | 0
Commercial_Miscellaneous (ID)_New_Space Heating_Natural Gas_Furnace_E10_Baseline Forecast | Commercial | Miscellaneous (ID) | New | Space Heating | Natural Gas | Furnace | E10 |  | Baseline Forecast | 0 | 0 | 0 | 0 | 0 | 0 | 0 | 0 | 0 | 0 | 0 | 0 | 0 | 0 | 0 | 0 | 0 | 0 | 0 | 0 | 0 | 0 | 0 | 0 | 0 | 0 | 0
Commercial_Miscellaneous (ID)_New_Space Heating_Natural Gas_Boiler_E1_Baseline Forecast | Commercial | Miscellaneous (ID) | New | Space Heating | Natural Gas | Boiler | E1 | AFUE 80% (Standard) | Baseline Forecast | 0 | 58997.9926 | 55057.1437 | 66109.2776 | 67670.8364 | 60906.0243 | 52916.3798 | 51001.546 | 49505.1938 | 47454.1845 | 46740.2058 | 46582.406 | 45870.5439 | 45054.4725 | 44777.4306 | 44366.9428 | 45199.6183 | 44313.1642 | 43824.856 | 42932.4126 | 42087.5788 | 41432.3527 | 40900.2073 | 40883.7636 | 40211.182 | 42186.5107 | 37488.7431
Commercial_Miscellaneous (ID)_New_Space Heating_Natural Gas_Boiler_E2_Baseline Forecast | Commercial | Miscellaneous (ID) | New | Space Heating | Natural Gas | Boiler | E2 | AFUE 85% | Baseline Forecast | 0 | 0 | 0 | 0 | 0 | 0 | 0 | 0 | 0 | 0 | 0 | 0 | 0 | 0 | 0 | 0 | 0 | 0 | 0 | 0 | 0 | 0 | 0 | 0 | 0 | 0 | 0
Commercial_Miscellaneous (ID)_New_Space Heating_Natural Gas_Boiler_E3_Baseline Forecast | Commercial | Miscellaneous (ID) | New | Space Heating | Natural Gas | Boiler | E3 | AFUE 97% | Baseline Forecast | 0 | 7701.3697 | 7186.9465 | 8856.7453 | 9065.9494 | 8380.1901 | 7483.1244 | 7418.4067 | 7200.7555 | 7105.4394 | 6998.5335 | 7186.2665 | 7076.4475 | 7167.757 | 7123.6821 | 7058.3773 | 5567.1084 | 5639.8573 | 5577.7089 | 5652.5434 | 5356.6009 | 5273.2085 | 5384.9803 | 5382.8153 | 5294.2622 | 5554.3368 | 4935.822
Commercial_Miscellaneous (ID)_New_Space Heating_Natural Gas_Boiler_E4_Baseline Forecast | Commercial | Miscellaneous (ID) | New | Space Heating | Natural Gas | Boiler | E4 | Convert to NG Air Source Heat Pump | Baseline Forecast | 0 | 0 | 0 | 0 | 0 | 0 | 0 | 0 | 0 | 0 | 0 | 0 | 0 | 0 | 0 | 0 | 0 | 0 | 0 | 0 | 0 | 0 | 0 | 0 | 0 | 0 | 0
Commercial_Miscellaneous (ID)_New_Space Heating_Natural Gas_Boiler_E5_Baseline Forecast | Commercial | Miscellaneous (ID) | New | Space Heating | Natural Gas | Boiler | E5 |  | Baseline Forecast | 0 | 0 | 0 | 0 | 0 | 0 | 0 | 0 | 0 | 0 | 0 | 0 | 0 | 0 | 0 | 0 | 0 | 0 | 0 | 0 | 0 | 0 | 0 | 0 | 0 | 0 | 0
Commercial_Miscellaneous (ID)_New_Space Heating_Natural Gas_Boiler_E6_Baseline Forecast | Commercial | Miscellaneous (ID) | New | Space Heating | Natural Gas | Boiler | E6 |  | Baseline Forecast | 0 | 0 | 0 | 0 | 0 | 0 | 0 | 0 | 0 | 0 | 0 | 0 | 0 | 0 | 0 | 0 | 0 | 0 | 0 | 0 | 0 | 0 | 0 | 0 | 0 | 0 | 0
Commercial_Miscellaneous (ID)_New_Space Heating_Natural Gas_Boiler_E7_Baseline Forecast | Commercial | Miscellaneous (ID) | New | Space Heating | Natural Gas | Boiler | E7 |  | Baseline Forecast | 0 | 0 | 0 | 0 | 0 | 0 | 0 | 0 | 0 | 0 | 0 | 0 | 0 | 0 | 0 | 0 | 0 | 0 | 0 | 0 | 0 | 0 | 0 | 0 | 0 | 0 | 0
Commercial_Miscellaneous (ID)_New_Space Heating_Natural Gas_Boiler_E8_Baseline Forecast | Commercial | Miscellaneous (ID) | New | Space Heating | Natural Gas | Boiler | E8 |  | Baseline Forecast | 0 | 0 | 0 | 0 | 0 | 0 | 0 | 0 | 0 | 0 | 0 | 0 | 0 | 0 | 0 | 0 | 0 | 0 | 0 | 0 | 0 | 0 | 0 | 0 | 0 | 0 | 0
Commercial_Miscellaneous (ID)_New_Space Heating_Natural Gas_Boiler_E9_Baseline Forecast | Commercial | Miscellaneous (ID) | New | Space Heating | Natural Gas | Boiler | E9 |  | Baseline Forecast | 0 | 0 | 0 | 0 | 0 | 0 | 0 | 0 | 0 | 0 | 0 | 0 | 0 | 0 | 0 | 0 | 0 | 0 | 0 | 0 | 0 | 0 | 0 | 0 | 0 | 0 | 0
Commercial_Miscellaneous (ID)_New_Space Heating_Natural Gas_Boiler_E10_Baseline Forecast | Commercial | Miscellaneous (ID) | New | Space Heating | Natural Gas | Boiler | E10 |  | Baseline Forecast | 0 | 0 | 0 | 0 | 0 | 0 | 0 | 0 | 0 | 0 | 0 | 0 | 0 | 0 | 0 | 0 | 0 | 0 | 0 | 0 | 0 | 0 | 0 | 0 | 0 | 0 | 0
Commercial_Miscellaneous (ID)_New_Space Heating_Natural Gas_Unit Heater_E1_Baseline Forecast | Commercial | Miscellaneous (ID) | New | Space Heating | Natural Gas | Unit Heater | E1 | Standard | Baseline Forecast | 0 | 1058.7638 | 988.0423 | 1189.9861 | 1218.0946 | 1099.8267 | 958.7619 | 927.3392 | 900.1317 | 866.0616 | 853.0311 | 853.5063 | 840.4632 | 828.9586 | 823.8613 | 816.3087 | 805.8544 | 889.1892 | 961.5233 | 1040.6051 | 1108.7433 | 1164.6729 | 1206.6799 | 1247.7822 | 1270.8611 | 1335.2124 | 1275.8817
Commercial_Miscellaneous (ID)_New_Space Heating_Natural Gas_Unit Heater_E2_Baseline Forecast | Commercial | Miscellaneous (ID) | New | Space Heating | Natural Gas | Unit Heater | E2 | Condensing | Baseline Forecast | 0 | 0 | 0 | 0 | 0 | 0 | 0 | 0 | 0 | 0 | 0 | 0 | 0 | 0 | 0 | 0 | 0 | 0 | 0 | 0 | 0 | 0 | 0 | 0 | 0 | 0 | 0
Commercial_Miscellaneous (ID)_New_Space Heating_Natural Gas_Unit Heater_E3_Baseline Forecast | Commercial | Miscellaneous (ID) | New | Space Heating | Natural Gas | Unit Heater | E3 | Infrared Radiant | Baseline Forecast | 0 | 0 | 0 | 0 | 0 | 0 | 0 | 0 | 0 | 0 | 0 | 0 | 0 | 0 | 0 | 0 | 0 | 0 | 0 | 0 | 0 | 0 | 0 | 0 | 0 | 0 | 0
Commercial_Miscellaneous (ID)_New_Space Heating_Natural Gas_Unit Heater_E4_Baseline Forecast | Commercial | Miscellaneous (ID) | New | Space Heating | Natural Gas | Unit Heater | E4 |  | Baseline Forecast | 0 | 0 | 0 | 0 | 0 | 0 | 0 | 0 | 0 | 0 | 0 | 0 | 0 | 0 | 0 | 0 | 0 | 0 | 0 | 0 | 0 | 0 | 0 | 0 | 0 | 0 | 0
Commercial_Miscellaneous (ID)_New_Space Heating_Natural Gas_Unit Heater_E5_Baseline Forecast | Commercial | Miscellaneous (ID) | New | Space Heating | Natural Gas | Unit Heater | E5 |  | Baseline Forecast | 0 | 0 | 0 | 0 | 0 | 0 | 0 | 0 | 0 | 0 | 0 | 0 | 0 | 0 | 0 | 0 | 0 | 0 | 0 | 0 | 0 | 0 | 0 | 0 | 0 | 0 | 0
Commercial_Miscellaneous (ID)_New_Space Heating_Natural Gas_Unit Heater_E6_Baseline Forecast | Commercial | Miscellaneous (ID) | New | Space Heating | Natural Gas | Unit Heater | E6 |  | Baseline Forecast | 0 | 0 | 0 | 0 | 0 | 0 | 0 | 0 | 0 | 0 | 0 | 0 | 0 | 0 | 0 | 0 | 0 | 0 | 0 | 0 | 0 | 0 | 0 | 0 | 0 | 0 | 0
Commercial_Miscellaneous (ID)_New_Space Heating_Natural Gas_Unit Heater_E7_Baseline Forecast | Commercial | Miscellaneous (ID) | New | Space Heating | Natural Gas | Unit Heater | E7 |  | Baseline Forecast | 0 | 0 | 0 | 0 | 0 | 0 | 0 | 0 | 0 | 0 | 0 | 0 | 0 | 0 | 0 | 0 | 0 | 0 | 0 | 0 | 0 | 0 | 0 | 0 | 0 | 0 | 0
Commercial_Miscellaneous (ID)_New_Space Heating_Natural Gas_Unit Heater_E8_Baseline Forecast | Commercial | Miscellaneous (ID) | New | Space Heating | Natural Gas | Unit Heater | E8 |  | Baseline Forecast | 0 | 0 | 0 | 0 | 0 | 0 | 0 | 0 | 0 | 0 | 0 | 0 | 0 | 0 | 0 | 0 | 0 | 0 | 0 | 0 | 0 | 0 | 0 | 0 | 0 | 0 | 0
Commercial_Miscellaneous (ID)_New_Space Heating_Natural Gas_Unit Heater_E9_Baseline Forecast | Commercial | Miscellaneous (ID) | New | Space Heating | Natural Gas | Unit Heater | E9 |  | Baseline Forecast | 0 | 0 | 0 | 0 | 0 | 0 | 0 | 0 | 0 | 0 | 0 | 0 | 0 | 0 | 0 | 0 | 0 | 0 | 0 | 0 | 0 | 0 | 0 | 0 | 0 | 0 | 0
Commercial_Miscellaneous (ID)_New_Space Heating_Natural Gas_Unit Heater_E10_Baseline Forecast | Commercial | Miscellaneous (ID) | New | Space Heating | Natural Gas | Unit Heater | E10 |  | Baseline Forecast | 0 | 0 | 0 | 0 | 0 | 0 | 0 | 0 | 0 | 0 | 0 | 0 | 0 | 0 | 0 | 0 | 0 | 0 | 0 | 0 | 0 | 0 | 0 | 0 | 0 | 0 | 0
Commercial_Miscellaneous (ID)_New_Water Heating_Natural Gas_Water Heater_E1_Baseline Forecast | Commercial | Miscellaneous (ID) | New | Water Heating | Natural Gas | Water Heater | E1 | TE 0.80 | Baseline Forecast | 0 | 96937.3684 | 90462.3087 | 108951.701 | 111525.2353 | 100696.9641 | 87781.4838 | 84904.507 | 82413.4639 | 79294.1069 | 78101.076 | 78144.5795 | 85762.8791 | 92132.259 | 100094.3376 | 107299.3238 | 112536.3872 | 115810.7728 | 118801.0267 | 120831.9878 | 121817.0393 | 123037.8359 | 124516.5383 | 157968.9821 | 154927.3357 | 165094.9204 | 159242.0167
Commercial_Miscellaneous (ID)_New_Water Heating_Natural Gas_Water Heater_E2_Baseline Forecast | Commercial | Miscellaneous (ID) | New | Water Heating | Natural Gas | Water Heater | E2 | TE 0.90 | Baseline Forecast | 0 | 0 | 0 | 0 | 0 | 0 | 0 | 0 | 0 | 0 | 0 | 0 | 0 | 0 | 0 | 0 | 0 | 0 | 0 | 0 | 0 | 0 | 0 | 0 | 0 | 0 | 0
Commercial_Miscellaneous (ID)_New_Water Heating_Natural Gas_Water Heater_E3_Baseline Forecast | Commercial | Miscellaneous (ID) | New | Water Heating | Natural Gas | Water Heater | E3 | TE 0.94 | Baseline Forecast | 0 | 109312.3516 | 102010.6885 | 122860.4288 | 125762.4994 | 113551.8957 | 98987.6307 | 95743.3802 | 92934.3317 | 89416.7589 | 88071.4261 | 88120.4833 | 96711.3317 | 103893.824 | 112872.3381 | 120997.1099 | 126902.7345 | 130595.1267 | 133967.1152 | 136257.348 | 137368.1507 | 138744.7936 | 140412.2666 | 178135.2352 | 174705.2935 | 186170.8676 | 179570.7848
Commercial_Miscellaneous (ID)_New_Water Heating_Natural Gas_Water Heater_E4_Baseline Forecast | Commercial | Miscellaneous (ID) | New | Water Heating | Natural Gas | Water Heater | E4 | Instantaneous TE 0.94 | Baseline Forecast | 0 | 0 | 0 | 0 | 0 | 0 | 0 | 0 | 0 | 0 | 0 | 0 | 0 | 0 | 0 | 0 | 0 | 0 | 0 | 0 | 0 | 0 | 0 | 0 | 0 | 0 | 0
Commercial_Miscellaneous (ID)_New_Water Heating_Natural Gas_Water Heater_E5_Baseline Forecast | Commercial | Miscellaneous (ID) | New | Water Heating | Natural Gas | Water Heater | E5 | Gas-Fired Absorption HPWH | Baseline Forecast | 0 | 0 | 0 | 0 | 0 | 0 | 0 | 0 | 0 | 0 | 0 | 0 | 0 | 0 | 0 | 0 | 0 | 0 | 0 | 0 | 0 | 0 | 0 | 0 | 0 | 0 | 0
Commercial_Miscellaneous (ID)_New_Water Heating_Natural Gas_Water Heater_E6_Baseline Forecast | Commercial | Miscellaneous (ID) | New | Water Heating | Natural Gas | Water Heater | E6 |  | Baseline Forecast | 0 | 0 | 0 | 0 | 0 | 0 | 0 | 0 | 0 | 0 | 0 | 0 | 0 | 0 | 0 | 0 | 0 | 0 | 0 | 0 | 0 | 0 | 0 | 0 | 0 | 0 | 0
Commercial_Miscellaneous (ID)_New_Water Heating_Natural Gas_Water Heater_E7_Baseline Forecast | Commercial | Miscellaneous (ID) | New | Water Heating | Natural Gas | Water Heater | E7 |  | Baseline Forecast | 0 | 0 | 0 | 0 | 0 | 0 | 0 | 0 | 0 | 0 | 0 | 0 | 0 | 0 | 0 | 0 | 0 | 0 | 0 | 0 | 0 | 0 | 0 | 0 | 0 | 0 | 0
Commercial_Miscellaneous (ID)_New_Water Heating_Natural Gas_Water Heater_E8_Baseline Forecast | Commercial | Miscellaneous (ID) | New | Water Heating | Natural Gas | Water Heater | E8 |  | Baseline Forecast | 0 | 0 | 0 | 0 | 0 | 0 | 0 | 0 | 0 | 0 | 0 | 0 | 0 | 0 | 0 | 0 | 0 | 0 | 0 | 0 | 0 | 0 | 0 | 0 | 0 | 0 | 0
Commercial_Miscellaneous (ID)_New_Water Heating_Natural Gas_Water Heater_E9_Baseline Forecast | Commercial | Miscellaneous (ID) | New | Water Heating | Natural Gas | Water Heater | E9 |  | Baseline Forecast | 0 | 0 | 0 | 0 | 0 | 0 | 0 | 0 | 0 | 0 | 0 | 0 | 0 | 0 | 0 | 0 | 0 | 0 | 0 | 0 | 0 | 0 | 0 | 0 | 0 | 0 | 0
Commercial_Miscellaneous (ID)_New_Water Heating_Natural Gas_Water Heater_E10_Baseline Forecast | Commercial | Miscellaneous (ID) | New | Water Heating | Natural Gas | Water Heater | E10 |  | Baseline Forecast | 0 | 0 | 0 | 0 | 0 | 0 | 0 | 0 | 0 | 0 | 0 | 0 | 0 | 0 | 0 | 0 | 0 | 0 | 0 | 0 | 0 | 0 | 0 | 0 | 0 | 0 | 0
Commercial_Miscellaneous (ID)_New_Food Preparation_Natural Gas_Oven_E1_Baseline Forecast | Commercial | Miscellaneous (ID) | New | Food Preparation | Natural Gas | Oven | E1 | Standard | Baseline Forecast | 0 | 30080.3726 | 28071.1143 | 33808.5076 | 34607.0941 | 31247.0025 | 27239.2348 | 26346.4879 | 25573.499 | 24605.5398 | 30251.4081 | 34675.9155 | 38981.6352 | 42555.5242 | 44859.2834 | 53687.4063 | 52033.8958 | 52457.8718 | 51354.1095 | 50339.9698 | 50024.2859 | 51527.9392 | 53553.9358 | 55727.648 | 60629.4715 | 65182.7956 | 65675.0445
Commercial_Miscellaneous (ID)_New_Food Preparation_Natural Gas_Oven_E2_Baseline Forecast | Commercial | Miscellaneous (ID) | New | Food Preparation | Natural Gas | Oven | E2 | ENERGY STAR (>42% Baking Efficiency) | Baseline Forecast | 0 | 43286.3898 | 40395.0181 | 48651.267 | 49800.4524 | 44965.1987 | 39197.9232 | 37913.2386 | 36800.8889 | 35407.9719 | 43532.5141 | 49899.4882 | 56095.5238 | 61238.4372 | 64553.603 | 77257.4872 | 74878.0452 | 75488.157 | 73899.8161 | 72440.4444 | 71986.1676 | 74149.9612 | 77065.4198 | 80193.4447 | 87247.2882 | 93799.6327 | 94507.9909
Commercial_Miscellaneous (ID)_New_Food Preparation_Natural Gas_Oven_E3_Baseline Forecast | Commercial | Miscellaneous (ID) | New | Food Preparation | Natural Gas | Oven | E3 |  | Baseline Forecast | 0 | 0 | 0 | 0 | 0 | 0 | 0 | 0 | 0 | 0 | 0 | 0 | 0 | 0 | 0 | 0 | 0 | 0 | 0 | 0 | 0 | 0 | 0 | 0 | 0 | 0 | 0
Commercial_Miscellaneous (ID)_New_Food Preparation_Natural Gas_Oven_E4_Baseline Forecast | Commercial | Miscellaneous (ID) | New | Food Preparation | Natural Gas | Oven | E4 |  | Baseline Forecast | 0 | 0 | 0 | 0 | 0 | 0 | 0 | 0 | 0 | 0 | 0 | 0 | 0 | 0 | 0 | 0 | 0 | 0 | 0 | 0 | 0 | 0 | 0 | 0 | 0 | 0 | 0
Commercial_Miscellaneous (ID)_New_Food Preparation_Natural Gas_Oven_E5_Baseline Forecast | Commercial | Miscellaneous (ID) | New | Food Preparation | Natural Gas | Oven | E5 |  | Baseline Forecast | 0 | 0 | 0 | 0 | 0 | 0 | 0 | 0 | 0 | 0 | 0 | 0 | 0 | 0 | 0 | 0 | 0 | 0 | 0 | 0 | 0 | 0 | 0 | 0 | 0 | 0 | 0
Commercial_Miscellaneous (ID)_New_Food Preparation_Natural Gas_Oven_E6_Baseline Forecast | Commercial | Miscellaneous (ID) | New | Food Preparation | Natural Gas | Oven | E6 |  | Baseline Forecast | 0 | 0 | 0 | 0 | 0 | 0 | 0 | 0 | 0 | 0 | 0 | 0 | 0 | 0 | 0 | 0 | 0 | 0 | 0 | 0 | 0 | 0 | 0 | 0 | 0 | 0 | 0
Commercial_Miscellaneous (ID)_New_Food Preparation_Natural Gas_Oven_E7_Baseline Forecast | Commercial | Miscellaneous (ID) | New | Food Preparation | Natural Gas | Oven | E7 |  | Baseline Forecast | 0 | 0 | 0 | 0 | 0 | 0 | 0 | 0 | 0 | 0 | 0 | 0 | 0 | 0 | 0 | 0 | 0 | 0 | 0 | 0 | 0 | 0 | 0 | 0 | 0 | 0 | 0
Commercial_Miscellaneous (ID)_New_Food Preparation_Natural Gas_Oven_E8_Baseline Forecast | Commercial | Miscellaneous (ID) | New | Food Preparation | Natural Gas | Oven | E8 |  | Baseline Forecast | 0 | 0 | 0 | 0 | 0 | 0 | 0 | 0 | 0 | 0 | 0 | 0 | 0 | 0 | 0 | 0 | 0 | 0 | 0 | 0 | 0 | 0 | 0 | 0 | 0 | 0 | 0
Commercial_Miscellaneous (ID)_New_Food Preparation_Natural Gas_Oven_E9_Baseline Forecast | Commercial | Miscellaneous (ID) | New | Food Preparation | Natural Gas | Oven | E9 |  | Baseline Forecast | 0 | 0 | 0 | 0 | 0 | 0 | 0 | 0 | 0 | 0 | 0 | 0 | 0 | 0 | 0 | 0 | 0 | 0 | 0 | 0 | 0 | 0 | 0 | 0 | 0 | 0 | 0
Commercial_Miscellaneous (ID)_New_Food Preparation_Natural Gas_Oven_E10_Baseline Forecast | Commercial | Miscellaneous (ID) | New | Food Preparation | Natural Gas | Oven | E10 |  | Baseline Forecast | 0 | 0 | 0 | 0 | 0 | 0 | 0 | 0 | 0 | 0 | 0 | 0 | 0 | 0 | 0 | 0 | 0 | 0 | 0 | 0 | 0 | 0 | 0 | 0 | 0 | 0 | 0
Commercial_Miscellaneous (ID)_New_Food Preparation_Natural Gas_Conveyor Oven_E1_Baseline Forecast | Commercial | Miscellaneous (ID) | New | Food Preparation | Natural Gas | Conveyor Oven | E1 | Standard | Baseline Forecast | 0 | 15040.1863 | 14035.5571 | 16904.2538 | 17303.547 | 15623.5013 | 13619.6174 | 13173.2439 | 12786.7495 | 12302.7699 | 12117.6668 | 12124.4165 | 11939.1338 | 11775.7057 | 11703.2964 | 11596.0088 | 11447.5011 | 14272.0542 | 16353.4345 | 18507.2126 | 20200.3491 | 21258.0853 | 25684.6434 | 25002.1997 | 25226.0419 | 25302.3504 | 23179.2573
Commercial_Miscellaneous (ID)_New_Food Preparation_Natural Gas_Conveyor Oven_E2_Baseline Forecast | Commercial | Miscellaneous (ID) | New | Food Preparation | Natural Gas | Conveyor Oven | E2 | ENERGY STAR (>42% Baking Efficiency) | Baseline Forecast | 0 | 21643.1949 | 20197.5091 | 24325.6335 | 24900.2262 | 22482.5994 | 19598.9616 | 18956.6193 | 18400.4444 | 17703.986 | 17437.6181 | 17447.3311 | 17180.7048 | 16945.5277 | 16841.3289 | 16686.9395 | 16473.2334 | 20537.8341 | 23532.9912 | 26632.3303 | 29068.7951 | 30590.9033 | 36960.8283 | 35978.7751 | 36300.8896 | 36410.6994 | 33355.5167
Commercial_Miscellaneous (ID)_New_Food Preparation_Natural Gas_Conveyor Oven_E3_Baseline Forecast | Commercial | Miscellaneous (ID) | New | Food Preparation | Natural Gas | Conveyor Oven | E3 |  | Baseline Forecast | 0 | 0 | 0 | 0 | 0 | 0 | 0 | 0 | 0 | 0 | 0 | 0 | 0 | 0 | 0 | 0 | 0 | 0 | 0 | 0 | 0 | 0 | 0 | 0 | 0 | 0 | 0
Commercial_Miscellaneous (ID)_New_Food Preparation_Natural Gas_Conveyor Oven_E4_Baseline Forecast | Commercial | Miscellaneous (ID) | New | Food Preparation | Natural Gas | Conveyor Oven | E4 |  | Baseline Forecast | 0 | 0 | 0 | 0 | 0 | 0 | 0 | 0 | 0 | 0 | 0 | 0 | 0 | 0 | 0 | 0 | 0 | 0 | 0 | 0 | 0 | 0 | 0 | 0 | 0 | 0 | 0
Commercial_Miscellaneous (ID)_New_Food Preparation_Natural Gas_Conveyor Oven_E5_Baseline Forecast | Commercial | Miscellaneous (ID) | New | Food Preparation | Natural Gas | Conveyor Oven | E5 |  | Baseline Forecast | 0 | 0 | 0 | 0 | 0 | 0 | 0 | 0 | 0 | 0 | 0 | 0 | 0 | 0 | 0 | 0 | 0 | 0 | 0 | 0 | 0 | 0 | 0 | 0 | 0 | 0 | 0
Commercial_Miscellaneous (ID)_New_Food Preparation_Natural Gas_Conveyor Oven_E6_Baseline Forecast | Commercial | Miscellaneous (ID) | New | Food Preparation | Natural Gas | Conveyor Oven | E6 |  | Baseline Forecast | 0 | 0 | 0 | 0 | 0 | 0 | 0 | 0 | 0 | 0 | 0 | 0 | 0 | 0 | 0 | 0 | 0 | 0 | 0 | 0 | 0 | 0 | 0 | 0 | 0 | 0 | 0
Commercial_Miscellaneous (ID)_New_Food Preparation_Natural Gas_Conveyor Oven_E7_Baseline Forecast | Commercial | Miscellaneous (ID) | New | Food Preparation | Natural Gas | Conveyor Oven | E7 |  | Baseline Forecast | 0 | 0 | 0 | 0 | 0 | 0 | 0 | 0 | 0 | 0 | 0 | 0 | 0 | 0 | 0 | 0 | 0 | 0 | 0 | 0 | 0 | 0 | 0 | 0 | 0 | 0 | 0
Commercial_Miscellaneous (ID)_New_Food Preparation_Natural Gas_Conveyor Oven_E8_Baseline Forecast | Commercial | Miscellaneous (ID) | New | Food Preparation | Natural Gas | Conveyor Oven | E8 |  | Baseline Forecast | 0 | 0 | 0 | 0 | 0 | 0 | 0 | 0 | 0 | 0 | 0 | 0 | 0 | 0 | 0 | 0 | 0 | 0 | 0 | 0 | 0 | 0 | 0 | 0 | 0 | 0 | 0
Commercial_Miscellaneous (ID)_New_Food Preparation_Natural Gas_Conveyor Oven_E9_Baseline Forecast | Commercial | Miscellaneous (ID) | New | Food Preparation | Natural Gas | Conveyor Oven | E9 |  | Baseline Forecast | 0 | 0 | 0 | 0 | 0 | 0 | 0 | 0 | 0 | 0 | 0 | 0 | 0 | 0 | 0 | 0 | 0 | 0 | 0 | 0 | 0 | 0 | 0 | 0 | 0 | 0 | 0
Commercial_Miscellaneous (ID)_New_Food Preparation_Natural Gas_Conveyor Oven_E10_Baseline Forecast | Commercial | Miscellaneous (ID) | New | Food Preparation | Natural Gas | Conveyor Oven | E10 |  | Baseline Forecast | 0 | 0 | 0 | 0 | 0 | 0 | 0 | 0 | 0 | 0 | 0 | 0 | 0 | 0 | 0 | 0 | 0 | 0 | 0 | 0 | 0 | 0 | 0 | 0 | 0 | 0 | 0
Commercial_Miscellaneous (ID)_New_Food Preparation_Natural Gas_Double Rack Oven_E1_Baseline Forecast | Commercial | Miscellaneous (ID) | New | Food Preparation | Natural Gas | Double Rack Oven | E1 | Standard | Baseline Forecast | 0 | 15040.1863 | 14035.5571 | 16904.2538 | 17303.547 | 15623.5013 | 13619.6174 | 13173.2439 | 12786.7495 | 12302.7699 | 13788.7986 | 15169.3734 | 16524.0126 | 17773.7698 | 18770.8535 | 19391.5726 | 19840.585 | 20145.2859 | 20401.329 | 25351.5723 | 24870.89 | 25849.0097 | 26150.124 | 25968.3063 | 25608.0346 | 26473.9387 | 25649.0875
Commercial_Miscellaneous (ID)_New_Food Preparation_Natural Gas_Double Rack Oven_E2_Baseline Forecast | Commercial | Miscellaneous (ID) | New | Food Preparation | Natural Gas | Double Rack Oven | E2 | FTSC Qualified (>50% Cooking Efficiency) | Baseline Forecast | 0 | 21643.1949 | 20197.5091 | 24325.6335 | 24900.2262 | 22482.5994 | 19598.9616 | 18956.6193 | 18400.4444 | 17703.986 | 19842.4175 | 21829.0983 | 23778.4571 | 25576.8882 | 27011.716 | 27904.946 | 28551.0857 | 28989.5577 | 29358.01 | 36481.5308 | 35789.8173 | 37197.3555 | 37630.6663 | 37369.0262 | 36850.5864 | 38096.6435 | 36909.6624
Commercial_Miscellaneous (ID)_New_Food Preparation_Natural Gas_Double Rack Oven_E3_Baseline Forecast | Commercial | Miscellaneous (ID) | New | Food Preparation | Natural Gas | Double Rack Oven | E3 |  | Baseline Forecast | 0 | 0 | 0 | 0 | 0 | 0 | 0 | 0 | 0 | 0 | 0 | 0 | 0 | 0 | 0 | 0 | 0 | 0 | 0 | 0 | 0 | 0 | 0 | 0 | 0 | 0 | 0
Commercial_Miscellaneous (ID)_New_Food Preparation_Natural Gas_Double Rack Oven_E4_Baseline Forecast | Commercial | Miscellaneous (ID) | New | Food Preparation | Natural Gas | Double Rack Oven | E4 |  | Baseline Forecast | 0 | 0 | 0 | 0 | 0 | 0 | 0 | 0 | 0 | 0 | 0 | 0 | 0 | 0 | 0 | 0 | 0 | 0 | 0 | 0 | 0 | 0 | 0 | 0 | 0 | 0 | 0
Commercial_Miscellaneous (ID)_New_Food Preparation_Natural Gas_Double Rack Oven_E5_Baseline Forecast | Commercial | Miscellaneous (ID) | New | Food Preparation | Natural Gas | Double Rack Oven | E5 |  | Baseline Forecast | 0 | 0 | 0 | 0 | 0 | 0 | 0 | 0 | 0 | 0 | 0 | 0 | 0 | 0 | 0 | 0 | 0 | 0 | 0 | 0 | 0 | 0 | 0 | 0 | 0 | 0 | 0
Commercial_Miscellaneous (ID)_New_Food Preparation_Natural Gas_Double Rack Oven_E6_Baseline Forecast | Commercial | Miscellaneous (ID) | New | Food Preparation | Natural Gas | Double Rack Oven | E6 |  | Baseline Forecast | 0 | 0 | 0 | 0 | 0 | 0 | 0 | 0 | 0 | 0 | 0 | 0 | 0 | 0 | 0 | 0 | 0 | 0 | 0 | 0 | 0 | 0 | 0 | 0 | 0 | 0 | 0
Commercial_Miscellaneous (ID)_New_Food Preparation_Natural Gas_Double Rack Oven_E7_Baseline Forecast | Commercial | Miscellaneous (ID) | New | Food Preparation | Natural Gas | Double Rack Oven | E7 |  | Baseline Forecast | 0 | 0 | 0 | 0 | 0 | 0 | 0 | 0 | 0 | 0 | 0 | 0 | 0 | 0 | 0 | 0 | 0 | 0 | 0 | 0 | 0 | 0 | 0 | 0 | 0 | 0 | 0
Commercial_Miscellaneous (ID)_New_Food Preparation_Natural Gas_Double Rack Oven_E8_Baseline Forecast | Commercial | Miscellaneous (ID) | New | Food Preparation | Natural Gas | Double Rack Oven | E8 |  | Baseline Forecast | 0 | 0 | 0 | 0 | 0 | 0 | 0 | 0 | 0 | 0 | 0 | 0 | 0 | 0 | 0 | 0 | 0 | 0 | 0 | 0 | 0 | 0 | 0 | 0 | 0 | 0 | 0
Commercial_Miscellaneous (ID)_New_Food Preparation_Natural Gas_Double Rack Oven_E9_Baseline Forecast | Commercial | Miscellaneous (ID) | New | Food Preparation | Natural Gas | Double Rack Oven | E9 |  | Baseline Forecast | 0 | 0 | 0 | 0 | 0 | 0 | 0 | 0 | 0 | 0 | 0 | 0 | 0 | 0 | 0 | 0 | 0 | 0 | 0 | 0 | 0 | 0 | 0 | 0 | 0 | 0 | 0
Commercial_Miscellaneous (ID)_New_Food Preparation_Natural Gas_Double Rack Oven_E10_Baseline Forecast | Commercial | Miscellaneous (ID) | New | Food Preparation | Natural Gas | Double Rack Oven | E10 |  | Baseline Forecast | 0 | 0 | 0 | 0 | 0 | 0 | 0 | 0 | 0 | 0 | 0 | 0 | 0 | 0 | 0 | 0 | 0 | 0 | 0 | 0 | 0 | 0 | 0 | 0 | 0 | 0 | 0
Commercial_Miscellaneous (ID)_New_Food Preparation_Natural Gas_Fryer_E1_Baseline Forecast | Commercial | Miscellaneous (ID) | New | Food Preparation | Natural Gas | Fryer | E1 | Standard | Baseline Forecast | 0 | 4661.9849 | 4350.5815 | 5239.7872 | 5363.5556 | 4842.7942 | 4221.6532 | 4083.2915 | 3963.4903 | 3813.4719 | 3756.0957 | 3758.1879 | 4124.5729 | 4430.894 | 4813.8122 | 5160.3199 | 5412.1846 | 5569.6589 | 5713.4684 | 5811.1429 | 5858.5168 | 5917.2282 | 5988.3431 | 7597.1632 | 7450.8821 | 7939.8692 | 7658.3869
Commercial_Miscellaneous (ID)_New_Food Preparation_Natural Gas_Fryer_E2_Baseline Forecast | Commercial | Miscellaneous (ID) | New | Food Preparation | Natural Gas | Fryer | E2 | ENERGY STAR | Baseline Forecast | 0 | 1637.9947 | 1528.5827 | 1841.0063 | 1884.4925 | 1701.5223 | 1483.2836 | 1434.67 | 1392.5777 | 1339.8685 | 1319.7093 | 1320.4444 | 1449.1743 | 1556.8006 | 1691.3394 | 1813.0854 | 1901.5784 | 1956.9072 | 2007.4348 | 2041.7529 | 2058.3978 | 2079.0261 | 2104.0124 | 2669.2736 | 2617.8775 | 2789.6838 | 2690.7846
Commercial_Miscellaneous (ID)_New_Food Preparation_Natural Gas_Fryer_E3_Baseline Forecast | Commercial | Miscellaneous (ID) | New | Food Preparation | Natural Gas | Fryer | E3 |  | Baseline Forecast | 0 | 0 | 0 | 0 | 0 | 0 | 0 | 0 | 0 | 0 | 0 | 0 | 0 | 0 | 0 | 0 | 0 | 0 | 0 | 0 | 0 | 0 | 0 | 0 | 0 | 0 | 0
Commercial_Miscellaneous (ID)_New_Food Preparation_Natural Gas_Fryer_E4_Baseline Forecast | Commercial | Miscellaneous (ID) | New | Food Preparation | Natural Gas | Fryer | E4 |  | Baseline Forecast | 0 | 0 | 0 | 0 | 0 | 0 | 0 | 0 | 0 | 0 | 0 | 0 | 0 | 0 | 0 | 0 | 0 | 0 | 0 | 0 | 0 | 0 | 0 | 0 | 0 | 0 | 0
Commercial_Miscellaneous (ID)_New_Food Preparation_Natural Gas_Fryer_E5_Baseline Forecast | Commercial | Miscellaneous (ID) | New | Food Preparation | Natural Gas | Fryer | E5 |  | Baseline Forecast | 0 | 0 | 0 | 0 | 0 | 0 | 0 | 0 | 0 | 0 | 0 | 0 | 0 | 0 | 0 | 0 | 0 | 0 | 0 | 0 | 0 | 0 | 0 | 0 | 0 | 0 | 0
Commercial_Miscellaneous (ID)_New_Food Preparation_Natural Gas_Fryer_E6_Baseline Forecast | Commercial | Miscellaneous (ID) | New | Food Preparation | Natural Gas | Fryer | E6 |  | Baseline Forecast | 0 | 0 | 0 | 0 | 0 | 0 | 0 | 0 | 0 | 0 | 0 | 0 | 0 | 0 | 0 | 0 | 0 | 0 | 0 | 0 | 0 | 0 | 0 | 0 | 0 | 0 | 0
Commercial_Miscellaneous (ID)_New_Food Preparation_Natural Gas_Fryer_E7_Baseline Forecast | Commercial | Miscellaneous (ID) | New | Food Preparation | Natural Gas | Fryer | E7 |  | Baseline Forecast | 0 | 0 | 0 | 0 | 0 | 0 | 0 | 0 | 0 | 0 | 0 | 0 | 0 | 0 | 0 | 0 | 0 | 0 | 0 | 0 | 0 | 0 | 0 | 0 | 0 | 0 | 0
Commercial_Miscellaneous (ID)_New_Food Preparation_Natural Gas_Fryer_E8_Baseline Forecast | Commercial | Miscellaneous (ID) | New | Food Preparation | Natural Gas | Fryer | E8 |  | Baseline Forecast | 0 | 0 | 0 | 0 | 0 | 0 | 0 | 0 | 0 | 0 | 0 | 0 | 0 | 0 | 0 | 0 | 0 | 0 | 0 | 0 | 0 | 0 | 0 | 0 | 0 | 0 | 0
Commercial_Miscellaneous (ID)_New_Food Preparation_Natural Gas_Fryer_E9_Baseline Forecast | Commercial | Miscellaneous (ID) | New | Food Preparation | Natural Gas | Fryer | E9 |  | Baseline Forecast | 0 | 0 | 0 | 0 | 0 | 0 | 0 | 0 | 0 | 0 | 0 | 0 | 0 | 0 | 0 | 0 | 0 | 0 | 0 | 0 | 0 | 0 | 0 | 0 | 0 | 0 | 0
Commercial_Miscellaneous (ID)_New_Food Preparation_Natural Gas_Fryer_E10_Baseline Forecast | Commercial | Miscellaneous (ID) | New | Food Preparation | Natural Gas | Fryer | E10 |  | Baseline Forecast | 0 | 0 | 0 | 0 | 0 | 0 | 0 | 0 | 0 | 0 | 0 | 0 | 0 | 0 | 0 | 0 | 0 | 0 | 0 | 0 | 0 | 0 | 0 | 0 | 0 | 0 | 0
Commercial_Miscellaneous (ID)_New_Food Preparation_Natural Gas_Broiler_E1_Baseline Forecast | Commercial | Miscellaneous (ID) | New | Food Preparation | Natural Gas | Broiler | E1 | Standard | Baseline Forecast | 0 | 53136.2679 | 49586.9606 | 59721.9304 | 61132.6145 | 55197.0921 | 48117.465 | 46540.4487 | 45174.9822 | 43465.1051 | 48715.1743 | 53592.6798 | 58378.5561 | 62793.8893 | 66316.5389 | 68509.5103 | 70095.8497 | 71172.3436 | 72076.9318 | 89565.9077 | 87867.6799 | 91323.3307 | 92387.1532 | 91744.7999 | 90471.9771 | 93531.1753 | 90617.0148
Commercial_Miscellaneous (ID)_New_Food Preparation_Natural Gas_Broiler_E2_Baseline Forecast | Commercial | Miscellaneous (ID) | New | Food Preparation | Natural Gas | Broiler | E2 | Infrared Burners | Baseline Forecast | 0 | 18669.4995 | 17422.4456 | 20983.3809 | 21479.0267 | 19393.5729 | 16906.1364 | 16352.0496 | 15872.291 | 15271.5234 | 17116.1423 | 18829.8605 | 20511.3846 | 22062.7179 | 23300.4055 | 24070.909 | 24628.2715 | 25006.4991 | 25324.3274 | 31469.1027 | 30872.4281 | 32086.5756 | 32460.3511 | 32234.6594 | 31787.4514 | 32862.3048 | 31838.4106
Commercial_Miscellaneous (ID)_New_Food Preparation_Natural Gas_Broiler_E3_Baseline Forecast | Commercial | Miscellaneous (ID) | New | Food Preparation | Natural Gas | Broiler | E3 |  | Baseline Forecast | 0 | 0 | 0 | 0 | 0 | 0 | 0 | 0 | 0 | 0 | 0 | 0 | 0 | 0 | 0 | 0 | 0 | 0 | 0 | 0 | 0 | 0 | 0 | 0 | 0 | 0 | 0
Commercial_Miscellaneous (ID)_New_Food Preparation_Natural Gas_Broiler_E4_Baseline Forecast | Commercial | Miscellaneous (ID) | New | Food Preparation | Natural Gas | Broiler | E4 |  | Baseline Forecast | 0 | 0 | 0 | 0 | 0 | 0 | 0 | 0 | 0 | 0 | 0 | 0 | 0 | 0 | 0 | 0 | 0 | 0 | 0 | 0 | 0 | 0 | 0 | 0 | 0 | 0 | 0
Commercial_Miscellaneous (ID)_New_Food Preparation_Natural Gas_Broiler_E5_Baseline Forecast | Commercial | Miscellaneous (ID) | New | Food Preparation | Natural Gas | Broiler | E5 |  | Baseline Forecast | 0 | 0 | 0 | 0 | 0 | 0 | 0 | 0 | 0 | 0 | 0 | 0 | 0 | 0 | 0 | 0 | 0 | 0 | 0 | 0 | 0 | 0 | 0 | 0 | 0 | 0 | 0
Commercial_Miscellaneous (ID)_New_Food Preparation_Natural Gas_Broiler_E6_Baseline Forecast | Commercial | Miscellaneous (ID) | New | Food Preparation | Natural Gas | Broiler | E6 |  | Baseline Forecast | 0 | 0 | 0 | 0 | 0 | 0 | 0 | 0 | 0 | 0 | 0 | 0 | 0 | 0 | 0 | 0 | 0 | 0 | 0 | 0 | 0 | 0 | 0 | 0 | 0 | 0 | 0
Commercial_Miscellaneous (ID)_New_Food Preparation_Natural Gas_Broiler_E7_Baseline Forecast | Commercial | Miscellaneous (ID) | New | Food Preparation | Natural Gas | Broiler | E7 |  | Baseline Forecast | 0 | 0 | 0 | 0 | 0 | 0 | 0 | 0 | 0 | 0 | 0 | 0 | 0 | 0 | 0 | 0 | 0 | 0 | 0 | 0 | 0 | 0 | 0 | 0 | 0 | 0 | 0
Commercial_Miscellaneous (ID)_New_Food Preparation_Natural Gas_Broiler_E8_Baseline Forecast | Commercial | Miscellaneous (ID) | New | Food Preparation | Natural Gas | Broiler | E8 |  | Baseline Forecast | 0 | 0 | 0 | 0 | 0 | 0 | 0 | 0 | 0 | 0 | 0 | 0 | 0 | 0 | 0 | 0 | 0 | 0 | 0 | 0 | 0 | 0 | 0 | 0 | 0 | 0 | 0
Commercial_Miscellaneous (ID)_New_Food Preparation_Natural Gas_Broiler_E9_Baseline Forecast | Commercial | Miscellaneous (ID) | New | Food Preparation | Natural Gas | Broiler | E9 |  | Baseline Forecast | 0 | 0 | 0 | 0 | 0 | 0 | 0 | 0 | 0 | 0 | 0 | 0 | 0 | 0 | 0 | 0 | 0 | 0 | 0 | 0 | 0 | 0 | 0 | 0 | 0 | 0 | 0
Commercial_Miscellaneous (ID)_New_Food Preparation_Natural Gas_Broiler_E10_Baseline Forecast | Commercial | Miscellaneous (ID) | New | Food Preparation | Natural Gas | Broiler | E10 |  | Baseline Forecast | 0 | 0 | 0 | 0 | 0 | 0 | 0 | 0 | 0 | 0 | 0 | 0 | 0 | 0 | 0 | 0 | 0 | 0 | 0 | 0 | 0 | 0 | 0 | 0 | 0 | 0 | 0
Commercial_Miscellaneous (ID)_New_Food Preparation_Natural Gas_Griddle_E1_Baseline Forecast | Commercial | Miscellaneous (ID) | New | Food Preparation | Natural Gas | Griddle | E1 | Standard | Baseline Forecast | 0 | 56548.4768 | 52771.2465 | 63557.0455 | 65058.3184 | 58741.6394 | 51207.3856 | 49529.0993 | 48075.9477 | 46256.2688 | 51843.4775 | 57034.1978 | 62127.4048 | 66826.2739 | 70575.1347 | 72908.9304 | 74597.1385 | 75742.7607 | 76705.4382 | 95317.4895 | 93510.208 | 97187.7675 | 98319.9047 | 97636.3019 | 96281.7432 | 99537.3915 | 96436.0947
Commercial_Miscellaneous (ID)_New_Food Preparation_Natural Gas_Griddle_E2_Baseline Forecast | Commercial | Miscellaneous (ID) | New | Food Preparation | Natural Gas | Griddle | E2 | ENERGY STAR | Baseline Forecast | 0 | 23097.2652 | 21554.4528 | 25959.92 | 26573.116 | 23993.064 | 20915.6927 | 20230.1955 | 19636.6547 | 18893.4055 | 21175.5049 | 23295.6582 | 25375.9822 | 27295.2386 | 28826.4635 | 29779.704 | 30469.2538 | 30937.1839 | 31330.3902 | 38932.4957 | 38194.3103 | 39696.4121 | 40158.8343 | 39879.6163 | 39326.3458 | 40656.1176 | 39389.3908
Commercial_Miscellaneous (ID)_New_Food Preparation_Natural Gas_Griddle_E3_Baseline Forecast | Commercial | Miscellaneous (ID) | New | Food Preparation | Natural Gas | Griddle | E3 |  | Baseline Forecast | 0 | 0 | 0 | 0 | 0 | 0 | 0 | 0 | 0 | 0 | 0 | 0 | 0 | 0 | 0 | 0 | 0 | 0 | 0 | 0 | 0 | 0 | 0 | 0 | 0 | 0 | 0
Commercial_Miscellaneous (ID)_New_Food Preparation_Natural Gas_Griddle_E4_Baseline Forecast | Commercial | Miscellaneous (ID) | New | Food Preparation | Natural Gas | Griddle | E4 |  | Baseline Forecast | 0 | 0 | 0 | 0 | 0 | 0 | 0 | 0 | 0 | 0 | 0 | 0 | 0 | 0 | 0 | 0 | 0 | 0 | 0 | 0 | 0 | 0 | 0 | 0 | 0 | 0 | 0
Commercial_Miscellaneous (ID)_New_Food Preparation_Natural Gas_Griddle_E5_Baseline Forecast | Commercial | Miscellaneous (ID) | New | Food Preparation | Natural Gas | Griddle | E5 |  | Baseline Forecast | 0 | 0 | 0 | 0 | 0 | 0 | 0 | 0 | 0 | 0 | 0 | 0 | 0 | 0 | 0 | 0 | 0 | 0 | 0 | 0 | 0 | 0 | 0 | 0 | 0 | 0 | 0
Commercial_Miscellaneous (ID)_New_Food Preparation_Natural Gas_Griddle_E6_Baseline Forecast | Commercial | Miscellaneous (ID) | New | Food Preparation | Natural Gas | Griddle | E6 |  | Baseline Forecast | 0 | 0 | 0 | 0 | 0 | 0 | 0 | 0 | 0 | 0 | 0 | 0 | 0 | 0 | 0 | 0 | 0 | 0 | 0 | 0 | 0 | 0 | 0 | 0 | 0 | 0 | 0
Commercial_Miscellaneous (ID)_New_Food Preparation_Natural Gas_Griddle_E7_Baseline Forecast | Commercial | Miscellaneous (ID) | New | Food Preparation | Natural Gas | Griddle | E7 |  | Baseline Forecast | 0 | 0 | 0 | 0 | 0 | 0 | 0 | 0 | 0 | 0 | 0 | 0 | 0 | 0 | 0 | 0 | 0 | 0 | 0 | 0 | 0 | 0 | 0 | 0 | 0 | 0 | 0
Commercial_Miscellaneous (ID)_New_Food Preparation_Natural Gas_Griddle_E8_Baseline Forecast | Commercial | Miscellaneous (ID) | New | Food Preparation | Natural Gas | Griddle | E8 |  | Baseline Forecast | 0 | 0 | 0 | 0 | 0 | 0 | 0 | 0 | 0 | 0 | 0 | 0 | 0 | 0 | 0 | 0 | 0 | 0 | 0 | 0 | 0 | 0 | 0 | 0 | 0 | 0 | 0
Commercial_Miscellaneous (ID)_New_Food Preparation_Natural Gas_Griddle_E9_Baseline Forecast | Commercial | Miscellaneous (ID) | New | Food Preparation | Natural Gas | Griddle | E9 |  | Baseline Forecast | 0 | 0 | 0 | 0 | 0 | 0 | 0 | 0 | 0 | 0 | 0 | 0 | 0 | 0 | 0 | 0 | 0 | 0 | 0 | 0 | 0 | 0 | 0 | 0 | 0 | 0 | 0
Commercial_Miscellaneous (ID)_New_Food Preparation_Natural Gas_Griddle_E10_Baseline Forecast | Commercial | Miscellaneous (ID) | New | Food Preparation | Natural Gas | Griddle | E10 |  | Baseline Forecast | 0 | 0 | 0 | 0 | 0 | 0 | 0 | 0 | 0 | 0 | 0 | 0 | 0 | 0 | 0 | 0 | 0 | 0 | 0 | 0 | 0 | 0 | 0 | 0 | 0 | 0 | 0
Commercial_Miscellaneous (ID)_New_Food Preparation_Natural Gas_Range_E1_Baseline Forecast | Commercial | Miscellaneous (ID) | New | Food Preparation | Natural Gas | Range | E1 | Standard | Baseline Forecast | 0 | 36301.9351 | 33877.0993 | 40801.1651 | 41764.9243 | 37709.8606 | 32873.161 | 31795.7662 | 30862.8991 | 29694.7356 | 36508.3461 | 41847.9802 | 47044.2574 | 51357.3385 | 54137.5873 | 64791.6423 | 62796.1341 | 63307.8015 | 61975.7467 | 60751.8511 | 60370.874 | 62185.5297 | 64630.5659 | 67253.8698 | 73169.5438 | 78664.6379 | 79258.6993
Commercial_Miscellaneous (ID)_New_Food Preparation_Natural Gas_Range_E2_Baseline Forecast | Commercial | Miscellaneous (ID) | New | Food Preparation | Natural Gas | Range | E2 | High Efficiency | Baseline Forecast | 0 | 52239.37 | 48749.9722 | 58713.8717 | 60100.7447 | 54265.4092 | 47305.2805 | 45754.883 | 44412.4645 | 42731.4487 | 52536.4005 | 60220.2641 | 67697.8338 | 73904.4627 | 77905.3085 | 93236.7536 | 90365.1686 | 91101.4705 | 89184.6111 | 87423.3955 | 86875.1601 | 89486.494 | 93004.9607 | 96779.959 | 105292.7581 | 113200.3326 | 114055.2014
Commercial_Miscellaneous (ID)_New_Food Preparation_Natural Gas_Range_E3_Baseline Forecast | Commercial | Miscellaneous (ID) | New | Food Preparation | Natural Gas | Range | E3 |  | Baseline Forecast | 0 | 0 | 0 | 0 | 0 | 0 | 0 | 0 | 0 | 0 | 0 | 0 | 0 | 0 | 0 | 0 | 0 | 0 | 0 | 0 | 0 | 0 | 0 | 0 | 0 | 0 | 0
Commercial_Miscellaneous (ID)_New_Food Preparation_Natural Gas_Range_E4_Baseline Forecast | Commercial | Miscellaneous (ID) | New | Food Preparation | Natural Gas | Range | E4 |  | Baseline Forecast | 0 | 0 | 0 | 0 | 0 | 0 | 0 | 0 | 0 | 0 | 0 | 0 | 0 | 0 | 0 | 0 | 0 | 0 | 0 | 0 | 0 | 0 | 0 | 0 | 0 | 0 | 0
Commercial_Miscellaneous (ID)_New_Food Preparation_Natural Gas_Range_E5_Baseline Forecast | Commercial | Miscellaneous (ID) | New | Food Preparation | Natural Gas | Range | E5 |  | Baseline Forecast | 0 | 0 | 0 | 0 | 0 | 0 | 0 | 0 | 0 | 0 | 0 | 0 | 0 | 0 | 0 | 0 | 0 | 0 | 0 | 0 | 0 | 0 | 0 | 0 | 0 | 0 | 0
Commercial_Miscellaneous (ID)_New_Food Preparation_Natural Gas_Range_E6_Baseline Forecast | Commercial | Miscellaneous (ID) | New | Food Preparation | Natural Gas | Range | E6 |  | Baseline Forecast | 0 | 0 | 0 | 0 | 0 | 0 | 0 | 0 | 0 | 0 | 0 | 0 | 0 | 0 | 0 | 0 | 0 | 0 | 0 | 0 | 0 | 0 | 0 | 0 | 0 | 0 | 0
Commercial_Miscellaneous (ID)_New_Food Preparation_Natural Gas_Range_E7_Baseline Forecast | Commercial | Miscellaneous (ID) | New | Food Preparation | Natural Gas | Range | E7 |  | Baseline Forecast | 0 | 0 | 0 | 0 | 0 | 0 | 0 | 0 | 0 | 0 | 0 | 0 | 0 | 0 | 0 | 0 | 0 | 0 | 0 | 0 | 0 | 0 | 0 | 0 | 0 | 0 | 0
Commercial_Miscellaneous (ID)_New_Food Preparation_Natural Gas_Range_E8_Baseline Forecast | Commercial | Miscellaneous (ID) | New | Food Preparation | Natural Gas | Range | E8 |  | Baseline Forecast | 0 | 0 | 0 | 0 | 0 | 0 | 0 | 0 | 0 | 0 | 0 | 0 | 0 | 0 | 0 | 0 | 0 | 0 | 0 | 0 | 0 | 0 | 0 | 0 | 0 | 0 | 0
Commercial_Miscellaneous (ID)_New_Food Preparation_Natural Gas_Range_E9_Baseline Forecast | Commercial | Miscellaneous (ID) | New | Food Preparation | Natural Gas | Range | E9 |  | Baseline Forecast | 0 | 0 | 0 | 0 | 0 | 0 | 0 | 0 | 0 | 0 | 0 | 0 | 0 | 0 | 0 | 0 | 0 | 0 | 0 | 0 | 0 | 0 | 0 | 0 | 0 | 0 | 0
Commercial_Miscellaneous (ID)_New_Food Preparation_Natural Gas_Range_E10_Baseline Forecast | Commercial | Miscellaneous (ID) | New | Food Preparation | Natural Gas | Range | E10 |  | Baseline Forecast | 0 | 0 | 0 | 0 | 0 | 0 | 0 | 0 | 0 | 0 | 0 | 0 | 0 | 0 | 0 | 0 | 0 | 0 | 0 | 0 | 0 | 0 | 0 | 0 | 0 | 0 | 0
Commercial_Miscellaneous (ID)_New_Food Preparation_Natural Gas_Steamer_E1_Baseline Forecast | Commercial | Miscellaneous (ID) | New | Food Preparation | Natural Gas | Steamer | E1 | Standard | Baseline Forecast | 0 | 1560.0472 | 1455.8418 | 1753.3981 | 1794.8149 | 1620.5517 | 1412.6983 | 1366.3981 | 1326.3089 | 1276.108 | 1430.2467 | 1573.4472 | 1713.9575 | 1843.5889 | 1947.0116 | 2011.3959 | 2057.9698 | 2089.575 | 2116.1331 | 2629.5984 | 2579.7395 | 2681.1952 | 2712.4284 | 2693.5693 | 2656.2 | 2746.0162 | 2660.4583
Commercial_Miscellaneous (ID)_New_Food Preparation_Natural Gas_Steamer_E2_Baseline Forecast | Commercial | Miscellaneous (ID) | New | Food Preparation | Natural Gas | Steamer | E2 | ENERGY STAR | Baseline Forecast | 0 | 1560.0472 | 1455.8418 | 1753.3981 | 1794.8149 | 1620.5517 | 1412.6983 | 1366.3981 | 1326.3089 | 1276.108 | 1430.2467 | 1573.4472 | 1713.9575 | 1843.5889 | 1947.0116 | 2011.3959 | 2057.9698 | 2089.575 | 2116.1331 | 2629.5984 | 2579.7395 | 2681.1952 | 2712.4284 | 2693.5693 | 2656.2 | 2746.0162 | 2660.4583
Commercial_Miscellaneous (ID)_New_Food Preparation_Natural Gas_Steamer_E3_Baseline Forecast | Commercial | Miscellaneous (ID) | New | Food Preparation | Natural Gas | Steamer | E3 |  | Baseline Forecast | 0 | 0 | 0 | 0 | 0 | 0 | 0 | 0 | 0 | 0 | 0 | 0 | 0 | 0 | 0 | 0 | 0 | 0 | 0 | 0 | 0 | 0 | 0 | 0 | 0 | 0 | 0
Commercial_Miscellaneous (ID)_New_Food Preparation_Natural Gas_Steamer_E4_Baseline Forecast | Commercial | Miscellaneous (ID) | New | Food Preparation | Natural Gas | Steamer | E4 |  | Baseline Forecast | 0 | 0 | 0 | 0 | 0 | 0 | 0 | 0 | 0 | 0 | 0 | 0 | 0 | 0 | 0 | 0 | 0 | 0 | 0 | 0 | 0 | 0 | 0 | 0 | 0 | 0 | 0
Commercial_Miscellaneous (ID)_New_Food Preparation_Natural Gas_Steamer_E5_Baseline Forecast | Commercial | Miscellaneous (ID) | New | Food Preparation | Natural Gas | Steamer | E5 |  | Baseline Forecast | 0 | 0 | 0 | 0 | 0 | 0 | 0 | 0 | 0 | 0 | 0 | 0 | 0 | 0 | 0 | 0 | 0 | 0 | 0 | 0 | 0 | 0 | 0 | 0 | 0 | 0 | 0
Commercial_Miscellaneous (ID)_New_Food Preparation_Natural Gas_Steamer_E6_Baseline Forecast | Commercial | Miscellaneous (ID) | New | Food Preparation | Natural Gas | Steamer | E6 |  | Baseline Forecast | 0 | 0 | 0 | 0 | 0 | 0 | 0 | 0 | 0 | 0 | 0 | 0 | 0 | 0 | 0 | 0 | 0 | 0 | 0 | 0 | 0 | 0 | 0 | 0 | 0 | 0 | 0
Commercial_Miscellaneous (ID)_New_Food Preparation_Natural Gas_Steamer_E7_Baseline Forecast | Commercial | Miscellaneous (ID) | New | Food Preparation | Natural Gas | Steamer | E7 |  | Baseline Forecast | 0 | 0 | 0 | 0 | 0 | 0 | 0 | 0 | 0 | 0 | 0 | 0 | 0 | 0 | 0 | 0 | 0 | 0 | 0 | 0 | 0 | 0 | 0 | 0 | 0 | 0 | 0
Commercial_Miscellaneous (ID)_New_Food Preparation_Natural Gas_Steamer_E8_Baseline Forecast | Commercial | Miscellaneous (ID) | New | Food Preparation | Natural Gas | Steamer | E8 |  | Baseline Forecast | 0 | 0 | 0 | 0 | 0 | 0 | 0 | 0 | 0 | 0 | 0 | 0 | 0 | 0 | 0 | 0 | 0 | 0 | 0 | 0 | 0 | 0 | 0 | 0 | 0 | 0 | 0
Commercial_Miscellaneous (ID)_New_Food Preparation_Natural Gas_Steamer_E9_Baseline Forecast | Commercial | Miscellaneous (ID) | New | Food Preparation | Natural Gas | Steamer | E9 |  | Baseline Forecast | 0 | 0 | 0 | 0 | 0 | 0 | 0 | 0 | 0 | 0 | 0 | 0 | 0 | 0 | 0 | 0 | 0 | 0 | 0 | 0 | 0 | 0 | 0 | 0 | 0 | 0 | 0
Commercial_Miscellaneous (ID)_New_Food Preparation_Natural Gas_Steamer_E10_Baseline Forecast | Commercial | Miscellaneous (ID) | New | Food Preparation | Natural Gas | Steamer | E10 |  | Baseline Forecast | 0 | 0 | 0 | 0 | 0 | 0 | 0 | 0 | 0 | 0 | 0 | 0 | 0 | 0 | 0 | 0 | 0 | 0 | 0 | 0 | 0 | 0 | 0 | 0 | 0 | 0 | 0
Commercial_Miscellaneous (ID)_New_Food Preparation_Natural Gas_Food Prep Other_E1_Baseline Forecast | Commercial | Miscellaneous (ID) | New | Food Preparation | Natural Gas | Food Prep Other | E1 | Standard | Baseline Forecast | 0 | 0 | 0 | 0 | 0 | 0 | 0 | 0 | 0 | 0 | 0 | 0 | 0 | 0 | 0 | 0 | 0 | 0 | 0 | 0 | 0 | 0 | 0 | 0 | 0 | 0 | 0
Commercial_Miscellaneous (ID)_New_Food Preparation_Natural Gas_Food Prep Other_E2_Baseline Forecast | Commercial | Miscellaneous (ID) | New | Food Preparation | Natural Gas | Food Prep Other | E2 | ENERGY STAR | Baseline Forecast | 0 | 0 | 0 | 0 | 0 | 0 | 0 | 0 | 0 | 0 | 0 | 0 | 0 | 0 | 0 | 0 | 0 | 0 | 0 | 0 | 0 | 0 | 0 | 0 | 0 | 0 | 0
Commercial_Miscellaneous (ID)_New_Food Preparation_Natural Gas_Food Prep Other_E3_Baseline Forecast | Commercial | Miscellaneous (ID) | New | Food Preparation | Natural Gas | Food Prep Other | E3 |  | Baseline Forecast | 0 | 0 | 0 | 0 | 0 | 0 | 0 | 0 | 0 | 0 | 0 | 0 | 0 | 0 | 0 | 0 | 0 | 0 | 0 | 0 | 0 | 0 | 0 | 0 | 0 | 0 | 0
Commercial_Miscellaneous (ID)_New_Food Preparation_Natural Gas_Food Prep Other_E4_Baseline Forecast | Commercial | Miscellaneous (ID) | New | Food Preparation | Natural Gas | Food Prep Other | E4 |  | Baseline Forecast | 0 | 0 | 0 | 0 | 0 | 0 | 0 | 0 | 0 | 0 | 0 | 0 | 0 | 0 | 0 | 0 | 0 | 0 | 0 | 0 | 0 | 0 | 0 | 0 | 0 | 0 | 0
Commercial_Miscellaneous (ID)_New_Food Preparation_Natural Gas_Food Prep Other_E5_Baseline Forecast | Commercial | Miscellaneous (ID) | New | Food Preparation | Natural Gas | Food Prep Other | E5 |  | Baseline Forecast | 0 | 0 | 0 | 0 | 0 | 0 | 0 | 0 | 0 | 0 | 0 | 0 | 0 | 0 | 0 | 0 | 0 | 0 | 0 | 0 | 0 | 0 | 0 | 0 | 0 | 0 | 0
Commercial_Miscellaneous (ID)_New_Food Preparation_Natural Gas_Food Prep Other_E6_Baseline Forecast | Commercial | Miscellaneous (ID) | New | Food Preparation | Natural Gas | Food Prep Other | E6 |  | Baseline Forecast | 0 | 0 | 0 | 0 | 0 | 0 | 0 | 0 | 0 | 0 | 0 | 0 | 0 | 0 | 0 | 0 | 0 | 0 | 0 | 0 | 0 | 0 | 0 | 0 | 0 | 0 | 0
Commercial_Miscellaneous (ID)_New_Food Preparation_Natural Gas_Food Prep Other_E7_Baseline Forecast | Commercial | Miscellaneous (ID) | New | Food Preparation | Natural Gas | Food Prep Other | E7 |  | Baseline Forecast | 0 | 0 | 0 | 0 | 0 | 0 | 0 | 0 | 0 | 0 | 0 | 0 | 0 | 0 | 0 | 0 | 0 | 0 | 0 | 0 | 0 | 0 | 0 | 0 | 0 | 0 | 0
Commercial_Miscellaneous (ID)_New_Food Preparation_Natural Gas_Food Prep Other_E8_Baseline Forecast | Commercial | Miscellaneous (ID) | New | Food Preparation | Natural Gas | Food Prep Other | E8 |  | Baseline Forecast | 0 | 0 | 0 | 0 | 0 | 0 | 0 | 0 | 0 | 0 | 0 | 0 | 0 | 0 | 0 | 0 | 0 | 0 | 0 | 0 | 0 | 0 | 0 | 0 | 0 | 0 | 0
Commercial_Miscellaneous (ID)_New_Food Preparation_Natural Gas_Food Prep Other_E9_Baseline Forecast | Commercial | Miscellaneous (ID) | New | Food Preparation | Natural Gas | Food Prep Other | E9 |  | Baseline Forecast | 0 | 0 | 0 | 0 | 0 | 0 | 0 | 0 | 0 | 0 | 0 | 0 | 0 | 0 | 0 | 0 | 0 | 0 | 0 | 0 | 0 | 0 | 0 | 0 | 0 | 0 | 0
Commercial_Miscellaneous (ID)_New_Food Preparation_Natural Gas_Food Prep Other_E10_Baseline Forecast | Commercial | Miscellaneous (ID) | New | Food Preparation | Natural Gas | Food Prep Other | E10 |  | Baseline Forecast | 0 | 0 | 0 | 0 | 0 | 0 | 0 | 0 | 0 | 0 | 0 | 0 | 0 | 0 | 0 | 0 | 0 | 0 | 0 | 0 | 0 | 0 | 0 | 0 | 0 | 0 | 0
Commercial_Miscellaneous (ID)_New_Miscellaneous_Natural Gas_Pool Heater_E1_Baseline Forecast | Commercial | Miscellaneous (ID) | New | Miscellaneous | Natural Gas | Pool Heater | E1 | Standard (EF .82) | Baseline Forecast | 0 | 2423.7914 | 2261.891 | 2724.194 | 2788.5418 | 2517.7951 | 2679.6188 | 2963.1103 | 3277.6269 | 3513.9425 | 3681.4118 | 4508.0863 | 4517.5713 | 4749.2438 | 4886.9241 | 4934.7646 | 5241.6668 | 5510.557 | 5783.789 | 5995.702 | 6139.0671 | 6494.2694 | 6624.1845 | 6852.5527 | 7025.8724 | 7273.0098 | 7351.497
Commercial_Miscellaneous (ID)_New_Miscellaneous_Natural Gas_Pool Heater_E2_Baseline Forecast | Commercial | Miscellaneous (ID) | New | Miscellaneous | Natural Gas | Pool Heater | E2 | Condensing (EF .90) | Baseline Forecast | 0 | 269.3102 | 251.3212 | 302.6882 | 309.838 | 279.755 | 297.7354 | 329.2345 | 364.1808 | 390.4381 | 409.0458 | 500.8985 | 501.9524 | 527.6938 | 542.9916 | 548.3072 | 582.4074 | 612.2841 | 642.6432 | 666.1891 | 682.1186 | 721.5855 | 736.0205 | 761.3947 | 780.6525 | 808.1122 | 816.833
Commercial_Miscellaneous (ID)_New_Miscellaneous_Natural Gas_Pool Heater_E3_Baseline Forecast | Commercial | Miscellaneous (ID) | New | Miscellaneous | Natural Gas | Pool Heater | E3 |  | Baseline Forecast | 0 | 0 | 0 | 0 | 0 | 0 | 0 | 0 | 0 | 0 | 0 | 0 | 0 | 0 | 0 | 0 | 0 | 0 | 0 | 0 | 0 | 0 | 0 | 0 | 0 | 0 | 0
Commercial_Miscellaneous (ID)_New_Miscellaneous_Natural Gas_Pool Heater_E4_Baseline Forecast | Commercial | Miscellaneous (ID) | New | Miscellaneous | Natural Gas | Pool Heater | E4 |  | Baseline Forecast | 0 | 0 | 0 | 0 | 0 | 0 | 0 | 0 | 0 | 0 | 0 | 0 | 0 | 0 | 0 | 0 | 0 | 0 | 0 | 0 | 0 | 0 | 0 | 0 | 0 | 0 | 0
Commercial_Miscellaneous (ID)_New_Miscellaneous_Natural Gas_Pool Heater_E5_Baseline Forecast | Commercial | Miscellaneous (ID) | New | Miscellaneous | Natural Gas | Pool Heater | E5 |  | Baseline Forecast | 0 | 0 | 0 | 0 | 0 | 0 | 0 | 0 | 0 | 0 | 0 | 0 | 0 | 0 | 0 | 0 | 0 | 0 | 0 | 0 | 0 | 0 | 0 | 0 | 0 | 0 | 0
Commercial_Miscellaneous (ID)_New_Miscellaneous_Natural Gas_Pool Heater_E6_Baseline Forecast | Commercial | Miscellaneous (ID) | New | Miscellaneous | Natural Gas | Pool Heater | E6 |  | Baseline Forecast | 0 | 0 | 0 | 0 | 0 | 0 | 0 | 0 | 0 | 0 | 0 | 0 | 0 | 0 | 0 | 0 | 0 | 0 | 0 | 0 | 0 | 0 | 0 | 0 | 0 | 0 | 0
Commercial_Miscellaneous (ID)_New_Miscellaneous_Natural Gas_Pool Heater_E7_Baseline Forecast | Commercial | Miscellaneous (ID) | New | Miscellaneous | Natural Gas | Pool Heater | E7 |  | Baseline Forecast | 0 | 0 | 0 | 0 | 0 | 0 | 0 | 0 | 0 | 0 | 0 | 0 | 0 | 0 | 0 | 0 | 0 | 0 | 0 | 0 | 0 | 0 | 0 | 0 | 0 | 0 | 0
Commercial_Miscellaneous (ID)_New_Miscellaneous_Natural Gas_Pool Heater_E8_Baseline Forecast | Commercial | Miscellaneous (ID) | New | Miscellaneous | Natural Gas | Pool Heater | E8 |  | Baseline Forecast | 0 | 0 | 0 | 0 | 0 | 0 | 0 | 0 | 0 | 0 | 0 | 0 | 0 | 0 | 0 | 0 | 0 | 0 | 0 | 0 | 0 | 0 | 0 | 0 | 0 | 0 | 0
Commercial_Miscellaneous (ID)_New_Miscellaneous_Natural Gas_Pool Heater_E9_Baseline Forecast | Commercial | Miscellaneous (ID) | New | Miscellaneous | Natural Gas | Pool Heater | E9 |  | Baseline Forecast | 0 | 0 | 0 | 0 | 0 | 0 | 0 | 0 | 0 | 0 | 0 | 0 | 0 | 0 | 0 | 0 | 0 | 0 | 0 | 0 | 0 | 0 | 0 | 0 | 0 | 0 | 0
Commercial_Miscellaneous (ID)_New_Miscellaneous_Natural Gas_Pool Heater_E10_Baseline Forecast | Commercial | Miscellaneous (ID) | New | Miscellaneous | Natural Gas | Pool Heater | E10 |  | Baseline Forecast | 0 | 0 | 0 | 0 | 0 | 0 | 0 | 0 | 0 | 0 | 0 | 0 | 0 | 0 | 0 | 0 | 0 | 0 | 0 | 0 | 0 | 0 | 0 | 0 | 0 | 0 | 0
Commercial_Miscellaneous (ID)_New_Miscellaneous_Natural Gas_Miscellaneous_E1_Baseline Forecast | Commercial | Miscellaneous (ID) | New | Miscellaneous | Natural Gas | Miscellaneous | E1 | Standard | Baseline Forecast | 0 | 221675.2819 | 206868.1882 | 249149.5222 | 286702.549 | 286969.1932 | 284927.5058 | 307278.8607 | 326417.9433 | 340280.5962 | 358741.9771 | 444324.8002 | 447944.9251 | 470250.3398 | 501215.166 | 516743.4251 | 531733.863 | 555285.2387 | 577243.1079 | 595519.0744 | 614426.308 | 654120.6053 | 667581.7243 | 688400.6304 | 711962.3829 | 739181.2495 | 741292.4534
Commercial_Miscellaneous (ID)_New_Miscellaneous_Natural Gas_Miscellaneous_E2_Baseline Forecast | Commercial | Miscellaneous (ID) | New | Miscellaneous | Natural Gas | Miscellaneous | E2 |  | Baseline Forecast | 0 | 0 | 0 | 0 | 0 | 0 | 0 | 0 | 0 | 0 | 0 | 0 | 0 | 0 | 0 | 0 | 0 | 0 | 0 | 0 | 0 | 0 | 0 | 0 | 0 | 0 | 0
Commercial_Miscellaneous (ID)_New_Miscellaneous_Natural Gas_Miscellaneous_E3_Baseline Forecast | Commercial | Miscellaneous (ID) | New | Miscellaneous | Natural Gas | Miscellaneous | E3 |  | Baseline Forecast | 0 | 0 | 0 | 0 | 0 | 0 | 0 | 0 | 0 | 0 | 0 | 0 | 0 | 0 | 0 | 0 | 0 | 0 | 0 | 0 | 0 | 0 | 0 | 0 | 0 | 0 | 0
Commercial_Miscellaneous (ID)_New_Miscellaneous_Natural Gas_Miscellaneous_E4_Baseline Forecast | Commercial | Miscellaneous (ID) | New | Miscellaneous | Natural Gas | Miscellaneous | E4 |  | Baseline Forecast | 0 | 0 | 0 | 0 | 0 | 0 | 0 | 0 | 0 | 0 | 0 | 0 | 0 | 0 | 0 | 0 | 0 | 0 | 0 | 0 | 0 | 0 | 0 | 0 | 0 | 0 | 0
Commercial_Miscellaneous (ID)_New_Miscellaneous_Natural Gas_Miscellaneous_E5_Baseline Forecast | Commercial | Miscellaneous (ID) | New | Miscellaneous | Natural Gas | Miscellaneous | E5 |  | Baseline Forecast | 0 | 0 | 0 | 0 | 0 | 0 | 0 | 0 | 0 | 0 | 0 | 0 | 0 | 0 | 0 | 0 | 0 | 0 | 0 | 0 | 0 | 0 | 0 | 0 | 0 | 0 | 0
Commercial_Miscellaneous (ID)_New_Miscellaneous_Natural Gas_Miscellaneous_E6_Baseline Forecast | Commercial | Miscellaneous (ID) | New | Miscellaneous | Natural Gas | Miscellaneous | E6 |  | Baseline Forecast | 0 | 0 | 0 | 0 | 0 | 0 | 0 | 0 | 0 | 0 | 0 | 0 | 0 | 0 | 0 | 0 | 0 | 0 | 0 | 0 | 0 | 0 | 0 | 0 | 0 | 0 | 0
Commercial_Miscellaneous (ID)_New_Miscellaneous_Natural Gas_Miscellaneous_E7_Baseline Forecast | Commercial | Miscellaneous (ID) | New | Miscellaneous | Natural Gas | Miscellaneous | E7 |  | Baseline Forecast | 0 | 0 | 0 | 0 | 0 | 0 | 0 | 0 | 0 | 0 | 0 | 0 | 0 | 0 | 0 | 0 | 0 | 0 | 0 | 0 | 0 | 0 | 0 | 0 | 0 | 0 | 0
Commercial_Miscellaneous (ID)_New_Miscellaneous_Natural Gas_Miscellaneous_E8_Baseline Forecast | Commercial | Miscellaneous (ID) | New | Miscellaneous | Natural Gas | Miscellaneous | E8 |  | Baseline Forecast | 0 | 0 | 0 | 0 | 0 | 0 | 0 | 0 | 0 | 0 | 0 | 0 | 0 | 0 | 0 | 0 | 0 | 0 | 0 | 0 | 0 | 0 | 0 | 0 | 0 | 0 | 0
Commercial_Miscellaneous (ID)_New_Miscellaneous_Natural Gas_Miscellaneous_E9_Baseline Forecast | Commercial | Miscellaneous (ID) | New | Miscellaneous | Natural Gas | Miscellaneous | E9 |  | Baseline Forecast | 0 | 0 | 0 | 0 | 0 | 0 | 0 | 0 | 0 | 0 | 0 | 0 | 0 | 0 | 0 | 0 | 0 | 0 | 0 | 0 | 0 | 0 | 0 | 0 | 0 | 0 | 0
Commercial_Miscellaneous (ID)_New_Miscellaneous_Natural Gas_Miscellaneous_E10_Baseline Forecast | Commercial | Miscellaneous (ID) | New | Miscellaneous | Natural Gas | Miscellaneous | E10 |  | Baseline Forecast | 0 | 0 | 0 | 0 | 0 | 0 | 0 | 0 | 0 | 0 | 0 | 0 | 0 | 0 | 0 | 0 | 0 | 0 | 0 | 0 | 0 | 0 | 0 | 0 | 0 | 0 | 0

## Equipment Stock
Key | Sector | Segment | Vintage | End Use | Fuel | Technology | Equipment | Label | Case | 2019 | 2020 | 2021 | 2022 | 2023 | 2024 | 2025 | 2026 | 2027 | 2028 | 2029 | 2030 | 2031 | 2032 | 2033 | 2034 | 2035 | 2036 | 2037 | 2038 | 2039 | 2040 | 2041 | 2042
Commercial_Office (WA)_Existing_Space Heating_Natural Gas_Furnace_E1_Baseline Forecast | Commercial | Office (WA) | Existing | Space Heating | Natural Gas | Furnace | E1 | AFUE 80% (Standard) | Baseline Forecast | 0 | 249097.5955 | 497474.6608 | 744179.2792 | 988390.6275 | 1229404.1835 | 1466618.5391 | 1699523.6468 | 1927690.3433 | 2150761.0149 | 2368441.2798 | 2580492.579 | 2761279.4721 | 2914315.1637 | 3042732.6027 | 3149325.3871 | 3236584.2734 | 3306729.7625 | 3361741.1832 | 3403382.6514 | 3433226.2378 | 3452672.6473 | 3462969.6744 | 3465228.6761 | 3460439.2735 | 3449482.473 | 3433142.378
Commercial_Office (WA)_Existing_Space Heating_Natural Gas_Furnace_E2_Baseline Forecast | Commercial | Office (WA) | Existing | Space Heating | Natural Gas | Furnace | E2 | AFUE 90% | Baseline Forecast | 0 | 0 | 0 | 0 | 0 | 0 | 0 | 0 | 0 | 0 | 0 | 0 | 0 | 0 | 0 | 0 | 0 | 0 | 0 | 0 | 0 | 0 | 0 | 0 | 0 | 0 | 0
Commercial_Office (WA)_Existing_Space Heating_Natural Gas_Furnace_E3_Baseline Forecast | Commercial | Office (WA) | Existing | Space Heating | Natural Gas | Furnace | E3 | AFUE 96% | Baseline Forecast | 0 | 0 | 0 | 0 | 0 | 0 | 0 | 0 | 0 | 0 | 0 | 0 | 0 | 0 | 0 | 0 | 0 | 0 | 0 | 0 | 0 | 0 | 0 | 0 | 0 | 0 | 0
Commercial_Office (WA)_Existing_Space Heating_Natural Gas_Furnace_E4_Baseline Forecast | Commercial | Office (WA) | Existing | Space Heating | Natural Gas | Furnace | E4 |  | Baseline Forecast | 0 | 0 | 0 | 0 | 0 | 0 | 0 | 0 | 0 | 0 | 0 | 0 | 0 | 0 | 0 | 0 | 0 | 0 | 0 | 0 | 0 | 0 | 0 | 0 | 0 | 0 | 0
Commercial_Office (WA)_Existing_Space Heating_Natural Gas_Furnace_E5_Baseline Forecast | Commercial | Office (WA) | Existing | Space Heating | Natural Gas | Furnace | E5 |  | Baseline Forecast | 0 | 0 | 0 | 0 | 0 | 0 | 0 | 0 | 0 | 0 | 0 | 0 | 0 | 0 | 0 | 0 | 0 | 0 | 0 | 0 | 0 | 0 | 0 | 0 | 0 | 0 | 0
Commercial_Office (WA)_Existing_Space Heating_Natural Gas_Furnace_E6_Baseline Forecast | Commercial | Office (WA) | Existing | Space Heating | Natural Gas | Furnace | E6 |  | Baseline Forecast | 0 | 0 | 0 | 0 | 0 | 0 | 0 | 0 | 0 | 0 | 0 | 0 | 0 | 0 | 0 | 0 | 0 | 0 | 0 | 0 | 0 | 0 | 0 | 0 | 0 | 0 | 0
Commercial_Office (WA)_Existing_Space Heating_Natural Gas_Furnace_E7_Baseline Forecast | Commercial | Office (WA) | Existing | Space Heating | Natural Gas | Furnace | E7 |  | Baseline Forecast | 0 | 0 | 0 | 0 | 0 | 0 | 0 | 0 | 0 | 0 | 0 | 0 | 0 | 0 | 0 | 0 | 0 | 0 | 0 | 0 | 0 | 0 | 0 | 0 | 0 | 0 | 0
Commercial_Office (WA)_Existing_Space Heating_Natural Gas_Furnace_E8_Baseline Forecast | Commercial | Office (WA) | Existing | Space Heating | Natural Gas | Furnace | E8 |  | Baseline Forecast | 0 | 0 | 0 | 0 | 0 | 0 | 0 | 0 | 0 | 0 | 0 | 0 | 0 | 0 | 0 | 0 | 0 | 0 | 0 | 0 | 0 | 0 | 0 | 0 | 0 | 0 | 0
Commercial_Office (WA)_Existing_Space Heating_Natural Gas_Furnace_E9_Baseline Forecast | Commercial | Office (WA) | Existing | Space Heating | Natural Gas | Furnace | E9 |  | Baseline Forecast | 0 | 0 | 0 | 0 | 0 | 0 | 0 | 0 | 0 | 0 | 0 | 0 | 0 | 0 | 0 | 0 | 0 | 0 | 0 | 0 | 0 | 0 | 0 | 0 | 0 | 0 | 0
Commercial_Office (WA)_Existing_Space Heating_Natural Gas_Furnace_E10_Baseline Forecast | Commercial | Office (WA) | Existing | Space Heating | Natural Gas | Furnace | E10 |  | Baseline Forecast | 0 | 0 | 0 | 0 | 0 | 0 | 0 | 0 | 0 | 0 | 0 | 0 | 0 | 0 | 0 | 0 | 0 | 0 | 0 | 0 | 0 | 0 | 0 | 0 | 0 | 0 | 0
Commercial_Office (WA)_Existing_Space Heating_Natural Gas_Furnace_Vintage_Baseline Forecast | Commercial | Office (WA) | Existing | Space Heating | Natural Gas | Furnace | Vintage | Vintage | Baseline Forecast | 6279335.2198 | 5916067.8931 | 5555596.9098 | 5198836.4446 | 4846570.265 | 4499466.511 | 4158090.87 | 3822918.3185 | 3494343.5863 | 3172690.4796 | 2858220.1876 | 2551138.6798 | 2277049.4001 | 2032407.7291 | 1814049.8739 | 1619151.9535 | 1445193.4792 | 1289924.7583 | 1151337.8008 | 1027640.3511 | 917232.7101 | 818687.047 | 730728.9345 | 652220.8672 | 582147.5509 | 519602.7727 | 463777.6814
Commercial_Office (WA)_Existing_Space Heating_Natural Gas_Boiler_E1_Baseline Forecast | Commercial | Office (WA) | Existing | Space Heating | Natural Gas | Boiler | E1 | AFUE 80% (Standard) | Baseline Forecast | 0 | 87893.9233 | 181606.632 | 280027.2615 | 384095.4015 | 490819.8879 | 599059.3149 | 708285.0252 | 801113.0485 | 893428.9019 | 987104.0772 | 1079435.3436 | 1170084.9469 | 1258764.8638 | 1365077.735 | 1468938.8858 | 1570152.9676 | 1668558.2965 | 1764022.822 | 1856440.5338 | 1946865.8258 | 2034114.1454 | 2118140.6494 | 2199298.6686 | 2277572.3958 | 2352957.4672 | 2425459.4862
Commercial_Office (WA)_Existing_Space Heating_Natural Gas_Boiler_E2_Baseline Forecast | Commercial | Office (WA) | Existing | Space Heating | Natural Gas | Boiler | E2 | AFUE 85% | Baseline Forecast | 0 | 0 | 0 | 0 | 0 | 0 | 0 | 0 | 0 | 0 | 0 | 0 | 0 | 0 | 0 | 0 | 0 | 0 | 0 | 0 | 0 | 0 | 0 | 0 | 0 | 0 | 0
Commercial_Office (WA)_Existing_Space Heating_Natural Gas_Boiler_E3_Baseline Forecast | Commercial | Office (WA) | Existing | Space Heating | Natural Gas | Boiler | E3 | AFUE 97% | Baseline Forecast | 0 | 12629.9186 | 26552.4905 | 41429.9824 | 55048.8131 | 69281.5385 | 84289.1927 | 99743.003 | 132278.8105 | 165360.1041 | 196550.6838 | 228065.6847 | 259822.7523 | 291750.0985 | 303938.7144 | 316214.2402 | 328554.8789 | 340942.2066 | 353360.8819 | 365798.3893 | 377107.2469 | 388401.3046 | 399674.3714 | 410539.3324 | 420993.3106 | 431035.1714 | 440665.2992
Commercial_Office (WA)_Existing_Space Heating_Natural Gas_Boiler_E4_Baseline Forecast | Commercial | Office (WA) | Existing | Space Heating | Natural Gas | Boiler | E4 | Convert to NG Air Source Heat Pump | Baseline Forecast | 0 | 0 | 0 | 0 | 0 | 0 | 0 | 0 | 0 | 0 | 0 | 0 | 0 | 0 | 0 | 0 | 0 | 0 | 0 | 0 | 0 | 0 | 0 | 0 | 0 | 0 | 0
Commercial_Office (WA)_Existing_Space Heating_Natural Gas_Boiler_E5_Baseline Forecast | Commercial | Office (WA) | Existing | Space Heating | Natural Gas | Boiler | E5 |  | Baseline Forecast | 0 | 0 | 0 | 0 | 0 | 0 | 0 | 0 | 0 | 0 | 0 | 0 | 0 | 0 | 0 | 0 | 0 | 0 | 0 | 0 | 0 | 0 | 0 | 0 | 0 | 0 | 0
Commercial_Office (WA)_Existing_Space Heating_Natural Gas_Boiler_E6_Baseline Forecast | Commercial | Office (WA) | Existing | Space Heating | Natural Gas | Boiler | E6 |  | Baseline Forecast | 0 | 0 | 0 | 0 | 0 | 0 | 0 | 0 | 0 | 0 | 0 | 0 | 0 | 0 | 0 | 0 | 0 | 0 | 0 | 0 | 0 | 0 | 0 | 0 | 0 | 0 | 0
Commercial_Office (WA)_Existing_Space Heating_Natural Gas_Boiler_E7_Baseline Forecast | Commercial | Office (WA) | Existing | Space Heating | Natural Gas | Boiler | E7 |  | Baseline Forecast | 0 | 0 | 0 | 0 | 0 | 0 | 0 | 0 | 0 | 0 | 0 | 0 | 0 | 0 | 0 | 0 | 0 | 0 | 0 | 0 | 0 | 0 | 0 | 0 | 0 | 0 | 0
Commercial_Office (WA)_Existing_Space Heating_Natural Gas_Boiler_E8_Baseline Forecast | Commercial | Office (WA) | Existing | Space Heating | Natural Gas | Boiler | E8 |  | Baseline Forecast | 0 | 0 | 0 | 0 | 0 | 0 | 0 | 0 | 0 | 0 | 0 | 0 | 0 | 0 | 0 | 0 | 0 | 0 | 0 | 0 | 0 | 0 | 0 | 0 | 0 | 0 | 0
Commercial_Office (WA)_Existing_Space Heating_Natural Gas_Boiler_E9_Baseline Forecast | Commercial | Office (WA) | Existing | Space Heating | Natural Gas | Boiler | E9 |  | Baseline Forecast | 0 | 0 | 0 | 0 | 0 | 0 | 0 | 0 | 0 | 0 | 0 | 0 | 0 | 0 | 0 | 0 | 0 | 0 | 0 | 0 | 0 | 0 | 0 | 0 | 0 | 0 | 0
Commercial_Office (WA)_Existing_Space Heating_Natural Gas_Boiler_E10_Baseline Forecast | Commercial | Office (WA) | Existing | Space Heating | Natural Gas | Boiler | E10 |  | Baseline Forecast | 0 | 0 | 0 | 0 | 0 | 0 | 0 | 0 | 0 | 0 | 0 | 0 | 0 | 0 | 0 | 0 | 0 | 0 | 0 | 0 | 0 | 0 | 0 | 0 | 0 | 0 | 0
Commercial_Office (WA)_Existing_Space Heating_Natural Gas_Boiler_Vintage_Baseline Forecast | Commercial | Office (WA) | Existing | Space Heating | Natural Gas | Boiler | Vintage | Vintage | Baseline Forecast | 6757436.037 | 6534049.7218 | 6305785.8309 | 6074052.3467 | 5840083.3835 | 5604958.3972 | 5369619.3192 | 5134885.8381 | 4901469.0278 | 4669983.5011 | 4440958.2459 | 4214846.2876 | 3992033.3019 | 3772845.2933 | 3557555.4379 | 3346390.1815 | 3139534.6737 | 2937137.6076 | 2739315.5321 | 2546156.6904 | 2357724.4387 | 2174060.2885 | 1995186.6134 | 1821109.0579 | 1651818.6788 | 1487293.8487 | 1327501.9476
Commercial_Office (WA)_Existing_Space Heating_Natural Gas_Unit Heater_E1_Baseline Forecast | Commercial | Office (WA) | Existing | Space Heating | Natural Gas | Unit Heater | E1 | Standard | Baseline Forecast | 0 | 211.2328 | 810.7149 | 1945.3419 | 3735.5304 | 6278.4572 | 9650.9381 | 13911.9852 | 19105.079 | 25260.1849 | 32216.4644 | 39831.9473 | 47981.4651 | 56554.8086 | 65455.0833 | 74597.2431 | 83906.7816 | 91901.1378 | 98727.3393 | 104516.513 | 109385.5959 | 113438.8609 | 116769.2796 | 119459.7381 | 121584.1224 | 123208.287 | 124390.9196
Commercial_Office (WA)_Existing_Space Heating_Natural Gas_Unit Heater_E2_Baseline Forecast | Commercial | Office (WA) | Existing | Space Heating | Natural Gas | Unit Heater | E2 | Condensing | Baseline Forecast | 0 | 0 | 0 | 0 | 0 | 0 | 0 | 0 | 0 | 0 | 0 | 0 | 0 | 0 | 0 | 0 | 0 | 0 | 0 | 0 | 0 | 0 | 0 | 0 | 0 | 0 | 0
Commercial_Office (WA)_Existing_Space Heating_Natural Gas_Unit Heater_E3_Baseline Forecast | Commercial | Office (WA) | Existing | Space Heating | Natural Gas | Unit Heater | E3 | Infrared Radiant | Baseline Forecast | 0 | 0 | 0 | 0 | 0 | 0 | 0 | 0 | 0 | 0 | 0 | 0 | 0 | 0 | 0 | 0 | 0 | 0 | 0 | 0 | 0 | 0 | 0 | 0 | 0 | 0 | 0
Commercial_Office (WA)_Existing_Space Heating_Natural Gas_Unit Heater_E4_Baseline Forecast | Commercial | Office (WA) | Existing | Space Heating | Natural Gas | Unit Heater | E4 |  | Baseline Forecast | 0 | 0 | 0 | 0 | 0 | 0 | 0 | 0 | 0 | 0 | 0 | 0 | 0 | 0 | 0 | 0 | 0 | 0 | 0 | 0 | 0 | 0 | 0 | 0 | 0 | 0 | 0
Commercial_Office (WA)_Existing_Space Heating_Natural Gas_Unit Heater_E5_Baseline Forecast | Commercial | Office (WA) | Existing | Space Heating | Natural Gas | Unit Heater | E5 |  | Baseline Forecast | 0 | 0 | 0 | 0 | 0 | 0 | 0 | 0 | 0 | 0 | 0 | 0 | 0 | 0 | 0 | 0 | 0 | 0 | 0 | 0 | 0 | 0 | 0 | 0 | 0 | 0 | 0
Commercial_Office (WA)_Existing_Space Heating_Natural Gas_Unit Heater_E6_Baseline Forecast | Commercial | Office (WA) | Existing | Space Heating | Natural Gas | Unit Heater | E6 |  | Baseline Forecast | 0 | 0 | 0 | 0 | 0 | 0 | 0 | 0 | 0 | 0 | 0 | 0 | 0 | 0 | 0 | 0 | 0 | 0 | 0 | 0 | 0 | 0 | 0 | 0 | 0 | 0 | 0
Commercial_Office (WA)_Existing_Space Heating_Natural Gas_Unit Heater_E7_Baseline Forecast | Commercial | Office (WA) | Existing | Space Heating | Natural Gas | Unit Heater | E7 |  | Baseline Forecast | 0 | 0 | 0 | 0 | 0 | 0 | 0 | 0 | 0 | 0 | 0 | 0 | 0 | 0 | 0 | 0 | 0 | 0 | 0 | 0 | 0 | 0 | 0 | 0 | 0 | 0 | 0
Commercial_Office (WA)_Existing_Space Heating_Natural Gas_Unit Heater_E8_Baseline Forecast | Commercial | Office (WA) | Existing | Space Heating | Natural Gas | Unit Heater | E8 |  | Baseline Forecast | 0 | 0 | 0 | 0 | 0 | 0 | 0 | 0 | 0 | 0 | 0 | 0 | 0 | 0 | 0 | 0 | 0 | 0 | 0 | 0 | 0 | 0 | 0 | 0 | 0 | 0 | 0
Commercial_Office (WA)_Existing_Space Heating_Natural Gas_Unit Heater_E9_Baseline Forecast | Commercial | Office (WA) | Existing | Space Heating | Natural Gas | Unit Heater | E9 |  | Baseline Forecast | 0 | 0 | 0 | 0 | 0 | 0 | 0 | 0 | 0 | 0 | 0 | 0 | 0 | 0 | 0 | 0 | 0 | 0 | 0 | 0 | 0 | 0 | 0 | 0 | 0 | 0 | 0
Commercial_Office (WA)_Existing_Space Heating_Natural Gas_Unit Heater_E10_Baseline Forecast | Commercial | Office (WA) | Existing | Space Heating | Natural Gas | Unit Heater | E10 |  | Baseline Forecast | 0 | 0 | 0 | 0 | 0 | 0 | 0 | 0 | 0 | 0 | 0 | 0 | 0 | 0 | 0 | 0 | 0 | 0 | 0 | 0 | 0 | 0 | 0 | 0 | 0 | 0 | 0
Commercial_Office (WA)_Existing_Space Heating_Natural Gas_Unit Heater_Vintage_Baseline Forecast | Commercial | Office (WA) | Existing | Space Heating | Natural Gas | Unit Heater | Vintage | Vintage | Baseline Forecast | 255591.6739 | 250733.3197 | 245571.2094 | 239956.9111 | 233768.4998 | 226907.3178 | 219295.0956 | 210871.3934 | 201591.329 | 191423.5612 | 180527.5771 | 169044.0208 | 157096.7581 | 144794.7197 | 132233.5444 | 119497.046 | 106658.5204 | 95199.3405 | 84971.3122 | 75842.1629 | 67693.8314 | 60420.9404 | 53929.4344 | 48135.3629 | 42963.795 | 38347.8501 | 34227.8332
Commercial_Office (WA)_Existing_Water Heating_Natural Gas_Water Heater_E1_Baseline Forecast | Commercial | Office (WA) | Existing | Water Heating | Natural Gas | Water Heater | E1 | TE 0.80 | Baseline Forecast | 0 | 108205.6593 | 224066.1983 | 346022.3202 | 472702.678 | 602903.1817 | 735568.5417 | 869775.8052 | 1004719.6724 | 1139699.4016 | 1274107.1311 | 1407417.4658 | 1521492.5139 | 1618488.1979 | 1700327.1886 | 1768723.9941 | 1825207.3536 | 1871140.2246 | 1907737.6222 | 1936082.5409 | 1957140.1657 | 1971770.5557 | 1980739.9647 | 1984730.945 | 1984351.365 | 1980142.4576 | 1972586.0039
Commercial_Office (WA)_Existing_Water Heating_Natural Gas_Water Heater_E2_Baseline Forecast | Commercial | Office (WA) | Existing | Water Heating | Natural Gas | Water Heater | E2 | TE 0.90 | Baseline Forecast | 0 | 0 | 0 | 0 | 0 | 0 | 0 | 0 | 0 | 0 | 0 | 0 | 0 | 0 | 0 | 0 | 0 | 0 | 0 | 0 | 0 | 0 | 0 | 0 | 0 | 0 | 0
Commercial_Office (WA)_Existing_Water Heating_Natural Gas_Water Heater_E3_Baseline Forecast | Commercial | Office (WA) | Existing | Water Heating | Natural Gas | Water Heater | E3 | TE 0.94 | Baseline Forecast | 0 | 122019.1477 | 252670.3938 | 390195.3824 | 533047.7007 | 679869.5453 | 829470.9088 | 980811.0143 | 1132981.7582 | 1285192.9423 | 1436759.1053 | 1587087.7806 | 1715725.6007 | 1825103.7126 | 1917390.234 | 1994518.5465 | 2058212.5476 | 2110009.1895 | 2151278.5953 | 2183242.0142 | 2206987.8464 | 2223485.9458 | 2233600.3857 | 2238100.8529 | 2237672.8159 | 2232926.6012 | 2224405.4938
Commercial_Office (WA)_Existing_Water Heating_Natural Gas_Water Heater_E4_Baseline Forecast | Commercial | Office (WA) | Existing | Water Heating | Natural Gas | Water Heater | E4 | Instantaneous TE 0.94 | Baseline Forecast | 0 | 0 | 0 | 0 | 0 | 0 | 0 | 0 | 0 | 0 | 0 | 0 | 0 | 0 | 0 | 0 | 0 | 0 | 0 | 0 | 0 | 0 | 0 | 0 | 0 | 0 | 0
Commercial_Office (WA)_Existing_Water Heating_Natural Gas_Water Heater_E5_Baseline Forecast | Commercial | Office (WA) | Existing | Water Heating | Natural Gas | Water Heater | E5 | Gas-Fired Absorption HPWH | Baseline Forecast | 0 | 0 | 0 | 0 | 0 | 0 | 0 | 0 | 0 | 0 | 0 | 0 | 0 | 0 | 0 | 0 | 0 | 0 | 0 | 0 | 0 | 0 | 0 | 0 | 0 | 0 | 0
Commercial_Office (WA)_Existing_Water Heating_Natural Gas_Water Heater_E6_Baseline Forecast | Commercial | Office (WA) | Existing | Water Heating | Natural Gas | Water Heater | E6 |  | Baseline Forecast | 0 | 0 | 0 | 0 | 0 | 0 | 0 | 0 | 0 | 0 | 0 | 0 | 0 | 0 | 0 | 0 | 0 | 0 | 0 | 0 | 0 | 0 | 0 | 0 | 0 | 0 | 0
Commercial_Office (WA)_Existing_Water Heating_Natural Gas_Water Heater_E7_Baseline Forecast | Commercial | Office (WA) | Existing | Water Heating | Natural Gas | Water Heater | E7 |  | Baseline Forecast | 0 | 0 | 0 | 0 | 0 | 0 | 0 | 0 | 0 | 0 | 0 | 0 | 0 | 0 | 0 | 0 | 0 | 0 | 0 | 0 | 0 | 0 | 0 | 0 | 0 | 0 | 0
Commercial_Office (WA)_Existing_Water Heating_Natural Gas_Water Heater_E8_Baseline Forecast | Commercial | Office (WA) | Existing | Water Heating | Natural Gas | Water Heater | E8 |  | Baseline Forecast | 0 | 0 | 0 | 0 | 0 | 0 | 0 | 0 | 0 | 0 | 0 | 0 | 0 | 0 | 0 | 0 | 0 | 0 | 0 | 0 | 0 | 0 | 0 | 0 | 0 | 0 | 0
Commercial_Office (WA)_Existing_Water Heating_Natural Gas_Water Heater_E9_Baseline Forecast | Commercial | Office (WA) | Existing | Water Heating | Natural Gas | Water Heater | E9 |  | Baseline Forecast | 0 | 0 | 0 | 0 | 0 | 0 | 0 | 0 | 0 | 0 | 0 | 0 | 0 | 0 | 0 | 0 | 0 | 0 | 0 | 0 | 0 | 0 | 0 | 0 | 0 | 0 | 0
Commercial_Office (WA)_Existing_Water Heating_Natural Gas_Water Heater_E10_Baseline Forecast | Commercial | Office (WA) | Existing | Water Heating | Natural Gas | Water Heater | E10 |  | Baseline Forecast | 0 | 0 | 0 | 0 | 0 | 0 | 0 | 0 | 0 | 0 | 0 | 0 | 0 | 0 | 0 | 0 | 0 | 0 | 0 | 0 | 0 | 0 | 0 | 0 | 0 | 0 | 0
Commercial_Office (WA)_Existing_Water Heating_Natural Gas_Water Heater_Vintage_Baseline Forecast | Commercial | Office (WA) | Existing | Water Heating | Natural Gas | Water Heater | Vintage | Vintage | Baseline Forecast | 7738111.568 | 7367193.8234 | 6982547.1541 | 6587442.7027 | 6184752.5647 | 5776993.7992 | 5366367.6844 | 4954794.7311 | 4543945.91 | 4135270.4996 | 3730020.919 | 3329274.8699 | 2971584.1814 | 2652323.071 | 2367362.741 | 2113017.9837 | 1885999.5227 | 1683371.4748 | 1502513.3825 | 1341086.3248 | 1197002.6701 | 1068399.0774 | 953612.3997 | 851158.1749 | 759711.4289 | 678089.5398 | 605236.9446
Commercial_Office (WA)_Existing_Food Preparation_Natural Gas_Oven_E1_Baseline Forecast | Commercial | Office (WA) | Existing | Food Preparation | Natural Gas | Oven | E1 | Standard | Baseline Forecast | 0 | 1892.322 | 4273.2072 | 7004.6818 | 9979.2837 | 13113.4938 | 16342.5782 | 19616.536 | 22896.9185 | 26154.3299 | 28564.336 | 30311.4444 | 31540.5285 | 32365.3315 | 32875.1463 | 33140.0617 | 33215.0838 | 33143.3726 | 32958.7843 | 32687.8682 | 32351.4351 | 31965.7895 | 31543.6968 | 31095.1436 | 30627.9345 | 30148.1609 | 29660.5695
Commercial_Office (WA)_Existing_Food Preparation_Natural Gas_Oven_E2_Baseline Forecast | Commercial | Office (WA) | Existing | Food Preparation | Natural Gas | Oven | E2 | ENERGY STAR (>42% Baking Efficiency) | Baseline Forecast | 0 | 2723.0976 | 6149.2494 | 10079.908 | 14360.4326 | 18870.6374 | 23517.3686 | 28228.6738 | 32949.2242 | 37636.7187 | 41104.7762 | 43618.9078 | 45387.5898 | 46574.5015 | 47308.1373 | 47689.3571 | 47797.3158 | 47694.1216 | 47428.4945 | 47038.6396 | 46554.5042 | 45999.5508 | 45392.1491 | 44746.6701 | 44074.3448 | 43383.9389 | 42682.2829
Commercial_Office (WA)_Existing_Food Preparation_Natural Gas_Oven_E3_Baseline Forecast | Commercial | Office (WA) | Existing | Food Preparation | Natural Gas | Oven | E3 |  | Baseline Forecast | 0 | 0 | 0 | 0 | 0 | 0 | 0 | 0 | 0 | 0 | 0 | 0 | 0 | 0 | 0 | 0 | 0 | 0 | 0 | 0 | 0 | 0 | 0 | 0 | 0 | 0 | 0
Commercial_Office (WA)_Existing_Food Preparation_Natural Gas_Oven_E4_Baseline Forecast | Commercial | Office (WA) | Existing | Food Preparation | Natural Gas | Oven | E4 |  | Baseline Forecast | 0 | 0 | 0 | 0 | 0 | 0 | 0 | 0 | 0 | 0 | 0 | 0 | 0 | 0 | 0 | 0 | 0 | 0 | 0 | 0 | 0 | 0 | 0 | 0 | 0 | 0 | 0
Commercial_Office (WA)_Existing_Food Preparation_Natural Gas_Oven_E5_Baseline Forecast | Commercial | Office (WA) | Existing | Food Preparation | Natural Gas | Oven | E5 |  | Baseline Forecast | 0 | 0 | 0 | 0 | 0 | 0 | 0 | 0 | 0 | 0 | 0 | 0 | 0 | 0 | 0 | 0 | 0 | 0 | 0 | 0 | 0 | 0 | 0 | 0 | 0 | 0 | 0
Commercial_Office (WA)_Existing_Food Preparation_Natural Gas_Oven_E6_Baseline Forecast | Commercial | Office (WA) | Existing | Food Preparation | Natural Gas | Oven | E6 |  | Baseline Forecast | 0 | 0 | 0 | 0 | 0 | 0 | 0 | 0 | 0 | 0 | 0 | 0 | 0 | 0 | 0 | 0 | 0 | 0 | 0 | 0 | 0 | 0 | 0 | 0 | 0 | 0 | 0
Commercial_Office (WA)_Existing_Food Preparation_Natural Gas_Oven_E7_Baseline Forecast | Commercial | Office (WA) | Existing | Food Preparation | Natural Gas | Oven | E7 |  | Baseline Forecast | 0 | 0 | 0 | 0 | 0 | 0 | 0 | 0 | 0 | 0 | 0 | 0 | 0 | 0 | 0 | 0 | 0 | 0 | 0 | 0 | 0 | 0 | 0 | 0 | 0 | 0 | 0
Commercial_Office (WA)_Existing_Food Preparation_Natural Gas_Oven_E8_Baseline Forecast | Commercial | Office (WA) | Existing | Food Preparation | Natural Gas | Oven | E8 |  | Baseline Forecast | 0 | 0 | 0 | 0 | 0 | 0 | 0 | 0 | 0 | 0 | 0 | 0 | 0 | 0 | 0 | 0 | 0 | 0 | 0 | 0 | 0 | 0 | 0 | 0 | 0 | 0 | 0
Commercial_Office (WA)_Existing_Food Preparation_Natural Gas_Oven_E9_Baseline Forecast | Commercial | Office (WA) | Existing | Food Preparation | Natural Gas | Oven | E9 |  | Baseline Forecast | 0 | 0 | 0 | 0 | 0 | 0 | 0 | 0 | 0 | 0 | 0 | 0 | 0 | 0 | 0 | 0 | 0 | 0 | 0 | 0 | 0 | 0 | 0 | 0 | 0 | 0 | 0
Commercial_Office (WA)_Existing_Food Preparation_Natural Gas_Oven_E10_Baseline Forecast | Commercial | Office (WA) | Existing | Food Preparation | Natural Gas | Oven | E10 |  | Baseline Forecast | 0 | 0 | 0 | 0 | 0 | 0 | 0 | 0 | 0 | 0 | 0 | 0 | 0 | 0 | 0 | 0 | 0 | 0 | 0 | 0 | 0 | 0 | 0 | 0 | 0 | 0 | 0
Commercial_Office (WA)_Existing_Food Preparation_Natural Gas_Oven_Vintage_Baseline Forecast | Commercial | Office (WA) | Existing | Food Preparation | Natural Gas | Oven | Vintage | Vintage | Baseline Forecast | 117522.2589 | 110770.071 | 102865.1159 | 94143.2087 | 84865.7587 | 75235.7896 | 65410.521 | 55511.2494 | 45631.1082 | 35841.1613 | 28151.6031 | 22111.8046 | 17367.8174 | 13641.6311 | 10714.8812 | 8416.0521 | 6610.4264 | 5192.1895 | 4078.2288 | 3203.2634 | 2516.0178 | 1976.2176 | 1552.2291 | 1219.2054 | 957.6304 | 752.1752 | 590.7994
Commercial_Office (WA)_Existing_Food Preparation_Natural Gas_Conveyor Oven_E1_Baseline Forecast | Commercial | Office (WA) | Existing | Food Preparation | Natural Gas | Conveyor Oven | E1 | Standard | Baseline Forecast | 0 | 0 | 0 | 0 | 0 | 87.9203 | 328.0228 | 766.1608 | 1433.8979 | 2351.7378 | 3451.4429 | 4679.8157 | 5995.4625 | 7366.2513 | 8767.3154 | 10179.4856 | 11588.0591 | 12629.1107 | 13382.6782 | 13911.6061 | 14265.2345 | 14482.2971 | 14593.1972 | 14621.7948 | 14586.8115 | 14502.9327 | 14381.6741
Commercial_Office (WA)_Existing_Food Preparation_Natural Gas_Conveyor Oven_E2_Baseline Forecast | Commercial | Office (WA) | Existing | Food Preparation | Natural Gas | Conveyor Oven | E2 | ENERGY STAR (>42% Baking Efficiency) | Baseline Forecast | 0 | 0 | 0 | 0 | 0 | 126.5195 | 472.0328 | 1102.524 | 2063.4141 | 3384.2081 | 4966.7105 | 6734.369 | 8627.6168 | 10600.2153 | 12616.3807 | 14648.5281 | 16675.4997 | 18173.5984 | 19258.0004 | 20019.1404 | 20528.0203 | 20840.3788 | 20999.9667 | 21041.1194 | 20990.7775 | 20870.0739 | 20695.5798
Commercial_Office (WA)_Existing_Food Preparation_Natural Gas_Conveyor Oven_E3_Baseline Forecast | Commercial | Office (WA) | Existing | Food Preparation | Natural Gas | Conveyor Oven | E3 |  | Baseline Forecast | 0 | 0 | 0 | 0 | 0 | 0 | 0 | 0 | 0 | 0 | 0 | 0 | 0 | 0 | 0 | 0 | 0 | 0 | 0 | 0 | 0 | 0 | 0 | 0 | 0 | 0 | 0
Commercial_Office (WA)_Existing_Food Preparation_Natural Gas_Conveyor Oven_E4_Baseline Forecast | Commercial | Office (WA) | Existing | Food Preparation | Natural Gas | Conveyor Oven | E4 |  | Baseline Forecast | 0 | 0 | 0 | 0 | 0 | 0 | 0 | 0 | 0 | 0 | 0 | 0 | 0 | 0 | 0 | 0 | 0 | 0 | 0 | 0 | 0 | 0 | 0 | 0 | 0 | 0 | 0
Commercial_Office (WA)_Existing_Food Preparation_Natural Gas_Conveyor Oven_E5_Baseline Forecast | Commercial | Office (WA) | Existing | Food Preparation | Natural Gas | Conveyor Oven | E5 |  | Baseline Forecast | 0 | 0 | 0 | 0 | 0 | 0 | 0 | 0 | 0 | 0 | 0 | 0 | 0 | 0 | 0 | 0 | 0 | 0 | 0 | 0 | 0 | 0 | 0 | 0 | 0 | 0 | 0
Commercial_Office (WA)_Existing_Food Preparation_Natural Gas_Conveyor Oven_E6_Baseline Forecast | Commercial | Office (WA) | Existing | Food Preparation | Natural Gas | Conveyor Oven | E6 |  | Baseline Forecast | 0 | 0 | 0 | 0 | 0 | 0 | 0 | 0 | 0 | 0 | 0 | 0 | 0 | 0 | 0 | 0 | 0 | 0 | 0 | 0 | 0 | 0 | 0 | 0 | 0 | 0 | 0
Commercial_Office (WA)_Existing_Food Preparation_Natural Gas_Conveyor Oven_E7_Baseline Forecast | Commercial | Office (WA) | Existing | Food Preparation | Natural Gas | Conveyor Oven | E7 |  | Baseline Forecast | 0 | 0 | 0 | 0 | 0 | 0 | 0 | 0 | 0 | 0 | 0 | 0 | 0 | 0 | 0 | 0 | 0 | 0 | 0 | 0 | 0 | 0 | 0 | 0 | 0 | 0 | 0
Commercial_Office (WA)_Existing_Food Preparation_Natural Gas_Conveyor Oven_E8_Baseline Forecast | Commercial | Office (WA) | Existing | Food Preparation | Natural Gas | Conveyor Oven | E8 |  | Baseline Forecast | 0 | 0 | 0 | 0 | 0 | 0 | 0 | 0 | 0 | 0 | 0 | 0 | 0 | 0 | 0 | 0 | 0 | 0 | 0 | 0 | 0 | 0 | 0 | 0 | 0 | 0 | 0
Commercial_Office (WA)_Existing_Food Preparation_Natural Gas_Conveyor Oven_E9_Baseline Forecast | Commercial | Office (WA) | Existing | Food Preparation | Natural Gas | Conveyor Oven | E9 |  | Baseline Forecast | 0 | 0 | 0 | 0 | 0 | 0 | 0 | 0 | 0 | 0 | 0 | 0 | 0 | 0 | 0 | 0 | 0 | 0 | 0 | 0 | 0 | 0 | 0 | 0 | 0 | 0 | 0
Commercial_Office (WA)_Existing_Food Preparation_Natural Gas_Conveyor Oven_E10_Baseline Forecast | Commercial | Office (WA) | Existing | Food Preparation | Natural Gas | Conveyor Oven | E10 |  | Baseline Forecast | 0 | 0 | 0 | 0 | 0 | 0 | 0 | 0 | 0 | 0 | 0 | 0 | 0 | 0 | 0 | 0 | 0 | 0 | 0 | 0 | 0 | 0 | 0 | 0 | 0 | 0 | 0
Commercial_Office (WA)_Existing_Food Preparation_Natural Gas_Conveyor Oven_Vintage_Baseline Forecast | Commercial | Office (WA) | Existing | Food Preparation | Natural Gas | Conveyor Oven | Vintage | Vintage | Baseline Forecast | 58761.1295 | 57692.7453 | 56643.7863 | 55613.8993 | 54602.7375 | 53395.5206 | 51835.1783 | 49809.5448 | 47241.3135 | 44080.1591 | 40492.2042 | 36606.8937 | 32524.8885 | 28324.2654 | 24065.3863 | 19794.7218 | 15547.8542 | 12212.1328 | 9592.0752 | 7534.1391 | 5917.7238 | 4648.103 | 3650.8737 | 2867.5953 | 2252.3658 | 1769.1309 | 1389.5719
Commercial_Office (WA)_Existing_Food Preparation_Natural Gas_Double Rack Oven_E1_Baseline Forecast | Commercial | Office (WA) | Existing | Food Preparation | Natural Gas | Double Rack Oven | E1 | Standard | Baseline Forecast | 0 | 525.645 | 1232.8765 | 2089.3738 | 3067.1825 | 4142.1527 | 5293.4488 | 6503.1215 | 7755.7351 | 9038.0419 | 10115.8842 | 11016.0349 | 11761.846 | 12373.6838 | 12869.3095 | 13264.2109 | 13571.8918 | 13804.1252 | 13971.1731 | 14081.9797 | 14144.339 | 14165.0414 | 14150.0019 | 14104.3713 | 14032.6341 | 13938.6932 | 13825.9442
Commercial_Office (WA)_Existing_Food Preparation_Natural Gas_Double Rack Oven_E2_Baseline Forecast | Commercial | Office (WA) | Existing | Food Preparation | Natural Gas | Double Rack Oven | E2 | FTSC Qualified (>50% Cooking Efficiency) | Baseline Forecast | 0 | 756.416 | 1774.1393 | 3006.6598 | 4413.7504 | 5960.6588 | 7617.4019 | 9358.1504 | 11160.692 | 13005.9627 | 14557.004 | 15852.3429 | 16925.5832 | 17806.0327 | 18519.2502 | 19087.523 | 19530.2834 | 19864.4728 | 20104.8588 | 20264.3122 | 20354.0487 | 20383.8401 | 20362.1978 | 20296.5343 | 20193.3028 | 20058.1195 | 19895.871
Commercial_Office (WA)_Existing_Food Preparation_Natural Gas_Double Rack Oven_E3_Baseline Forecast | Commercial | Office (WA) | Existing | Food Preparation | Natural Gas | Double Rack Oven | E3 |  | Baseline Forecast | 0 | 0 | 0 | 0 | 0 | 0 | 0 | 0 | 0 | 0 | 0 | 0 | 0 | 0 | 0 | 0 | 0 | 0 | 0 | 0 | 0 | 0 | 0 | 0 | 0 | 0 | 0
Commercial_Office (WA)_Existing_Food Preparation_Natural Gas_Double Rack Oven_E4_Baseline Forecast | Commercial | Office (WA) | Existing | Food Preparation | Natural Gas | Double Rack Oven | E4 |  | Baseline Forecast | 0 | 0 | 0 | 0 | 0 | 0 | 0 | 0 | 0 | 0 | 0 | 0 | 0 | 0 | 0 | 0 | 0 | 0 | 0 | 0 | 0 | 0 | 0 | 0 | 0 | 0 | 0
Commercial_Office (WA)_Existing_Food Preparation_Natural Gas_Double Rack Oven_E5_Baseline Forecast | Commercial | Office (WA) | Existing | Food Preparation | Natural Gas | Double Rack Oven | E5 |  | Baseline Forecast | 0 | 0 | 0 | 0 | 0 | 0 | 0 | 0 | 0 | 0 | 0 | 0 | 0 | 0 | 0 | 0 | 0 | 0 | 0 | 0 | 0 | 0 | 0 | 0 | 0 | 0 | 0
Commercial_Office (WA)_Existing_Food Preparation_Natural Gas_Double Rack Oven_E6_Baseline Forecast | Commercial | Office (WA) | Existing | Food Preparation | Natural Gas | Double Rack Oven | E6 |  | Baseline Forecast | 0 | 0 | 0 | 0 | 0 | 0 | 0 | 0 | 0 | 0 | 0 | 0 | 0 | 0 | 0 | 0 | 0 | 0 | 0 | 0 | 0 | 0 | 0 | 0 | 0 | 0 | 0
Commercial_Office (WA)_Existing_Food Preparation_Natural Gas_Double Rack Oven_E7_Baseline Forecast | Commercial | Office (WA) | Existing | Food Preparation | Natural Gas | Double Rack Oven | E7 |  | Baseline Forecast | 0 | 0 | 0 | 0 | 0 | 0 | 0 | 0 | 0 | 0 | 0 | 0 | 0 | 0 | 0 | 0 | 0 | 0 | 0 | 0 | 0 | 0 | 0 | 0 | 0 | 0 | 0
Commercial_Office (WA)_Existing_Food Preparation_Natural Gas_Double Rack Oven_E8_Baseline Forecast | Commercial | Office (WA) | Existing | Food Preparation | Natural Gas | Double Rack Oven | E8 |  | Baseline Forecast | 0 | 0 | 0 | 0 | 0 | 0 | 0 | 0 | 0 | 0 | 0 | 0 | 0 | 0 | 0 | 0 | 0 | 0 | 0 | 0 | 0 | 0 | 0 | 0 | 0 | 0 | 0
Commercial_Office (WA)_Existing_Food Preparation_Natural Gas_Double Rack Oven_E9_Baseline Forecast | Commercial | Office (WA) | Existing | Food Preparation | Natural Gas | Double Rack Oven | E9 |  | Baseline Forecast | 0 | 0 | 0 | 0 | 0 | 0 | 0 | 0 | 0 | 0 | 0 | 0 | 0 | 0 | 0 | 0 | 0 | 0 | 0 | 0 | 0 | 0 | 0 | 0 | 0 | 0 | 0
Commercial_Office (WA)_Existing_Food Preparation_Natural Gas_Double Rack Oven_E10_Baseline Forecast | Commercial | Office (WA) | Existing | Food Preparation | Natural Gas | Double Rack Oven | E10 |  | Baseline Forecast | 0 | 0 | 0 | 0 | 0 | 0 | 0 | 0 | 0 | 0 | 0 | 0 | 0 | 0 | 0 | 0 | 0 | 0 | 0 | 0 | 0 | 0 | 0 | 0 | 0 | 0 | 0
Commercial_Office (WA)_Existing_Food Preparation_Natural Gas_Double Rack Oven_Vintage_Baseline Forecast | Commercial | Office (WA) | Existing | Food Preparation | Natural Gas | Double Rack Oven | Vintage | Vintage | Baseline Forecast | 58761.1295 | 56410.6843 | 53636.7705 | 50517.8657 | 47121.8046 | 43507.1489 | 39724.3832 | 35816.9577 | 31822.1983 | 27772.1004 | 24237.4694 | 21152.7006 | 18460.5387 | 16111.0156 | 14060.5227 | 12271.0016 | 10709.2378 | 9346.2439 | 8156.7219 | 7118.5937 | 6212.5908 | 5421.8975 | 4731.8378 | 4129.6039 | 3604.0179 | 3145.3247 | 2745.0107
Commercial_Office (WA)_Existing_Food Preparation_Natural Gas_Fryer_E1_Baseline Forecast | Commercial | Office (WA) | Existing | Food Preparation | Natural Gas | Fryer | E1 | Standard | Baseline Forecast | 0 | 5174.8644 | 10715.8184 | 16548.2897 | 22606.6944 | 28833.4478 | 35178.0813 | 41596.4553 | 48050.057 | 54505.3736 | 60933.3348 | 67308.8138 | 72764.3779 | 77403.1327 | 81317.0285 | 84588.0607 | 87289.3402 | 89486.0495 | 91236.296 | 92591.873 | 93598.9401 | 94298.6289 | 94727.5849 | 94918.4509 | 94900.2978 | 94699.0096 | 94337.6271
Commercial_Office (WA)_Existing_Food Preparation_Natural Gas_Fryer_E2_Baseline Forecast | Commercial | Office (WA) | Existing | Food Preparation | Natural Gas | Fryer | E2 | ENERGY STAR | Baseline Forecast | 0 | 1818.1956 | 3765.0173 | 5814.2639 | 7942.8926 | 10130.6708 | 12359.8664 | 14614.9708 | 16882.4524 | 19150.5367 | 21409.0095 | 23649.0427 | 25565.8625 | 27195.6953 | 28570.8479 | 29720.1294 | 30669.2276 | 31441.0444 | 32055.9959 | 32532.2797 | 32886.1141 | 33131.9507 | 33282.665 | 33349.726 | 33343.3479 | 33272.625 | 33145.6528
Commercial_Office (WA)_Existing_Food Preparation_Natural Gas_Fryer_E3_Baseline Forecast | Commercial | Office (WA) | Existing | Food Preparation | Natural Gas | Fryer | E3 |  | Baseline Forecast | 0 | 0 | 0 | 0 | 0 | 0 | 0 | 0 | 0 | 0 | 0 | 0 | 0 | 0 | 0 | 0 | 0 | 0 | 0 | 0 | 0 | 0 | 0 | 0 | 0 | 0 | 0
Commercial_Office (WA)_Existing_Food Preparation_Natural Gas_Fryer_E4_Baseline Forecast | Commercial | Office (WA) | Existing | Food Preparation | Natural Gas | Fryer | E4 |  | Baseline Forecast | 0 | 0 | 0 | 0 | 0 | 0 | 0 | 0 | 0 | 0 | 0 | 0 | 0 | 0 | 0 | 0 | 0 | 0 | 0 | 0 | 0 | 0 | 0 | 0 | 0 | 0 | 0
Commercial_Office (WA)_Existing_Food Preparation_Natural Gas_Fryer_E5_Baseline Forecast | Commercial | Office (WA) | Existing | Food Preparation | Natural Gas | Fryer | E5 |  | Baseline Forecast | 0 | 0 | 0 | 0 | 0 | 0 | 0 | 0 | 0 | 0 | 0 | 0 | 0 | 0 | 0 | 0 | 0 | 0 | 0 | 0 | 0 | 0 | 0 | 0 | 0 | 0 | 0
Commercial_Office (WA)_Existing_Food Preparation_Natural Gas_Fryer_E6_Baseline Forecast | Commercial | Office (WA) | Existing | Food Preparation | Natural Gas | Fryer | E6 |  | Baseline Forecast | 0 | 0 | 0 | 0 | 0 | 0 | 0 | 0 | 0 | 0 | 0 | 0 | 0 | 0 | 0 | 0 | 0 | 0 | 0 | 0 | 0 | 0 | 0 | 0 | 0 | 0 | 0
Commercial_Office (WA)_Existing_Food Preparation_Natural Gas_Fryer_E7_Baseline Forecast | Commercial | Office (WA) | Existing | Food Preparation | Natural Gas | Fryer | E7 |  | Baseline Forecast | 0 | 0 | 0 | 0 | 0 | 0 | 0 | 0 | 0 | 0 | 0 | 0 | 0 | 0 | 0 | 0 | 0 | 0 | 0 | 0 | 0 | 0 | 0 | 0 | 0 | 0 | 0
Commercial_Office (WA)_Existing_Food Preparation_Natural Gas_Fryer_E8_Baseline Forecast | Commercial | Office (WA) | Existing | Food Preparation | Natural Gas | Fryer | E8 |  | Baseline Forecast | 0 | 0 | 0 | 0 | 0 | 0 | 0 | 0 | 0 | 0 | 0 | 0 | 0 | 0 | 0 | 0 | 0 | 0 | 0 | 0 | 0 | 0 | 0 | 0 | 0 | 0 | 0
Commercial_Office (WA)_Existing_Food Preparation_Natural Gas_Fryer_E9_Baseline Forecast | Commercial | Office (WA) | Existing | Food Preparation | Natural Gas | Fryer | E9 |  | Baseline Forecast | 0 | 0 | 0 | 0 | 0 | 0 | 0 | 0 | 0 | 0 | 0 | 0 | 0 | 0 | 0 | 0 | 0 | 0 | 0 | 0 | 0 | 0 | 0 | 0 | 0 | 0 | 0
Commercial_Office (WA)_Existing_Food Preparation_Natural Gas_Fryer_E10_Baseline Forecast | Commercial | Office (WA) | Existing | Food Preparation | Natural Gas | Fryer | E10 |  | Baseline Forecast | 0 | 0 | 0 | 0 | 0 | 0 | 0 | 0 | 0 | 0 | 0 | 0 | 0 | 0 | 0 | 0 | 0 | 0 | 0 | 0 | 0 | 0 | 0 | 0 | 0 | 0 | 0
Commercial_Office (WA)_Existing_Food Preparation_Natural Gas_Fryer_Vintage_Baseline Forecast | Commercial | Office (WA) | Existing | Food Preparation | Natural Gas | Fryer | Vintage | Vintage | Baseline Forecast | 235044.5179 | 223777.9211 | 212094.3094 | 200093.0434 | 187861.3628 | 175475.723 | 163002.9877 | 150501.4923 | 138021.9923 | 125608.5095 | 113299.0861 | 101126.457 | 90261.631 | 80564.1004 | 71908.4533 | 64182.7517 | 57287.0841 | 51132.2734 | 45638.7234 | 40735.3895 | 36358.86 | 32452.5362 | 28965.9001 | 25853.8613 | 23076.1737 | 20596.9154 | 18384.0236
Commercial_Office (WA)_Existing_Food Preparation_Natural Gas_Broiler_E1_Baseline Forecast | Commercial | Office (WA) | Existing | Food Preparation | Natural Gas | Broiler | E1 | Standard | Baseline Forecast | 0 | 0 | 0 | 0 | 0 | 0 | 0 | 0 | 0 | 0 | 0 | 0 | 0 | 0 | 0 | 0 | 0 | 0 | 0 | 0 | 0 | 0 | 0 | 0 | 0 | 0 | 0
Commercial_Office (WA)_Existing_Food Preparation_Natural Gas_Broiler_E2_Baseline Forecast | Commercial | Office (WA) | Existing | Food Preparation | Natural Gas | Broiler | E2 | Infrared Burners | Baseline Forecast | 0 | 0 | 0 | 0 | 0 | 0 | 0 | 0 | 0 | 0 | 0 | 0 | 0 | 0 | 0 | 0 | 0 | 0 | 0 | 0 | 0 | 0 | 0 | 0 | 0 | 0 | 0
Commercial_Office (WA)_Existing_Food Preparation_Natural Gas_Broiler_E3_Baseline Forecast | Commercial | Office (WA) | Existing | Food Preparation | Natural Gas | Broiler | E3 |  | Baseline Forecast | 0 | 0 | 0 | 0 | 0 | 0 | 0 | 0 | 0 | 0 | 0 | 0 | 0 | 0 | 0 | 0 | 0 | 0 | 0 | 0 | 0 | 0 | 0 | 0 | 0 | 0 | 0
Commercial_Office (WA)_Existing_Food Preparation_Natural Gas_Broiler_E4_Baseline Forecast | Commercial | Office (WA) | Existing | Food Preparation | Natural Gas | Broiler | E4 |  | Baseline Forecast | 0 | 0 | 0 | 0 | 0 | 0 | 0 | 0 | 0 | 0 | 0 | 0 | 0 | 0 | 0 | 0 | 0 | 0 | 0 | 0 | 0 | 0 | 0 | 0 | 0 | 0 | 0
Commercial_Office (WA)_Existing_Food Preparation_Natural Gas_Broiler_E5_Baseline Forecast | Commercial | Office (WA) | Existing | Food Preparation | Natural Gas | Broiler | E5 |  | Baseline Forecast | 0 | 0 | 0 | 0 | 0 | 0 | 0 | 0 | 0 | 0 | 0 | 0 | 0 | 0 | 0 | 0 | 0 | 0 | 0 | 0 | 0 | 0 | 0 | 0 | 0 | 0 | 0
Commercial_Office (WA)_Existing_Food Preparation_Natural Gas_Broiler_E6_Baseline Forecast | Commercial | Office (WA) | Existing | Food Preparation | Natural Gas | Broiler | E6 |  | Baseline Forecast | 0 | 0 | 0 | 0 | 0 | 0 | 0 | 0 | 0 | 0 | 0 | 0 | 0 | 0 | 0 | 0 | 0 | 0 | 0 | 0 | 0 | 0 | 0 | 0 | 0 | 0 | 0
Commercial_Office (WA)_Existing_Food Preparation_Natural Gas_Broiler_E7_Baseline Forecast | Commercial | Office (WA) | Existing | Food Preparation | Natural Gas | Broiler | E7 |  | Baseline Forecast | 0 | 0 | 0 | 0 | 0 | 0 | 0 | 0 | 0 | 0 | 0 | 0 | 0 | 0 | 0 | 0 | 0 | 0 | 0 | 0 | 0 | 0 | 0 | 0 | 0 | 0 | 0
Commercial_Office (WA)_Existing_Food Preparation_Natural Gas_Broiler_E8_Baseline Forecast | Commercial | Office (WA) | Existing | Food Preparation | Natural Gas | Broiler | E8 |  | Baseline Forecast | 0 | 0 | 0 | 0 | 0 | 0 | 0 | 0 | 0 | 0 | 0 | 0 | 0 | 0 | 0 | 0 | 0 | 0 | 0 | 0 | 0 | 0 | 0 | 0 | 0 | 0 | 0
Commercial_Office (WA)_Existing_Food Preparation_Natural Gas_Broiler_E9_Baseline Forecast | Commercial | Office (WA) | Existing | Food Preparation | Natural Gas | Broiler | E9 |  | Baseline Forecast | 0 | 0 | 0 | 0 | 0 | 0 | 0 | 0 | 0 | 0 | 0 | 0 | 0 | 0 | 0 | 0 | 0 | 0 | 0 | 0 | 0 | 0 | 0 | 0 | 0 | 0 | 0
Commercial_Office (WA)_Existing_Food Preparation_Natural Gas_Broiler_E10_Baseline Forecast | Commercial | Office (WA) | Existing | Food Preparation | Natural Gas | Broiler | E10 |  | Baseline Forecast | 0 | 0 | 0 | 0 | 0 | 0 | 0 | 0 | 0 | 0 | 0 | 0 | 0 | 0 | 0 | 0 | 0 | 0 | 0 | 0 | 0 | 0 | 0 | 0 | 0 | 0 | 0
Commercial_Office (WA)_Existing_Food Preparation_Natural Gas_Broiler_Vintage_Baseline Forecast | Commercial | Office (WA) | Existing | Food Preparation | Natural Gas | Broiler | Vintage | Vintage | Baseline Forecast | 0 | 0 | 0 | 0 | 0 | 0 | 0 | 0 | 0 | 0 | 0 | 0 | 0 | 0 | 0 | 0 | 0 | 0 | 0 | 0 | 0 | 0 | 0 | 0 | 0 | 0 | 0
Commercial_Office (WA)_Existing_Food Preparation_Natural Gas_Griddle_E1_Baseline Forecast | Commercial | Office (WA) | Existing | Food Preparation | Natural Gas | Griddle | E1 | Standard | Baseline Forecast | 0 | 6068.4221 | 12743.6864 | 19896.4001 | 27415.0794 | 35203.8347 | 43180.352 | 51274.1312 | 59424.9499 | 67581.5231 | 74414.1734 | 80096.5967 | 84780.2876 | 88597.3668 | 91663.0488 | 94077.7946 | 95929.1919 | 97293.5944 | 98237.5533 | 98819.067 | 99088.6703 | 99090.3863 | 98862.5567 | 98438.5658 | 97847.4735 | 97114.5665 | 96261.8403
Commercial_Office (WA)_Existing_Food Preparation_Natural Gas_Griddle_E2_Baseline Forecast | Commercial | Office (WA) | Existing | Food Preparation | Natural Gas | Griddle | E2 | ENERGY STAR | Baseline Forecast | 0 | 2478.6513 | 5205.1677 | 8126.6986 | 11197.7085 | 14379.0311 | 17637.0452 | 20942.955 | 24272.1626 | 27603.7207 | 30394.5215 | 32715.5113 | 34628.5682 | 36187.6569 | 37439.8368 | 38426.1415 | 39182.346 | 39739.6371 | 40125.1978 | 40362.7175 | 40472.8372 | 40473.5381 | 40380.4809 | 40207.3015 | 39965.8695 | 39666.5131 | 39318.2164
Commercial_Office (WA)_Existing_Food Preparation_Natural Gas_Griddle_E3_Baseline Forecast | Commercial | Office (WA) | Existing | Food Preparation | Natural Gas | Griddle | E3 |  | Baseline Forecast | 0 | 0 | 0 | 0 | 0 | 0 | 0 | 0 | 0 | 0 | 0 | 0 | 0 | 0 | 0 | 0 | 0 | 0 | 0 | 0 | 0 | 0 | 0 | 0 | 0 | 0 | 0
Commercial_Office (WA)_Existing_Food Preparation_Natural Gas_Griddle_E4_Baseline Forecast | Commercial | Office (WA) | Existing | Food Preparation | Natural Gas | Griddle | E4 |  | Baseline Forecast | 0 | 0 | 0 | 0 | 0 | 0 | 0 | 0 | 0 | 0 | 0 | 0 | 0 | 0 | 0 | 0 | 0 | 0 | 0 | 0 | 0 | 0 | 0 | 0 | 0 | 0 | 0
Commercial_Office (WA)_Existing_Food Preparation_Natural Gas_Griddle_E5_Baseline Forecast | Commercial | Office (WA) | Existing | Food Preparation | Natural Gas | Griddle | E5 |  | Baseline Forecast | 0 | 0 | 0 | 0 | 0 | 0 | 0 | 0 | 0 | 0 | 0 | 0 | 0 | 0 | 0 | 0 | 0 | 0 | 0 | 0 | 0 | 0 | 0 | 0 | 0 | 0 | 0
Commercial_Office (WA)_Existing_Food Preparation_Natural Gas_Griddle_E6_Baseline Forecast | Commercial | Office (WA) | Existing | Food Preparation | Natural Gas | Griddle | E6 |  | Baseline Forecast | 0 | 0 | 0 | 0 | 0 | 0 | 0 | 0 | 0 | 0 | 0 | 0 | 0 | 0 | 0 | 0 | 0 | 0 | 0 | 0 | 0 | 0 | 0 | 0 | 0 | 0 | 0
Commercial_Office (WA)_Existing_Food Preparation_Natural Gas_Griddle_E7_Baseline Forecast | Commercial | Office (WA) | Existing | Food Preparation | Natural Gas | Griddle | E7 |  | Baseline Forecast | 0 | 0 | 0 | 0 | 0 | 0 | 0 | 0 | 0 | 0 | 0 | 0 | 0 | 0 | 0 | 0 | 0 | 0 | 0 | 0 | 0 | 0 | 0 | 0 | 0 | 0 | 0
Commercial_Office (WA)_Existing_Food Preparation_Natural Gas_Griddle_E8_Baseline Forecast | Commercial | Office (WA) | Existing | Food Preparation | Natural Gas | Griddle | E8 |  | Baseline Forecast | 0 | 0 | 0 | 0 | 0 | 0 | 0 | 0 | 0 | 0 | 0 | 0 | 0 | 0 | 0 | 0 | 0 | 0 | 0 | 0 | 0 | 0 | 0 | 0 | 0 | 0 | 0
Commercial_Office (WA)_Existing_Food Preparation_Natural Gas_Griddle_E9_Baseline Forecast | Commercial | Office (WA) | Existing | Food Preparation | Natural Gas | Griddle | E9 |  | Baseline Forecast | 0 | 0 | 0 | 0 | 0 | 0 | 0 | 0 | 0 | 0 | 0 | 0 | 0 | 0 | 0 | 0 | 0 | 0 | 0 | 0 | 0 | 0 | 0 | 0 | 0 | 0 | 0
Commercial_Office (WA)_Existing_Food Preparation_Natural Gas_Griddle_E10_Baseline Forecast | Commercial | Office (WA) | Existing | Food Preparation | Natural Gas | Griddle | E10 |  | Baseline Forecast | 0 | 0 | 0 | 0 | 0 | 0 | 0 | 0 | 0 | 0 | 0 | 0 | 0 | 0 | 0 | 0 | 0 | 0 | 0 | 0 | 0 | 0 | 0 | 0 | 0 | 0 | 0
Commercial_Office (WA)_Existing_Food Preparation_Natural Gas_Griddle_Vintage_Baseline Forecast | Commercial | Office (WA) | Existing | Food Preparation | Natural Gas | Griddle | Vintage | Vintage | Baseline Forecast | 235044.5179 | 222223.9078 | 208626.2911 | 194432.4983 | 179798.162 | 164856.9759 | 149723.5383 | 134495.8323 | 119257.3892 | 104079.1761 | 90832.7355 | 79272.2055 | 69183.0157 | 60377.9046 | 52693.444 | 45987.0057 | 40134.1141 | 35026.1359 | 30568.2641 | 26677.7577 | 23282.4067 | 20319.1913 | 17733.1124 | 15476.1709 | 13506.4764 | 11787.4703 | 10287.2468
Commercial_Office (WA)_Existing_Food Preparation_Natural Gas_Range_E1_Baseline Forecast | Commercial | Office (WA) | Existing | Food Preparation | Natural Gas | Range | E1 | Standard | Baseline Forecast | 0 | 3784.6441 | 8546.4145 | 14009.3637 | 19958.5673 | 26226.9876 | 32685.1563 | 39233.0721 | 45793.837 | 52308.6599 | 57128.672 | 60622.8888 | 63081.057 | 64730.6631 | 65750.2926 | 66280.1234 | 66430.1677 | 66286.7453 | 65917.5686 | 65375.7364 | 64702.8703 | 63931.579 | 63087.3937 | 62190.2872 | 61255.869 | 60296.3218 | 59321.1389
Commercial_Office (WA)_Existing_Food Preparation_Natural Gas_Range_E2_Baseline Forecast | Commercial | Office (WA) | Existing | Food Preparation | Natural Gas | Range | E2 | High Efficiency | Baseline Forecast | 0 | 5446.1952 | 12298.4989 | 20159.816 | 28720.8652 | 37741.2749 | 47034.7372 | 56457.3476 | 65898.4484 | 75273.4374 | 82209.5523 | 87237.8156 | 90775.1796 | 93149.003 | 94616.2747 | 95378.7142 | 95594.6315 | 95388.2432 | 94856.989 | 94077.2792 | 93109.0084 | 91999.1015 | 90784.2982 | 89493.3402 | 88148.6895 | 86767.8777 | 85364.5658
Commercial_Office (WA)_Existing_Food Preparation_Natural Gas_Range_E3_Baseline Forecast | Commercial | Office (WA) | Existing | Food Preparation | Natural Gas | Range | E3 |  | Baseline Forecast | 0 | 0 | 0 | 0 | 0 | 0 | 0 | 0 | 0 | 0 | 0 | 0 | 0 | 0 | 0 | 0 | 0 | 0 | 0 | 0 | 0 | 0 | 0 | 0 | 0 | 0 | 0
Commercial_Office (WA)_Existing_Food Preparation_Natural Gas_Range_E4_Baseline Forecast | Commercial | Office (WA) | Existing | Food Preparation | Natural Gas | Range | E4 |  | Baseline Forecast | 0 | 0 | 0 | 0 | 0 | 0 | 0 | 0 | 0 | 0 | 0 | 0 | 0 | 0 | 0 | 0 | 0 | 0 | 0 | 0 | 0 | 0 | 0 | 0 | 0 | 0 | 0
Commercial_Office (WA)_Existing_Food Preparation_Natural Gas_Range_E5_Baseline Forecast | Commercial | Office (WA) | Existing | Food Preparation | Natural Gas | Range | E5 |  | Baseline Forecast | 0 | 0 | 0 | 0 | 0 | 0 | 0 | 0 | 0 | 0 | 0 | 0 | 0 | 0 | 0 | 0 | 0 | 0 | 0 | 0 | 0 | 0 | 0 | 0 | 0 | 0 | 0
Commercial_Office (WA)_Existing_Food Preparation_Natural Gas_Range_E6_Baseline Forecast | Commercial | Office (WA) | Existing | Food Preparation | Natural Gas | Range | E6 |  | Baseline Forecast | 0 | 0 | 0 | 0 | 0 | 0 | 0 | 0 | 0 | 0 | 0 | 0 | 0 | 0 | 0 | 0 | 0 | 0 | 0 | 0 | 0 | 0 | 0 | 0 | 0 | 0 | 0
Commercial_Office (WA)_Existing_Food Preparation_Natural Gas_Range_E7_Baseline Forecast | Commercial | Office (WA) | Existing | Food Preparation | Natural Gas | Range | E7 |  | Baseline Forecast | 0 | 0 | 0 | 0 | 0 | 0 | 0 | 0 | 0 | 0 | 0 | 0 | 0 | 0 | 0 | 0 | 0 | 0 | 0 | 0 | 0 | 0 | 0 | 0 | 0 | 0 | 0
Commercial_Office (WA)_Existing_Food Preparation_Natural Gas_Range_E8_Baseline Forecast | Commercial | Office (WA) | Existing | Food Preparation | Natural Gas | Range | E8 |  | Baseline Forecast | 0 | 0 | 0 | 0 | 0 | 0 | 0 | 0 | 0 | 0 | 0 | 0 | 0 | 0 | 0 | 0 | 0 | 0 | 0 | 0 | 0 | 0 | 0 | 0 | 0 | 0 | 0
Commercial_Office (WA)_Existing_Food Preparation_Natural Gas_Range_E9_Baseline Forecast | Commercial | Office (WA) | Existing | Food Preparation | Natural Gas | Range | E9 |  | Baseline Forecast | 0 | 0 | 0 | 0 | 0 | 0 | 0 | 0 | 0 | 0 | 0 | 0 | 0 | 0 | 0 | 0 | 0 | 0 | 0 | 0 | 0 | 0 | 0 | 0 | 0 | 0 | 0
Commercial_Office (WA)_Existing_Food Preparation_Natural Gas_Range_E10_Baseline Forecast | Commercial | Office (WA) | Existing | Food Preparation | Natural Gas | Range | E10 |  | Baseline Forecast | 0 | 0 | 0 | 0 | 0 | 0 | 0 | 0 | 0 | 0 | 0 | 0 | 0 | 0 | 0 | 0 | 0 | 0 | 0 | 0 | 0 | 0 | 0 | 0 | 0 | 0 | 0
Commercial_Office (WA)_Existing_Food Preparation_Natural Gas_Range_Vintage_Baseline Forecast | Commercial | Office (WA) | Existing | Food Preparation | Natural Gas | Range | Vintage | Vintage | Baseline Forecast | 235044.5179 | 221540.1419 | 205730.2318 | 188286.4173 | 169731.5173 | 150471.5791 | 130821.0419 | 111022.4988 | 91262.2163 | 71682.3226 | 56303.2061 | 44223.6092 | 34735.6349 | 27283.2623 | 21429.7624 | 16832.1043 | 13220.8528 | 10384.3789 | 8156.4576 | 6406.5267 | 5032.0355 | 3952.4352 | 3104.4582 | 2438.4108 | 1915.2608 | 1504.3503 | 1181.5988
Commercial_Office (WA)_Existing_Food Preparation_Natural Gas_Steamer_E1_Baseline Forecast | Commercial | Office (WA) | Existing | Food Preparation | Natural Gas | Steamer | E1 | Standard | Baseline Forecast | 0 | 0 | 0 | 0 | 0 | 0 | 0 | 0 | 0 | 0 | 0 | 0 | 0 | 0 | 0 | 0 | 0 | 0 | 0 | 0 | 0 | 0 | 0 | 0 | 0 | 0 | 0
Commercial_Office (WA)_Existing_Food Preparation_Natural Gas_Steamer_E2_Baseline Forecast | Commercial | Office (WA) | Existing | Food Preparation | Natural Gas | Steamer | E2 | ENERGY STAR | Baseline Forecast | 0 | 0 | 0 | 0 | 0 | 0 | 0 | 0 | 0 | 0 | 0 | 0 | 0 | 0 | 0 | 0 | 0 | 0 | 0 | 0 | 0 | 0 | 0 | 0 | 0 | 0 | 0
Commercial_Office (WA)_Existing_Food Preparation_Natural Gas_Steamer_E3_Baseline Forecast | Commercial | Office (WA) | Existing | Food Preparation | Natural Gas | Steamer | E3 |  | Baseline Forecast | 0 | 0 | 0 | 0 | 0 | 0 | 0 | 0 | 0 | 0 | 0 | 0 | 0 | 0 | 0 | 0 | 0 | 0 | 0 | 0 | 0 | 0 | 0 | 0 | 0 | 0 | 0
Commercial_Office (WA)_Existing_Food Preparation_Natural Gas_Steamer_E4_Baseline Forecast | Commercial | Office (WA) | Existing | Food Preparation | Natural Gas | Steamer | E4 |  | Baseline Forecast | 0 | 0 | 0 | 0 | 0 | 0 | 0 | 0 | 0 | 0 | 0 | 0 | 0 | 0 | 0 | 0 | 0 | 0 | 0 | 0 | 0 | 0 | 0 | 0 | 0 | 0 | 0
Commercial_Office (WA)_Existing_Food Preparation_Natural Gas_Steamer_E5_Baseline Forecast | Commercial | Office (WA) | Existing | Food Preparation | Natural Gas | Steamer | E5 |  | Baseline Forecast | 0 | 0 | 0 | 0 | 0 | 0 | 0 | 0 | 0 | 0 | 0 | 0 | 0 | 0 | 0 | 0 | 0 | 0 | 0 | 0 | 0 | 0 | 0 | 0 | 0 | 0 | 0
Commercial_Office (WA)_Existing_Food Preparation_Natural Gas_Steamer_E6_Baseline Forecast | Commercial | Office (WA) | Existing | Food Preparation | Natural Gas | Steamer | E6 |  | Baseline Forecast | 0 | 0 | 0 | 0 | 0 | 0 | 0 | 0 | 0 | 0 | 0 | 0 | 0 | 0 | 0 | 0 | 0 | 0 | 0 | 0 | 0 | 0 | 0 | 0 | 0 | 0 | 0
Commercial_Office (WA)_Existing_Food Preparation_Natural Gas_Steamer_E7_Baseline Forecast | Commercial | Office (WA) | Existing | Food Preparation | Natural Gas | Steamer | E7 |  | Baseline Forecast | 0 | 0 | 0 | 0 | 0 | 0 | 0 | 0 | 0 | 0 | 0 | 0 | 0 | 0 | 0 | 0 | 0 | 0 | 0 | 0 | 0 | 0 | 0 | 0 | 0 | 0 | 0
Commercial_Office (WA)_Existing_Food Preparation_Natural Gas_Steamer_E8_Baseline Forecast | Commercial | Office (WA) | Existing | Food Preparation | Natural Gas | Steamer | E8 |  | Baseline Forecast | 0 | 0 | 0 | 0 | 0 | 0 | 0 | 0 | 0 | 0 | 0 | 0 | 0 | 0 | 0 | 0 | 0 | 0 | 0 | 0 | 0 | 0 | 0 | 0 | 0 | 0 | 0
Commercial_Office (WA)_Existing_Food Preparation_Natural Gas_Steamer_E9_Baseline Forecast | Commercial | Office (WA) | Existing | Food Preparation | Natural Gas | Steamer | E9 |  | Baseline Forecast | 0 | 0 | 0 | 0 | 0 | 0 | 0 | 0 | 0 | 0 | 0 | 0 | 0 | 0 | 0 | 0 | 0 | 0 | 0 | 0 | 0 | 0 | 0 | 0 | 0 | 0 | 0
Commercial_Office (WA)_Existing_Food Preparation_Natural Gas_Steamer_E10_Baseline Forecast | Commercial | Office (WA) | Existing | Food Preparation | Natural Gas | Steamer | E10 |  | Baseline Forecast | 0 | 0 | 0 | 0 | 0 | 0 | 0 | 0 | 0 | 0 | 0 | 0 | 0 | 0 | 0 | 0 | 0 | 0 | 0 | 0 | 0 | 0 | 0 | 0 | 0 | 0 | 0
Commercial_Office (WA)_Existing_Food Preparation_Natural Gas_Steamer_Vintage_Baseline Forecast | Commercial | Office (WA) | Existing | Food Preparation | Natural Gas | Steamer | Vintage | Vintage | Baseline Forecast | 0 | 0 | 0 | 0 | 0 | 0 | 0 | 0 | 0 | 0 | 0 | 0 | 0 | 0 | 0 | 0 | 0 | 0 | 0 | 0 | 0 | 0 | 0 | 0 | 0 | 0 | 0
Commercial_Office (WA)_Existing_Food Preparation_Natural Gas_Food Prep Other_E1_Baseline Forecast | Commercial | Office (WA) | Existing | Food Preparation | Natural Gas | Food Prep Other | E1 | Standard | Baseline Forecast | 0 | 0 | 0 | 0 | 0 | 0 | 0 | 0 | 0 | 0 | 0 | 0 | 0 | 0 | 0 | 0 | 0 | 0 | 0 | 0 | 0 | 0 | 0 | 0 | 0 | 0 | 0
Commercial_Office (WA)_Existing_Food Preparation_Natural Gas_Food Prep Other_E2_Baseline Forecast | Commercial | Office (WA) | Existing | Food Preparation | Natural Gas | Food Prep Other | E2 | ENERGY STAR | Baseline Forecast | 0 | 0 | 0 | 0 | 0 | 0 | 0 | 0 | 0 | 0 | 0 | 0 | 0 | 0 | 0 | 0 | 0 | 0 | 0 | 0 | 0 | 0 | 0 | 0 | 0 | 0 | 0
Commercial_Office (WA)_Existing_Food Preparation_Natural Gas_Food Prep Other_E3_Baseline Forecast | Commercial | Office (WA) | Existing | Food Preparation | Natural Gas | Food Prep Other | E3 |  | Baseline Forecast | 0 | 0 | 0 | 0 | 0 | 0 | 0 | 0 | 0 | 0 | 0 | 0 | 0 | 0 | 0 | 0 | 0 | 0 | 0 | 0 | 0 | 0 | 0 | 0 | 0 | 0 | 0
Commercial_Office (WA)_Existing_Food Preparation_Natural Gas_Food Prep Other_E4_Baseline Forecast | Commercial | Office (WA) | Existing | Food Preparation | Natural Gas | Food Prep Other | E4 |  | Baseline Forecast | 0 | 0 | 0 | 0 | 0 | 0 | 0 | 0 | 0 | 0 | 0 | 0 | 0 | 0 | 0 | 0 | 0 | 0 | 0 | 0 | 0 | 0 | 0 | 0 | 0 | 0 | 0
Commercial_Office (WA)_Existing_Food Preparation_Natural Gas_Food Prep Other_E5_Baseline Forecast | Commercial | Office (WA) | Existing | Food Preparation | Natural Gas | Food Prep Other | E5 |  | Baseline Forecast | 0 | 0 | 0 | 0 | 0 | 0 | 0 | 0 | 0 | 0 | 0 | 0 | 0 | 0 | 0 | 0 | 0 | 0 | 0 | 0 | 0 | 0 | 0 | 0 | 0 | 0 | 0
Commercial_Office (WA)_Existing_Food Preparation_Natural Gas_Food Prep Other_E6_Baseline Forecast | Commercial | Office (WA) | Existing | Food Preparation | Natural Gas | Food Prep Other | E6 |  | Baseline Forecast | 0 | 0 | 0 | 0 | 0 | 0 | 0 | 0 | 0 | 0 | 0 | 0 | 0 | 0 | 0 | 0 | 0 | 0 | 0 | 0 | 0 | 0 | 0 | 0 | 0 | 0 | 0
Commercial_Office (WA)_Existing_Food Preparation_Natural Gas_Food Prep Other_E7_Baseline Forecast | Commercial | Office (WA) | Existing | Food Preparation | Natural Gas | Food Prep Other | E7 |  | Baseline Forecast | 0 | 0 | 0 | 0 | 0 | 0 | 0 | 0 | 0 | 0 | 0 | 0 | 0 | 0 | 0 | 0 | 0 | 0 | 0 | 0 | 0 | 0 | 0 | 0 | 0 | 0 | 0
Commercial_Office (WA)_Existing_Food Preparation_Natural Gas_Food Prep Other_E8_Baseline Forecast | Commercial | Office (WA) | Existing | Food Preparation | Natural Gas | Food Prep Other | E8 |  | Baseline Forecast | 0 | 0 | 0 | 0 | 0 | 0 | 0 | 0 | 0 | 0 | 0 | 0 | 0 | 0 | 0 | 0 | 0 | 0 | 0 | 0 | 0 | 0 | 0 | 0 | 0 | 0 | 0
Commercial_Office (WA)_Existing_Food Preparation_Natural Gas_Food Prep Other_E9_Baseline Forecast | Commercial | Office (WA) | Existing | Food Preparation | Natural Gas | Food Prep Other | E9 |  | Baseline Forecast | 0 | 0 | 0 | 0 | 0 | 0 | 0 | 0 | 0 | 0 | 0 | 0 | 0 | 0 | 0 | 0 | 0 | 0 | 0 | 0 | 0 | 0 | 0 | 0 | 0 | 0 | 0
Commercial_Office (WA)_Existing_Food Preparation_Natural Gas_Food Prep Other_E10_Baseline Forecast | Commercial | Office (WA) | Existing | Food Preparation | Natural Gas | Food Prep Other | E10 |  | Baseline Forecast | 0 | 0 | 0 | 0 | 0 | 0 | 0 | 0 | 0 | 0 | 0 | 0 | 0 | 0 | 0 | 0 | 0 | 0 | 0 | 0 | 0 | 0 | 0 | 0 | 0 | 0 | 0
Commercial_Office (WA)_Existing_Food Preparation_Natural Gas_Food Prep Other_Vintage_Baseline Forecast | Commercial | Office (WA) | Existing | Food Preparation | Natural Gas | Food Prep Other | Vintage | Vintage | Baseline Forecast | 0 | 0 | 0 | 0 | 0 | 0 | 0 | 0 | 0 | 0 | 0 | 0 | 0 | 0 | 0 | 0 | 0 | 0 | 0 | 0 | 0 | 0 | 0 | 0 | 0 | 0 | 0
Commercial_Office (WA)_Existing_Miscellaneous_Natural Gas_Pool Heater_E1_Baseline Forecast | Commercial | Office (WA) | Existing | Miscellaneous | Natural Gas | Pool Heater | E1 | Standard (EF .82) | Baseline Forecast | 0 | 0 | 0 | 0 | 0 | 0 | 0 | 0 | 0 | 0 | 0 | 0 | 0 | 0 | 0 | 0 | 0 | 0 | 0 | 0 | 0 | 0 | 0 | 0 | 0 | 0 | 0
Commercial_Office (WA)_Existing_Miscellaneous_Natural Gas_Pool Heater_E2_Baseline Forecast | Commercial | Office (WA) | Existing | Miscellaneous | Natural Gas | Pool Heater | E2 | Condensing (EF .90) | Baseline Forecast | 0 | 0 | 0 | 0 | 0 | 0 | 0 | 0 | 0 | 0 | 0 | 0 | 0 | 0 | 0 | 0 | 0 | 0 | 0 | 0 | 0 | 0 | 0 | 0 | 0 | 0 | 0
Commercial_Office (WA)_Existing_Miscellaneous_Natural Gas_Pool Heater_E3_Baseline Forecast | Commercial | Office (WA) | Existing | Miscellaneous | Natural Gas | Pool Heater | E3 |  | Baseline Forecast | 0 | 0 | 0 | 0 | 0 | 0 | 0 | 0 | 0 | 0 | 0 | 0 | 0 | 0 | 0 | 0 | 0 | 0 | 0 | 0 | 0 | 0 | 0 | 0 | 0 | 0 | 0
Commercial_Office (WA)_Existing_Miscellaneous_Natural Gas_Pool Heater_E4_Baseline Forecast | Commercial | Office (WA) | Existing | Miscellaneous | Natural Gas | Pool Heater | E4 |  | Baseline Forecast | 0 | 0 | 0 | 0 | 0 | 0 | 0 | 0 | 0 | 0 | 0 | 0 | 0 | 0 | 0 | 0 | 0 | 0 | 0 | 0 | 0 | 0 | 0 | 0 | 0 | 0 | 0
Commercial_Office (WA)_Existing_Miscellaneous_Natural Gas_Pool Heater_E5_Baseline Forecast | Commercial | Office (WA) | Existing | Miscellaneous | Natural Gas | Pool Heater | E5 |  | Baseline Forecast | 0 | 0 | 0 | 0 | 0 | 0 | 0 | 0 | 0 | 0 | 0 | 0 | 0 | 0 | 0 | 0 | 0 | 0 | 0 | 0 | 0 | 0 | 0 | 0 | 0 | 0 | 0
Commercial_Office (WA)_Existing_Miscellaneous_Natural Gas_Pool Heater_E6_Baseline Forecast | Commercial | Office (WA) | Existing | Miscellaneous | Natural Gas | Pool Heater | E6 |  | Baseline Forecast | 0 | 0 | 0 | 0 | 0 | 0 | 0 | 0 | 0 | 0 | 0 | 0 | 0 | 0 | 0 | 0 | 0 | 0 | 0 | 0 | 0 | 0 | 0 | 0 | 0 | 0 | 0
Commercial_Office (WA)_Existing_Miscellaneous_Natural Gas_Pool Heater_E7_Baseline Forecast | Commercial | Office (WA) | Existing | Miscellaneous | Natural Gas | Pool Heater | E7 |  | Baseline Forecast | 0 | 0 | 0 | 0 | 0 | 0 | 0 | 0 | 0 | 0 | 0 | 0 | 0 | 0 | 0 | 0 | 0 | 0 | 0 | 0 | 0 | 0 | 0 | 0 | 0 | 0 | 0
Commercial_Office (WA)_Existing_Miscellaneous_Natural Gas_Pool Heater_E8_Baseline Forecast | Commercial | Office (WA) | Existing | Miscellaneous | Natural Gas | Pool Heater | E8 |  | Baseline Forecast | 0 | 0 | 0 | 0 | 0 | 0 | 0 | 0 | 0 | 0 | 0 | 0 | 0 | 0 | 0 | 0 | 0 | 0 | 0 | 0 | 0 | 0 | 0 | 0 | 0 | 0 | 0
Commercial_Office (WA)_Existing_Miscellaneous_Natural Gas_Pool Heater_E9_Baseline Forecast | Commercial | Office (WA) | Existing | Miscellaneous | Natural Gas | Pool Heater | E9 |  | Baseline Forecast | 0 | 0 | 0 | 0 | 0 | 0 | 0 | 0 | 0 | 0 | 0 | 0 | 0 | 0 | 0 | 0 | 0 | 0 | 0 | 0 | 0 | 0 | 0 | 0 | 0 | 0 | 0
Commercial_Office (WA)_Existing_Miscellaneous_Natural Gas_Pool Heater_E10_Baseline Forecast | Commercial | Office (WA) | Existing | Miscellaneous | Natural Gas | Pool Heater | E10 |  | Baseline Forecast | 0 | 0 | 0 | 0 | 0 | 0 | 0 | 0 | 0 | 0 | 0 | 0 | 0 | 0 | 0 | 0 | 0 | 0 | 0 | 0 | 0 | 0 | 0 | 0 | 0 | 0 | 0
Commercial_Office (WA)_Existing_Miscellaneous_Natural Gas_Pool Heater_Vintage_Baseline Forecast | Commercial | Office (WA) | Existing | Miscellaneous | Natural Gas | Pool Heater | Vintage | Vintage | Baseline Forecast | 0 | 0 | 0 | 0 | 0 | 0 | 0 | 0 | 0 | 0 | 0 | 0 | 0 | 0 | 0 | 0 | 0 | 0 | 0 | 0 | 0 | 0 | 0 | 0 | 0 | 0 | 0
Commercial_Office (WA)_Existing_Miscellaneous_Natural Gas_Miscellaneous_E1_Baseline Forecast | Commercial | Office (WA) | Existing | Miscellaneous | Natural Gas | Miscellaneous | E1 | Standard | Baseline Forecast | 0 | 1248471.0081 | 2685023.3629 | 4265412.0436 | 5558932.243 | 6611698.9273 | 7462508.4799 | 8143998.4877 | 8683623.766 | 9104477.7362 | 9425983.6593 | 9664476.3453 | 9833691.6926 | 9945178.6594 | 10008645.9591 | 10032253.8209 | 10022859.5195 | 9986223.9998 | 9927185.7606 | 9849807.1837 | 9757497.6764 | 9653117.2986 | 9539063.9694 | 9417346.8526 | 9289648.1119 | 9157374.8792 | 9021702.9856
Commercial_Office (WA)_Existing_Miscellaneous_Natural Gas_Miscellaneous_E2_Baseline Forecast | Commercial | Office (WA) | Existing | Miscellaneous | Natural Gas | Miscellaneous | E2 |  | Baseline Forecast | 0 | 0 | 0 | 0 | 0 | 0 | 0 | 0 | 0 | 0 | 0 | 0 | 0 | 0 | 0 | 0 | 0 | 0 | 0 | 0 | 0 | 0 | 0 | 0 | 0 | 0 | 0
Commercial_Office (WA)_Existing_Miscellaneous_Natural Gas_Miscellaneous_E3_Baseline Forecast | Commercial | Office (WA) | Existing | Miscellaneous | Natural Gas | Miscellaneous | E3 |  | Baseline Forecast | 0 | 0 | 0 | 0 | 0 | 0 | 0 | 0 | 0 | 0 | 0 | 0 | 0 | 0 | 0 | 0 | 0 | 0 | 0 | 0 | 0 | 0 | 0 | 0 | 0 | 0 | 0
Commercial_Office (WA)_Existing_Miscellaneous_Natural Gas_Miscellaneous_E4_Baseline Forecast | Commercial | Office (WA) | Existing | Miscellaneous | Natural Gas | Miscellaneous | E4 |  | Baseline Forecast | 0 | 0 | 0 | 0 | 0 | 0 | 0 | 0 | 0 | 0 | 0 | 0 | 0 | 0 | 0 | 0 | 0 | 0 | 0 | 0 | 0 | 0 | 0 | 0 | 0 | 0 | 0
Commercial_Office (WA)_Existing_Miscellaneous_Natural Gas_Miscellaneous_E5_Baseline Forecast | Commercial | Office (WA) | Existing | Miscellaneous | Natural Gas | Miscellaneous | E5 |  | Baseline Forecast | 0 | 0 | 0 | 0 | 0 | 0 | 0 | 0 | 0 | 0 | 0 | 0 | 0 | 0 | 0 | 0 | 0 | 0 | 0 | 0 | 0 | 0 | 0 | 0 | 0 | 0 | 0
Commercial_Office (WA)_Existing_Miscellaneous_Natural Gas_Miscellaneous_E6_Baseline Forecast | Commercial | Office (WA) | Existing | Miscellaneous | Natural Gas | Miscellaneous | E6 |  | Baseline Forecast | 0 | 0 | 0 | 0 | 0 | 0 | 0 | 0 | 0 | 0 | 0 | 0 | 0 | 0 | 0 | 0 | 0 | 0 | 0 | 0 | 0 | 0 | 0 | 0 | 0 | 0 | 0
Commercial_Office (WA)_Existing_Miscellaneous_Natural Gas_Miscellaneous_E7_Baseline Forecast | Commercial | Office (WA) | Existing | Miscellaneous | Natural Gas | Miscellaneous | E7 |  | Baseline Forecast | 0 | 0 | 0 | 0 | 0 | 0 | 0 | 0 | 0 | 0 | 0 | 0 | 0 | 0 | 0 | 0 | 0 | 0 | 0 | 0 | 0 | 0 | 0 | 0 | 0 | 0 | 0
Commercial_Office (WA)_Existing_Miscellaneous_Natural Gas_Miscellaneous_E8_Baseline Forecast | Commercial | Office (WA) | Existing | Miscellaneous | Natural Gas | Miscellaneous | E8 |  | Baseline Forecast | 0 | 0 | 0 | 0 | 0 | 0 | 0 | 0 | 0 | 0 | 0 | 0 | 0 | 0 | 0 | 0 | 0 | 0 | 0 | 0 | 0 | 0 | 0 | 0 | 0 | 0 | 0
Commercial_Office (WA)_Existing_Miscellaneous_Natural Gas_Miscellaneous_E9_Baseline Forecast | Commercial | Office (WA) | Existing | Miscellaneous | Natural Gas | Miscellaneous | E9 |  | Baseline Forecast | 0 | 0 | 0 | 0 | 0 | 0 | 0 | 0 | 0 | 0 | 0 | 0 | 0 | 0 | 0 | 0 | 0 | 0 | 0 | 0 | 0 | 0 | 0 | 0 | 0 | 0 | 0
Commercial_Office (WA)_Existing_Miscellaneous_Natural Gas_Miscellaneous_E10_Baseline Forecast | Commercial | Office (WA) | Existing | Miscellaneous | Natural Gas | Miscellaneous | E10 |  | Baseline Forecast | 0 | 0 | 0 | 0 | 0 | 0 | 0 | 0 | 0 | 0 | 0 | 0 | 0 | 0 | 0 | 0 | 0 | 0 | 0 | 0 | 0 | 0 | 0 | 0 | 0 | 0 | 0
Commercial_Office (WA)_Existing_Miscellaneous_Natural Gas_Miscellaneous_Vintage_Baseline Forecast | Commercial | Office (WA) | Existing | Miscellaneous | Natural Gas | Miscellaneous | Vintage | Vintage | Baseline Forecast | 14835226.4852 | 13317024.0864 | 11615644.5481 | 9775243.7236 | 8226438.8739 | 6923029.0783 | 5826133.562 | 4903031.8807 | 4126187.8685 | 3472428.2322 | 2922251.2915 | 2459245.2427 | 2069598.5939 | 1741688.1673 | 1465732.3798 | 1233499.4572 | 1038061.8809 | 873589.7387 | 735176.8191 | 618694.2581 | 520667.3757 | 438172.0253 | 368747.3667 | 310322.4593 | 261154.4852 | 219776.7616 | 184954.989
Commercial_Office (WA)_New_Space Heating_Natural Gas_Furnace_E1_Baseline Forecast | Commercial | Office (WA) | New | Space Heating | Natural Gas | Furnace | E1 | AFUE 80% (Standard) | Baseline Forecast | 0 | 147634.6888 | 285597.4389 | 424392.5431 | 562971.8964 | 698746.4918 | 832137.1072 | 962723.7462 | 1091170.9357 | 1217547.4882 | 1341816.5861 | 1461910.5075 | 1580206.5966 | 1696596.2476 | 1810760.2523 | 1922693.8885 | 2033056.982 | 2141528.6728 | 2248067.6113 | 2352631.9272 | 2455564.2954 | 2558222.039 | 2658986.5469 | 2757988.9832 | 2855395.0417 | 2951544.9754 | 3038097.293
Commercial_Office (WA)_New_Space Heating_Natural Gas_Furnace_E2_Baseline Forecast | Commercial | Office (WA) | New | Space Heating | Natural Gas | Furnace | E2 | AFUE 90% | Baseline Forecast | 0 | 0 | 0 | 0 | 0 | 0 | 0 | 0 | 0 | 0 | 0 | 0 | 0 | 0 | 0 | 0 | 0 | 0 | 0 | 0 | 0 | 0 | 0 | 0 | 0 | 0 | 0
Commercial_Office (WA)_New_Space Heating_Natural Gas_Furnace_E3_Baseline Forecast | Commercial | Office (WA) | New | Space Heating | Natural Gas | Furnace | E3 | AFUE 96% | Baseline Forecast | 0 | 0 | 0 | 0 | 0 | 0 | 0 | 0 | 0 | 0 | 0 | 0 | 0 | 0 | 0 | 0 | 0 | 0 | 0 | 0 | 0 | 0 | 0 | 0 | 0 | 0 | 0
Commercial_Office (WA)_New_Space Heating_Natural Gas_Furnace_E4_Baseline Forecast | Commercial | Office (WA) | New | Space Heating | Natural Gas | Furnace | E4 |  | Baseline Forecast | 0 | 0 | 0 | 0 | 0 | 0 | 0 | 0 | 0 | 0 | 0 | 0 | 0 | 0 | 0 | 0 | 0 | 0 | 0 | 0 | 0 | 0 | 0 | 0 | 0 | 0 | 0
Commercial_Office (WA)_New_Space Heating_Natural Gas_Furnace_E5_Baseline Forecast | Commercial | Office (WA) | New | Space Heating | Natural Gas | Furnace | E5 |  | Baseline Forecast | 0 | 0 | 0 | 0 | 0 | 0 | 0 | 0 | 0 | 0 | 0 | 0 | 0 | 0 | 0 | 0 | 0 | 0 | 0 | 0 | 0 | 0 | 0 | 0 | 0 | 0 | 0
Commercial_Office (WA)_New_Space Heating_Natural Gas_Furnace_E6_Baseline Forecast | Commercial | Office (WA) | New | Space Heating | Natural Gas | Furnace | E6 |  | Baseline Forecast | 0 | 0 | 0 | 0 | 0 | 0 | 0 | 0 | 0 | 0 | 0 | 0 | 0 | 0 | 0 | 0 | 0 | 0 | 0 | 0 | 0 | 0 | 0 | 0 | 0 | 0 | 0
Commercial_Office (WA)_New_Space Heating_Natural Gas_Furnace_E7_Baseline Forecast | Commercial | Office (WA) | New | Space Heating | Natural Gas | Furnace | E7 |  | Baseline Forecast | 0 | 0 | 0 | 0 | 0 | 0 | 0 | 0 | 0 | 0 | 0 | 0 | 0 | 0 | 0 | 0 | 0 | 0 | 0 | 0 | 0 | 0 | 0 | 0 | 0 | 0 | 0
Commercial_Office (WA)_New_Space Heating_Natural Gas_Furnace_E8_Baseline Forecast | Commercial | Office (WA) | New | Space Heating | Natural Gas | Furnace | E8 |  | Baseline Forecast | 0 | 0 | 0 | 0 | 0 | 0 | 0 | 0 | 0 | 0 | 0 | 0 | 0 | 0 | 0 | 0 | 0 | 0 | 0 | 0 | 0 | 0 | 0 | 0 | 0 | 0 | 0
Commercial_Office (WA)_New_Space Heating_Natural Gas_Furnace_E9_Baseline Forecast | Commercial | Office (WA) | New | Space Heating | Natural Gas | Furnace | E9 |  | Baseline Forecast | 0 | 0 | 0 | 0 | 0 | 0 | 0 | 0 | 0 | 0 | 0 | 0 | 0 | 0 | 0 | 0 | 0 | 0 | 0 | 0 | 0 | 0 | 0 | 0 | 0 | 0 | 0
Commercial_Office (WA)_New_Space Heating_Natural Gas_Furnace_E10_Baseline Forecast | Commercial | Office (WA) | New | Space Heating | Natural Gas | Furnace | E10 |  | Baseline Forecast | 0 | 0 | 0 | 0 | 0 | 0 | 0 | 0 | 0 | 0 | 0 | 0 | 0 | 0 | 0 | 0 | 0 | 0 | 0 | 0 | 0 | 0 | 0 | 0 | 0 | 0 | 0
Commercial_Office (WA)_New_Space Heating_Natural Gas_Furnace_Vintage_Baseline Forecast | Commercial | Office (WA) | New | Space Heating | Natural Gas | Furnace | Vintage | Vintage | Baseline Forecast | 0 | 0 | 0 | 0 | 0 | 0 | 0 | 0 | 0 | 0 | 0 | 0 | 0 | 0 | 0 | 0 | 0 | 0 | 0 | 0 | 0 | 0 | 0 | 0 | 0 | 0 | 0
Commercial_Office (WA)_New_Space Heating_Natural Gas_Boiler_E1_Baseline Forecast | Commercial | Office (WA) | New | Space Heating | Natural Gas | Boiler | E1 | AFUE 80% (Standard) | Baseline Forecast | 0 | 158875.4114 | 307342.4747 | 456705.2664 | 605835.8802 | 751948.1855 | 895494.9974 | 1036024.3415 | 1174251.3411 | 1310250.048 | 1443980.8414 | 1573218.5654 | 1700521.5724 | 1825772.9875 | 1948629.2983 | 2069085.4232 | 2187851.4261 | 2304582.0172 | 2419232.6987 | 2531758.4123 | 2642527.9238 | 2753001.901 | 2861438.4938 | 2967978.8532 | 3072801.2885 | 3176271.9593 | 3269414.2633
Commercial_Office (WA)_New_Space Heating_Natural Gas_Boiler_E2_Baseline Forecast | Commercial | Office (WA) | New | Space Heating | Natural Gas | Boiler | E2 | AFUE 85% | Baseline Forecast | 0 | 0 | 0 | 0 | 0 | 0 | 0 | 0 | 0 | 0 | 0 | 0 | 0 | 0 | 0 | 0 | 0 | 0 | 0 | 0 | 0 | 0 | 0 | 0 | 0 | 0 | 0
Commercial_Office (WA)_New_Space Heating_Natural Gas_Boiler_E3_Baseline Forecast | Commercial | Office (WA) | New | Space Heating | Natural Gas | Boiler | E3 | AFUE 97% | Baseline Forecast | 0 | 0 | 0 | 0 | 0 | 0 | 0 | 0 | 0 | 0 | 0 | 0 | 0 | 0 | 0 | 0 | 0 | 0 | 0 | 0 | 0 | 0 | 0 | 0 | 0 | 0 | 0
Commercial_Office (WA)_New_Space Heating_Natural Gas_Boiler_E4_Baseline Forecast | Commercial | Office (WA) | New | Space Heating | Natural Gas | Boiler | E4 | Convert to NG Air Source Heat Pump | Baseline Forecast | 0 | 0 | 0 | 0 | 0 | 0 | 0 | 0 | 0 | 0 | 0 | 0 | 0 | 0 | 0 | 0 | 0 | 0 | 0 | 0 | 0 | 0 | 0 | 0 | 0 | 0 | 0
Commercial_Office (WA)_New_Space Heating_Natural Gas_Boiler_E5_Baseline Forecast | Commercial | Office (WA) | New | Space Heating | Natural Gas | Boiler | E5 |  | Baseline Forecast | 0 | 0 | 0 | 0 | 0 | 0 | 0 | 0 | 0 | 0 | 0 | 0 | 0 | 0 | 0 | 0 | 0 | 0 | 0 | 0 | 0 | 0 | 0 | 0 | 0 | 0 | 0
Commercial_Office (WA)_New_Space Heating_Natural Gas_Boiler_E6_Baseline Forecast | Commercial | Office (WA) | New | Space Heating | Natural Gas | Boiler | E6 |  | Baseline Forecast | 0 | 0 | 0 | 0 | 0 | 0 | 0 | 0 | 0 | 0 | 0 | 0 | 0 | 0 | 0 | 0 | 0 | 0 | 0 | 0 | 0 | 0 | 0 | 0 | 0 | 0 | 0
Commercial_Office (WA)_New_Space Heating_Natural Gas_Boiler_E7_Baseline Forecast | Commercial | Office (WA) | New | Space Heating | Natural Gas | Boiler | E7 |  | Baseline Forecast | 0 | 0 | 0 | 0 | 0 | 0 | 0 | 0 | 0 | 0 | 0 | 0 | 0 | 0 | 0 | 0 | 0 | 0 | 0 | 0 | 0 | 0 | 0 | 0 | 0 | 0 | 0
Commercial_Office (WA)_New_Space Heating_Natural Gas_Boiler_E8_Baseline Forecast | Commercial | Office (WA) | New | Space Heating | Natural Gas | Boiler | E8 |  | Baseline Forecast | 0 | 0 | 0 | 0 | 0 | 0 | 0 | 0 | 0 | 0 | 0 | 0 | 0 | 0 | 0 | 0 | 0 | 0 | 0 | 0 | 0 | 0 | 0 | 0 | 0 | 0 | 0
Commercial_Office (WA)_New_Space Heating_Natural Gas_Boiler_E9_Baseline Forecast | Commercial | Office (WA) | New | Space Heating | Natural Gas | Boiler | E9 |  | Baseline Forecast | 0 | 0 | 0 | 0 | 0 | 0 | 0 | 0 | 0 | 0 | 0 | 0 | 0 | 0 | 0 | 0 | 0 | 0 | 0 | 0 | 0 | 0 | 0 | 0 | 0 | 0 | 0
Commercial_Office (WA)_New_Space Heating_Natural Gas_Boiler_E10_Baseline Forecast | Commercial | Office (WA) | New | Space Heating | Natural Gas | Boiler | E10 |  | Baseline Forecast | 0 | 0 | 0 | 0 | 0 | 0 | 0 | 0 | 0 | 0 | 0 | 0 | 0 | 0 | 0 | 0 | 0 | 0 | 0 | 0 | 0 | 0 | 0 | 0 | 0 | 0 | 0
Commercial_Office (WA)_New_Space Heating_Natural Gas_Boiler_Vintage_Baseline Forecast | Commercial | Office (WA) | New | Space Heating | Natural Gas | Boiler | Vintage | Vintage | Baseline Forecast | 0 | 0 | 0 | 0 | 0 | 0 | 0 | 0 | 0 | 0 | 0 | 0 | 0 | 0 | 0 | 0 | 0 | 0 | 0 | 0 | 0 | 0 | 0 | 0 | 0 | 0 | 0
Commercial_Office (WA)_New_Space Heating_Natural Gas_Unit Heater_E1_Baseline Forecast | Commercial | Office (WA) | New | Space Heating | Natural Gas | Unit Heater | E1 | Standard | Baseline Forecast | 0 | 6009.2663 | 11624.8496 | 17274.3128 | 22914.9941 | 28441.5116 | 33870.9925 | 39186.3414 | 44414.607 | 49558.5901 | 54616.7923 | 59505.0496 | 64320.1286 | 69057.6087 | 73704.497 | 78260.6012 | 82752.7786 | 87167.9691 | 91504.4895 | 95760.6357 | 99950.3557 | 104128.8974 | 108230.3777 | 112260.1352 | 116224.9144 | 120138.5647 | 123661.5574
Commercial_Office (WA)_New_Space Heating_Natural Gas_Unit Heater_E2_Baseline Forecast | Commercial | Office (WA) | New | Space Heating | Natural Gas | Unit Heater | E2 | Condensing | Baseline Forecast | 0 | 0 | 0 | 0 | 0 | 0 | 0 | 0 | 0 | 0 | 0 | 0 | 0 | 0 | 0 | 0 | 0 | 0 | 0 | 0 | 0 | 0 | 0 | 0 | 0 | 0 | 0
Commercial_Office (WA)_New_Space Heating_Natural Gas_Unit Heater_E3_Baseline Forecast | Commercial | Office (WA) | New | Space Heating | Natural Gas | Unit Heater | E3 | Infrared Radiant | Baseline Forecast | 0 | 0 | 0 | 0 | 0 | 0 | 0 | 0 | 0 | 0 | 0 | 0 | 0 | 0 | 0 | 0 | 0 | 0 | 0 | 0 | 0 | 0 | 0 | 0 | 0 | 0 | 0
Commercial_Office (WA)_New_Space Heating_Natural Gas_Unit Heater_E4_Baseline Forecast | Commercial | Office (WA) | New | Space Heating | Natural Gas | Unit Heater | E4 |  | Baseline Forecast | 0 | 0 | 0 | 0 | 0 | 0 | 0 | 0 | 0 | 0 | 0 | 0 | 0 | 0 | 0 | 0 | 0 | 0 | 0 | 0 | 0 | 0 | 0 | 0 | 0 | 0 | 0
Commercial_Office (WA)_New_Space Heating_Natural Gas_Unit Heater_E5_Baseline Forecast | Commercial | Office (WA) | New | Space Heating | Natural Gas | Unit Heater | E5 |  | Baseline Forecast | 0 | 0 | 0 | 0 | 0 | 0 | 0 | 0 | 0 | 0 | 0 | 0 | 0 | 0 | 0 | 0 | 0 | 0 | 0 | 0 | 0 | 0 | 0 | 0 | 0 | 0 | 0
Commercial_Office (WA)_New_Space Heating_Natural Gas_Unit Heater_E6_Baseline Forecast | Commercial | Office (WA) | New | Space Heating | Natural Gas | Unit Heater | E6 |  | Baseline Forecast | 0 | 0 | 0 | 0 | 0 | 0 | 0 | 0 | 0 | 0 | 0 | 0 | 0 | 0 | 0 | 0 | 0 | 0 | 0 | 0 | 0 | 0 | 0 | 0 | 0 | 0 | 0
Commercial_Office (WA)_New_Space Heating_Natural Gas_Unit Heater_E7_Baseline Forecast | Commercial | Office (WA) | New | Space Heating | Natural Gas | Unit Heater | E7 |  | Baseline Forecast | 0 | 0 | 0 | 0 | 0 | 0 | 0 | 0 | 0 | 0 | 0 | 0 | 0 | 0 | 0 | 0 | 0 | 0 | 0 | 0 | 0 | 0 | 0 | 0 | 0 | 0 | 0
Commercial_Office (WA)_New_Space Heating_Natural Gas_Unit Heater_E8_Baseline Forecast | Commercial | Office (WA) | New | Space Heating | Natural Gas | Unit Heater | E8 |  | Baseline Forecast | 0 | 0 | 0 | 0 | 0 | 0 | 0 | 0 | 0 | 0 | 0 | 0 | 0 | 0 | 0 | 0 | 0 | 0 | 0 | 0 | 0 | 0 | 0 | 0 | 0 | 0 | 0
Commercial_Office (WA)_New_Space Heating_Natural Gas_Unit Heater_E9_Baseline Forecast | Commercial | Office (WA) | New | Space Heating | Natural Gas | Unit Heater | E9 |  | Baseline Forecast | 0 | 0 | 0 | 0 | 0 | 0 | 0 | 0 | 0 | 0 | 0 | 0 | 0 | 0 | 0 | 0 | 0 | 0 | 0 | 0 | 0 | 0 | 0 | 0 | 0 | 0 | 0
Commercial_Office (WA)_New_Space Heating_Natural Gas_Unit Heater_E10_Baseline Forecast | Commercial | Office (WA) | New | Space Heating | Natural Gas | Unit Heater | E10 |  | Baseline Forecast | 0 | 0 | 0 | 0 | 0 | 0 | 0 | 0 | 0 | 0 | 0 | 0 | 0 | 0 | 0 | 0 | 0 | 0 | 0 | 0 | 0 | 0 | 0 | 0 | 0 | 0 | 0
Commercial_Office (WA)_New_Space Heating_Natural Gas_Unit Heater_Vintage_Baseline Forecast | Commercial | Office (WA) | New | Space Heating | Natural Gas | Unit Heater | Vintage | Vintage | Baseline Forecast | 0 | 0 | 0 | 0 | 0 | 0 | 0 | 0 | 0 | 0 | 0 | 0 | 0 | 0 | 0 | 0 | 0 | 0 | 0 | 0 | 0 | 0 | 0 | 0 | 0 | 0 | 0
Commercial_Office (WA)_New_Water Heating_Natural Gas_Water Heater_E1_Baseline Forecast | Commercial | Office (WA) | New | Water Heating | Natural Gas | Water Heater | E1 | TE 0.80 | Baseline Forecast | 0 | 94058.9821 | 181955.9118 | 270383.1394 | 358672.9107 | 445175.7534 | 530159.7474 | 613357.3106 | 695191.8171 | 775707.1078 | 854879.7261 | 931392.3134 | 1006759.4905 | 1080912.0639 | 1153646.6642 | 1224960.2829 | 1295273.2989 | 1364381.2905 | 1432257.9135 | 1498876.4921 | 1564455.3467 | 1629859.2362 | 1694056.9334 | 1757132.0038 | 1819190.0119 | 1880447.7351 | 1935590.7572
Commercial_Office (WA)_New_Water Heating_Natural Gas_Water Heater_E2_Baseline Forecast | Commercial | Office (WA) | New | Water Heating | Natural Gas | Water Heater | E2 | TE 0.90 | Baseline Forecast | 0 | 0 | 0 | 0 | 0 | 0 | 0 | 0 | 0 | 0 | 0 | 0 | 0 | 0 | 0 | 0 | 0 | 0 | 0 | 0 | 0 | 0 | 0 | 0 | 0 | 0 | 0
Commercial_Office (WA)_New_Water Heating_Natural Gas_Water Heater_E3_Baseline Forecast | Commercial | Office (WA) | New | Water Heating | Natural Gas | Water Heater | E3 | TE 0.94 | Baseline Forecast | 0 | 106066.5118 | 205184.3261 | 304900.1359 | 404460.9419 | 502006.7006 | 597839.7151 | 691658.2438 | 783939.7086 | 874733.5471 | 964013.3082 | 1050293.4598 | 1135281.9786 | 1218900.838 | 1300920.7065 | 1381338.1913 | 1460627.3371 | 1538557.6254 | 1615099.3493 | 1690222.4273 | 1764173.0505 | 1837926.3727 | 1910319.5206 | 1981446.7277 | 2051427.0347 | 2120504.8928 | 2182687.4496
Commercial_Office (WA)_New_Water Heating_Natural Gas_Water Heater_E4_Baseline Forecast | Commercial | Office (WA) | New | Water Heating | Natural Gas | Water Heater | E4 | Instantaneous TE 0.94 | Baseline Forecast | 0 | 0 | 0 | 0 | 0 | 0 | 0 | 0 | 0 | 0 | 0 | 0 | 0 | 0 | 0 | 0 | 0 | 0 | 0 | 0 | 0 | 0 | 0 | 0 | 0 | 0 | 0
Commercial_Office (WA)_New_Water Heating_Natural Gas_Water Heater_E5_Baseline Forecast | Commercial | Office (WA) | New | Water Heating | Natural Gas | Water Heater | E5 | Gas-Fired Absorption HPWH | Baseline Forecast | 0 | 0 | 0 | 0 | 0 | 0 | 0 | 0 | 0 | 0 | 0 | 0 | 0 | 0 | 0 | 0 | 0 | 0 | 0 | 0 | 0 | 0 | 0 | 0 | 0 | 0 | 0
Commercial_Office (WA)_New_Water Heating_Natural Gas_Water Heater_E6_Baseline Forecast | Commercial | Office (WA) | New | Water Heating | Natural Gas | Water Heater | E6 |  | Baseline Forecast | 0 | 0 | 0 | 0 | 0 | 0 | 0 | 0 | 0 | 0 | 0 | 0 | 0 | 0 | 0 | 0 | 0 | 0 | 0 | 0 | 0 | 0 | 0 | 0 | 0 | 0 | 0
Commercial_Office (WA)_New_Water Heating_Natural Gas_Water Heater_E7_Baseline Forecast | Commercial | Office (WA) | New | Water Heating | Natural Gas | Water Heater | E7 |  | Baseline Forecast | 0 | 0 | 0 | 0 | 0 | 0 | 0 | 0 | 0 | 0 | 0 | 0 | 0 | 0 | 0 | 0 | 0 | 0 | 0 | 0 | 0 | 0 | 0 | 0 | 0 | 0 | 0
Commercial_Office (WA)_New_Water Heating_Natural Gas_Water Heater_E8_Baseline Forecast | Commercial | Office (WA) | New | Water Heating | Natural Gas | Water Heater | E8 |  | Baseline Forecast | 0 | 0 | 0 | 0 | 0 | 0 | 0 | 0 | 0 | 0 | 0 | 0 | 0 | 0 | 0 | 0 | 0 | 0 | 0 | 0 | 0 | 0 | 0 | 0 | 0 | 0 | 0
Commercial_Office (WA)_New_Water Heating_Natural Gas_Water Heater_E9_Baseline Forecast | Commercial | Office (WA) | New | Water Heating | Natural Gas | Water Heater | E9 |  | Baseline Forecast | 0 | 0 | 0 | 0 | 0 | 0 | 0 | 0 | 0 | 0 | 0 | 0 | 0 | 0 | 0 | 0 | 0 | 0 | 0 | 0 | 0 | 0 | 0 | 0 | 0 | 0 | 0
Commercial_Office (WA)_New_Water Heating_Natural Gas_Water Heater_E10_Baseline Forecast | Commercial | Office (WA) | New | Water Heating | Natural Gas | Water Heater | E10 |  | Baseline Forecast | 0 | 0 | 0 | 0 | 0 | 0 | 0 | 0 | 0 | 0 | 0 | 0 | 0 | 0 | 0 | 0 | 0 | 0 | 0 | 0 | 0 | 0 | 0 | 0 | 0 | 0 | 0
Commercial_Office (WA)_New_Water Heating_Natural Gas_Water Heater_Vintage_Baseline Forecast | Commercial | Office (WA) | New | Water Heating | Natural Gas | Water Heater | Vintage | Vintage | Baseline Forecast | 0 | 0 | 0 | 0 | 0 | 0 | 0 | 0 | 0 | 0 | 0 | 0 | 0 | 0 | 0 | 0 | 0 | 0 | 0 | 0 | 0 | 0 | 0 | 0 | 0 | 0 | 0
Commercial_Office (WA)_New_Food Preparation_Natural Gas_Oven_E1_Baseline Forecast | Commercial | Office (WA) | New | Food Preparation | Natural Gas | Oven | E1 | Standard | Baseline Forecast | 0 | 1132.8665 | 2191.5159 | 3256.5523 | 4319.9332 | 5361.792 | 6385.3574 | 7387.4066 | 8373.0389 | 9342.7823 | 10296.3542 | 11217.8882 | 12125.6266 | 13018.736 | 13894.7671 | 14753.6836 | 15600.5486 | 16432.9 | 17250.4206 | 18052.789 | 18842.6347 | 19630.3731 | 20403.5839 | 21163.2736 | 21910.7135 | 22648.5146 | 23312.669
Commercial_Office (WA)_New_Food Preparation_Natural Gas_Oven_E2_Baseline Forecast | Commercial | Office (WA) | New | Food Preparation | Natural Gas | Oven | E2 | ENERGY STAR (>42% Baking Efficiency) | Baseline Forecast | 0 | 1630.2225 | 3153.6448 | 4686.2583 | 6216.4893 | 7715.7494 | 9188.685 | 10630.6583 | 12049.0072 | 13444.4916 | 14816.7048 | 16142.8147 | 17449.0724 | 18734.2787 | 19994.9088 | 21230.9105 | 22449.5699 | 23647.3439 | 24823.7759 | 25978.4036 | 27115.0109 | 28248.5857 | 29361.2549 | 30454.4668 | 31530.0511 | 32591.7649 | 33547.4992
Commercial_Office (WA)_New_Food Preparation_Natural Gas_Oven_E3_Baseline Forecast | Commercial | Office (WA) | New | Food Preparation | Natural Gas | Oven | E3 |  | Baseline Forecast | 0 | 0 | 0 | 0 | 0 | 0 | 0 | 0 | 0 | 0 | 0 | 0 | 0 | 0 | 0 | 0 | 0 | 0 | 0 | 0 | 0 | 0 | 0 | 0 | 0 | 0 | 0
Commercial_Office (WA)_New_Food Preparation_Natural Gas_Oven_E4_Baseline Forecast | Commercial | Office (WA) | New | Food Preparation | Natural Gas | Oven | E4 |  | Baseline Forecast | 0 | 0 | 0 | 0 | 0 | 0 | 0 | 0 | 0 | 0 | 0 | 0 | 0 | 0 | 0 | 0 | 0 | 0 | 0 | 0 | 0 | 0 | 0 | 0 | 0 | 0 | 0
Commercial_Office (WA)_New_Food Preparation_Natural Gas_Oven_E5_Baseline Forecast | Commercial | Office (WA) | New | Food Preparation | Natural Gas | Oven | E5 |  | Baseline Forecast | 0 | 0 | 0 | 0 | 0 | 0 | 0 | 0 | 0 | 0 | 0 | 0 | 0 | 0 | 0 | 0 | 0 | 0 | 0 | 0 | 0 | 0 | 0 | 0 | 0 | 0 | 0
Commercial_Office (WA)_New_Food Preparation_Natural Gas_Oven_E6_Baseline Forecast | Commercial | Office (WA) | New | Food Preparation | Natural Gas | Oven | E6 |  | Baseline Forecast | 0 | 0 | 0 | 0 | 0 | 0 | 0 | 0 | 0 | 0 | 0 | 0 | 0 | 0 | 0 | 0 | 0 | 0 | 0 | 0 | 0 | 0 | 0 | 0 | 0 | 0 | 0
Commercial_Office (WA)_New_Food Preparation_Natural Gas_Oven_E7_Baseline Forecast | Commercial | Office (WA) | New | Food Preparation | Natural Gas | Oven | E7 |  | Baseline Forecast | 0 | 0 | 0 | 0 | 0 | 0 | 0 | 0 | 0 | 0 | 0 | 0 | 0 | 0 | 0 | 0 | 0 | 0 | 0 | 0 | 0 | 0 | 0 | 0 | 0 | 0 | 0
Commercial_Office (WA)_New_Food Preparation_Natural Gas_Oven_E8_Baseline Forecast | Commercial | Office (WA) | New | Food Preparation | Natural Gas | Oven | E8 |  | Baseline Forecast | 0 | 0 | 0 | 0 | 0 | 0 | 0 | 0 | 0 | 0 | 0 | 0 | 0 | 0 | 0 | 0 | 0 | 0 | 0 | 0 | 0 | 0 | 0 | 0 | 0 | 0 | 0
Commercial_Office (WA)_New_Food Preparation_Natural Gas_Oven_E9_Baseline Forecast | Commercial | Office (WA) | New | Food Preparation | Natural Gas | Oven | E9 |  | Baseline Forecast | 0 | 0 | 0 | 0 | 0 | 0 | 0 | 0 | 0 | 0 | 0 | 0 | 0 | 0 | 0 | 0 | 0 | 0 | 0 | 0 | 0 | 0 | 0 | 0 | 0 | 0 | 0
Commercial_Office (WA)_New_Food Preparation_Natural Gas_Oven_E10_Baseline Forecast | Commercial | Office (WA) | New | Food Preparation | Natural Gas | Oven | E10 |  | Baseline Forecast | 0 | 0 | 0 | 0 | 0 | 0 | 0 | 0 | 0 | 0 | 0 | 0 | 0 | 0 | 0 | 0 | 0 | 0 | 0 | 0 | 0 | 0 | 0 | 0 | 0 | 0 | 0
Commercial_Office (WA)_New_Food Preparation_Natural Gas_Oven_Vintage_Baseline Forecast | Commercial | Office (WA) | New | Food Preparation | Natural Gas | Oven | Vintage | Vintage | Baseline Forecast | 0 | 0 | 0 | 0 | 0 | 0 | 0 | 0 | 0 | 0 | 0 | 0 | 0 | 0 | 0 | 0 | 0 | 0 | 0 | 0 | 0 | 0 | 0 | 0 | 0 | 0 | 0
Commercial_Office (WA)_New_Food Preparation_Natural Gas_Conveyor Oven_E1_Baseline Forecast | Commercial | Office (WA) | New | Food Preparation | Natural Gas | Conveyor Oven | E1 | Standard | Baseline Forecast | 0 | 566.4332 | 1095.758 | 1628.2762 | 2159.9666 | 2680.896 | 3192.6787 | 3693.7033 | 4186.5194 | 4671.3911 | 5148.1771 | 5608.9441 | 6062.8133 | 6509.368 | 6947.3836 | 7376.8418 | 7800.2743 | 8216.45 | 8625.2103 | 9026.3945 | 9421.3174 | 9815.1866 | 10201.792 | 10581.6368 | 10955.3567 | 11324.2573 | 11656.3345
Commercial_Office (WA)_New_Food Preparation_Natural Gas_Conveyor Oven_E2_Baseline Forecast | Commercial | Office (WA) | New | Food Preparation | Natural Gas | Conveyor Oven | E2 | ENERGY STAR (>42% Baking Efficiency) | Baseline Forecast | 0 | 815.1113 | 1576.8224 | 2343.1291 | 3108.2446 | 3857.8747 | 4594.3425 | 5315.3291 | 6024.5036 | 6722.2458 | 7408.3524 | 8071.4073 | 8724.5362 | 9367.1393 | 9997.4544 | 10615.4553 | 11224.785 | 11823.672 | 12411.888 | 12989.2018 | 13557.5055 | 14124.2929 | 14680.6275 | 15227.2334 | 15765.0256 | 16295.8825 | 16773.7496
Commercial_Office (WA)_New_Food Preparation_Natural Gas_Conveyor Oven_E3_Baseline Forecast | Commercial | Office (WA) | New | Food Preparation | Natural Gas | Conveyor Oven | E3 |  | Baseline Forecast | 0 | 0 | 0 | 0 | 0 | 0 | 0 | 0 | 0 | 0 | 0 | 0 | 0 | 0 | 0 | 0 | 0 | 0 | 0 | 0 | 0 | 0 | 0 | 0 | 0 | 0 | 0
Commercial_Office (WA)_New_Food Preparation_Natural Gas_Conveyor Oven_E4_Baseline Forecast | Commercial | Office (WA) | New | Food Preparation | Natural Gas | Conveyor Oven | E4 |  | Baseline Forecast | 0 | 0 | 0 | 0 | 0 | 0 | 0 | 0 | 0 | 0 | 0 | 0 | 0 | 0 | 0 | 0 | 0 | 0 | 0 | 0 | 0 | 0 | 0 | 0 | 0 | 0 | 0
Commercial_Office (WA)_New_Food Preparation_Natural Gas_Conveyor Oven_E5_Baseline Forecast | Commercial | Office (WA) | New | Food Preparation | Natural Gas | Conveyor Oven | E5 |  | Baseline Forecast | 0 | 0 | 0 | 0 | 0 | 0 | 0 | 0 | 0 | 0 | 0 | 0 | 0 | 0 | 0 | 0 | 0 | 0 | 0 | 0 | 0 | 0 | 0 | 0 | 0 | 0 | 0
Commercial_Office (WA)_New_Food Preparation_Natural Gas_Conveyor Oven_E6_Baseline Forecast | Commercial | Office (WA) | New | Food Preparation | Natural Gas | Conveyor Oven | E6 |  | Baseline Forecast | 0 | 0 | 0 | 0 | 0 | 0 | 0 | 0 | 0 | 0 | 0 | 0 | 0 | 0 | 0 | 0 | 0 | 0 | 0 | 0 | 0 | 0 | 0 | 0 | 0 | 0 | 0
Commercial_Office (WA)_New_Food Preparation_Natural Gas_Conveyor Oven_E7_Baseline Forecast | Commercial | Office (WA) | New | Food Preparation | Natural Gas | Conveyor Oven | E7 |  | Baseline Forecast | 0 | 0 | 0 | 0 | 0 | 0 | 0 | 0 | 0 | 0 | 0 | 0 | 0 | 0 | 0 | 0 | 0 | 0 | 0 | 0 | 0 | 0 | 0 | 0 | 0 | 0 | 0
Commercial_Office (WA)_New_Food Preparation_Natural Gas_Conveyor Oven_E8_Baseline Forecast | Commercial | Office (WA) | New | Food Preparation | Natural Gas | Conveyor Oven | E8 |  | Baseline Forecast | 0 | 0 | 0 | 0 | 0 | 0 | 0 | 0 | 0 | 0 | 0 | 0 | 0 | 0 | 0 | 0 | 0 | 0 | 0 | 0 | 0 | 0 | 0 | 0 | 0 | 0 | 0
Commercial_Office (WA)_New_Food Preparation_Natural Gas_Conveyor Oven_E9_Baseline Forecast | Commercial | Office (WA) | New | Food Preparation | Natural Gas | Conveyor Oven | E9 |  | Baseline Forecast | 0 | 0 | 0 | 0 | 0 | 0 | 0 | 0 | 0 | 0 | 0 | 0 | 0 | 0 | 0 | 0 | 0 | 0 | 0 | 0 | 0 | 0 | 0 | 0 | 0 | 0 | 0
Commercial_Office (WA)_New_Food Preparation_Natural Gas_Conveyor Oven_E10_Baseline Forecast | Commercial | Office (WA) | New | Food Preparation | Natural Gas | Conveyor Oven | E10 |  | Baseline Forecast | 0 | 0 | 0 | 0 | 0 | 0 | 0 | 0 | 0 | 0 | 0 | 0 | 0 | 0 | 0 | 0 | 0 | 0 | 0 | 0 | 0 | 0 | 0 | 0 | 0 | 0 | 0
Commercial_Office (WA)_New_Food Preparation_Natural Gas_Conveyor Oven_Vintage_Baseline Forecast | Commercial | Office (WA) | New | Food Preparation | Natural Gas | Conveyor Oven | Vintage | Vintage | Baseline Forecast | 0 | 0 | 0 | 0 | 0 | 0 | 0 | 0 | 0 | 0 | 0 | 0 | 0 | 0 | 0 | 0 | 0 | 0 | 0 | 0 | 0 | 0 | 0 | 0 | 0 | 0 | 0
Commercial_Office (WA)_New_Food Preparation_Natural Gas_Double Rack Oven_E1_Baseline Forecast | Commercial | Office (WA) | New | Food Preparation | Natural Gas | Double Rack Oven | E1 | Standard | Baseline Forecast | 0 | 566.4332 | 1095.758 | 1628.2762 | 2159.9666 | 2680.896 | 3192.6787 | 3693.7033 | 4186.5194 | 4671.3911 | 5148.1771 | 5608.9441 | 6062.8133 | 6509.368 | 6947.3836 | 7376.8418 | 7800.2743 | 8216.45 | 8625.2103 | 9026.3945 | 9421.3174 | 9815.1866 | 10201.792 | 10581.6368 | 10955.3567 | 11324.2573 | 11656.3345
Commercial_Office (WA)_New_Food Preparation_Natural Gas_Double Rack Oven_E2_Baseline Forecast | Commercial | Office (WA) | New | Food Preparation | Natural Gas | Double Rack Oven | E2 | FTSC Qualified (>50% Cooking Efficiency) | Baseline Forecast | 0 | 815.1113 | 1576.8224 | 2343.1291 | 3108.2446 | 3857.8747 | 4594.3425 | 5315.3291 | 6024.5036 | 6722.2458 | 7408.3524 | 8071.4073 | 8724.5362 | 9367.1393 | 9997.4544 | 10615.4553 | 11224.785 | 11823.672 | 12411.888 | 12989.2018 | 13557.5055 | 14124.2929 | 14680.6275 | 15227.2334 | 15765.0256 | 16295.8825 | 16773.7496
Commercial_Office (WA)_New_Food Preparation_Natural Gas_Double Rack Oven_E3_Baseline Forecast | Commercial | Office (WA) | New | Food Preparation | Natural Gas | Double Rack Oven | E3 |  | Baseline Forecast | 0 | 0 | 0 | 0 | 0 | 0 | 0 | 0 | 0 | 0 | 0 | 0 | 0 | 0 | 0 | 0 | 0 | 0 | 0 | 0 | 0 | 0 | 0 | 0 | 0 | 0 | 0
Commercial_Office (WA)_New_Food Preparation_Natural Gas_Double Rack Oven_E4_Baseline Forecast | Commercial | Office (WA) | New | Food Preparation | Natural Gas | Double Rack Oven | E4 |  | Baseline Forecast | 0 | 0 | 0 | 0 | 0 | 0 | 0 | 0 | 0 | 0 | 0 | 0 | 0 | 0 | 0 | 0 | 0 | 0 | 0 | 0 | 0 | 0 | 0 | 0 | 0 | 0 | 0
Commercial_Office (WA)_New_Food Preparation_Natural Gas_Double Rack Oven_E5_Baseline Forecast | Commercial | Office (WA) | New | Food Preparation | Natural Gas | Double Rack Oven | E5 |  | Baseline Forecast | 0 | 0 | 0 | 0 | 0 | 0 | 0 | 0 | 0 | 0 | 0 | 0 | 0 | 0 | 0 | 0 | 0 | 0 | 0 | 0 | 0 | 0 | 0 | 0 | 0 | 0 | 0
Commercial_Office (WA)_New_Food Preparation_Natural Gas_Double Rack Oven_E6_Baseline Forecast | Commercial | Office (WA) | New | Food Preparation | Natural Gas | Double Rack Oven | E6 |  | Baseline Forecast | 0 | 0 | 0 | 0 | 0 | 0 | 0 | 0 | 0 | 0 | 0 | 0 | 0 | 0 | 0 | 0 | 0 | 0 | 0 | 0 | 0 | 0 | 0 | 0 | 0 | 0 | 0
Commercial_Office (WA)_New_Food Preparation_Natural Gas_Double Rack Oven_E7_Baseline Forecast | Commercial | Office (WA) | New | Food Preparation | Natural Gas | Double Rack Oven | E7 |  | Baseline Forecast | 0 | 0 | 0 | 0 | 0 | 0 | 0 | 0 | 0 | 0 | 0 | 0 | 0 | 0 | 0 | 0 | 0 | 0 | 0 | 0 | 0 | 0 | 0 | 0 | 0 | 0 | 0
Commercial_Office (WA)_New_Food Preparation_Natural Gas_Double Rack Oven_E8_Baseline Forecast | Commercial | Office (WA) | New | Food Preparation | Natural Gas | Double Rack Oven | E8 |  | Baseline Forecast | 0 | 0 | 0 | 0 | 0 | 0 | 0 | 0 | 0 | 0 | 0 | 0 | 0 | 0 | 0 | 0 | 0 | 0 | 0 | 0 | 0 | 0 | 0 | 0 | 0 | 0 | 0
Commercial_Office (WA)_New_Food Preparation_Natural Gas_Double Rack Oven_E9_Baseline Forecast | Commercial | Office (WA) | New | Food Preparation | Natural Gas | Double Rack Oven | E9 |  | Baseline Forecast | 0 | 0 | 0 | 0 | 0 | 0 | 0 | 0 | 0 | 0 | 0 | 0 | 0 | 0 | 0 | 0 | 0 | 0 | 0 | 0 | 0 | 0 | 0 | 0 | 0 | 0 | 0
Commercial_Office (WA)_New_Food Preparation_Natural Gas_Double Rack Oven_E10_Baseline Forecast | Commercial | Office (WA) | New | Food Preparation | Natural Gas | Double Rack Oven | E10 |  | Baseline Forecast | 0 | 0 | 0 | 0 | 0 | 0 | 0 | 0 | 0 | 0 | 0 | 0 | 0 | 0 | 0 | 0 | 0 | 0 | 0 | 0 | 0 | 0 | 0 | 0 | 0 | 0 | 0
Commercial_Office (WA)_New_Food Preparation_Natural Gas_Double Rack Oven_Vintage_Baseline Forecast | Commercial | Office (WA) | New | Food Preparation | Natural Gas | Double Rack Oven | Vintage | Vintage | Baseline Forecast | 0 | 0 | 0 | 0 | 0 | 0 | 0 | 0 | 0 | 0 | 0 | 0 | 0 | 0 | 0 | 0 | 0 | 0 | 0 | 0 | 0 | 0 | 0 | 0 | 0 | 0 | 0
Commercial_Office (WA)_New_Food Preparation_Natural Gas_Fryer_E1_Baseline Forecast | Commercial | Office (WA) | New | Food Preparation | Natural Gas | Fryer | E1 | Standard | Baseline Forecast | 0 | 4089.3717 | 7910.8379 | 11755.3597 | 15593.9053 | 19354.7612 | 23049.5827 | 26666.736 | 30224.6282 | 33725.1653 | 37167.3274 | 40493.8403 | 43770.5545 | 46994.4617 | 50156.7203 | 53257.1992 | 56314.1753 | 59318.761 | 62269.8108 | 65166.1651 | 68017.3156 | 70860.8592 | 73651.9615 | 76394.2558 | 79092.3316 | 81755.6137 | 84153.0489
Commercial_Office (WA)_New_Food Preparation_Natural Gas_Fryer_E2_Baseline Forecast | Commercial | Office (WA) | New | Food Preparation | Natural Gas | Fryer | E2 | ENERGY STAR | Baseline Forecast | 0 | 1436.8063 | 2779.4836 | 4130.2615 | 5478.9397 | 6800.3215 | 8098.502 | 9369.3937 | 10619.464 | 11849.3824 | 13058.7907 | 14227.5655 | 15378.8435 | 16511.5676 | 17622.6314 | 18711.9889 | 19786.0616 | 20841.7268 | 21878.5822 | 22896.2202 | 23897.9757 | 24897.0586 | 25877.7162 | 26841.225 | 27789.1976 | 28724.9454 | 29567.2875
Commercial_Office (WA)_New_Food Preparation_Natural Gas_Fryer_E3_Baseline Forecast | Commercial | Office (WA) | New | Food Preparation | Natural Gas | Fryer | E3 |  | Baseline Forecast | 0 | 0 | 0 | 0 | 0 | 0 | 0 | 0 | 0 | 0 | 0 | 0 | 0 | 0 | 0 | 0 | 0 | 0 | 0 | 0 | 0 | 0 | 0 | 0 | 0 | 0 | 0
Commercial_Office (WA)_New_Food Preparation_Natural Gas_Fryer_E4_Baseline Forecast | Commercial | Office (WA) | New | Food Preparation | Natural Gas | Fryer | E4 |  | Baseline Forecast | 0 | 0 | 0 | 0 | 0 | 0 | 0 | 0 | 0 | 0 | 0 | 0 | 0 | 0 | 0 | 0 | 0 | 0 | 0 | 0 | 0 | 0 | 0 | 0 | 0 | 0 | 0
Commercial_Office (WA)_New_Food Preparation_Natural Gas_Fryer_E5_Baseline Forecast | Commercial | Office (WA) | New | Food Preparation | Natural Gas | Fryer | E5 |  | Baseline Forecast | 0 | 0 | 0 | 0 | 0 | 0 | 0 | 0 | 0 | 0 | 0 | 0 | 0 | 0 | 0 | 0 | 0 | 0 | 0 | 0 | 0 | 0 | 0 | 0 | 0 | 0 | 0
Commercial_Office (WA)_New_Food Preparation_Natural Gas_Fryer_E6_Baseline Forecast | Commercial | Office (WA) | New | Food Preparation | Natural Gas | Fryer | E6 |  | Baseline Forecast | 0 | 0 | 0 | 0 | 0 | 0 | 0 | 0 | 0 | 0 | 0 | 0 | 0 | 0 | 0 | 0 | 0 | 0 | 0 | 0 | 0 | 0 | 0 | 0 | 0 | 0 | 0
Commercial_Office (WA)_New_Food Preparation_Natural Gas_Fryer_E7_Baseline Forecast | Commercial | Office (WA) | New | Food Preparation | Natural Gas | Fryer | E7 |  | Baseline Forecast | 0 | 0 | 0 | 0 | 0 | 0 | 0 | 0 | 0 | 0 | 0 | 0 | 0 | 0 | 0 | 0 | 0 | 0 | 0 | 0 | 0 | 0 | 0 | 0 | 0 | 0 | 0
Commercial_Office (WA)_New_Food Preparation_Natural Gas_Fryer_E8_Baseline Forecast | Commercial | Office (WA) | New | Food Preparation | Natural Gas | Fryer | E8 |  | Baseline Forecast | 0 | 0 | 0 | 0 | 0 | 0 | 0 | 0 | 0 | 0 | 0 | 0 | 0 | 0 | 0 | 0 | 0 | 0 | 0 | 0 | 0 | 0 | 0 | 0 | 0 | 0 | 0
Commercial_Office (WA)_New_Food Preparation_Natural Gas_Fryer_E9_Baseline Forecast | Commercial | Office (WA) | New | Food Preparation | Natural Gas | Fryer | E9 |  | Baseline Forecast | 0 | 0 | 0 | 0 | 0 | 0 | 0 | 0 | 0 | 0 | 0 | 0 | 0 | 0 | 0 | 0 | 0 | 0 | 0 | 0 | 0 | 0 | 0 | 0 | 0 | 0 | 0
Commercial_Office (WA)_New_Food Preparation_Natural Gas_Fryer_E10_Baseline Forecast | Commercial | Office (WA) | New | Food Preparation | Natural Gas | Fryer | E10 |  | Baseline Forecast | 0 | 0 | 0 | 0 | 0 | 0 | 0 | 0 | 0 | 0 | 0 | 0 | 0 | 0 | 0 | 0 | 0 | 0 | 0 | 0 | 0 | 0 | 0 | 0 | 0 | 0 | 0
Commercial_Office (WA)_New_Food Preparation_Natural Gas_Fryer_Vintage_Baseline Forecast | Commercial | Office (WA) | New | Food Preparation | Natural Gas | Fryer | Vintage | Vintage | Baseline Forecast | 0 | 0 | 0 | 0 | 0 | 0 | 0 | 0 | 0 | 0 | 0 | 0 | 0 | 0 | 0 | 0 | 0 | 0 | 0 | 0 | 0 | 0 | 0 | 0 | 0 | 0 | 0
Commercial_Office (WA)_New_Food Preparation_Natural Gas_Broiler_E1_Baseline Forecast | Commercial | Office (WA) | New | Food Preparation | Natural Gas | Broiler | E1 | Standard | Baseline Forecast | 0 | 0 | 0 | 0 | 0 | 0 | 0 | 0 | 0 | 0 | 0 | 0 | 0 | 0 | 0 | 0 | 0 | 0 | 0 | 0 | 0 | 0 | 0 | 0 | 0 | 0 | 0
Commercial_Office (WA)_New_Food Preparation_Natural Gas_Broiler_E2_Baseline Forecast | Commercial | Office (WA) | New | Food Preparation | Natural Gas | Broiler | E2 | Infrared Burners | Baseline Forecast | 0 | 0 | 0 | 0 | 0 | 0 | 0 | 0 | 0 | 0 | 0 | 0 | 0 | 0 | 0 | 0 | 0 | 0 | 0 | 0 | 0 | 0 | 0 | 0 | 0 | 0 | 0
Commercial_Office (WA)_New_Food Preparation_Natural Gas_Broiler_E3_Baseline Forecast | Commercial | Office (WA) | New | Food Preparation | Natural Gas | Broiler | E3 |  | Baseline Forecast | 0 | 0 | 0 | 0 | 0 | 0 | 0 | 0 | 0 | 0 | 0 | 0 | 0 | 0 | 0 | 0 | 0 | 0 | 0 | 0 | 0 | 0 | 0 | 0 | 0 | 0 | 0
Commercial_Office (WA)_New_Food Preparation_Natural Gas_Broiler_E4_Baseline Forecast | Commercial | Office (WA) | New | Food Preparation | Natural Gas | Broiler | E4 |  | Baseline Forecast | 0 | 0 | 0 | 0 | 0 | 0 | 0 | 0 | 0 | 0 | 0 | 0 | 0 | 0 | 0 | 0 | 0 | 0 | 0 | 0 | 0 | 0 | 0 | 0 | 0 | 0 | 0
Commercial_Office (WA)_New_Food Preparation_Natural Gas_Broiler_E5_Baseline Forecast | Commercial | Office (WA) | New | Food Preparation | Natural Gas | Broiler | E5 |  | Baseline Forecast | 0 | 0 | 0 | 0 | 0 | 0 | 0 | 0 | 0 | 0 | 0 | 0 | 0 | 0 | 0 | 0 | 0 | 0 | 0 | 0 | 0 | 0 | 0 | 0 | 0 | 0 | 0
Commercial_Office (WA)_New_Food Preparation_Natural Gas_Broiler_E6_Baseline Forecast | Commercial | Office (WA) | New | Food Preparation | Natural Gas | Broiler | E6 |  | Baseline Forecast | 0 | 0 | 0 | 0 | 0 | 0 | 0 | 0 | 0 | 0 | 0 | 0 | 0 | 0 | 0 | 0 | 0 | 0 | 0 | 0 | 0 | 0 | 0 | 0 | 0 | 0 | 0
Commercial_Office (WA)_New_Food Preparation_Natural Gas_Broiler_E7_Baseline Forecast | Commercial | Office (WA) | New | Food Preparation | Natural Gas | Broiler | E7 |  | Baseline Forecast | 0 | 0 | 0 | 0 | 0 | 0 | 0 | 0 | 0 | 0 | 0 | 0 | 0 | 0 | 0 | 0 | 0 | 0 | 0 | 0 | 0 | 0 | 0 | 0 | 0 | 0 | 0
Commercial_Office (WA)_New_Food Preparation_Natural Gas_Broiler_E8_Baseline Forecast | Commercial | Office (WA) | New | Food Preparation | Natural Gas | Broiler | E8 |  | Baseline Forecast | 0 | 0 | 0 | 0 | 0 | 0 | 0 | 0 | 0 | 0 | 0 | 0 | 0 | 0 | 0 | 0 | 0 | 0 | 0 | 0 | 0 | 0 | 0 | 0 | 0 | 0 | 0
Commercial_Office (WA)_New_Food Preparation_Natural Gas_Broiler_E9_Baseline Forecast | Commercial | Office (WA) | New | Food Preparation | Natural Gas | Broiler | E9 |  | Baseline Forecast | 0 | 0 | 0 | 0 | 0 | 0 | 0 | 0 | 0 | 0 | 0 | 0 | 0 | 0 | 0 | 0 | 0 | 0 | 0 | 0 | 0 | 0 | 0 | 0 | 0 | 0 | 0
Commercial_Office (WA)_New_Food Preparation_Natural Gas_Broiler_E10_Baseline Forecast | Commercial | Office (WA) | New | Food Preparation | Natural Gas | Broiler | E10 |  | Baseline Forecast | 0 | 0 | 0 | 0 | 0 | 0 | 0 | 0 | 0 | 0 | 0 | 0 | 0 | 0 | 0 | 0 | 0 | 0 | 0 | 0 | 0 | 0 | 0 | 0 | 0 | 0 | 0
Commercial_Office (WA)_New_Food Preparation_Natural Gas_Broiler_Vintage_Baseline Forecast | Commercial | Office (WA) | New | Food Preparation | Natural Gas | Broiler | Vintage | Vintage | Baseline Forecast | 0 | 0 | 0 | 0 | 0 | 0 | 0 | 0 | 0 | 0 | 0 | 0 | 0 | 0 | 0 | 0 | 0 | 0 | 0 | 0 | 0 | 0 | 0 | 0 | 0 | 0 | 0
Commercial_Office (WA)_New_Food Preparation_Natural Gas_Griddle_E1_Baseline Forecast | Commercial | Office (WA) | New | Food Preparation | Natural Gas | Griddle | E1 | Standard | Baseline Forecast | 0 | 3923.5864 | 7590.1283 | 11278.7911 | 14961.72 | 18570.1088 | 22115.1401 | 25585.6521 | 28999.3054 | 32357.9288 | 35660.5439 | 38852.1981 | 41996.0725 | 45089.2809 | 48123.3397 | 51098.1236 | 54031.1682 | 56913.9463 | 59745.359 | 62524.2935 | 65259.8568 | 67988.1216 | 70666.0712 | 73297.1914 | 75885.8858 | 78441.1969 | 80741.4388
Commercial_Office (WA)_New_Food Preparation_Natural Gas_Griddle_E2_Baseline Forecast | Commercial | Office (WA) | New | Food Preparation | Natural Gas | Griddle | E2 | ENERGY STAR | Baseline Forecast | 0 | 1602.5916 | 3100.1932 | 4606.8301 | 6111.1251 | 7584.974 | 9032.9446 | 10450.4776 | 11844.7867 | 13216.6188 | 14565.5743 | 15869.2077 | 17153.3254 | 18416.7485 | 19656.012 | 20871.0646 | 22069.0687 | 23246.5415 | 24403.034 | 25538.0917 | 26655.4345 | 27769.7962 | 28863.6065 | 29938.2894 | 30995.6435 | 32039.3621 | 32978.8975
Commercial_Office (WA)_New_Food Preparation_Natural Gas_Griddle_E3_Baseline Forecast | Commercial | Office (WA) | New | Food Preparation | Natural Gas | Griddle | E3 |  | Baseline Forecast | 0 | 0 | 0 | 0 | 0 | 0 | 0 | 0 | 0 | 0 | 0 | 0 | 0 | 0 | 0 | 0 | 0 | 0 | 0 | 0 | 0 | 0 | 0 | 0 | 0 | 0 | 0
Commercial_Office (WA)_New_Food Preparation_Natural Gas_Griddle_E4_Baseline Forecast | Commercial | Office (WA) | New | Food Preparation | Natural Gas | Griddle | E4 |  | Baseline Forecast | 0 | 0 | 0 | 0 | 0 | 0 | 0 | 0 | 0 | 0 | 0 | 0 | 0 | 0 | 0 | 0 | 0 | 0 | 0 | 0 | 0 | 0 | 0 | 0 | 0 | 0 | 0
Commercial_Office (WA)_New_Food Preparation_Natural Gas_Griddle_E5_Baseline Forecast | Commercial | Office (WA) | New | Food Preparation | Natural Gas | Griddle | E5 |  | Baseline Forecast | 0 | 0 | 0 | 0 | 0 | 0 | 0 | 0 | 0 | 0 | 0 | 0 | 0 | 0 | 0 | 0 | 0 | 0 | 0 | 0 | 0 | 0 | 0 | 0 | 0 | 0 | 0
Commercial_Office (WA)_New_Food Preparation_Natural Gas_Griddle_E6_Baseline Forecast | Commercial | Office (WA) | New | Food Preparation | Natural Gas | Griddle | E6 |  | Baseline Forecast | 0 | 0 | 0 | 0 | 0 | 0 | 0 | 0 | 0 | 0 | 0 | 0 | 0 | 0 | 0 | 0 | 0 | 0 | 0 | 0 | 0 | 0 | 0 | 0 | 0 | 0 | 0
Commercial_Office (WA)_New_Food Preparation_Natural Gas_Griddle_E7_Baseline Forecast | Commercial | Office (WA) | New | Food Preparation | Natural Gas | Griddle | E7 |  | Baseline Forecast | 0 | 0 | 0 | 0 | 0 | 0 | 0 | 0 | 0 | 0 | 0 | 0 | 0 | 0 | 0 | 0 | 0 | 0 | 0 | 0 | 0 | 0 | 0 | 0 | 0 | 0 | 0
Commercial_Office (WA)_New_Food Preparation_Natural Gas_Griddle_E8_Baseline Forecast | Commercial | Office (WA) | New | Food Preparation | Natural Gas | Griddle | E8 |  | Baseline Forecast | 0 | 0 | 0 | 0 | 0 | 0 | 0 | 0 | 0 | 0 | 0 | 0 | 0 | 0 | 0 | 0 | 0 | 0 | 0 | 0 | 0 | 0 | 0 | 0 | 0 | 0 | 0
Commercial_Office (WA)_New_Food Preparation_Natural Gas_Griddle_E9_Baseline Forecast | Commercial | Office (WA) | New | Food Preparation | Natural Gas | Griddle | E9 |  | Baseline Forecast | 0 | 0 | 0 | 0 | 0 | 0 | 0 | 0 | 0 | 0 | 0 | 0 | 0 | 0 | 0 | 0 | 0 | 0 | 0 | 0 | 0 | 0 | 0 | 0 | 0 | 0 | 0
Commercial_Office (WA)_New_Food Preparation_Natural Gas_Griddle_E10_Baseline Forecast | Commercial | Office (WA) | New | Food Preparation | Natural Gas | Griddle | E10 |  | Baseline Forecast | 0 | 0 | 0 | 0 | 0 | 0 | 0 | 0 | 0 | 0 | 0 | 0 | 0 | 0 | 0 | 0 | 0 | 0 | 0 | 0 | 0 | 0 | 0 | 0 | 0 | 0 | 0
Commercial_Office (WA)_New_Food Preparation_Natural Gas_Griddle_Vintage_Baseline Forecast | Commercial | Office (WA) | New | Food Preparation | Natural Gas | Griddle | Vintage | Vintage | Baseline Forecast | 0 | 0 | 0 | 0 | 0 | 0 | 0 | 0 | 0 | 0 | 0 | 0 | 0 | 0 | 0 | 0 | 0 | 0 | 0 | 0 | 0 | 0 | 0 | 0 | 0 | 0 | 0
Commercial_Office (WA)_New_Food Preparation_Natural Gas_Range_E1_Baseline Forecast | Commercial | Office (WA) | New | Food Preparation | Natural Gas | Range | E1 | Standard | Baseline Forecast | 0 | 2265.733 | 4383.0318 | 6513.1047 | 8639.8665 | 10723.5839 | 12770.7147 | 14774.8132 | 16746.0778 | 18685.5645 | 20592.7084 | 22435.7764 | 24251.2531 | 26037.472 | 27789.5342 | 29507.3671 | 31201.0971 | 32865.8 | 34500.8411 | 36105.5779 | 37685.2694 | 39260.7463 | 40807.1679 | 42326.5471 | 43821.427 | 45297.0292 | 46625.3379
Commercial_Office (WA)_New_Food Preparation_Natural Gas_Range_E2_Baseline Forecast | Commercial | Office (WA) | New | Food Preparation | Natural Gas | Range | E2 | High Efficiency | Baseline Forecast | 0 | 3260.445 | 6307.2897 | 9372.5165 | 12432.9786 | 15431.4988 | 18377.37 | 21261.3166 | 24098.0144 | 26888.9831 | 29633.4097 | 32285.6294 | 34898.1448 | 37468.5573 | 39989.8175 | 42461.821 | 44899.1398 | 47294.6878 | 49647.5519 | 51956.8073 | 54230.0219 | 56497.1715 | 58722.5099 | 60908.9337 | 63060.1022 | 65183.5299 | 67094.9985
Commercial_Office (WA)_New_Food Preparation_Natural Gas_Range_E3_Baseline Forecast | Commercial | Office (WA) | New | Food Preparation | Natural Gas | Range | E3 |  | Baseline Forecast | 0 | 0 | 0 | 0 | 0 | 0 | 0 | 0 | 0 | 0 | 0 | 0 | 0 | 0 | 0 | 0 | 0 | 0 | 0 | 0 | 0 | 0 | 0 | 0 | 0 | 0 | 0
Commercial_Office (WA)_New_Food Preparation_Natural Gas_Range_E4_Baseline Forecast | Commercial | Office (WA) | New | Food Preparation | Natural Gas | Range | E4 |  | Baseline Forecast | 0 | 0 | 0 | 0 | 0 | 0 | 0 | 0 | 0 | 0 | 0 | 0 | 0 | 0 | 0 | 0 | 0 | 0 | 0 | 0 | 0 | 0 | 0 | 0 | 0 | 0 | 0
Commercial_Office (WA)_New_Food Preparation_Natural Gas_Range_E5_Baseline Forecast | Commercial | Office (WA) | New | Food Preparation | Natural Gas | Range | E5 |  | Baseline Forecast | 0 | 0 | 0 | 0 | 0 | 0 | 0 | 0 | 0 | 0 | 0 | 0 | 0 | 0 | 0 | 0 | 0 | 0 | 0 | 0 | 0 | 0 | 0 | 0 | 0 | 0 | 0
Commercial_Office (WA)_New_Food Preparation_Natural Gas_Range_E6_Baseline Forecast | Commercial | Office (WA) | New | Food Preparation | Natural Gas | Range | E6 |  | Baseline Forecast | 0 | 0 | 0 | 0 | 0 | 0 | 0 | 0 | 0 | 0 | 0 | 0 | 0 | 0 | 0 | 0 | 0 | 0 | 0 | 0 | 0 | 0 | 0 | 0 | 0 | 0 | 0
Commercial_Office (WA)_New_Food Preparation_Natural Gas_Range_E7_Baseline Forecast | Commercial | Office (WA) | New | Food Preparation | Natural Gas | Range | E7 |  | Baseline Forecast | 0 | 0 | 0 | 0 | 0 | 0 | 0 | 0 | 0 | 0 | 0 | 0 | 0 | 0 | 0 | 0 | 0 | 0 | 0 | 0 | 0 | 0 | 0 | 0 | 0 | 0 | 0
Commercial_Office (WA)_New_Food Preparation_Natural Gas_Range_E8_Baseline Forecast | Commercial | Office (WA) | New | Food Preparation | Natural Gas | Range | E8 |  | Baseline Forecast | 0 | 0 | 0 | 0 | 0 | 0 | 0 | 0 | 0 | 0 | 0 | 0 | 0 | 0 | 0 | 0 | 0 | 0 | 0 | 0 | 0 | 0 | 0 | 0 | 0 | 0 | 0
Commercial_Office (WA)_New_Food Preparation_Natural Gas_Range_E9_Baseline Forecast | Commercial | Office (WA) | New | Food Preparation | Natural Gas | Range | E9 |  | Baseline Forecast | 0 | 0 | 0 | 0 | 0 | 0 | 0 | 0 | 0 | 0 | 0 | 0 | 0 | 0 | 0 | 0 | 0 | 0 | 0 | 0 | 0 | 0 | 0 | 0 | 0 | 0 | 0
Commercial_Office (WA)_New_Food Preparation_Natural Gas_Range_E10_Baseline Forecast | Commercial | Office (WA) | New | Food Preparation | Natural Gas | Range | E10 |  | Baseline Forecast | 0 | 0 | 0 | 0 | 0 | 0 | 0 | 0 | 0 | 0 | 0 | 0 | 0 | 0 | 0 | 0 | 0 | 0 | 0 | 0 | 0 | 0 | 0 | 0 | 0 | 0 | 0
Commercial_Office (WA)_New_Food Preparation_Natural Gas_Range_Vintage_Baseline Forecast | Commercial | Office (WA) | New | Food Preparation | Natural Gas | Range | Vintage | Vintage | Baseline Forecast | 0 | 0 | 0 | 0 | 0 | 0 | 0 | 0 | 0 | 0 | 0 | 0 | 0 | 0 | 0 | 0 | 0 | 0 | 0 | 0 | 0 | 0 | 0 | 0 | 0 | 0 | 0
Commercial_Office (WA)_New_Food Preparation_Natural Gas_Steamer_E1_Baseline Forecast | Commercial | Office (WA) | New | Food Preparation | Natural Gas | Steamer | E1 | Standard | Baseline Forecast | 0 | 0 | 0 | 0 | 0 | 0 | 0 | 0 | 0 | 0 | 0 | 0 | 0 | 0 | 0 | 0 | 0 | 0 | 0 | 0 | 0 | 0 | 0 | 0 | 0 | 0 | 0
Commercial_Office (WA)_New_Food Preparation_Natural Gas_Steamer_E2_Baseline Forecast | Commercial | Office (WA) | New | Food Preparation | Natural Gas | Steamer | E2 | ENERGY STAR | Baseline Forecast | 0 | 0 | 0 | 0 | 0 | 0 | 0 | 0 | 0 | 0 | 0 | 0 | 0 | 0 | 0 | 0 | 0 | 0 | 0 | 0 | 0 | 0 | 0 | 0 | 0 | 0 | 0
Commercial_Office (WA)_New_Food Preparation_Natural Gas_Steamer_E3_Baseline Forecast | Commercial | Office (WA) | New | Food Preparation | Natural Gas | Steamer | E3 |  | Baseline Forecast | 0 | 0 | 0 | 0 | 0 | 0 | 0 | 0 | 0 | 0 | 0 | 0 | 0 | 0 | 0 | 0 | 0 | 0 | 0 | 0 | 0 | 0 | 0 | 0 | 0 | 0 | 0
Commercial_Office (WA)_New_Food Preparation_Natural Gas_Steamer_E4_Baseline Forecast | Commercial | Office (WA) | New | Food Preparation | Natural Gas | Steamer | E4 |  | Baseline Forecast | 0 | 0 | 0 | 0 | 0 | 0 | 0 | 0 | 0 | 0 | 0 | 0 | 0 | 0 | 0 | 0 | 0 | 0 | 0 | 0 | 0 | 0 | 0 | 0 | 0 | 0 | 0
Commercial_Office (WA)_New_Food Preparation_Natural Gas_Steamer_E5_Baseline Forecast | Commercial | Office (WA) | New | Food Preparation | Natural Gas | Steamer | E5 |  | Baseline Forecast | 0 | 0 | 0 | 0 | 0 | 0 | 0 | 0 | 0 | 0 | 0 | 0 | 0 | 0 | 0 | 0 | 0 | 0 | 0 | 0 | 0 | 0 | 0 | 0 | 0 | 0 | 0
Commercial_Office (WA)_New_Food Preparation_Natural Gas_Steamer_E6_Baseline Forecast | Commercial | Office (WA) | New | Food Preparation | Natural Gas | Steamer | E6 |  | Baseline Forecast | 0 | 0 | 0 | 0 | 0 | 0 | 0 | 0 | 0 | 0 | 0 | 0 | 0 | 0 | 0 | 0 | 0 | 0 | 0 | 0 | 0 | 0 | 0 | 0 | 0 | 0 | 0
Commercial_Office (WA)_New_Food Preparation_Natural Gas_Steamer_E7_Baseline Forecast | Commercial | Office (WA) | New | Food Preparation | Natural Gas | Steamer | E7 |  | Baseline Forecast | 0 | 0 | 0 | 0 | 0 | 0 | 0 | 0 | 0 | 0 | 0 | 0 | 0 | 0 | 0 | 0 | 0 | 0 | 0 | 0 | 0 | 0 | 0 | 0 | 0 | 0 | 0
Commercial_Office (WA)_New_Food Preparation_Natural Gas_Steamer_E8_Baseline Forecast | Commercial | Office (WA) | New | Food Preparation | Natural Gas | Steamer | E8 |  | Baseline Forecast | 0 | 0 | 0 | 0 | 0 | 0 | 0 | 0 | 0 | 0 | 0 | 0 | 0 | 0 | 0 | 0 | 0 | 0 | 0 | 0 | 0 | 0 | 0 | 0 | 0 | 0 | 0
Commercial_Office (WA)_New_Food Preparation_Natural Gas_Steamer_E9_Baseline Forecast | Commercial | Office (WA) | New | Food Preparation | Natural Gas | Steamer | E9 |  | Baseline Forecast | 0 | 0 | 0 | 0 | 0 | 0 | 0 | 0 | 0 | 0 | 0 | 0 | 0 | 0 | 0 | 0 | 0 | 0 | 0 | 0 | 0 | 0 | 0 | 0 | 0 | 0 | 0
Commercial_Office (WA)_New_Food Preparation_Natural Gas_Steamer_E10_Baseline Forecast | Commercial | Office (WA) | New | Food Preparation | Natural Gas | Steamer | E10 |  | Baseline Forecast | 0 | 0 | 0 | 0 | 0 | 0 | 0 | 0 | 0 | 0 | 0 | 0 | 0 | 0 | 0 | 0 | 0 | 0 | 0 | 0 | 0 | 0 | 0 | 0 | 0 | 0 | 0
Commercial_Office (WA)_New_Food Preparation_Natural Gas_Steamer_Vintage_Baseline Forecast | Commercial | Office (WA) | New | Food Preparation | Natural Gas | Steamer | Vintage | Vintage | Baseline Forecast | 0 | 0 | 0 | 0 | 0 | 0 | 0 | 0 | 0 | 0 | 0 | 0 | 0 | 0 | 0 | 0 | 0 | 0 | 0 | 0 | 0 | 0 | 0 | 0 | 0 | 0 | 0
Commercial_Office (WA)_New_Food Preparation_Natural Gas_Food Prep Other_E1_Baseline Forecast | Commercial | Office (WA) | New | Food Preparation | Natural Gas | Food Prep Other | E1 | Standard | Baseline Forecast | 0 | 0 | 0 | 0 | 0 | 0 | 0 | 0 | 0 | 0 | 0 | 0 | 0 | 0 | 0 | 0 | 0 | 0 | 0 | 0 | 0 | 0 | 0 | 0 | 0 | 0 | 0
Commercial_Office (WA)_New_Food Preparation_Natural Gas_Food Prep Other_E2_Baseline Forecast | Commercial | Office (WA) | New | Food Preparation | Natural Gas | Food Prep Other | E2 | ENERGY STAR | Baseline Forecast | 0 | 0 | 0 | 0 | 0 | 0 | 0 | 0 | 0 | 0 | 0 | 0 | 0 | 0 | 0 | 0 | 0 | 0 | 0 | 0 | 0 | 0 | 0 | 0 | 0 | 0 | 0
Commercial_Office (WA)_New_Food Preparation_Natural Gas_Food Prep Other_E3_Baseline Forecast | Commercial | Office (WA) | New | Food Preparation | Natural Gas | Food Prep Other | E3 |  | Baseline Forecast | 0 | 0 | 0 | 0 | 0 | 0 | 0 | 0 | 0 | 0 | 0 | 0 | 0 | 0 | 0 | 0 | 0 | 0 | 0 | 0 | 0 | 0 | 0 | 0 | 0 | 0 | 0
Commercial_Office (WA)_New_Food Preparation_Natural Gas_Food Prep Other_E4_Baseline Forecast | Commercial | Office (WA) | New | Food Preparation | Natural Gas | Food Prep Other | E4 |  | Baseline Forecast | 0 | 0 | 0 | 0 | 0 | 0 | 0 | 0 | 0 | 0 | 0 | 0 | 0 | 0 | 0 | 0 | 0 | 0 | 0 | 0 | 0 | 0 | 0 | 0 | 0 | 0 | 0
Commercial_Office (WA)_New_Food Preparation_Natural Gas_Food Prep Other_E5_Baseline Forecast | Commercial | Office (WA) | New | Food Preparation | Natural Gas | Food Prep Other | E5 |  | Baseline Forecast | 0 | 0 | 0 | 0 | 0 | 0 | 0 | 0 | 0 | 0 | 0 | 0 | 0 | 0 | 0 | 0 | 0 | 0 | 0 | 0 | 0 | 0 | 0 | 0 | 0 | 0 | 0
Commercial_Office (WA)_New_Food Preparation_Natural Gas_Food Prep Other_E6_Baseline Forecast | Commercial | Office (WA) | New | Food Preparation | Natural Gas | Food Prep Other | E6 |  | Baseline Forecast | 0 | 0 | 0 | 0 | 0 | 0 | 0 | 0 | 0 | 0 | 0 | 0 | 0 | 0 | 0 | 0 | 0 | 0 | 0 | 0 | 0 | 0 | 0 | 0 | 0 | 0 | 0
Commercial_Office (WA)_New_Food Preparation_Natural Gas_Food Prep Other_E7_Baseline Forecast | Commercial | Office (WA) | New | Food Preparation | Natural Gas | Food Prep Other | E7 |  | Baseline Forecast | 0 | 0 | 0 | 0 | 0 | 0 | 0 | 0 | 0 | 0 | 0 | 0 | 0 | 0 | 0 | 0 | 0 | 0 | 0 | 0 | 0 | 0 | 0 | 0 | 0 | 0 | 0
Commercial_Office (WA)_New_Food Preparation_Natural Gas_Food Prep Other_E8_Baseline Forecast | Commercial | Office (WA) | New | Food Preparation | Natural Gas | Food Prep Other | E8 |  | Baseline Forecast | 0 | 0 | 0 | 0 | 0 | 0 | 0 | 0 | 0 | 0 | 0 | 0 | 0 | 0 | 0 | 0 | 0 | 0 | 0 | 0 | 0 | 0 | 0 | 0 | 0 | 0 | 0
Commercial_Office (WA)_New_Food Preparation_Natural Gas_Food Prep Other_E9_Baseline Forecast | Commercial | Office (WA) | New | Food Preparation | Natural Gas | Food Prep Other | E9 |  | Baseline Forecast | 0 | 0 | 0 | 0 | 0 | 0 | 0 | 0 | 0 | 0 | 0 | 0 | 0 | 0 | 0 | 0 | 0 | 0 | 0 | 0 | 0 | 0 | 0 | 0 | 0 | 0 | 0
Commercial_Office (WA)_New_Food Preparation_Natural Gas_Food Prep Other_E10_Baseline Forecast | Commercial | Office (WA) | New | Food Preparation | Natural Gas | Food Prep Other | E10 |  | Baseline Forecast | 0 | 0 | 0 | 0 | 0 | 0 | 0 | 0 | 0 | 0 | 0 | 0 | 0 | 0 | 0 | 0 | 0 | 0 | 0 | 0 | 0 | 0 | 0 | 0 | 0 | 0 | 0
Commercial_Office (WA)_New_Food Preparation_Natural Gas_Food Prep Other_Vintage_Baseline Forecast | Commercial | Office (WA) | New | Food Preparation | Natural Gas | Food Prep Other | Vintage | Vintage | Baseline Forecast | 0 | 0 | 0 | 0 | 0 | 0 | 0 | 0 | 0 | 0 | 0 | 0 | 0 | 0 | 0 | 0 | 0 | 0 | 0 | 0 | 0 | 0 | 0 | 0 | 0 | 0 | 0
Commercial_Office (WA)_New_Miscellaneous_Natural Gas_Pool Heater_E1_Baseline Forecast | Commercial | Office (WA) | New | Miscellaneous | Natural Gas | Pool Heater | E1 | Standard (EF .82) | Baseline Forecast | 0 | 0 | 0 | 0 | 0 | 0 | 0 | 0 | 0 | 0 | 0 | 0 | 0 | 0 | 0 | 0 | 0 | 0 | 0 | 0 | 0 | 0 | 0 | 0 | 0 | 0 | 0
Commercial_Office (WA)_New_Miscellaneous_Natural Gas_Pool Heater_E2_Baseline Forecast | Commercial | Office (WA) | New | Miscellaneous | Natural Gas | Pool Heater | E2 | Condensing (EF .90) | Baseline Forecast | 0 | 0 | 0 | 0 | 0 | 0 | 0 | 0 | 0 | 0 | 0 | 0 | 0 | 0 | 0 | 0 | 0 | 0 | 0 | 0 | 0 | 0 | 0 | 0 | 0 | 0 | 0
Commercial_Office (WA)_New_Miscellaneous_Natural Gas_Pool Heater_E3_Baseline Forecast | Commercial | Office (WA) | New | Miscellaneous | Natural Gas | Pool Heater | E3 |  | Baseline Forecast | 0 | 0 | 0 | 0 | 0 | 0 | 0 | 0 | 0 | 0 | 0 | 0 | 0 | 0 | 0 | 0 | 0 | 0 | 0 | 0 | 0 | 0 | 0 | 0 | 0 | 0 | 0
Commercial_Office (WA)_New_Miscellaneous_Natural Gas_Pool Heater_E4_Baseline Forecast | Commercial | Office (WA) | New | Miscellaneous | Natural Gas | Pool Heater | E4 |  | Baseline Forecast | 0 | 0 | 0 | 0 | 0 | 0 | 0 | 0 | 0 | 0 | 0 | 0 | 0 | 0 | 0 | 0 | 0 | 0 | 0 | 0 | 0 | 0 | 0 | 0 | 0 | 0 | 0
Commercial_Office (WA)_New_Miscellaneous_Natural Gas_Pool Heater_E5_Baseline Forecast | Commercial | Office (WA) | New | Miscellaneous | Natural Gas | Pool Heater | E5 |  | Baseline Forecast | 0 | 0 | 0 | 0 | 0 | 0 | 0 | 0 | 0 | 0 | 0 | 0 | 0 | 0 | 0 | 0 | 0 | 0 | 0 | 0 | 0 | 0 | 0 | 0 | 0 | 0 | 0
Commercial_Office (WA)_New_Miscellaneous_Natural Gas_Pool Heater_E6_Baseline Forecast | Commercial | Office (WA) | New | Miscellaneous | Natural Gas | Pool Heater | E6 |  | Baseline Forecast | 0 | 0 | 0 | 0 | 0 | 0 | 0 | 0 | 0 | 0 | 0 | 0 | 0 | 0 | 0 | 0 | 0 | 0 | 0 | 0 | 0 | 0 | 0 | 0 | 0 | 0 | 0
Commercial_Office (WA)_New_Miscellaneous_Natural Gas_Pool Heater_E7_Baseline Forecast | Commercial | Office (WA) | New | Miscellaneous | Natural Gas | Pool Heater | E7 |  | Baseline Forecast | 0 | 0 | 0 | 0 | 0 | 0 | 0 | 0 | 0 | 0 | 0 | 0 | 0 | 0 | 0 | 0 | 0 | 0 | 0 | 0 | 0 | 0 | 0 | 0 | 0 | 0 | 0
Commercial_Office (WA)_New_Miscellaneous_Natural Gas_Pool Heater_E8_Baseline Forecast | Commercial | Office (WA) | New | Miscellaneous | Natural Gas | Pool Heater | E8 |  | Baseline Forecast | 0 | 0 | 0 | 0 | 0 | 0 | 0 | 0 | 0 | 0 | 0 | 0 | 0 | 0 | 0 | 0 | 0 | 0 | 0 | 0 | 0 | 0 | 0 | 0 | 0 | 0 | 0
Commercial_Office (WA)_New_Miscellaneous_Natural Gas_Pool Heater_E9_Baseline Forecast | Commercial | Office (WA) | New | Miscellaneous | Natural Gas | Pool Heater | E9 |  | Baseline Forecast | 0 | 0 | 0 | 0 | 0 | 0 | 0 | 0 | 0 | 0 | 0 | 0 | 0 | 0 | 0 | 0 | 0 | 0 | 0 | 0 | 0 | 0 | 0 | 0 | 0 | 0 | 0
Commercial_Office (WA)_New_Miscellaneous_Natural Gas_Pool Heater_E10_Baseline Forecast | Commercial | Office (WA) | New | Miscellaneous | Natural Gas | Pool Heater | E10 |  | Baseline Forecast | 0 | 0 | 0 | 0 | 0 | 0 | 0 | 0 | 0 | 0 | 0 | 0 | 0 | 0 | 0 | 0 | 0 | 0 | 0 | 0 | 0 | 0 | 0 | 0 | 0 | 0 | 0
Commercial_Office (WA)_New_Miscellaneous_Natural Gas_Pool Heater_Vintage_Baseline Forecast | Commercial | Office (WA) | New | Miscellaneous | Natural Gas | Pool Heater | Vintage | Vintage | Baseline Forecast | 0 | 0 | 0 | 0 | 0 | 0 | 0 | 0 | 0 | 0 | 0 | 0 | 0 | 0 | 0 | 0 | 0 | 0 | 0 | 0 | 0 | 0 | 0 | 0 | 0 | 0 | 0
Commercial_Office (WA)_New_Miscellaneous_Natural Gas_Miscellaneous_E1_Baseline Forecast | Commercial | Office (WA) | New | Miscellaneous | Natural Gas | Miscellaneous | E1 | Standard | Baseline Forecast | 0 | 348793.9357 | 674737.459 | 1002647.4579 | 1330047.7351 | 1650821.6394 | 1965963.278 | 2274480.3897 | 2577942.9507 | 2876513.5339 | 3170105.1559 | 3453832.7261 | 3733312.8322 | 4008288.8881 | 4278006.7495 | 4542455.2599 | 4803193.2888 | 5059462.7891 | 5311166.0709 | 5558204.2134 | 5801386.8023 | 6043920.5774 | 6281981.4937 | 6515879.4325 | 6746005.8534 | 6973164.62 | 7177648.5644
Commercial_Office (WA)_New_Miscellaneous_Natural Gas_Miscellaneous_E2_Baseline Forecast | Commercial | Office (WA) | New | Miscellaneous | Natural Gas | Miscellaneous | E2 |  | Baseline Forecast | 0 | 0 | 0 | 0 | 0 | 0 | 0 | 0 | 0 | 0 | 0 | 0 | 0 | 0 | 0 | 0 | 0 | 0 | 0 | 0 | 0 | 0 | 0 | 0 | 0 | 0 | 0
Commercial_Office (WA)_New_Miscellaneous_Natural Gas_Miscellaneous_E3_Baseline Forecast | Commercial | Office (WA) | New | Miscellaneous | Natural Gas | Miscellaneous | E3 |  | Baseline Forecast | 0 | 0 | 0 | 0 | 0 | 0 | 0 | 0 | 0 | 0 | 0 | 0 | 0 | 0 | 0 | 0 | 0 | 0 | 0 | 0 | 0 | 0 | 0 | 0 | 0 | 0 | 0
Commercial_Office (WA)_New_Miscellaneous_Natural Gas_Miscellaneous_E4_Baseline Forecast | Commercial | Office (WA) | New | Miscellaneous | Natural Gas | Miscellaneous | E4 |  | Baseline Forecast | 0 | 0 | 0 | 0 | 0 | 0 | 0 | 0 | 0 | 0 | 0 | 0 | 0 | 0 | 0 | 0 | 0 | 0 | 0 | 0 | 0 | 0 | 0 | 0 | 0 | 0 | 0
Commercial_Office (WA)_New_Miscellaneous_Natural Gas_Miscellaneous_E5_Baseline Forecast | Commercial | Office (WA) | New | Miscellaneous | Natural Gas | Miscellaneous | E5 |  | Baseline Forecast | 0 | 0 | 0 | 0 | 0 | 0 | 0 | 0 | 0 | 0 | 0 | 0 | 0 | 0 | 0 | 0 | 0 | 0 | 0 | 0 | 0 | 0 | 0 | 0 | 0 | 0 | 0
Commercial_Office (WA)_New_Miscellaneous_Natural Gas_Miscellaneous_E6_Baseline Forecast | Commercial | Office (WA) | New | Miscellaneous | Natural Gas | Miscellaneous | E6 |  | Baseline Forecast | 0 | 0 | 0 | 0 | 0 | 0 | 0 | 0 | 0 | 0 | 0 | 0 | 0 | 0 | 0 | 0 | 0 | 0 | 0 | 0 | 0 | 0 | 0 | 0 | 0 | 0 | 0
Commercial_Office (WA)_New_Miscellaneous_Natural Gas_Miscellaneous_E7_Baseline Forecast | Commercial | Office (WA) | New | Miscellaneous | Natural Gas | Miscellaneous | E7 |  | Baseline Forecast | 0 | 0 | 0 | 0 | 0 | 0 | 0 | 0 | 0 | 0 | 0 | 0 | 0 | 0 | 0 | 0 | 0 | 0 | 0 | 0 | 0 | 0 | 0 | 0 | 0 | 0 | 0
Commercial_Office (WA)_New_Miscellaneous_Natural Gas_Miscellaneous_E8_Baseline Forecast | Commercial | Office (WA) | New | Miscellaneous | Natural Gas | Miscellaneous | E8 |  | Baseline Forecast | 0 | 0 | 0 | 0 | 0 | 0 | 0 | 0 | 0 | 0 | 0 | 0 | 0 | 0 | 0 | 0 | 0 | 0 | 0 | 0 | 0 | 0 | 0 | 0 | 0 | 0 | 0
Commercial_Office (WA)_New_Miscellaneous_Natural Gas_Miscellaneous_E9_Baseline Forecast | Commercial | Office (WA) | New | Miscellaneous | Natural Gas | Miscellaneous | E9 |  | Baseline Forecast | 0 | 0 | 0 | 0 | 0 | 0 | 0 | 0 | 0 | 0 | 0 | 0 | 0 | 0 | 0 | 0 | 0 | 0 | 0 | 0 | 0 | 0 | 0 | 0 | 0 | 0 | 0
Commercial_Office (WA)_New_Miscellaneous_Natural Gas_Miscellaneous_E10_Baseline Forecast | Commercial | Office (WA) | New | Miscellaneous | Natural Gas | Miscellaneous | E10 |  | Baseline Forecast | 0 | 0 | 0 | 0 | 0 | 0 | 0 | 0 | 0 | 0 | 0 | 0 | 0 | 0 | 0 | 0 | 0 | 0 | 0 | 0 | 0 | 0 | 0 | 0 | 0 | 0 | 0
Commercial_Office (WA)_New_Miscellaneous_Natural Gas_Miscellaneous_Vintage_Baseline Forecast | Commercial | Office (WA) | New | Miscellaneous | Natural Gas | Miscellaneous | Vintage | Vintage | Baseline Forecast | 0 | 0 | 0 | 0 | 0 | 0 | 0 | 0 | 0 | 0 | 0 | 0 | 0 | 0 | 0 | 0 | 0 | 0 | 0 | 0 | 0 | 0 | 0 | 0 | 0 | 0 | 0
Commercial_Restaurant (WA)_Existing_Space Heating_Natural Gas_Furnace_E1_Baseline Forecast | Commercial | Restaurant (WA) | Existing | Space Heating | Natural Gas | Furnace | E1 | AFUE 80% (Standard) | Baseline Forecast | 0 | 32430.2188 | 64902.0454 | 97290.8657 | 129488.1983 | 161399.926 | 192944.7164 | 224052.6097 | 254663.7571 | 284727.2944 | 314200.3341 | 343047.0668 | 367848.1154 | 389046.7236 | 407039.0812 | 422179.2953 | 434783.8374 | 445135.5207 | 453487.0573 | 460064.2405 | 465068.7897 | 468680.8964 | 471061.5007 | 472354.3267 | 472687.7044 | 472176.1982 | 470922.0635
Commercial_Restaurant (WA)_Existing_Space Heating_Natural Gas_Furnace_E2_Baseline Forecast | Commercial | Restaurant (WA) | Existing | Space Heating | Natural Gas | Furnace | E2 | AFUE 90% | Baseline Forecast | 0 | 0 | 0 | 0 | 0 | 0 | 0 | 0 | 0 | 0 | 0 | 0 | 0 | 0 | 0 | 0 | 0 | 0 | 0 | 0 | 0 | 0 | 0 | 0 | 0 | 0 | 0
Commercial_Restaurant (WA)_Existing_Space Heating_Natural Gas_Furnace_E3_Baseline Forecast | Commercial | Restaurant (WA) | Existing | Space Heating | Natural Gas | Furnace | E3 | AFUE 96% | Baseline Forecast | 0 | 0 | 0 | 0 | 0 | 0 | 0 | 0 | 0 | 0 | 0 | 0 | 0 | 0 | 0 | 0 | 0 | 0 | 0 | 0 | 0 | 0 | 0 | 0 | 0 | 0 | 0
Commercial_Restaurant (WA)_Existing_Space Heating_Natural Gas_Furnace_E4_Baseline Forecast | Commercial | Restaurant (WA) | Existing | Space Heating | Natural Gas | Furnace | E4 |  | Baseline Forecast | 0 | 0 | 0 | 0 | 0 | 0 | 0 | 0 | 0 | 0 | 0 | 0 | 0 | 0 | 0 | 0 | 0 | 0 | 0 | 0 | 0 | 0 | 0 | 0 | 0 | 0 | 0
Commercial_Restaurant (WA)_Existing_Space Heating_Natural Gas_Furnace_E5_Baseline Forecast | Commercial | Restaurant (WA) | Existing | Space Heating | Natural Gas | Furnace | E5 |  | Baseline Forecast | 0 | 0 | 0 | 0 | 0 | 0 | 0 | 0 | 0 | 0 | 0 | 0 | 0 | 0 | 0 | 0 | 0 | 0 | 0 | 0 | 0 | 0 | 0 | 0 | 0 | 0 | 0
Commercial_Restaurant (WA)_Existing_Space Heating_Natural Gas_Furnace_E6_Baseline Forecast | Commercial | Restaurant (WA) | Existing | Space Heating | Natural Gas | Furnace | E6 |  | Baseline Forecast | 0 | 0 | 0 | 0 | 0 | 0 | 0 | 0 | 0 | 0 | 0 | 0 | 0 | 0 | 0 | 0 | 0 | 0 | 0 | 0 | 0 | 0 | 0 | 0 | 0 | 0 | 0
Commercial_Restaurant (WA)_Existing_Space Heating_Natural Gas_Furnace_E7_Baseline Forecast | Commercial | Restaurant (WA) | Existing | Space Heating | Natural Gas | Furnace | E7 |  | Baseline Forecast | 0 | 0 | 0 | 0 | 0 | 0 | 0 | 0 | 0 | 0 | 0 | 0 | 0 | 0 | 0 | 0 | 0 | 0 | 0 | 0 | 0 | 0 | 0 | 0 | 0 | 0 | 0
Commercial_Restaurant (WA)_Existing_Space Heating_Natural Gas_Furnace_E8_Baseline Forecast | Commercial | Restaurant (WA) | Existing | Space Heating | Natural Gas | Furnace | E8 |  | Baseline Forecast | 0 | 0 | 0 | 0 | 0 | 0 | 0 | 0 | 0 | 0 | 0 | 0 | 0 | 0 | 0 | 0 | 0 | 0 | 0 | 0 | 0 | 0 | 0 | 0 | 0 | 0 | 0
Commercial_Restaurant (WA)_Existing_Space Heating_Natural Gas_Furnace_E9_Baseline Forecast | Commercial | Restaurant (WA) | Existing | Space Heating | Natural Gas | Furnace | E9 |  | Baseline Forecast | 0 | 0 | 0 | 0 | 0 | 0 | 0 | 0 | 0 | 0 | 0 | 0 | 0 | 0 | 0 | 0 | 0 | 0 | 0 | 0 | 0 | 0 | 0 | 0 | 0 | 0 | 0
Commercial_Restaurant (WA)_Existing_Space Heating_Natural Gas_Furnace_E10_Baseline Forecast | Commercial | Restaurant (WA) | Existing | Space Heating | Natural Gas | Furnace | E10 |  | Baseline Forecast | 0 | 0 | 0 | 0 | 0 | 0 | 0 | 0 | 0 | 0 | 0 | 0 | 0 | 0 | 0 | 0 | 0 | 0 | 0 | 0 | 0 | 0 | 0 | 0 | 0 | 0 | 0
Commercial_Restaurant (WA)_Existing_Space Heating_Natural Gas_Furnace_Vintage_Baseline Forecast | Commercial | Restaurant (WA) | Existing | Space Heating | Natural Gas | Furnace | Vintage | Vintage | Baseline Forecast | 815806.079 | 770217.6976 | 724799.9369 | 679673.9878 | 634944.9641 | 590703.6692 | 547028.1756 | 503985.2358 | 461631.5424 | 420014.8552 | 379175.0066 | 339144.8006 | 303340.6574 | 271316.4238 | 242673.0477 | 217053.6057 | 194138.8555 | 173643.2579 | 155311.4183 | 138914.905 | 124249.4018 | 111132.1629 | 99399.7352 | 88905.9215 | 79519.9591 | 71124.8901 | 63616.104
Commercial_Restaurant (WA)_Existing_Space Heating_Natural Gas_Boiler_E1_Baseline Forecast | Commercial | Restaurant (WA) | Existing | Space Heating | Natural Gas | Boiler | E1 | AFUE 80% (Standard) | Baseline Forecast | 0 | 48.8158 | 101.2964 | 155.6975 | 212.4312 | 270.9737 | 329.4837 | 381.9663 | 434.97 | 486.0441 | 537.1308 | 588.0292 | 638.5647 | 685.9794 | 732.7845 | 785.1086 | 836.5165 | 886.9226 | 933.4473 | 978.8986 | 1026.0044 | 1069.1326 | 1111.0735 | 1151.8046 | 1191.3095 | 1229.5774 | 1266.6024
Commercial_Restaurant (WA)_Existing_Space Heating_Natural Gas_Boiler_E2_Baseline Forecast | Commercial | Restaurant (WA) | Existing | Space Heating | Natural Gas | Boiler | E2 | AFUE 85% | Baseline Forecast | 0 | 0 | 0 | 0 | 0 | 0 | 0 | 0 | 0 | 0 | 0 | 0 | 0 | 0 | 0 | 0 | 0 | 0 | 0 | 0 | 0 | 0 | 0 | 0 | 0 | 0 | 0
Commercial_Restaurant (WA)_Existing_Space Heating_Natural Gas_Boiler_E3_Baseline Forecast | Commercial | Restaurant (WA) | Existing | Space Heating | Natural Gas | Boiler | E3 | AFUE 97% | Baseline Forecast | 0 | 14.3375 | 29.7514 | 47.1008 | 65.1918 | 83.8577 | 104.3314 | 132.0725 | 160.0624 | 190.3396 | 220.6015 | 250.735 | 280.6415 | 312.8422 | 344.6222 | 369.6776 | 394.2944 | 418.4317 | 444.8628 | 470.6913 | 493.1174 | 517.7147 | 541.6472 | 564.9028 | 587.4728 | 609.3515 | 630.5361
Commercial_Restaurant (WA)_Existing_Space Heating_Natural Gas_Boiler_E4_Baseline Forecast | Commercial | Restaurant (WA) | Existing | Space Heating | Natural Gas | Boiler | E4 | Convert to NG Air Source Heat Pump | Baseline Forecast | 0 | 0 | 0 | 0 | 0 | 0 | 0 | 0 | 0 | 0 | 0 | 0 | 0 | 0 | 0 | 0 | 0 | 0 | 0 | 0 | 0 | 0 | 0 | 0 | 0 | 0 | 0
Commercial_Restaurant (WA)_Existing_Space Heating_Natural Gas_Boiler_E5_Baseline Forecast | Commercial | Restaurant (WA) | Existing | Space Heating | Natural Gas | Boiler | E5 |  | Baseline Forecast | 0 | 0 | 0 | 0 | 0 | 0 | 0 | 0 | 0 | 0 | 0 | 0 | 0 | 0 | 0 | 0 | 0 | 0 | 0 | 0 | 0 | 0 | 0 | 0 | 0 | 0 | 0
Commercial_Restaurant (WA)_Existing_Space Heating_Natural Gas_Boiler_E6_Baseline Forecast | Commercial | Restaurant (WA) | Existing | Space Heating | Natural Gas | Boiler | E6 |  | Baseline Forecast | 0 | 0 | 0 | 0 | 0 | 0 | 0 | 0 | 0 | 0 | 0 | 0 | 0 | 0 | 0 | 0 | 0 | 0 | 0 | 0 | 0 | 0 | 0 | 0 | 0 | 0 | 0
Commercial_Restaurant (WA)_Existing_Space Heating_Natural Gas_Boiler_E7_Baseline Forecast | Commercial | Restaurant (WA) | Existing | Space Heating | Natural Gas | Boiler | E7 |  | Baseline Forecast | 0 | 0 | 0 | 0 | 0 | 0 | 0 | 0 | 0 | 0 | 0 | 0 | 0 | 0 | 0 | 0 | 0 | 0 | 0 | 0 | 0 | 0 | 0 | 0 | 0 | 0 | 0
Commercial_Restaurant (WA)_Existing_Space Heating_Natural Gas_Boiler_E8_Baseline Forecast | Commercial | Restaurant (WA) | Existing | Space Heating | Natural Gas | Boiler | E8 |  | Baseline Forecast | 0 | 0 | 0 | 0 | 0 | 0 | 0 | 0 | 0 | 0 | 0 | 0 | 0 | 0 | 0 | 0 | 0 | 0 | 0 | 0 | 0 | 0 | 0 | 0 | 0 | 0 | 0
Commercial_Restaurant (WA)_Existing_Space Heating_Natural Gas_Boiler_E9_Baseline Forecast | Commercial | Restaurant (WA) | Existing | Space Heating | Natural Gas | Boiler | E9 |  | Baseline Forecast | 0 | 0 | 0 | 0 | 0 | 0 | 0 | 0 | 0 | 0 | 0 | 0 | 0 | 0 | 0 | 0 | 0 | 0 | 0 | 0 | 0 | 0 | 0 | 0 | 0 | 0 | 0
Commercial_Restaurant (WA)_Existing_Space Heating_Natural Gas_Boiler_E10_Baseline Forecast | Commercial | Restaurant (WA) | Existing | Space Heating | Natural Gas | Boiler | E10 |  | Baseline Forecast | 0 | 0 | 0 | 0 | 0 | 0 | 0 | 0 | 0 | 0 | 0 | 0 | 0 | 0 | 0 | 0 | 0 | 0 | 0 | 0 | 0 | 0 | 0 | 0 | 0 | 0 | 0
Commercial_Restaurant (WA)_Existing_Space Heating_Natural Gas_Boiler_Vintage_Baseline Forecast | Commercial | Restaurant (WA) | Existing | Space Heating | Natural Gas | Boiler | Vintage | Vintage | Baseline Forecast | 4236.4486 | 4104.9655 | 3969.8433 | 3831.9493 | 3692.0481 | 3550.8127 | 3408.8347 | 3266.6328 | 3124.6607 | 2983.3144 | 2842.9383 | 2703.8311 | 2566.2505 | 2430.418 | 2296.5226 | 2164.7248 | 2035.1597 | 1907.9394 | 1783.1563 | 1660.885 | 1541.1842 | 1424.0989 | 1309.6618 | 1197.8948 | 1088.8102 | 982.412 | 878.6969
Commercial_Restaurant (WA)_Existing_Space Heating_Natural Gas_Unit Heater_E1_Baseline Forecast | Commercial | Restaurant (WA) | Existing | Space Heating | Natural Gas | Unit Heater | E1 | Standard | Baseline Forecast | 0 | 7.5524 | 29.0467 | 69.8445 | 134.3989 | 226.3619 | 348.68 | 503.6788 | 693.1392 | 918.3648 | 1173.7177 | 1454.2008 | 1755.3892 | 2073.3687 | 2404.6809 | 2746.2744 | 3095.4607 | 3397.4744 | 3657.4619 | 3880.0236 | 4069.2715 | 4228.8809 | 4362.1368 | 4471.9744 | 4561.017 | 4631.6083 | 4685.8422
Commercial_Restaurant (WA)_Existing_Space Heating_Natural Gas_Unit Heater_E2_Baseline Forecast | Commercial | Restaurant (WA) | Existing | Space Heating | Natural Gas | Unit Heater | E2 | Condensing | Baseline Forecast | 0 | 0 | 0 | 0 | 0 | 0 | 0 | 0 | 0 | 0 | 0 | 0 | 0 | 0 | 0 | 0 | 0 | 0 | 0 | 0 | 0 | 0 | 0 | 0 | 0 | 0 | 0
Commercial_Restaurant (WA)_Existing_Space Heating_Natural Gas_Unit Heater_E3_Baseline Forecast | Commercial | Restaurant (WA) | Existing | Space Heating | Natural Gas | Unit Heater | E3 | Infrared Radiant | Baseline Forecast | 0 | 0 | 0 | 0 | 0 | 0 | 0 | 0 | 0 | 0 | 0 | 0 | 0 | 0 | 0 | 0 | 0 | 0 | 0 | 0 | 0 | 0 | 0 | 0 | 0 | 0 | 0
Commercial_Restaurant (WA)_Existing_Space Heating_Natural Gas_Unit Heater_E4_Baseline Forecast | Commercial | Restaurant (WA) | Existing | Space Heating | Natural Gas | Unit Heater | E4 |  | Baseline Forecast | 0 | 0 | 0 | 0 | 0 | 0 | 0 | 0 | 0 | 0 | 0 | 0 | 0 | 0 | 0 | 0 | 0 | 0 | 0 | 0 | 0 | 0 | 0 | 0 | 0 | 0 | 0
Commercial_Restaurant (WA)_Existing_Space Heating_Natural Gas_Unit Heater_E5_Baseline Forecast | Commercial | Restaurant (WA) | Existing | Space Heating | Natural Gas | Unit Heater | E5 |  | Baseline Forecast | 0 | 0 | 0 | 0 | 0 | 0 | 0 | 0 | 0 | 0 | 0 | 0 | 0 | 0 | 0 | 0 | 0 | 0 | 0 | 0 | 0 | 0 | 0 | 0 | 0 | 0 | 0
Commercial_Restaurant (WA)_Existing_Space Heating_Natural Gas_Unit Heater_E6_Baseline Forecast | Commercial | Restaurant (WA) | Existing | Space Heating | Natural Gas | Unit Heater | E6 |  | Baseline Forecast | 0 | 0 | 0 | 0 | 0 | 0 | 0 | 0 | 0 | 0 | 0 | 0 | 0 | 0 | 0 | 0 | 0 | 0 | 0 | 0 | 0 | 0 | 0 | 0 | 0 | 0 | 0
Commercial_Restaurant (WA)_Existing_Space Heating_Natural Gas_Unit Heater_E7_Baseline Forecast | Commercial | Restaurant (WA) | Existing | Space Heating | Natural Gas | Unit Heater | E7 |  | Baseline Forecast | 0 | 0 | 0 | 0 | 0 | 0 | 0 | 0 | 0 | 0 | 0 | 0 | 0 | 0 | 0 | 0 | 0 | 0 | 0 | 0 | 0 | 0 | 0 | 0 | 0 | 0 | 0
Commercial_Restaurant (WA)_Existing_Space Heating_Natural Gas_Unit Heater_E8_Baseline Forecast | Commercial | Restaurant (WA) | Existing | Space Heating | Natural Gas | Unit Heater | E8 |  | Baseline Forecast | 0 | 0 | 0 | 0 | 0 | 0 | 0 | 0 | 0 | 0 | 0 | 0 | 0 | 0 | 0 | 0 | 0 | 0 | 0 | 0 | 0 | 0 | 0 | 0 | 0 | 0 | 0
Commercial_Restaurant (WA)_Existing_Space Heating_Natural Gas_Unit Heater_E9_Baseline Forecast | Commercial | Restaurant (WA) | Existing | Space Heating | Natural Gas | Unit Heater | E9 |  | Baseline Forecast | 0 | 0 | 0 | 0 | 0 | 0 | 0 | 0 | 0 | 0 | 0 | 0 | 0 | 0 | 0 | 0 | 0 | 0 | 0 | 0 | 0 | 0 | 0 | 0 | 0 | 0 | 0
Commercial_Restaurant (WA)_Existing_Space Heating_Natural Gas_Unit Heater_E10_Baseline Forecast | Commercial | Restaurant (WA) | Existing | Space Heating | Natural Gas | Unit Heater | E10 |  | Baseline Forecast | 0 | 0 | 0 | 0 | 0 | 0 | 0 | 0 | 0 | 0 | 0 | 0 | 0 | 0 | 0 | 0 | 0 | 0 | 0 | 0 | 0 | 0 | 0 | 0 | 0 | 0 | 0
Commercial_Restaurant (WA)_Existing_Space Heating_Natural Gas_Unit Heater_Vintage_Baseline Forecast | Commercial | Restaurant (WA) | Existing | Space Heating | Natural Gas | Unit Heater | Vintage | Vintage | Baseline Forecast | 9119.3047 | 8964.6667 | 8798.4591 | 8615.2823 | 8410.6452 | 8180.8589 | 7922.9405 | 7634.5284 | 7313.8066 | 6959.4367 | 6577.0225 | 6171.5274 | 5747.3434 | 5308.3521 | 4857.9799 | 4399.2467 | 3934.8101 | 3519.4049 | 3147.8549 | 2815.53 | 2518.2893 | 2252.4289 | 2014.6358 | 1801.947 | 1611.7121 | 1441.5607 | 1289.3724
Commercial_Restaurant (WA)_Existing_Water Heating_Natural Gas_Water Heater_E1_Baseline Forecast | Commercial | Restaurant (WA) | Existing | Water Heating | Natural Gas | Water Heater | E1 | TE 0.80 | Baseline Forecast | 0 | 11811.5406 | 24509.8127 | 37929.3007 | 51923.7272 | 66363.9836 | 81136.2804 | 96140.493 | 111288.683 | 126503.7771 | 141718.3848 | 156873.743 | 169943.3667 | 181155.2856 | 190713.3293 | 198799.6845 | 205577.182 | 211191.3415 | 215772.2019 | 219435.9569 | 222286.4189 | 224416.3278 | 225908.5219 | 226836.9849 | 227267.7825 | 227259.9 | 226865.9917
Commercial_Restaurant (WA)_Existing_Water Heating_Natural Gas_Water Heater_E2_Baseline Forecast | Commercial | Restaurant (WA) | Existing | Water Heating | Natural Gas | Water Heater | E2 | TE 0.90 | Baseline Forecast | 0 | 0 | 0 | 0 | 0 | 0 | 0 | 0 | 0 | 0 | 0 | 0 | 0 | 0 | 0 | 0 | 0 | 0 | 0 | 0 | 0 | 0 | 0 | 0 | 0 | 0 | 0
Commercial_Restaurant (WA)_Existing_Water Heating_Natural Gas_Water Heater_E3_Baseline Forecast | Commercial | Restaurant (WA) | Existing | Water Heating | Natural Gas | Water Heater | E3 | TE 0.94 | Baseline Forecast | 0 | 13319.3968 | 27638.7249 | 42771.339 | 58552.2881 | 74835.9815 | 91494.1035 | 108413.7474 | 125495.7489 | 142653.1954 | 159810.0935 | 176900.1783 | 191638.2646 | 204281.4922 | 215059.7117 | 224178.3677 | 231821.0775 | 238151.9383 | 243317.5894 | 247449.0578 | 250663.4086 | 253065.2207 | 254747.9077 | 255794.8979 | 256280.6909 | 256271.8021 | 255827.6076
Commercial_Restaurant (WA)_Existing_Water Heating_Natural Gas_Water Heater_E4_Baseline Forecast | Commercial | Restaurant (WA) | Existing | Water Heating | Natural Gas | Water Heater | E4 | Instantaneous TE 0.94 | Baseline Forecast | 0 | 0 | 0 | 0 | 0 | 0 | 0 | 0 | 0 | 0 | 0 | 0 | 0 | 0 | 0 | 0 | 0 | 0 | 0 | 0 | 0 | 0 | 0 | 0 | 0 | 0 | 0
Commercial_Restaurant (WA)_Existing_Water Heating_Natural Gas_Water Heater_E5_Baseline Forecast | Commercial | Restaurant (WA) | Existing | Water Heating | Natural Gas | Water Heater | E5 | Gas-Fired Absorption HPWH | Baseline Forecast | 0 | 0 | 0 | 0 | 0 | 0 | 0 | 0 | 0 | 0 | 0 | 0 | 0 | 0 | 0 | 0 | 0 | 0 | 0 | 0 | 0 | 0 | 0 | 0 | 0 | 0 | 0
Commercial_Restaurant (WA)_Existing_Water Heating_Natural Gas_Water Heater_E6_Baseline Forecast | Commercial | Restaurant (WA) | Existing | Water Heating | Natural Gas | Water Heater | E6 |  | Baseline Forecast | 0 | 0 | 0 | 0 | 0 | 0 | 0 | 0 | 0 | 0 | 0 | 0 | 0 | 0 | 0 | 0 | 0 | 0 | 0 | 0 | 0 | 0 | 0 | 0 | 0 | 0 | 0
Commercial_Restaurant (WA)_Existing_Water Heating_Natural Gas_Water Heater_E7_Baseline Forecast | Commercial | Restaurant (WA) | Existing | Water Heating | Natural Gas | Water Heater | E7 |  | Baseline Forecast | 0 | 0 | 0 | 0 | 0 | 0 | 0 | 0 | 0 | 0 | 0 | 0 | 0 | 0 | 0 | 0 | 0 | 0 | 0 | 0 | 0 | 0 | 0 | 0 | 0 | 0 | 0
Commercial_Restaurant (WA)_Existing_Water Heating_Natural Gas_Water Heater_E8_Baseline Forecast | Commercial | Restaurant (WA) | Existing | Water Heating | Natural Gas | Water Heater | E8 |  | Baseline Forecast | 0 | 0 | 0 | 0 | 0 | 0 | 0 | 0 | 0 | 0 | 0 | 0 | 0 | 0 | 0 | 0 | 0 | 0 | 0 | 0 | 0 | 0 | 0 | 0 | 0 | 0 | 0
Commercial_Restaurant (WA)_Existing_Water Heating_Natural Gas_Water Heater_E9_Baseline Forecast | Commercial | Restaurant (WA) | Existing | Water Heating | Natural Gas | Water Heater | E9 |  | Baseline Forecast | 0 | 0 | 0 | 0 | 0 | 0 | 0 | 0 | 0 | 0 | 0 | 0 | 0 | 0 | 0 | 0 | 0 | 0 | 0 | 0 | 0 | 0 | 0 | 0 | 0 | 0 | 0
Commercial_Restaurant (WA)_Existing_Water Heating_Natural Gas_Water Heater_E10_Baseline Forecast | Commercial | Restaurant (WA) | Existing | Water Heating | Natural Gas | Water Heater | E10 |  | Baseline Forecast | 0 | 0 | 0 | 0 | 0 | 0 | 0 | 0 | 0 | 0 | 0 | 0 | 0 | 0 | 0 | 0 | 0 | 0 | 0 | 0 | 0 | 0 | 0 | 0 | 0 | 0 | 0
Commercial_Restaurant (WA)_Existing_Water Heating_Natural Gas_Water Heater_Vintage_Baseline Forecast | Commercial | Restaurant (WA) | Existing | Water Heating | Natural Gas | Water Heater | Vintage | Vintage | Baseline Forecast | 842916.3595 | 804189.997 | 763796.2527 | 722083.7507 | 679360.2399 | 635896.9955 | 591932.7548 | 547677.2349 | 503314.2775 | 459004.661 | 414888.6127 | 371088.0553 | 331911.6037 | 296871.0825 | 265529.8539 | 237497.3766 | 212424.3398 | 189998.3098 | 169939.8372 | 151998.9746 | 135952.1621 | 121599.4411 | 108761.9635 | 97279.7621 | 87009.7578 | 77823.977 | 69607.9559
Commercial_Restaurant (WA)_Existing_Food Preparation_Natural Gas_Oven_E1_Baseline Forecast | Commercial | Restaurant (WA) | Existing | Food Preparation | Natural Gas | Oven | E1 | Standard | Baseline Forecast | 0 | 1070.9859 | 2423.5376 | 3980.9918 | 5683.4143 | 7484.0286 | 9346.4066 | 11242.2566 | 13149.6831 | 15051.8168 | 16473.1454 | 17517.2572 | 18265.6662 | 18782.5124 | 19118.2614 | 19312.6152 | 19396.8052 | 19395.3949 | 19327.7004 | 19208.9079 | 19050.9529 | 18863.2127 | 18653.0516 | 18426.2494 | 18187.339 | 17939.8725 | 17686.6299
Commercial_Restaurant (WA)_Existing_Food Preparation_Natural Gas_Oven_E2_Baseline Forecast | Commercial | Restaurant (WA) | Existing | Food Preparation | Natural Gas | Oven | E2 | ENERGY STAR (>42% Baking Efficiency) | Baseline Forecast | 0 | 1541.1749 | 3487.5296 | 5728.7444 | 8178.5718 | 10769.6997 | 13449.707 | 16177.8815 | 18922.7148 | 21659.9314 | 23705.258 | 25207.7604 | 26284.7391 | 27028.4935 | 27511.6444 | 27791.3244 | 27912.4757 | 27910.4463 | 27813.0323 | 27642.087 | 27414.7858 | 27144.6232 | 26842.1962 | 26515.8222 | 26172.0244 | 25815.9141 | 25451.4918
Commercial_Restaurant (WA)_Existing_Food Preparation_Natural Gas_Oven_E3_Baseline Forecast | Commercial | Restaurant (WA) | Existing | Food Preparation | Natural Gas | Oven | E3 |  | Baseline Forecast | 0 | 0 | 0 | 0 | 0 | 0 | 0 | 0 | 0 | 0 | 0 | 0 | 0 | 0 | 0 | 0 | 0 | 0 | 0 | 0 | 0 | 0 | 0 | 0 | 0 | 0 | 0
Commercial_Restaurant (WA)_Existing_Food Preparation_Natural Gas_Oven_E4_Baseline Forecast | Commercial | Restaurant (WA) | Existing | Food Preparation | Natural Gas | Oven | E4 |  | Baseline Forecast | 0 | 0 | 0 | 0 | 0 | 0 | 0 | 0 | 0 | 0 | 0 | 0 | 0 | 0 | 0 | 0 | 0 | 0 | 0 | 0 | 0 | 0 | 0 | 0 | 0 | 0 | 0
Commercial_Restaurant (WA)_Existing_Food Preparation_Natural Gas_Oven_E5_Baseline Forecast | Commercial | Restaurant (WA) | Existing | Food Preparation | Natural Gas | Oven | E5 |  | Baseline Forecast | 0 | 0 | 0 | 0 | 0 | 0 | 0 | 0 | 0 | 0 | 0 | 0 | 0 | 0 | 0 | 0 | 0 | 0 | 0 | 0 | 0 | 0 | 0 | 0 | 0 | 0 | 0
Commercial_Restaurant (WA)_Existing_Food Preparation_Natural Gas_Oven_E6_Baseline Forecast | Commercial | Restaurant (WA) | Existing | Food Preparation | Natural Gas | Oven | E6 |  | Baseline Forecast | 0 | 0 | 0 | 0 | 0 | 0 | 0 | 0 | 0 | 0 | 0 | 0 | 0 | 0 | 0 | 0 | 0 | 0 | 0 | 0 | 0 | 0 | 0 | 0 | 0 | 0 | 0
Commercial_Restaurant (WA)_Existing_Food Preparation_Natural Gas_Oven_E7_Baseline Forecast | Commercial | Restaurant (WA) | Existing | Food Preparation | Natural Gas | Oven | E7 |  | Baseline Forecast | 0 | 0 | 0 | 0 | 0 | 0 | 0 | 0 | 0 | 0 | 0 | 0 | 0 | 0 | 0 | 0 | 0 | 0 | 0 | 0 | 0 | 0 | 0 | 0 | 0 | 0 | 0
Commercial_Restaurant (WA)_Existing_Food Preparation_Natural Gas_Oven_E8_Baseline Forecast | Commercial | Restaurant (WA) | Existing | Food Preparation | Natural Gas | Oven | E8 |  | Baseline Forecast | 0 | 0 | 0 | 0 | 0 | 0 | 0 | 0 | 0 | 0 | 0 | 0 | 0 | 0 | 0 | 0 | 0 | 0 | 0 | 0 | 0 | 0 | 0 | 0 | 0 | 0 | 0
Commercial_Restaurant (WA)_Existing_Food Preparation_Natural Gas_Oven_E9_Baseline Forecast | Commercial | Restaurant (WA) | Existing | Food Preparation | Natural Gas | Oven | E9 |  | Baseline Forecast | 0 | 0 | 0 | 0 | 0 | 0 | 0 | 0 | 0 | 0 | 0 | 0 | 0 | 0 | 0 | 0 | 0 | 0 | 0 | 0 | 0 | 0 | 0 | 0 | 0 | 0 | 0
Commercial_Restaurant (WA)_Existing_Food Preparation_Natural Gas_Oven_E10_Baseline Forecast | Commercial | Restaurant (WA) | Existing | Food Preparation | Natural Gas | Oven | E10 |  | Baseline Forecast | 0 | 0 | 0 | 0 | 0 | 0 | 0 | 0 | 0 | 0 | 0 | 0 | 0 | 0 | 0 | 0 | 0 | 0 | 0 | 0 | 0 | 0 | 0 | 0 | 0 | 0 | 0
Commercial_Restaurant (WA)_Existing_Food Preparation_Natural Gas_Oven_Vintage_Baseline Forecast | Commercial | Restaurant (WA) | Existing | Food Preparation | Natural Gas | Oven | Vintage | Vintage | Baseline Forecast | 66374.5788 | 62691.8603 | 58339.6632 | 53504.6921 | 48332.8547 | 42937.9699 | 37408.6217 | 31813.5531 | 26205.9112 | 20626.5882 | 16235.121 | 12778.6114 | 10058.0038 | 7916.6223 | 6231.1479 | 4904.5164 | 3860.3291 | 3038.4525 | 2391.5562 | 1882.3862 | 1481.6201 | 1166.1784 | 917.8952 | 722.4724 | 568.6557 | 447.5871 | 352.2943
Commercial_Restaurant (WA)_Existing_Food Preparation_Natural Gas_Conveyor Oven_E1_Baseline Forecast | Commercial | Restaurant (WA) | Existing | Food Preparation | Natural Gas | Conveyor Oven | E1 | Standard | Baseline Forecast | 0 | 0 | 0 | 0 | 0 | 50.1772 | 187.598 | 439.0875 | 823.4865 | 1353.4251 | 1990.4583 | 2704.5077 | 3472.0762 | 4274.8429 | 5098.5576 | 5932.1703 | 6767.1461 | 7390.5149 | 7847.8743 | 8175.1052 | 8400.4406 | 8546.0943 | 8629.5421 | 8664.5311 | 8661.8732 | 8630.0708 | 8575.8079
Commercial_Restaurant (WA)_Existing_Food Preparation_Natural Gas_Conveyor Oven_E2_Baseline Forecast | Commercial | Restaurant (WA) | Existing | Food Preparation | Natural Gas | Conveyor Oven | E2 | ENERGY STAR (>42% Baking Efficiency) | Baseline Forecast | 0 | 0 | 0 | 0 | 0 | 72.2062 | 269.958 | 631.8576 | 1185.0172 | 1947.6117 | 2864.3181 | 3891.8526 | 4996.4023 | 6151.6032 | 7336.9488 | 8536.5377 | 9738.0883 | 10635.1312 | 11293.2825 | 11764.1757 | 12088.4389 | 12298.0381 | 12418.1216 | 12468.4715 | 12464.6468 | 12418.8824 | 12340.7968
Commercial_Restaurant (WA)_Existing_Food Preparation_Natural Gas_Conveyor Oven_E3_Baseline Forecast | Commercial | Restaurant (WA) | Existing | Food Preparation | Natural Gas | Conveyor Oven | E3 |  | Baseline Forecast | 0 | 0 | 0 | 0 | 0 | 0 | 0 | 0 | 0 | 0 | 0 | 0 | 0 | 0 | 0 | 0 | 0 | 0 | 0 | 0 | 0 | 0 | 0 | 0 | 0 | 0 | 0
Commercial_Restaurant (WA)_Existing_Food Preparation_Natural Gas_Conveyor Oven_E4_Baseline Forecast | Commercial | Restaurant (WA) | Existing | Food Preparation | Natural Gas | Conveyor Oven | E4 |  | Baseline Forecast | 0 | 0 | 0 | 0 | 0 | 0 | 0 | 0 | 0 | 0 | 0 | 0 | 0 | 0 | 0 | 0 | 0 | 0 | 0 | 0 | 0 | 0 | 0 | 0 | 0 | 0 | 0
Commercial_Restaurant (WA)_Existing_Food Preparation_Natural Gas_Conveyor Oven_E5_Baseline Forecast | Commercial | Restaurant (WA) | Existing | Food Preparation | Natural Gas | Conveyor Oven | E5 |  | Baseline Forecast | 0 | 0 | 0 | 0 | 0 | 0 | 0 | 0 | 0 | 0 | 0 | 0 | 0 | 0 | 0 | 0 | 0 | 0 | 0 | 0 | 0 | 0 | 0 | 0 | 0 | 0 | 0
Commercial_Restaurant (WA)_Existing_Food Preparation_Natural Gas_Conveyor Oven_E6_Baseline Forecast | Commercial | Restaurant (WA) | Existing | Food Preparation | Natural Gas | Conveyor Oven | E6 |  | Baseline Forecast | 0 | 0 | 0 | 0 | 0 | 0 | 0 | 0 | 0 | 0 | 0 | 0 | 0 | 0 | 0 | 0 | 0 | 0 | 0 | 0 | 0 | 0 | 0 | 0 | 0 | 0 | 0
Commercial_Restaurant (WA)_Existing_Food Preparation_Natural Gas_Conveyor Oven_E7_Baseline Forecast | Commercial | Restaurant (WA) | Existing | Food Preparation | Natural Gas | Conveyor Oven | E7 |  | Baseline Forecast | 0 | 0 | 0 | 0 | 0 | 0 | 0 | 0 | 0 | 0 | 0 | 0 | 0 | 0 | 0 | 0 | 0 | 0 | 0 | 0 | 0 | 0 | 0 | 0 | 0 | 0 | 0
Commercial_Restaurant (WA)_Existing_Food Preparation_Natural Gas_Conveyor Oven_E8_Baseline Forecast | Commercial | Restaurant (WA) | Existing | Food Preparation | Natural Gas | Conveyor Oven | E8 |  | Baseline Forecast | 0 | 0 | 0 | 0 | 0 | 0 | 0 | 0 | 0 | 0 | 0 | 0 | 0 | 0 | 0 | 0 | 0 | 0 | 0 | 0 | 0 | 0 | 0 | 0 | 0 | 0 | 0
Commercial_Restaurant (WA)_Existing_Food Preparation_Natural Gas_Conveyor Oven_E9_Baseline Forecast | Commercial | Restaurant (WA) | Existing | Food Preparation | Natural Gas | Conveyor Oven | E9 |  | Baseline Forecast | 0 | 0 | 0 | 0 | 0 | 0 | 0 | 0 | 0 | 0 | 0 | 0 | 0 | 0 | 0 | 0 | 0 | 0 | 0 | 0 | 0 | 0 | 0 | 0 | 0 | 0 | 0
Commercial_Restaurant (WA)_Existing_Food Preparation_Natural Gas_Conveyor Oven_E10_Baseline Forecast | Commercial | Restaurant (WA) | Existing | Food Preparation | Natural Gas | Conveyor Oven | E10 |  | Baseline Forecast | 0 | 0 | 0 | 0 | 0 | 0 | 0 | 0 | 0 | 0 | 0 | 0 | 0 | 0 | 0 | 0 | 0 | 0 | 0 | 0 | 0 | 0 | 0 | 0 | 0 | 0 | 0
Commercial_Restaurant (WA)_Existing_Food Preparation_Natural Gas_Conveyor Oven_Vintage_Baseline Forecast | Commercial | Restaurant (WA) | Existing | Food Preparation | Natural Gas | Conveyor Oven | Vintage | Vintage | Baseline Forecast | 33187.2894 | 32652.0106 | 32125.3652 | 31607.2142 | 31097.4204 | 30473.4657 | 29644.8117 | 28545.9005 | 27130.6509 | 25368.1313 | 23351.9858 | 21155.4542 | 18835.7261 | 16437.3681 | 13995.0205 | 11535.52 | 9079.5706 | 7146.5007 | 5624.9877 | 4427.4097 | 3484.7999 | 2742.8747 | 2158.9078 | 1699.2694 | 1337.4895 | 1052.7336 | 828.6033
Commercial_Restaurant (WA)_Existing_Food Preparation_Natural Gas_Double Rack Oven_E1_Baseline Forecast | Commercial | Restaurant (WA) | Existing | Food Preparation | Natural Gas | Double Rack Oven | E1 | Standard | Baseline Forecast | 0 | 297.4961 | 699.2225 | 1187.4601 | 1746.8257 | 2363.9764 | 3027.3513 | 3726.9455 | 4454.1129 | 5201.3931 | 5833.8633 | 6366.266 | 6811.4887 | 7180.7968 | 7484.0373 | 7729.8167 | 7925.6564 | 8078.1296 | 8192.9796 | 8275.2246 | 8329.2483 | 8358.8797 | 8367.463 | 8357.9181 | 8332.7942 | 8294.3162 | 8244.4256
Commercial_Restaurant (WA)_Existing_Food Preparation_Natural Gas_Double Rack Oven_E2_Baseline Forecast | Commercial | Restaurant (WA) | Existing | Food Preparation | Natural Gas | Double Rack Oven | E2 | FTSC Qualified (>50% Cooking Efficiency) | Baseline Forecast | 0 | 428.1041 | 1006.1982 | 1708.784 | 2513.7247 | 3401.8197 | 4356.4323 | 5363.1655 | 6409.577 | 7484.9315 | 8395.0716 | 9161.212 | 9801.8983 | 10333.3417 | 10769.7123 | 11123.3947 | 11405.2129 | 11624.6255 | 11789.8975 | 11908.25 | 11985.9914 | 12028.6318 | 12040.9833 | 12027.248 | 11991.094 | 11935.7233 | 11863.9295
Commercial_Restaurant (WA)_Existing_Food Preparation_Natural Gas_Double Rack Oven_E3_Baseline Forecast | Commercial | Restaurant (WA) | Existing | Food Preparation | Natural Gas | Double Rack Oven | E3 |  | Baseline Forecast | 0 | 0 | 0 | 0 | 0 | 0 | 0 | 0 | 0 | 0 | 0 | 0 | 0 | 0 | 0 | 0 | 0 | 0 | 0 | 0 | 0 | 0 | 0 | 0 | 0 | 0 | 0
Commercial_Restaurant (WA)_Existing_Food Preparation_Natural Gas_Double Rack Oven_E4_Baseline Forecast | Commercial | Restaurant (WA) | Existing | Food Preparation | Natural Gas | Double Rack Oven | E4 |  | Baseline Forecast | 0 | 0 | 0 | 0 | 0 | 0 | 0 | 0 | 0 | 0 | 0 | 0 | 0 | 0 | 0 | 0 | 0 | 0 | 0 | 0 | 0 | 0 | 0 | 0 | 0 | 0 | 0
Commercial_Restaurant (WA)_Existing_Food Preparation_Natural Gas_Double Rack Oven_E5_Baseline Forecast | Commercial | Restaurant (WA) | Existing | Food Preparation | Natural Gas | Double Rack Oven | E5 |  | Baseline Forecast | 0 | 0 | 0 | 0 | 0 | 0 | 0 | 0 | 0 | 0 | 0 | 0 | 0 | 0 | 0 | 0 | 0 | 0 | 0 | 0 | 0 | 0 | 0 | 0 | 0 | 0 | 0
Commercial_Restaurant (WA)_Existing_Food Preparation_Natural Gas_Double Rack Oven_E6_Baseline Forecast | Commercial | Restaurant (WA) | Existing | Food Preparation | Natural Gas | Double Rack Oven | E6 |  | Baseline Forecast | 0 | 0 | 0 | 0 | 0 | 0 | 0 | 0 | 0 | 0 | 0 | 0 | 0 | 0 | 0 | 0 | 0 | 0 | 0 | 0 | 0 | 0 | 0 | 0 | 0 | 0 | 0
Commercial_Restaurant (WA)_Existing_Food Preparation_Natural Gas_Double Rack Oven_E7_Baseline Forecast | Commercial | Restaurant (WA) | Existing | Food Preparation | Natural Gas | Double Rack Oven | E7 |  | Baseline Forecast | 0 | 0 | 0 | 0 | 0 | 0 | 0 | 0 | 0 | 0 | 0 | 0 | 0 | 0 | 0 | 0 | 0 | 0 | 0 | 0 | 0 | 0 | 0 | 0 | 0 | 0 | 0
Commercial_Restaurant (WA)_Existing_Food Preparation_Natural Gas_Double Rack Oven_E8_Baseline Forecast | Commercial | Restaurant (WA) | Existing | Food Preparation | Natural Gas | Double Rack Oven | E8 |  | Baseline Forecast | 0 | 0 | 0 | 0 | 0 | 0 | 0 | 0 | 0 | 0 | 0 | 0 | 0 | 0 | 0 | 0 | 0 | 0 | 0 | 0 | 0 | 0 | 0 | 0 | 0 | 0 | 0
Commercial_Restaurant (WA)_Existing_Food Preparation_Natural Gas_Double Rack Oven_E9_Baseline Forecast | Commercial | Restaurant (WA) | Existing | Food Preparation | Natural Gas | Double Rack Oven | E9 |  | Baseline Forecast | 0 | 0 | 0 | 0 | 0 | 0 | 0 | 0 | 0 | 0 | 0 | 0 | 0 | 0 | 0 | 0 | 0 | 0 | 0 | 0 | 0 | 0 | 0 | 0 | 0 | 0 | 0
Commercial_Restaurant (WA)_Existing_Food Preparation_Natural Gas_Double Rack Oven_E10_Baseline Forecast | Commercial | Restaurant (WA) | Existing | Food Preparation | Natural Gas | Double Rack Oven | E10 |  | Baseline Forecast | 0 | 0 | 0 | 0 | 0 | 0 | 0 | 0 | 0 | 0 | 0 | 0 | 0 | 0 | 0 | 0 | 0 | 0 | 0 | 0 | 0 | 0 | 0 | 0 | 0 | 0 | 0
Commercial_Restaurant (WA)_Existing_Food Preparation_Natural Gas_Double Rack Oven_Vintage_Baseline Forecast | Commercial | Restaurant (WA) | Existing | Food Preparation | Natural Gas | Double Rack Oven | Vintage | Vintage | Baseline Forecast | 33187.2894 | 31926.4103 | 30419.9446 | 28710.9701 | 26836.87 | 24830.0531 | 22718.5841 | 20526.7346 | 18275.4646 | 15982.8436 | 13977.8274 | 12224.3365 | 10690.8176 | 9349.6756 | 8176.7772 | 7151.0166 | 6253.9357 | 5469.3918 | 4783.2674 | 4183.2159 | 3658.4397 | 3199.4957 | 2798.1252 | 2447.106 | 2140.1213 | 1871.6473 | 1636.8529
Commercial_Restaurant (WA)_Existing_Food Preparation_Natural Gas_Fryer_E1_Baseline Forecast | Commercial | Restaurant (WA) | Existing | Food Preparation | Natural Gas | Fryer | E1 | Standard | Baseline Forecast | 0 | 19120.555 | 39676.5534 | 61400.0582 | 84054.275 | 107430.2026 | 131343.6381 | 155632.4994 | 180154.4319 | 204784.6688 | 229414.1185 | 253947.6548 | 275104.7983 | 293254.6839 | 308727.2718 | 321817.4864 | 332788.9182 | 341877.1355 | 349292.6451 | 355223.542 | 359837.8778 | 363285.7803 | 365701.3483 | 367204.3468 | 367901.7231 | 367888.9629 | 367251.303
Commercial_Restaurant (WA)_Existing_Food Preparation_Natural Gas_Fryer_E2_Baseline Forecast | Commercial | Restaurant (WA) | Existing | Food Preparation | Natural Gas | Fryer | E2 | ENERGY STAR | Baseline Forecast | 0 | 6718.0328 | 13940.4107 | 21572.9934 | 29532.5831 | 37745.7469 | 46147.7647 | 54681.689 | 63297.5031 | 71951.3701 | 80604.9605 | 89224.8517 | 96658.4426 | 103035.4295 | 108471.7442 | 113071.0087 | 116925.8361 | 120118.9935 | 122724.4429 | 124808.2715 | 126429.5246 | 127640.9498 | 128489.6629 | 129017.7435 | 129262.7676 | 129258.2843 | 129034.2416
Commercial_Restaurant (WA)_Existing_Food Preparation_Natural Gas_Fryer_E3_Baseline Forecast | Commercial | Restaurant (WA) | Existing | Food Preparation | Natural Gas | Fryer | E3 |  | Baseline Forecast | 0 | 0 | 0 | 0 | 0 | 0 | 0 | 0 | 0 | 0 | 0 | 0 | 0 | 0 | 0 | 0 | 0 | 0 | 0 | 0 | 0 | 0 | 0 | 0 | 0 | 0 | 0
Commercial_Restaurant (WA)_Existing_Food Preparation_Natural Gas_Fryer_E4_Baseline Forecast | Commercial | Restaurant (WA) | Existing | Food Preparation | Natural Gas | Fryer | E4 |  | Baseline Forecast | 0 | 0 | 0 | 0 | 0 | 0 | 0 | 0 | 0 | 0 | 0 | 0 | 0 | 0 | 0 | 0 | 0 | 0 | 0 | 0 | 0 | 0 | 0 | 0 | 0 | 0 | 0
Commercial_Restaurant (WA)_Existing_Food Preparation_Natural Gas_Fryer_E5_Baseline Forecast | Commercial | Restaurant (WA) | Existing | Food Preparation | Natural Gas | Fryer | E5 |  | Baseline Forecast | 0 | 0 | 0 | 0 | 0 | 0 | 0 | 0 | 0 | 0 | 0 | 0 | 0 | 0 | 0 | 0 | 0 | 0 | 0 | 0 | 0 | 0 | 0 | 0 | 0 | 0 | 0
Commercial_Restaurant (WA)_Existing_Food Preparation_Natural Gas_Fryer_E6_Baseline Forecast | Commercial | Restaurant (WA) | Existing | Food Preparation | Natural Gas | Fryer | E6 |  | Baseline Forecast | 0 | 0 | 0 | 0 | 0 | 0 | 0 | 0 | 0 | 0 | 0 | 0 | 0 | 0 | 0 | 0 | 0 | 0 | 0 | 0 | 0 | 0 | 0 | 0 | 0 | 0 | 0
Commercial_Restaurant (WA)_Existing_Food Preparation_Natural Gas_Fryer_E7_Baseline Forecast | Commercial | Restaurant (WA) | Existing | Food Preparation | Natural Gas | Fryer | E7 |  | Baseline Forecast | 0 | 0 | 0 | 0 | 0 | 0 | 0 | 0 | 0 | 0 | 0 | 0 | 0 | 0 | 0 | 0 | 0 | 0 | 0 | 0 | 0 | 0 | 0 | 0 | 0 | 0 | 0
Commercial_Restaurant (WA)_Existing_Food Preparation_Natural Gas_Fryer_E8_Baseline Forecast | Commercial | Restaurant (WA) | Existing | Food Preparation | Natural Gas | Fryer | E8 |  | Baseline Forecast | 0 | 0 | 0 | 0 | 0 | 0 | 0 | 0 | 0 | 0 | 0 | 0 | 0 | 0 | 0 | 0 | 0 | 0 | 0 | 0 | 0 | 0 | 0 | 0 | 0 | 0 | 0
Commercial_Restaurant (WA)_Existing_Food Preparation_Natural Gas_Fryer_E9_Baseline Forecast | Commercial | Restaurant (WA) | Existing | Food Preparation | Natural Gas | Fryer | E9 |  | Baseline Forecast | 0 | 0 | 0 | 0 | 0 | 0 | 0 | 0 | 0 | 0 | 0 | 0 | 0 | 0 | 0 | 0 | 0 | 0 | 0 | 0 | 0 | 0 | 0 | 0 | 0 | 0 | 0
Commercial_Restaurant (WA)_Existing_Food Preparation_Natural Gas_Fryer_E10_Baseline Forecast | Commercial | Restaurant (WA) | Existing | Food Preparation | Natural Gas | Fryer | E10 |  | Baseline Forecast | 0 | 0 | 0 | 0 | 0 | 0 | 0 | 0 | 0 | 0 | 0 | 0 | 0 | 0 | 0 | 0 | 0 | 0 | 0 | 0 | 0 | 0 | 0 | 0 | 0 | 0 | 0
Commercial_Restaurant (WA)_Existing_Food Preparation_Natural Gas_Fryer_Vintage_Baseline Forecast | Commercial | Restaurant (WA) | Existing | Food Preparation | Natural Gas | Fryer | Vintage | Vintage | Baseline Forecast | 866651.6506 | 826834.8103 | 785303.6374 | 742416.5724 | 698490.03 | 653802.9243 | 608600.7149 | 563099.0243 | 517486.871 | 471929.5605 | 426571.2688 | 381537.3519 | 341257.7487 | 305230.5377 | 273006.7859 | 244184.9552 | 218405.8983 | 195348.3841 | 174725.0943 | 156279.0433 | 139780.376 | 125023.5034 | 111824.5412 | 100019.0178 | 89459.8253 | 80015.3863 | 71568.0141
Commercial_Restaurant (WA)_Existing_Food Preparation_Natural Gas_Broiler_E1_Baseline Forecast | Commercial | Restaurant (WA) | Existing | Food Preparation | Natural Gas | Broiler | E1 | Standard | Baseline Forecast | 0 | 21115.034 | 44434.2809 | 69519.1833 | 95990.1649 | 123519.1454 | 151822.9965 | 180657.8203 | 209813.9477 | 239111.5649 | 263836.7834 | 284577.6704 | 301848.2881 | 316097.9808 | 327719.4975 | 337056.0955 | 344407.7524 | 350036.5992 | 354171.671 | 357013.0632 | 358735.5643 | 359491.8344 | 359415.1846 | 358622.0069 | 357213.9003 | 355279.5296 | 352896.2508
Commercial_Restaurant (WA)_Existing_Food Preparation_Natural Gas_Broiler_E2_Baseline Forecast | Commercial | Restaurant (WA) | Existing | Food Preparation | Natural Gas | Broiler | E2 | Infrared Burners | Baseline Forecast | 0 | 7418.7957 | 15612.0446 | 24425.659 | 33726.2741 | 43398.6186 | 53343.215 | 63474.3693 | 73718.4141 | 84012.1714 | 92699.4104 | 99986.7491 | 106054.8039 | 111061.4527 | 115144.6883 | 118425.1146 | 121008.1292 | 122985.8321 | 124438.6952 | 125437.0222 | 126042.2253 | 126307.9418 | 126281.0108 | 126002.3267 | 125507.5866 | 124827.9428 | 123990.5746
Commercial_Restaurant (WA)_Existing_Food Preparation_Natural Gas_Broiler_E3_Baseline Forecast | Commercial | Restaurant (WA) | Existing | Food Preparation | Natural Gas | Broiler | E3 |  | Baseline Forecast | 0 | 0 | 0 | 0 | 0 | 0 | 0 | 0 | 0 | 0 | 0 | 0 | 0 | 0 | 0 | 0 | 0 | 0 | 0 | 0 | 0 | 0 | 0 | 0 | 0 | 0 | 0
Commercial_Restaurant (WA)_Existing_Food Preparation_Natural Gas_Broiler_E4_Baseline Forecast | Commercial | Restaurant (WA) | Existing | Food Preparation | Natural Gas | Broiler | E4 |  | Baseline Forecast | 0 | 0 | 0 | 0 | 0 | 0 | 0 | 0 | 0 | 0 | 0 | 0 | 0 | 0 | 0 | 0 | 0 | 0 | 0 | 0 | 0 | 0 | 0 | 0 | 0 | 0 | 0
Commercial_Restaurant (WA)_Existing_Food Preparation_Natural Gas_Broiler_E5_Baseline Forecast | Commercial | Restaurant (WA) | Existing | Food Preparation | Natural Gas | Broiler | E5 |  | Baseline Forecast | 0 | 0 | 0 | 0 | 0 | 0 | 0 | 0 | 0 | 0 | 0 | 0 | 0 | 0 | 0 | 0 | 0 | 0 | 0 | 0 | 0 | 0 | 0 | 0 | 0 | 0 | 0
Commercial_Restaurant (WA)_Existing_Food Preparation_Natural Gas_Broiler_E6_Baseline Forecast | Commercial | Restaurant (WA) | Existing | Food Preparation | Natural Gas | Broiler | E6 |  | Baseline Forecast | 0 | 0 | 0 | 0 | 0 | 0 | 0 | 0 | 0 | 0 | 0 | 0 | 0 | 0 | 0 | 0 | 0 | 0 | 0 | 0 | 0 | 0 | 0 | 0 | 0 | 0 | 0
Commercial_Restaurant (WA)_Existing_Food Preparation_Natural Gas_Broiler_E7_Baseline Forecast | Commercial | Restaurant (WA) | Existing | Food Preparation | Natural Gas | Broiler | E7 |  | Baseline Forecast | 0 | 0 | 0 | 0 | 0 | 0 | 0 | 0 | 0 | 0 | 0 | 0 | 0 | 0 | 0 | 0 | 0 | 0 | 0 | 0 | 0 | 0 | 0 | 0 | 0 | 0 | 0
Commercial_Restaurant (WA)_Existing_Food Preparation_Natural Gas_Broiler_E8_Baseline Forecast | Commercial | Restaurant (WA) | Existing | Food Preparation | Natural Gas | Broiler | E8 |  | Baseline Forecast | 0 | 0 | 0 | 0 | 0 | 0 | 0 | 0 | 0 | 0 | 0 | 0 | 0 | 0 | 0 | 0 | 0 | 0 | 0 | 0 | 0 | 0 | 0 | 0 | 0 | 0 | 0
Commercial_Restaurant (WA)_Existing_Food Preparation_Natural Gas_Broiler_E9_Baseline Forecast | Commercial | Restaurant (WA) | Existing | Food Preparation | Natural Gas | Broiler | E9 |  | Baseline Forecast | 0 | 0 | 0 | 0 | 0 | 0 | 0 | 0 | 0 | 0 | 0 | 0 | 0 | 0 | 0 | 0 | 0 | 0 | 0 | 0 | 0 | 0 | 0 | 0 | 0 | 0 | 0
Commercial_Restaurant (WA)_Existing_Food Preparation_Natural Gas_Broiler_E10_Baseline Forecast | Commercial | Restaurant (WA) | Existing | Food Preparation | Natural Gas | Broiler | E10 |  | Baseline Forecast | 0 | 0 | 0 | 0 | 0 | 0 | 0 | 0 | 0 | 0 | 0 | 0 | 0 | 0 | 0 | 0 | 0 | 0 | 0 | 0 | 0 | 0 | 0 | 0 | 0 | 0 | 0
Commercial_Restaurant (WA)_Existing_Food Preparation_Natural Gas_Broiler_Vintage_Baseline Forecast | Commercial | Restaurant (WA) | Existing | Food Preparation | Natural Gas | Broiler | Vintage | Vintage | Baseline Forecast | 783043.1321 | 741879.5744 | 697941.056 | 651816.9363 | 604016.9238 | 554981.1897 | 505089.2108 | 454667.5 | 403996.3651 | 353315.8175 | 308993.0447 | 270230.4764 | 236330.5958 | 206683.3885 | 180755.3648 | 158079.9606 | 138249.1412 | 120906.059 | 105738.6322 | 92473.9293 | 80873.2571 | 70727.8664 | 61855.195 | 54095.5828 | 47309.3985 | 41374.5278 | 36184.1748
Commercial_Restaurant (WA)_Existing_Food Preparation_Natural Gas_Griddle_E1_Baseline Forecast | Commercial | Restaurant (WA) | Existing | Food Preparation | Natural Gas | Griddle | E1 | Standard | Baseline Forecast | 0 | 23146.5269 | 48709.3354 | 76207.6745 | 105225.4486 | 135403.0124 | 166429.9976 | 198039.0408 | 230000.3005 | 262116.6628 | 289220.7125 | 311957.0955 | 330889.3319 | 346509.9978 | 359249.6292 | 369484.5081 | 377543.4733 | 383713.8754 | 388246.7856 | 391361.5501 | 393249.7743 | 394078.8057 | 393994.7814 | 393125.2914 | 391581.7099 | 389461.232 | 386848.6562
Commercial_Restaurant (WA)_Existing_Food Preparation_Natural Gas_Griddle_E2_Baseline Forecast | Commercial | Restaurant (WA) | Existing | Food Preparation | Natural Gas | Griddle | E2 | ENERGY STAR | Baseline Forecast | 0 | 9454.2152 | 19895.3623 | 31127.0783 | 42979.4086 | 55305.4558 | 67978.4497 | 80889.1857 | 93943.7847 | 107061.7355 | 118132.4037 | 127419.0953 | 135151.9806 | 141532.2526 | 146735.764 | 150916.2075 | 154207.8975 | 156728.2026 | 158579.673 | 159851.9008 | 160623.1472 | 160961.7657 | 160927.4459 | 160572.3021 | 159941.8252 | 159075.7145 | 158008.6061
Commercial_Restaurant (WA)_Existing_Food Preparation_Natural Gas_Griddle_E3_Baseline Forecast | Commercial | Restaurant (WA) | Existing | Food Preparation | Natural Gas | Griddle | E3 |  | Baseline Forecast | 0 | 0 | 0 | 0 | 0 | 0 | 0 | 0 | 0 | 0 | 0 | 0 | 0 | 0 | 0 | 0 | 0 | 0 | 0 | 0 | 0 | 0 | 0 | 0 | 0 | 0 | 0
Commercial_Restaurant (WA)_Existing_Food Preparation_Natural Gas_Griddle_E4_Baseline Forecast | Commercial | Restaurant (WA) | Existing | Food Preparation | Natural Gas | Griddle | E4 |  | Baseline Forecast | 0 | 0 | 0 | 0 | 0 | 0 | 0 | 0 | 0 | 0 | 0 | 0 | 0 | 0 | 0 | 0 | 0 | 0 | 0 | 0 | 0 | 0 | 0 | 0 | 0 | 0 | 0
Commercial_Restaurant (WA)_Existing_Food Preparation_Natural Gas_Griddle_E5_Baseline Forecast | Commercial | Restaurant (WA) | Existing | Food Preparation | Natural Gas | Griddle | E5 |  | Baseline Forecast | 0 | 0 | 0 | 0 | 0 | 0 | 0 | 0 | 0 | 0 | 0 | 0 | 0 | 0 | 0 | 0 | 0 | 0 | 0 | 0 | 0 | 0 | 0 | 0 | 0 | 0 | 0
Commercial_Restaurant (WA)_Existing_Food Preparation_Natural Gas_Griddle_E6_Baseline Forecast | Commercial | Restaurant (WA) | Existing | Food Preparation | Natural Gas | Griddle | E6 |  | Baseline Forecast | 0 | 0 | 0 | 0 | 0 | 0 | 0 | 0 | 0 | 0 | 0 | 0 | 0 | 0 | 0 | 0 | 0 | 0 | 0 | 0 | 0 | 0 | 0 | 0 | 0 | 0 | 0
Commercial_Restaurant (WA)_Existing_Food Preparation_Natural Gas_Griddle_E7_Baseline Forecast | Commercial | Restaurant (WA) | Existing | Food Preparation | Natural Gas | Griddle | E7 |  | Baseline Forecast | 0 | 0 | 0 | 0 | 0 | 0 | 0 | 0 | 0 | 0 | 0 | 0 | 0 | 0 | 0 | 0 | 0 | 0 | 0 | 0 | 0 | 0 | 0 | 0 | 0 | 0 | 0
Commercial_Restaurant (WA)_Existing_Food Preparation_Natural Gas_Griddle_E8_Baseline Forecast | Commercial | Restaurant (WA) | Existing | Food Preparation | Natural Gas | Griddle | E8 |  | Baseline Forecast | 0 | 0 | 0 | 0 | 0 | 0 | 0 | 0 | 0 | 0 | 0 | 0 | 0 | 0 | 0 | 0 | 0 | 0 | 0 | 0 | 0 | 0 | 0 | 0 | 0 | 0 | 0
Commercial_Restaurant (WA)_Existing_Food Preparation_Natural Gas_Griddle_E9_Baseline Forecast | Commercial | Restaurant (WA) | Existing | Food Preparation | Natural Gas | Griddle | E9 |  | Baseline Forecast | 0 | 0 | 0 | 0 | 0 | 0 | 0 | 0 | 0 | 0 | 0 | 0 | 0 | 0 | 0 | 0 | 0 | 0 | 0 | 0 | 0 | 0 | 0 | 0 | 0 | 0 | 0
Commercial_Restaurant (WA)_Existing_Food Preparation_Natural Gas_Griddle_E10_Baseline Forecast | Commercial | Restaurant (WA) | Existing | Food Preparation | Natural Gas | Griddle | E10 |  | Baseline Forecast | 0 | 0 | 0 | 0 | 0 | 0 | 0 | 0 | 0 | 0 | 0 | 0 | 0 | 0 | 0 | 0 | 0 | 0 | 0 | 0 | 0 | 0 | 0 | 0 | 0 | 0 | 0
Commercial_Restaurant (WA)_Existing_Food Preparation_Natural Gas_Griddle_Vintage_Baseline Forecast | Commercial | Restaurant (WA) | Existing | Food Preparation | Natural Gas | Griddle | Vintage | Vintage | Baseline Forecast | 894649.8718 | 847619.2931 | 797418.2401 | 744720.073 | 690107.149 | 634082.3766 | 577079.3193 | 519471.0277 | 461577.7618 | 403673.7415 | 353033.6664 | 308746.2889 | 270014.6756 | 236141.8668 | 206518.3351 | 180611.0171 | 157953.721 | 138138.7381 | 120809.5057 | 105654.1914 | 92400.0814 | 80808.6733 | 70671.3845 | 61805.7987 | 54052.3831 | 47271.6182 | 41341.4869
Commercial_Restaurant (WA)_Existing_Food Preparation_Natural Gas_Range_E1_Baseline Forecast | Commercial | Restaurant (WA) | Existing | Food Preparation | Natural Gas | Range | E1 | Standard | Baseline Forecast | 0 | 13381.1438 | 30280.2334 | 49739.424 | 71009.8804 | 93507.1681 | 116776.1451 | 140463.3297 | 164295.1535 | 188060.8468 | 205819.2527 | 218864.6244 | 228215.4177 | 234673.0134 | 238867.9372 | 241296.2391 | 242348.1274 | 242330.5067 | 241484.7169 | 240000.4959 | 238026.9695 | 235681.301 | 233055.5001 | 230221.7808 | 227236.78 | 224144.8768 | 220980.8055
Commercial_Restaurant (WA)_Existing_Food Preparation_Natural Gas_Range_E2_Baseline Forecast | Commercial | Restaurant (WA) | Existing | Food Preparation | Natural Gas | Range | E2 | High Efficiency | Baseline Forecast | 0 | 19255.7922 | 43573.9944 | 71576.2444 | 102184.9498 | 134559.0955 | 168043.721 | 202130.1574 | 236424.7331 | 270624.1454 | 296178.9247 | 314951.5327 | 328407.5523 | 337700.19 | 343736.7877 | 347231.1734 | 348744.8663 | 348719.5096 | 347502.3974 | 345366.5672 | 342526.6146 | 339151.1405 | 335372.5489 | 331294.7577 | 326999.2687 | 322549.9446 | 317996.769
Commercial_Restaurant (WA)_Existing_Food Preparation_Natural Gas_Range_E3_Baseline Forecast | Commercial | Restaurant (WA) | Existing | Food Preparation | Natural Gas | Range | E3 |  | Baseline Forecast | 0 | 0 | 0 | 0 | 0 | 0 | 0 | 0 | 0 | 0 | 0 | 0 | 0 | 0 | 0 | 0 | 0 | 0 | 0 | 0 | 0 | 0 | 0 | 0 | 0 | 0 | 0
Commercial_Restaurant (WA)_Existing_Food Preparation_Natural Gas_Range_E4_Baseline Forecast | Commercial | Restaurant (WA) | Existing | Food Preparation | Natural Gas | Range | E4 |  | Baseline Forecast | 0 | 0 | 0 | 0 | 0 | 0 | 0 | 0 | 0 | 0 | 0 | 0 | 0 | 0 | 0 | 0 | 0 | 0 | 0 | 0 | 0 | 0 | 0 | 0 | 0 | 0 | 0
Commercial_Restaurant (WA)_Existing_Food Preparation_Natural Gas_Range_E5_Baseline Forecast | Commercial | Restaurant (WA) | Existing | Food Preparation | Natural Gas | Range | E5 |  | Baseline Forecast | 0 | 0 | 0 | 0 | 0 | 0 | 0 | 0 | 0 | 0 | 0 | 0 | 0 | 0 | 0 | 0 | 0 | 0 | 0 | 0 | 0 | 0 | 0 | 0 | 0 | 0 | 0
Commercial_Restaurant (WA)_Existing_Food Preparation_Natural Gas_Range_E6_Baseline Forecast | Commercial | Restaurant (WA) | Existing | Food Preparation | Natural Gas | Range | E6 |  | Baseline Forecast | 0 | 0 | 0 | 0 | 0 | 0 | 0 | 0 | 0 | 0 | 0 | 0 | 0 | 0 | 0 | 0 | 0 | 0 | 0 | 0 | 0 | 0 | 0 | 0 | 0 | 0 | 0
Commercial_Restaurant (WA)_Existing_Food Preparation_Natural Gas_Range_E7_Baseline Forecast | Commercial | Restaurant (WA) | Existing | Food Preparation | Natural Gas | Range | E7 |  | Baseline Forecast | 0 | 0 | 0 | 0 | 0 | 0 | 0 | 0 | 0 | 0 | 0 | 0 | 0 | 0 | 0 | 0 | 0 | 0 | 0 | 0 | 0 | 0 | 0 | 0 | 0 | 0 | 0
Commercial_Restaurant (WA)_Existing_Food Preparation_Natural Gas_Range_E8_Baseline Forecast | Commercial | Restaurant (WA) | Existing | Food Preparation | Natural Gas | Range | E8 |  | Baseline Forecast | 0 | 0 | 0 | 0 | 0 | 0 | 0 | 0 | 0 | 0 | 0 | 0 | 0 | 0 | 0 | 0 | 0 | 0 | 0 | 0 | 0 | 0 | 0 | 0 | 0 | 0 | 0
Commercial_Restaurant (WA)_Existing_Food Preparation_Natural Gas_Range_E9_Baseline Forecast | Commercial | Restaurant (WA) | Existing | Food Preparation | Natural Gas | Range | E9 |  | Baseline Forecast | 0 | 0 | 0 | 0 | 0 | 0 | 0 | 0 | 0 | 0 | 0 | 0 | 0 | 0 | 0 | 0 | 0 | 0 | 0 | 0 | 0 | 0 | 0 | 0 | 0 | 0 | 0
Commercial_Restaurant (WA)_Existing_Food Preparation_Natural Gas_Range_E10_Baseline Forecast | Commercial | Restaurant (WA) | Existing | Food Preparation | Natural Gas | Range | E10 |  | Baseline Forecast | 0 | 0 | 0 | 0 | 0 | 0 | 0 | 0 | 0 | 0 | 0 | 0 | 0 | 0 | 0 | 0 | 0 | 0 | 0 | 0 | 0 | 0 | 0 | 0 | 0 | 0 | 0
Commercial_Restaurant (WA)_Existing_Food Preparation_Natural Gas_Range_Vintage_Baseline Forecast | Commercial | Restaurant (WA) | Existing | Food Preparation | Natural Gas | Range | Vintage | Vintage | Baseline Forecast | 829299.1937 | 783286.4642 | 728909.1176 | 668499.8811 | 603881.7589 | 536476.8321 | 467391.8893 | 397485.8206 | 327422.6581 | 257713.318 | 202845.3213 | 159658.898 | 125667.0036 | 98912.0932 | 77853.3895 | 61278.1517 | 48231.8355 | 37963.1222 | 29880.651 | 23518.964 | 18511.7007 | 14570.4999 | 11468.3935 | 9026.7355 | 7104.9144 | 5592.2552 | 4401.646
Commercial_Restaurant (WA)_Existing_Food Preparation_Natural Gas_Steamer_E1_Baseline Forecast | Commercial | Restaurant (WA) | Existing | Food Preparation | Natural Gas | Steamer | E1 | Standard | Baseline Forecast | 0 | 1044.888 | 2198.8526 | 3440.1915 | 4750.1213 | 6112.4066 | 7513.0369 | 8939.9425 | 10382.7481 | 11832.5553 | 13056.0951 | 14082.4682 | 14937.1134 | 15642.2665 | 16217.3631 | 16679.3893 | 17043.1897 | 17321.736 | 17526.3621 | 17666.9698 | 17752.2087 | 17789.6331 | 17785.84 | 17746.5892 | 17676.9084 | 17581.1851 | 17463.2473
Commercial_Restaurant (WA)_Existing_Food Preparation_Natural Gas_Steamer_E2_Baseline Forecast | Commercial | Restaurant (WA) | Existing | Food Preparation | Natural Gas | Steamer | E2 | ENERGY STAR | Baseline Forecast | 0 | 1044.888 | 2198.8526 | 3440.1915 | 4750.1213 | 6112.4066 | 7513.0369 | 8939.9425 | 10382.7481 | 11832.5553 | 13056.0951 | 14082.4682 | 14937.1134 | 15642.2665 | 16217.3631 | 16679.3893 | 17043.1897 | 17321.736 | 17526.3621 | 17666.9698 | 17752.2087 | 17789.6331 | 17785.84 | 17746.5892 | 17676.9084 | 17581.1851 | 17463.2473
Commercial_Restaurant (WA)_Existing_Food Preparation_Natural Gas_Steamer_E3_Baseline Forecast | Commercial | Restaurant (WA) | Existing | Food Preparation | Natural Gas | Steamer | E3 |  | Baseline Forecast | 0 | 0 | 0 | 0 | 0 | 0 | 0 | 0 | 0 | 0 | 0 | 0 | 0 | 0 | 0 | 0 | 0 | 0 | 0 | 0 | 0 | 0 | 0 | 0 | 0 | 0 | 0
Commercial_Restaurant (WA)_Existing_Food Preparation_Natural Gas_Steamer_E4_Baseline Forecast | Commercial | Restaurant (WA) | Existing | Food Preparation | Natural Gas | Steamer | E4 |  | Baseline Forecast | 0 | 0 | 0 | 0 | 0 | 0 | 0 | 0 | 0 | 0 | 0 | 0 | 0 | 0 | 0 | 0 | 0 | 0 | 0 | 0 | 0 | 0 | 0 | 0 | 0 | 0 | 0
Commercial_Restaurant (WA)_Existing_Food Preparation_Natural Gas_Steamer_E5_Baseline Forecast | Commercial | Restaurant (WA) | Existing | Food Preparation | Natural Gas | Steamer | E5 |  | Baseline Forecast | 0 | 0 | 0 | 0 | 0 | 0 | 0 | 0 | 0 | 0 | 0 | 0 | 0 | 0 | 0 | 0 | 0 | 0 | 0 | 0 | 0 | 0 | 0 | 0 | 0 | 0 | 0
Commercial_Restaurant (WA)_Existing_Food Preparation_Natural Gas_Steamer_E6_Baseline Forecast | Commercial | Restaurant (WA) | Existing | Food Preparation | Natural Gas | Steamer | E6 |  | Baseline Forecast | 0 | 0 | 0 | 0 | 0 | 0 | 0 | 0 | 0 | 0 | 0 | 0 | 0 | 0 | 0 | 0 | 0 | 0 | 0 | 0 | 0 | 0 | 0 | 0 | 0 | 0 | 0
Commercial_Restaurant (WA)_Existing_Food Preparation_Natural Gas_Steamer_E7_Baseline Forecast | Commercial | Restaurant (WA) | Existing | Food Preparation | Natural Gas | Steamer | E7 |  | Baseline Forecast | 0 | 0 | 0 | 0 | 0 | 0 | 0 | 0 | 0 | 0 | 0 | 0 | 0 | 0 | 0 | 0 | 0 | 0 | 0 | 0 | 0 | 0 | 0 | 0 | 0 | 0 | 0
Commercial_Restaurant (WA)_Existing_Food Preparation_Natural Gas_Steamer_E8_Baseline Forecast | Commercial | Restaurant (WA) | Existing | Food Preparation | Natural Gas | Steamer | E8 |  | Baseline Forecast | 0 | 0 | 0 | 0 | 0 | 0 | 0 | 0 | 0 | 0 | 0 | 0 | 0 | 0 | 0 | 0 | 0 | 0 | 0 | 0 | 0 | 0 | 0 | 0 | 0 | 0 | 0
Commercial_Restaurant (WA)_Existing_Food Preparation_Natural Gas_Steamer_E9_Baseline Forecast | Commercial | Restaurant (WA) | Existing | Food Preparation | Natural Gas | Steamer | E9 |  | Baseline Forecast | 0 | 0 | 0 | 0 | 0 | 0 | 0 | 0 | 0 | 0 | 0 | 0 | 0 | 0 | 0 | 0 | 0 | 0 | 0 | 0 | 0 | 0 | 0 | 0 | 0 | 0 | 0
Commercial_Restaurant (WA)_Existing_Food Preparation_Natural Gas_Steamer_E10_Baseline Forecast | Commercial | Restaurant (WA) | Existing | Food Preparation | Natural Gas | Steamer | E10 |  | Baseline Forecast | 0 | 0 | 0 | 0 | 0 | 0 | 0 | 0 | 0 | 0 | 0 | 0 | 0 | 0 | 0 | 0 | 0 | 0 | 0 | 0 | 0 | 0 | 0 | 0 | 0 | 0 | 0
Commercial_Restaurant (WA)_Existing_Food Preparation_Natural Gas_Steamer_Vintage_Baseline Forecast | Commercial | Restaurant (WA) | Existing | Food Preparation | Natural Gas | Steamer | Vintage | Vintage | Baseline Forecast | 57348.9354 | 54334.1766 | 51116.1837 | 47738.1205 | 44237.3174 | 40646.0118 | 36991.9962 | 33299.1837 | 29588.1038 | 25876.3345 | 22630.1993 | 19791.2854 | 17308.5077 | 15137.1895 | 13238.2589 | 11577.5455 | 10125.1652 | 8854.9832 | 7744.143 | 6772.6555 | 5923.0392 | 5180.0056 | 4530.1842 | 3961.8815 | 3464.8713 | 3030.21 | 2650.0761
Commercial_Restaurant (WA)_Existing_Food Preparation_Natural Gas_Food Prep Other_E1_Baseline Forecast | Commercial | Restaurant (WA) | Existing | Food Preparation | Natural Gas | Food Prep Other | E1 | Standard | Baseline Forecast | 0 | 93.9911 | 212.6927 | 349.3768 | 498.7836 | 656.8077 | 820.2524 | 986.6345 | 1154.0327 | 1320.9663 | 1445.7039 | 1537.3364 | 1603.0178 | 1648.3768 | 1677.8426 | 1694.8993 | 1702.2879 | 1702.1642 | 1696.2232 | 1685.7978 | 1671.9355 | 1655.4592 | 1637.0152 | 1617.1107 | 1596.1437 | 1574.4257 | 1552.2008
Commercial_Restaurant (WA)_Existing_Food Preparation_Natural Gas_Food Prep Other_E2_Baseline Forecast | Commercial | Restaurant (WA) | Existing | Food Preparation | Natural Gas | Food Prep Other | E2 | ENERGY STAR | Baseline Forecast | 0 | 33.0239 | 74.7299 | 122.754 | 175.2483 | 230.7703 | 288.1968 | 346.6554 | 405.4709 | 464.1233 | 507.95 | 540.1452 | 563.2225 | 579.1594 | 589.5123 | 595.5052 | 598.1012 | 598.0577 | 595.9703 | 592.3073 | 587.4368 | 581.6478 | 575.1675 | 568.174 | 560.8072 | 553.1766 | 545.3679
Commercial_Restaurant (WA)_Existing_Food Preparation_Natural Gas_Food Prep Other_E3_Baseline Forecast | Commercial | Restaurant (WA) | Existing | Food Preparation | Natural Gas | Food Prep Other | E3 |  | Baseline Forecast | 0 | 0 | 0 | 0 | 0 | 0 | 0 | 0 | 0 | 0 | 0 | 0 | 0 | 0 | 0 | 0 | 0 | 0 | 0 | 0 | 0 | 0 | 0 | 0 | 0 | 0 | 0
Commercial_Restaurant (WA)_Existing_Food Preparation_Natural Gas_Food Prep Other_E4_Baseline Forecast | Commercial | Restaurant (WA) | Existing | Food Preparation | Natural Gas | Food Prep Other | E4 |  | Baseline Forecast | 0 | 0 | 0 | 0 | 0 | 0 | 0 | 0 | 0 | 0 | 0 | 0 | 0 | 0 | 0 | 0 | 0 | 0 | 0 | 0 | 0 | 0 | 0 | 0 | 0 | 0 | 0
Commercial_Restaurant (WA)_Existing_Food Preparation_Natural Gas_Food Prep Other_E5_Baseline Forecast | Commercial | Restaurant (WA) | Existing | Food Preparation | Natural Gas | Food Prep Other | E5 |  | Baseline Forecast | 0 | 0 | 0 | 0 | 0 | 0 | 0 | 0 | 0 | 0 | 0 | 0 | 0 | 0 | 0 | 0 | 0 | 0 | 0 | 0 | 0 | 0 | 0 | 0 | 0 | 0 | 0
Commercial_Restaurant (WA)_Existing_Food Preparation_Natural Gas_Food Prep Other_E6_Baseline Forecast | Commercial | Restaurant (WA) | Existing | Food Preparation | Natural Gas | Food Prep Other | E6 |  | Baseline Forecast | 0 | 0 | 0 | 0 | 0 | 0 | 0 | 0 | 0 | 0 | 0 | 0 | 0 | 0 | 0 | 0 | 0 | 0 | 0 | 0 | 0 | 0 | 0 | 0 | 0 | 0 | 0
Commercial_Restaurant (WA)_Existing_Food Preparation_Natural Gas_Food Prep Other_E7_Baseline Forecast | Commercial | Restaurant (WA) | Existing | Food Preparation | Natural Gas | Food Prep Other | E7 |  | Baseline Forecast | 0 | 0 | 0 | 0 | 0 | 0 | 0 | 0 | 0 | 0 | 0 | 0 | 0 | 0 | 0 | 0 | 0 | 0 | 0 | 0 | 0 | 0 | 0 | 0 | 0 | 0 | 0
Commercial_Restaurant (WA)_Existing_Food Preparation_Natural Gas_Food Prep Other_E8_Baseline Forecast | Commercial | Restaurant (WA) | Existing | Food Preparation | Natural Gas | Food Prep Other | E8 |  | Baseline Forecast | 0 | 0 | 0 | 0 | 0 | 0 | 0 | 0 | 0 | 0 | 0 | 0 | 0 | 0 | 0 | 0 | 0 | 0 | 0 | 0 | 0 | 0 | 0 | 0 | 0 | 0 | 0
Commercial_Restaurant (WA)_Existing_Food Preparation_Natural Gas_Food Prep Other_E9_Baseline Forecast | Commercial | Restaurant (WA) | Existing | Food Preparation | Natural Gas | Food Prep Other | E9 |  | Baseline Forecast | 0 | 0 | 0 | 0 | 0 | 0 | 0 | 0 | 0 | 0 | 0 | 0 | 0 | 0 | 0 | 0 | 0 | 0 | 0 | 0 | 0 | 0 | 0 | 0 | 0 | 0 | 0
Commercial_Restaurant (WA)_Existing_Food Preparation_Natural Gas_Food Prep Other_E10_Baseline Forecast | Commercial | Restaurant (WA) | Existing | Food Preparation | Natural Gas | Food Prep Other | E10 |  | Baseline Forecast | 0 | 0 | 0 | 0 | 0 | 0 | 0 | 0 | 0 | 0 | 0 | 0 | 0 | 0 | 0 | 0 | 0 | 0 | 0 | 0 | 0 | 0 | 0 | 0 | 0 | 0 | 0
Commercial_Restaurant (WA)_Existing_Food Preparation_Natural Gas_Food Prep Other_Vintage_Baseline Forecast | Commercial | Restaurant (WA) | Existing | Food Preparation | Natural Gas | Food Prep Other | Vintage | Vintage | Baseline Forecast | 3227.4293 | 3048.359 | 2836.7357 | 2601.6377 | 2350.1598 | 2087.8364 | 1818.9747 | 1546.9174 | 1274.2488 | 1002.9571 | 789.4243 | 621.3533 | 489.0652 | 384.9416 | 302.9863 | 238.4796 | 187.7065 | 147.7432 | 116.2882 | 91.53 | 72.043 | 56.7048 | 44.6322 | 35.1298 | 27.6506 | 21.7637 | 17.1301
Commercial_Restaurant (WA)_Existing_Miscellaneous_Natural Gas_Pool Heater_E1_Baseline Forecast | Commercial | Restaurant (WA) | Existing | Miscellaneous | Natural Gas | Pool Heater | E1 | Standard (EF .82) | Baseline Forecast | 0 | 0 | 0 | 0 | 0 | 0 | 0 | 0 | 0 | 0 | 0 | 0 | 0 | 0 | 0 | 0 | 0 | 0 | 0 | 0 | 0 | 0 | 0 | 0 | 0 | 0 | 0
Commercial_Restaurant (WA)_Existing_Miscellaneous_Natural Gas_Pool Heater_E2_Baseline Forecast | Commercial | Restaurant (WA) | Existing | Miscellaneous | Natural Gas | Pool Heater | E2 | Condensing (EF .90) | Baseline Forecast | 0 | 0 | 0 | 0 | 0 | 0 | 0 | 0 | 0 | 0 | 0 | 0 | 0 | 0 | 0 | 0 | 0 | 0 | 0 | 0 | 0 | 0 | 0 | 0 | 0 | 0 | 0
Commercial_Restaurant (WA)_Existing_Miscellaneous_Natural Gas_Pool Heater_E3_Baseline Forecast | Commercial | Restaurant (WA) | Existing | Miscellaneous | Natural Gas | Pool Heater | E3 |  | Baseline Forecast | 0 | 0 | 0 | 0 | 0 | 0 | 0 | 0 | 0 | 0 | 0 | 0 | 0 | 0 | 0 | 0 | 0 | 0 | 0 | 0 | 0 | 0 | 0 | 0 | 0 | 0 | 0
Commercial_Restaurant (WA)_Existing_Miscellaneous_Natural Gas_Pool Heater_E4_Baseline Forecast | Commercial | Restaurant (WA) | Existing | Miscellaneous | Natural Gas | Pool Heater | E4 |  | Baseline Forecast | 0 | 0 | 0 | 0 | 0 | 0 | 0 | 0 | 0 | 0 | 0 | 0 | 0 | 0 | 0 | 0 | 0 | 0 | 0 | 0 | 0 | 0 | 0 | 0 | 0 | 0 | 0
Commercial_Restaurant (WA)_Existing_Miscellaneous_Natural Gas_Pool Heater_E5_Baseline Forecast | Commercial | Restaurant (WA) | Existing | Miscellaneous | Natural Gas | Pool Heater | E5 |  | Baseline Forecast | 0 | 0 | 0 | 0 | 0 | 0 | 0 | 0 | 0 | 0 | 0 | 0 | 0 | 0 | 0 | 0 | 0 | 0 | 0 | 0 | 0 | 0 | 0 | 0 | 0 | 0 | 0
Commercial_Restaurant (WA)_Existing_Miscellaneous_Natural Gas_Pool Heater_E6_Baseline Forecast | Commercial | Restaurant (WA) | Existing | Miscellaneous | Natural Gas | Pool Heater | E6 |  | Baseline Forecast | 0 | 0 | 0 | 0 | 0 | 0 | 0 | 0 | 0 | 0 | 0 | 0 | 0 | 0 | 0 | 0 | 0 | 0 | 0 | 0 | 0 | 0 | 0 | 0 | 0 | 0 | 0
Commercial_Restaurant (WA)_Existing_Miscellaneous_Natural Gas_Pool Heater_E7_Baseline Forecast | Commercial | Restaurant (WA) | Existing | Miscellaneous | Natural Gas | Pool Heater | E7 |  | Baseline Forecast | 0 | 0 | 0 | 0 | 0 | 0 | 0 | 0 | 0 | 0 | 0 | 0 | 0 | 0 | 0 | 0 | 0 | 0 | 0 | 0 | 0 | 0 | 0 | 0 | 0 | 0 | 0
Commercial_Restaurant (WA)_Existing_Miscellaneous_Natural Gas_Pool Heater_E8_Baseline Forecast | Commercial | Restaurant (WA) | Existing | Miscellaneous | Natural Gas | Pool Heater | E8 |  | Baseline Forecast | 0 | 0 | 0 | 0 | 0 | 0 | 0 | 0 | 0 | 0 | 0 | 0 | 0 | 0 | 0 | 0 | 0 | 0 | 0 | 0 | 0 | 0 | 0 | 0 | 0 | 0 | 0
Commercial_Restaurant (WA)_Existing_Miscellaneous_Natural Gas_Pool Heater_E9_Baseline Forecast | Commercial | Restaurant (WA) | Existing | Miscellaneous | Natural Gas | Pool Heater | E9 |  | Baseline Forecast | 0 | 0 | 0 | 0 | 0 | 0 | 0 | 0 | 0 | 0 | 0 | 0 | 0 | 0 | 0 | 0 | 0 | 0 | 0 | 0 | 0 | 0 | 0 | 0 | 0 | 0 | 0
Commercial_Restaurant (WA)_Existing_Miscellaneous_Natural Gas_Pool Heater_E10_Baseline Forecast | Commercial | Restaurant (WA) | Existing | Miscellaneous | Natural Gas | Pool Heater | E10 |  | Baseline Forecast | 0 | 0 | 0 | 0 | 0 | 0 | 0 | 0 | 0 | 0 | 0 | 0 | 0 | 0 | 0 | 0 | 0 | 0 | 0 | 0 | 0 | 0 | 0 | 0 | 0 | 0 | 0
Commercial_Restaurant (WA)_Existing_Miscellaneous_Natural Gas_Pool Heater_Vintage_Baseline Forecast | Commercial | Restaurant (WA) | Existing | Miscellaneous | Natural Gas | Pool Heater | Vintage | Vintage | Baseline Forecast | 0 | 0 | 0 | 0 | 0 | 0 | 0 | 0 | 0 | 0 | 0 | 0 | 0 | 0 | 0 | 0 | 0 | 0 | 0 | 0 | 0 | 0 | 0 | 0 | 0 | 0 | 0
Commercial_Restaurant (WA)_Existing_Miscellaneous_Natural Gas_Miscellaneous_E1_Baseline Forecast | Commercial | Restaurant (WA) | Existing | Miscellaneous | Natural Gas | Miscellaneous | E1 | Standard | Baseline Forecast | 0 | 85902.5891 | 185132.6152 | 294715.47 | 384893.3414 | 458742.6952 | 518857.3885 | 567424.2958 | 606287.0845 | 636999.9989 | 660873.216 | 679011.0957 | 692344.437 | 701657.6805 | 707611.8485 | 710763.8906 | 711582.9982 | 710464.3626 | 707740.7772 | 703692.422 | 698555.1148 | 692527.2693 | 685775.7629 | 678440.8854 | 670640.5117 | 662473.6209 | 654023.2637
Commercial_Restaurant (WA)_Existing_Miscellaneous_Natural Gas_Miscellaneous_E2_Baseline Forecast | Commercial | Restaurant (WA) | Existing | Miscellaneous | Natural Gas | Miscellaneous | E2 |  | Baseline Forecast | 0 | 0 | 0 | 0 | 0 | 0 | 0 | 0 | 0 | 0 | 0 | 0 | 0 | 0 | 0 | 0 | 0 | 0 | 0 | 0 | 0 | 0 | 0 | 0 | 0 | 0 | 0
Commercial_Restaurant (WA)_Existing_Miscellaneous_Natural Gas_Miscellaneous_E3_Baseline Forecast | Commercial | Restaurant (WA) | Existing | Miscellaneous | Natural Gas | Miscellaneous | E3 |  | Baseline Forecast | 0 | 0 | 0 | 0 | 0 | 0 | 0 | 0 | 0 | 0 | 0 | 0 | 0 | 0 | 0 | 0 | 0 | 0 | 0 | 0 | 0 | 0 | 0 | 0 | 0 | 0 | 0
Commercial_Restaurant (WA)_Existing_Miscellaneous_Natural Gas_Miscellaneous_E4_Baseline Forecast | Commercial | Restaurant (WA) | Existing | Miscellaneous | Natural Gas | Miscellaneous | E4 |  | Baseline Forecast | 0 | 0 | 0 | 0 | 0 | 0 | 0 | 0 | 0 | 0 | 0 | 0 | 0 | 0 | 0 | 0 | 0 | 0 | 0 | 0 | 0 | 0 | 0 | 0 | 0 | 0 | 0
Commercial_Restaurant (WA)_Existing_Miscellaneous_Natural Gas_Miscellaneous_E5_Baseline Forecast | Commercial | Restaurant (WA) | Existing | Miscellaneous | Natural Gas | Miscellaneous | E5 |  | Baseline Forecast | 0 | 0 | 0 | 0 | 0 | 0 | 0 | 0 | 0 | 0 | 0 | 0 | 0 | 0 | 0 | 0 | 0 | 0 | 0 | 0 | 0 | 0 | 0 | 0 | 0 | 0 | 0
Commercial_Restaurant (WA)_Existing_Miscellaneous_Natural Gas_Miscellaneous_E6_Baseline Forecast | Commercial | Restaurant (WA) | Existing | Miscellaneous | Natural Gas | Miscellaneous | E6 |  | Baseline Forecast | 0 | 0 | 0 | 0 | 0 | 0 | 0 | 0 | 0 | 0 | 0 | 0 | 0 | 0 | 0 | 0 | 0 | 0 | 0 | 0 | 0 | 0 | 0 | 0 | 0 | 0 | 0
Commercial_Restaurant (WA)_Existing_Miscellaneous_Natural Gas_Miscellaneous_E7_Baseline Forecast | Commercial | Restaurant (WA) | Existing | Miscellaneous | Natural Gas | Miscellaneous | E7 |  | Baseline Forecast | 0 | 0 | 0 | 0 | 0 | 0 | 0 | 0 | 0 | 0 | 0 | 0 | 0 | 0 | 0 | 0 | 0 | 0 | 0 | 0 | 0 | 0 | 0 | 0 | 0 | 0 | 0
Commercial_Restaurant (WA)_Existing_Miscellaneous_Natural Gas_Miscellaneous_E8_Baseline Forecast | Commercial | Restaurant (WA) | Existing | Miscellaneous | Natural Gas | Miscellaneous | E8 |  | Baseline Forecast | 0 | 0 | 0 | 0 | 0 | 0 | 0 | 0 | 0 | 0 | 0 | 0 | 0 | 0 | 0 | 0 | 0 | 0 | 0 | 0 | 0 | 0 | 0 | 0 | 0 | 0 | 0
Commercial_Restaurant (WA)_Existing_Miscellaneous_Natural Gas_Miscellaneous_E9_Baseline Forecast | Commercial | Restaurant (WA) | Existing | Miscellaneous | Natural Gas | Miscellaneous | E9 |  | Baseline Forecast | 0 | 0 | 0 | 0 | 0 | 0 | 0 | 0 | 0 | 0 | 0 | 0 | 0 | 0 | 0 | 0 | 0 | 0 | 0 | 0 | 0 | 0 | 0 | 0 | 0 | 0 | 0
Commercial_Restaurant (WA)_Existing_Miscellaneous_Natural Gas_Miscellaneous_E10_Baseline Forecast | Commercial | Restaurant (WA) | Existing | Miscellaneous | Natural Gas | Miscellaneous | E10 |  | Baseline Forecast | 0 | 0 | 0 | 0 | 0 | 0 | 0 | 0 | 0 | 0 | 0 | 0 | 0 | 0 | 0 | 0 | 0 | 0 | 0 | 0 | 0 | 0 | 0 | 0 | 0 | 0 | 0
Commercial_Restaurant (WA)_Existing_Miscellaneous_Natural Gas_Miscellaneous_Vintage_Baseline Forecast | Commercial | Restaurant (WA) | Existing | Miscellaneous | Natural Gas | Miscellaneous | Vintage | Vintage | Baseline Forecast | 1018626.3295 | 916294.2835 | 800899.7917 | 675413.1884 | 569588.0806 | 480343.8652 | 405082.6144 | 341613.449 | 288088.7612 | 242950.4299 | 204884.4639 | 172782.7507 | 145710.799 | 122880.5355 | 103627.3641 | 87390.8185 | 73698.2479 | 62151.057 | 52413.1034 | 44200.912 | 37275.4235 | 31435.0346 | 26509.7296 | 22356.1314 | 18853.3274 | 15899.3499 | 13408.2075
Commercial_Restaurant (WA)_New_Space Heating_Natural Gas_Furnace_E1_Baseline Forecast | Commercial | Restaurant (WA) | New | Space Heating | Natural Gas | Furnace | E1 | AFUE 80% (Standard) | Baseline Forecast | 0 | 17505.9024 | 33812.694 | 50283.6035 | 66781.0155 | 82967.1552 | 98895.3089 | 114509.5621 | 129894.9319 | 145059.0708 | 159995.938 | 174435.6682 | 188685.9242 | 202731.4238 | 216529.5511 | 230078.5743 | 243463.1256 | 256640.4526 | 269604.1418 | 282347.7364 | 294914.7633 | 307480.5951 | 319833.9964 | 331991.0833 | 343972.4801 | 355821.5111 | 366453.5961
Commercial_Restaurant (WA)_New_Space Heating_Natural Gas_Furnace_E2_Baseline Forecast | Commercial | Restaurant (WA) | New | Space Heating | Natural Gas | Furnace | E2 | AFUE 90% | Baseline Forecast | 0 | 0 | 0 | 0 | 0 | 0 | 0 | 0 | 0 | 0 | 0 | 0 | 0 | 0 | 0 | 0 | 0 | 0 | 0 | 0 | 0 | 0 | 0 | 0 | 0 | 0 | 0
Commercial_Restaurant (WA)_New_Space Heating_Natural Gas_Furnace_E3_Baseline Forecast | Commercial | Restaurant (WA) | New | Space Heating | Natural Gas | Furnace | E3 | AFUE 96% | Baseline Forecast | 0 | 0 | 0 | 0 | 0 | 0 | 0 | 0 | 0 | 0 | 0 | 0 | 0 | 0 | 0 | 0 | 0 | 0 | 0 | 0 | 0 | 0 | 0 | 0 | 0 | 0 | 0
Commercial_Restaurant (WA)_New_Space Heating_Natural Gas_Furnace_E4_Baseline Forecast | Commercial | Restaurant (WA) | New | Space Heating | Natural Gas | Furnace | E4 |  | Baseline Forecast | 0 | 0 | 0 | 0 | 0 | 0 | 0 | 0 | 0 | 0 | 0 | 0 | 0 | 0 | 0 | 0 | 0 | 0 | 0 | 0 | 0 | 0 | 0 | 0 | 0 | 0 | 0
Commercial_Restaurant (WA)_New_Space Heating_Natural Gas_Furnace_E5_Baseline Forecast | Commercial | Restaurant (WA) | New | Space Heating | Natural Gas | Furnace | E5 |  | Baseline Forecast | 0 | 0 | 0 | 0 | 0 | 0 | 0 | 0 | 0 | 0 | 0 | 0 | 0 | 0 | 0 | 0 | 0 | 0 | 0 | 0 | 0 | 0 | 0 | 0 | 0 | 0 | 0
Commercial_Restaurant (WA)_New_Space Heating_Natural Gas_Furnace_E6_Baseline Forecast | Commercial | Restaurant (WA) | New | Space Heating | Natural Gas | Furnace | E6 |  | Baseline Forecast | 0 | 0 | 0 | 0 | 0 | 0 | 0 | 0 | 0 | 0 | 0 | 0 | 0 | 0 | 0 | 0 | 0 | 0 | 0 | 0 | 0 | 0 | 0 | 0 | 0 | 0 | 0
Commercial_Restaurant (WA)_New_Space Heating_Natural Gas_Furnace_E7_Baseline Forecast | Commercial | Restaurant (WA) | New | Space Heating | Natural Gas | Furnace | E7 |  | Baseline Forecast | 0 | 0 | 0 | 0 | 0 | 0 | 0 | 0 | 0 | 0 | 0 | 0 | 0 | 0 | 0 | 0 | 0 | 0 | 0 | 0 | 0 | 0 | 0 | 0 | 0 | 0 | 0
Commercial_Restaurant (WA)_New_Space Heating_Natural Gas_Furnace_E8_Baseline Forecast | Commercial | Restaurant (WA) | New | Space Heating | Natural Gas | Furnace | E8 |  | Baseline Forecast | 0 | 0 | 0 | 0 | 0 | 0 | 0 | 0 | 0 | 0 | 0 | 0 | 0 | 0 | 0 | 0 | 0 | 0 | 0 | 0 | 0 | 0 | 0 | 0 | 0 | 0 | 0
Commercial_Restaurant (WA)_New_Space Heating_Natural Gas_Furnace_E9_Baseline Forecast | Commercial | Restaurant (WA) | New | Space Heating | Natural Gas | Furnace | E9 |  | Baseline Forecast | 0 | 0 | 0 | 0 | 0 | 0 | 0 | 0 | 0 | 0 | 0 | 0 | 0 | 0 | 0 | 0 | 0 | 0 | 0 | 0 | 0 | 0 | 0 | 0 | 0 | 0 | 0
Commercial_Restaurant (WA)_New_Space Heating_Natural Gas_Furnace_E10_Baseline Forecast | Commercial | Restaurant (WA) | New | Space Heating | Natural Gas | Furnace | E10 |  | Baseline Forecast | 0 | 0 | 0 | 0 | 0 | 0 | 0 | 0 | 0 | 0 | 0 | 0 | 0 | 0 | 0 | 0 | 0 | 0 | 0 | 0 | 0 | 0 | 0 | 0 | 0 | 0 | 0
Commercial_Restaurant (WA)_New_Space Heating_Natural Gas_Furnace_Vintage_Baseline Forecast | Commercial | Restaurant (WA) | New | Space Heating | Natural Gas | Furnace | Vintage | Vintage | Baseline Forecast | 0 | 0 | 0 | 0 | 0 | 0 | 0 | 0 | 0 | 0 | 0 | 0 | 0 | 0 | 0 | 0 | 0 | 0 | 0 | 0 | 0 | 0 | 0 | 0 | 0 | 0 | 0
Commercial_Restaurant (WA)_New_Space Heating_Natural Gas_Boiler_E1_Baseline Forecast | Commercial | Restaurant (WA) | New | Space Heating | Natural Gas | Boiler | E1 | AFUE 80% (Standard) | Baseline Forecast | 0 | 74.9987 | 144.8601 | 215.4246 | 283.7126 | 350.7122 | 416.6438 | 481.2762 | 530.1013 | 578.2243 | 625.6261 | 671.4502 | 716.6731 | 761.2461 | 805.0341 | 848.0316 | 896.8333 | 944.8795 | 992.1466 | 1038.6113 | 1084.4322 | 1130.2488 | 1175.2908 | 1219.617 | 1263.3026 | 1306.5056 | 1345.2715
Commercial_Restaurant (WA)_New_Space Heating_Natural Gas_Boiler_E2_Baseline Forecast | Commercial | Restaurant (WA) | New | Space Heating | Natural Gas | Boiler | E2 | AFUE 85% | Baseline Forecast | 0 | 0 | 0 | 0 | 0 | 0 | 0 | 0 | 0 | 0 | 0 | 0 | 0 | 0 | 0 | 0 | 0 | 0 | 0 | 0 | 0 | 0 | 0 | 0 | 0 | 0 | 0
Commercial_Restaurant (WA)_New_Space Heating_Natural Gas_Boiler_E3_Baseline Forecast | Commercial | Restaurant (WA) | New | Space Heating | Natural Gas | Boiler | E3 | AFUE 97% | Baseline Forecast | 0 | 15.9088 | 30.7279 | 45.6961 | 63.0785 | 80.133 | 96.9156 | 113.3674 | 144.438 | 175.0617 | 205.2265 | 234.3873 | 263.1655 | 291.5301 | 319.3952 | 346.7573 | 367.461 | 387.8442 | 407.897 | 427.6093 | 447.0484 | 466.4858 | 485.5945 | 504.3995 | 522.9328 | 541.2614 | 557.7075
Commercial_Restaurant (WA)_New_Space Heating_Natural Gas_Boiler_E4_Baseline Forecast | Commercial | Restaurant (WA) | New | Space Heating | Natural Gas | Boiler | E4 | Convert to NG Air Source Heat Pump | Baseline Forecast | 0 | 0 | 0 | 0 | 0 | 0 | 0 | 0 | 0 | 0 | 0 | 0 | 0 | 0 | 0 | 0 | 0 | 0 | 0 | 0 | 0 | 0 | 0 | 0 | 0 | 0 | 0
Commercial_Restaurant (WA)_New_Space Heating_Natural Gas_Boiler_E5_Baseline Forecast | Commercial | Restaurant (WA) | New | Space Heating | Natural Gas | Boiler | E5 |  | Baseline Forecast | 0 | 0 | 0 | 0 | 0 | 0 | 0 | 0 | 0 | 0 | 0 | 0 | 0 | 0 | 0 | 0 | 0 | 0 | 0 | 0 | 0 | 0 | 0 | 0 | 0 | 0 | 0
Commercial_Restaurant (WA)_New_Space Heating_Natural Gas_Boiler_E6_Baseline Forecast | Commercial | Restaurant (WA) | New | Space Heating | Natural Gas | Boiler | E6 |  | Baseline Forecast | 0 | 0 | 0 | 0 | 0 | 0 | 0 | 0 | 0 | 0 | 0 | 0 | 0 | 0 | 0 | 0 | 0 | 0 | 0 | 0 | 0 | 0 | 0 | 0 | 0 | 0 | 0
Commercial_Restaurant (WA)_New_Space Heating_Natural Gas_Boiler_E7_Baseline Forecast | Commercial | Restaurant (WA) | New | Space Heating | Natural Gas | Boiler | E7 |  | Baseline Forecast | 0 | 0 | 0 | 0 | 0 | 0 | 0 | 0 | 0 | 0 | 0 | 0 | 0 | 0 | 0 | 0 | 0 | 0 | 0 | 0 | 0 | 0 | 0 | 0 | 0 | 0 | 0
Commercial_Restaurant (WA)_New_Space Heating_Natural Gas_Boiler_E8_Baseline Forecast | Commercial | Restaurant (WA) | New | Space Heating | Natural Gas | Boiler | E8 |  | Baseline Forecast | 0 | 0 | 0 | 0 | 0 | 0 | 0 | 0 | 0 | 0 | 0 | 0 | 0 | 0 | 0 | 0 | 0 | 0 | 0 | 0 | 0 | 0 | 0 | 0 | 0 | 0 | 0
Commercial_Restaurant (WA)_New_Space Heating_Natural Gas_Boiler_E9_Baseline Forecast | Commercial | Restaurant (WA) | New | Space Heating | Natural Gas | Boiler | E9 |  | Baseline Forecast | 0 | 0 | 0 | 0 | 0 | 0 | 0 | 0 | 0 | 0 | 0 | 0 | 0 | 0 | 0 | 0 | 0 | 0 | 0 | 0 | 0 | 0 | 0 | 0 | 0 | 0 | 0
Commercial_Restaurant (WA)_New_Space Heating_Natural Gas_Boiler_E10_Baseline Forecast | Commercial | Restaurant (WA) | New | Space Heating | Natural Gas | Boiler | E10 |  | Baseline Forecast | 0 | 0 | 0 | 0 | 0 | 0 | 0 | 0 | 0 | 0 | 0 | 0 | 0 | 0 | 0 | 0 | 0 | 0 | 0 | 0 | 0 | 0 | 0 | 0 | 0 | 0 | 0
Commercial_Restaurant (WA)_New_Space Heating_Natural Gas_Boiler_Vintage_Baseline Forecast | Commercial | Restaurant (WA) | New | Space Heating | Natural Gas | Boiler | Vintage | Vintage | Baseline Forecast | 0 | 0 | 0 | 0 | 0 | 0 | 0 | 0 | 0 | 0 | 0 | 0 | 0 | 0 | 0 | 0 | 0 | 0 | 0 | 0 | 0 | 0 | 0 | 0 | 0 | 0 | 0
Commercial_Restaurant (WA)_New_Space Heating_Natural Gas_Unit Heater_E1_Baseline Forecast | Commercial | Restaurant (WA) | New | Space Heating | Natural Gas | Unit Heater | E1 | Standard | Baseline Forecast | 0 | 195.6858 | 377.9676 | 562.0839 | 746.4966 | 927.4297 | 1105.479 | 1280.0194 | 1452.0013 | 1621.5102 | 1788.4786 | 1949.8899 | 2109.1831 | 2266.1876 | 2420.4269 | 2571.8816 | 2721.4978 | 2868.7975 | 3013.7092 | 3156.1606 | 3296.6383 | 3437.1026 | 3575.1923 | 3711.0876 | 3845.019 | 3977.4707 | 4096.3191
Commercial_Restaurant (WA)_New_Space Heating_Natural Gas_Unit Heater_E2_Baseline Forecast | Commercial | Restaurant (WA) | New | Space Heating | Natural Gas | Unit Heater | E2 | Condensing | Baseline Forecast | 0 | 0 | 0 | 0 | 0 | 0 | 0 | 0 | 0 | 0 | 0 | 0 | 0 | 0 | 0 | 0 | 0 | 0 | 0 | 0 | 0 | 0 | 0 | 0 | 0 | 0 | 0
Commercial_Restaurant (WA)_New_Space Heating_Natural Gas_Unit Heater_E3_Baseline Forecast | Commercial | Restaurant (WA) | New | Space Heating | Natural Gas | Unit Heater | E3 | Infrared Radiant | Baseline Forecast | 0 | 0 | 0 | 0 | 0 | 0 | 0 | 0 | 0 | 0 | 0 | 0 | 0 | 0 | 0 | 0 | 0 | 0 | 0 | 0 | 0 | 0 | 0 | 0 | 0 | 0 | 0
Commercial_Restaurant (WA)_New_Space Heating_Natural Gas_Unit Heater_E4_Baseline Forecast | Commercial | Restaurant (WA) | New | Space Heating | Natural Gas | Unit Heater | E4 |  | Baseline Forecast | 0 | 0 | 0 | 0 | 0 | 0 | 0 | 0 | 0 | 0 | 0 | 0 | 0 | 0 | 0 | 0 | 0 | 0 | 0 | 0 | 0 | 0 | 0 | 0 | 0 | 0 | 0
Commercial_Restaurant (WA)_New_Space Heating_Natural Gas_Unit Heater_E5_Baseline Forecast | Commercial | Restaurant (WA) | New | Space Heating | Natural Gas | Unit Heater | E5 |  | Baseline Forecast | 0 | 0 | 0 | 0 | 0 | 0 | 0 | 0 | 0 | 0 | 0 | 0 | 0 | 0 | 0 | 0 | 0 | 0 | 0 | 0 | 0 | 0 | 0 | 0 | 0 | 0 | 0
Commercial_Restaurant (WA)_New_Space Heating_Natural Gas_Unit Heater_E6_Baseline Forecast | Commercial | Restaurant (WA) | New | Space Heating | Natural Gas | Unit Heater | E6 |  | Baseline Forecast | 0 | 0 | 0 | 0 | 0 | 0 | 0 | 0 | 0 | 0 | 0 | 0 | 0 | 0 | 0 | 0 | 0 | 0 | 0 | 0 | 0 | 0 | 0 | 0 | 0 | 0 | 0
Commercial_Restaurant (WA)_New_Space Heating_Natural Gas_Unit Heater_E7_Baseline Forecast | Commercial | Restaurant (WA) | New | Space Heating | Natural Gas | Unit Heater | E7 |  | Baseline Forecast | 0 | 0 | 0 | 0 | 0 | 0 | 0 | 0 | 0 | 0 | 0 | 0 | 0 | 0 | 0 | 0 | 0 | 0 | 0 | 0 | 0 | 0 | 0 | 0 | 0 | 0 | 0
Commercial_Restaurant (WA)_New_Space Heating_Natural Gas_Unit Heater_E8_Baseline Forecast | Commercial | Restaurant (WA) | New | Space Heating | Natural Gas | Unit Heater | E8 |  | Baseline Forecast | 0 | 0 | 0 | 0 | 0 | 0 | 0 | 0 | 0 | 0 | 0 | 0 | 0 | 0 | 0 | 0 | 0 | 0 | 0 | 0 | 0 | 0 | 0 | 0 | 0 | 0 | 0
Commercial_Restaurant (WA)_New_Space Heating_Natural Gas_Unit Heater_E9_Baseline Forecast | Commercial | Restaurant (WA) | New | Space Heating | Natural Gas | Unit Heater | E9 |  | Baseline Forecast | 0 | 0 | 0 | 0 | 0 | 0 | 0 | 0 | 0 | 0 | 0 | 0 | 0 | 0 | 0 | 0 | 0 | 0 | 0 | 0 | 0 | 0 | 0 | 0 | 0 | 0 | 0
Commercial_Restaurant (WA)_New_Space Heating_Natural Gas_Unit Heater_E10_Baseline Forecast | Commercial | Restaurant (WA) | New | Space Heating | Natural Gas | Unit Heater | E10 |  | Baseline Forecast | 0 | 0 | 0 | 0 | 0 | 0 | 0 | 0 | 0 | 0 | 0 | 0 | 0 | 0 | 0 | 0 | 0 | 0 | 0 | 0 | 0 | 0 | 0 | 0 | 0 | 0 | 0
Commercial_Restaurant (WA)_New_Space Heating_Natural Gas_Unit Heater_Vintage_Baseline Forecast | Commercial | Restaurant (WA) | New | Space Heating | Natural Gas | Unit Heater | Vintage | Vintage | Baseline Forecast | 0 | 0 | 0 | 0 | 0 | 0 | 0 | 0 | 0 | 0 | 0 | 0 | 0 | 0 | 0 | 0 | 0 | 0 | 0 | 0 | 0 | 0 | 0 | 0 | 0 | 0 | 0
Commercial_Restaurant (WA)_New_Water Heating_Natural Gas_Water Heater_E1_Baseline Forecast | Commercial | Restaurant (WA) | New | Water Heating | Natural Gas | Water Heater | E1 | TE 0.80 | Baseline Forecast | 0 | 9351.3129 | 18062.0842 | 26860.5241 | 35673.121 | 44319.4424 | 52827.9527 | 61168.7834 | 69387.349 | 77487.7374 | 85466.7217 | 93180.145 | 100792.3549 | 108295.1879 | 115665.8794 | 122903.5044 | 130053.2717 | 137092.3438 | 144017.2947 | 150824.6753 | 157537.737 | 164250.1602 | 170849.1071 | 177343.1868 | 183743.4162 | 190072.9383 | 195752.3916
Commercial_Restaurant (WA)_New_Water Heating_Natural Gas_Water Heater_E2_Baseline Forecast | Commercial | Restaurant (WA) | New | Water Heating | Natural Gas | Water Heater | E2 | TE 0.90 | Baseline Forecast | 0 | 0 | 0 | 0 | 0 | 0 | 0 | 0 | 0 | 0 | 0 | 0 | 0 | 0 | 0 | 0 | 0 | 0 | 0 | 0 | 0 | 0 | 0 | 0 | 0 | 0 | 0
Commercial_Restaurant (WA)_New_Water Heating_Natural Gas_Water Heater_E3_Baseline Forecast | Commercial | Restaurant (WA) | New | Water Heating | Natural Gas | Water Heater | E3 | TE 0.94 | Baseline Forecast | 0 | 10545.0976 | 20367.8822 | 30289.5271 | 40227.1365 | 49977.2436 | 59571.9466 | 68977.5643 | 78245.3085 | 87379.789 | 96377.367 | 105075.4827 | 113659.464 | 122120.1055 | 130431.7364 | 138593.3135 | 146655.817 | 154593.494 | 162402.4812 | 170078.8892 | 177648.9374 | 185218.2657 | 192659.6314 | 199982.7425 | 207200.0225 | 214337.5687 | 220742.0586
Commercial_Restaurant (WA)_New_Water Heating_Natural Gas_Water Heater_E4_Baseline Forecast | Commercial | Restaurant (WA) | New | Water Heating | Natural Gas | Water Heater | E4 | Instantaneous TE 0.94 | Baseline Forecast | 0 | 0 | 0 | 0 | 0 | 0 | 0 | 0 | 0 | 0 | 0 | 0 | 0 | 0 | 0 | 0 | 0 | 0 | 0 | 0 | 0 | 0 | 0 | 0 | 0 | 0 | 0
Commercial_Restaurant (WA)_New_Water Heating_Natural Gas_Water Heater_E5_Baseline Forecast | Commercial | Restaurant (WA) | New | Water Heating | Natural Gas | Water Heater | E5 | Gas-Fired Absorption HPWH | Baseline Forecast | 0 | 0 | 0 | 0 | 0 | 0 | 0 | 0 | 0 | 0 | 0 | 0 | 0 | 0 | 0 | 0 | 0 | 0 | 0 | 0 | 0 | 0 | 0 | 0 | 0 | 0 | 0
Commercial_Restaurant (WA)_New_Water Heating_Natural Gas_Water Heater_E6_Baseline Forecast | Commercial | Restaurant (WA) | New | Water Heating | Natural Gas | Water Heater | E6 |  | Baseline Forecast | 0 | 0 | 0 | 0 | 0 | 0 | 0 | 0 | 0 | 0 | 0 | 0 | 0 | 0 | 0 | 0 | 0 | 0 | 0 | 0 | 0 | 0 | 0 | 0 | 0 | 0 | 0
Commercial_Restaurant (WA)_New_Water Heating_Natural Gas_Water Heater_E7_Baseline Forecast | Commercial | Restaurant (WA) | New | Water Heating | Natural Gas | Water Heater | E7 |  | Baseline Forecast | 0 | 0 | 0 | 0 | 0 | 0 | 0 | 0 | 0 | 0 | 0 | 0 | 0 | 0 | 0 | 0 | 0 | 0 | 0 | 0 | 0 | 0 | 0 | 0 | 0 | 0 | 0
Commercial_Restaurant (WA)_New_Water Heating_Natural Gas_Water Heater_E8_Baseline Forecast | Commercial | Restaurant (WA) | New | Water Heating | Natural Gas | Water Heater | E8 |  | Baseline Forecast | 0 | 0 | 0 | 0 | 0 | 0 | 0 | 0 | 0 | 0 | 0 | 0 | 0 | 0 | 0 | 0 | 0 | 0 | 0 | 0 | 0 | 0 | 0 | 0 | 0 | 0 | 0
Commercial_Restaurant (WA)_New_Water Heating_Natural Gas_Water Heater_E9_Baseline Forecast | Commercial | Restaurant (WA) | New | Water Heating | Natural Gas | Water Heater | E9 |  | Baseline Forecast | 0 | 0 | 0 | 0 | 0 | 0 | 0 | 0 | 0 | 0 | 0 | 0 | 0 | 0 | 0 | 0 | 0 | 0 | 0 | 0 | 0 | 0 | 0 | 0 | 0 | 0 | 0
Commercial_Restaurant (WA)_New_Water Heating_Natural Gas_Water Heater_E10_Baseline Forecast | Commercial | Restaurant (WA) | New | Water Heating | Natural Gas | Water Heater | E10 |  | Baseline Forecast | 0 | 0 | 0 | 0 | 0 | 0 | 0 | 0 | 0 | 0 | 0 | 0 | 0 | 0 | 0 | 0 | 0 | 0 | 0 | 0 | 0 | 0 | 0 | 0 | 0 | 0 | 0
Commercial_Restaurant (WA)_New_Water Heating_Natural Gas_Water Heater_Vintage_Baseline Forecast | Commercial | Restaurant (WA) | New | Water Heating | Natural Gas | Water Heater | Vintage | Vintage | Baseline Forecast | 0 | 0 | 0 | 0 | 0 | 0 | 0 | 0 | 0 | 0 | 0 | 0 | 0 | 0 | 0 | 0 | 0 | 0 | 0 | 0 | 0 | 0 | 0 | 0 | 0 | 0 | 0
Commercial_Restaurant (WA)_New_Food Preparation_Natural Gas_Oven_E1_Baseline Forecast | Commercial | Restaurant (WA) | New | Food Preparation | Natural Gas | Oven | E1 | Standard | Baseline Forecast | 0 | 583.9601 | 1127.9205 | 1677.3554 | 2227.6744 | 2767.61 | 3298.9398 | 3819.7985 | 4333.0221 | 4838.8659 | 5337.1284 | 5818.8075 | 6294.1661 | 6762.6945 | 7222.971 | 7674.938 | 8121.4185 | 8560.9865 | 8993.4279 | 9418.5275 | 9837.7371 | 10256.9068 | 10668.9904 | 11074.5252 | 11474.1995 | 11869.4583 | 12224.1223
Commercial_Restaurant (WA)_New_Food Preparation_Natural Gas_Oven_E2_Baseline Forecast | Commercial | Restaurant (WA) | New | Food Preparation | Natural Gas | Oven | E2 | ENERGY STAR (>42% Baking Efficiency) | Baseline Forecast | 0 | 840.3329 | 1623.105 | 2413.7553 | 3205.6778 | 3982.6583 | 4747.2548 | 5496.7832 | 6235.3245 | 6963.2461 | 7680.258 | 8373.4059 | 9057.4586 | 9731.6823 | 10394.0315 | 11044.423 | 11686.9193 | 12319.4683 | 12941.7621 | 13553.4907 | 14156.7436 | 14759.9391 | 15352.9373 | 15936.5119 | 16511.6529 | 17080.4399 | 17590.8101
Commercial_Restaurant (WA)_New_Food Preparation_Natural Gas_Oven_E3_Baseline Forecast | Commercial | Restaurant (WA) | New | Food Preparation | Natural Gas | Oven | E3 |  | Baseline Forecast | 0 | 0 | 0 | 0 | 0 | 0 | 0 | 0 | 0 | 0 | 0 | 0 | 0 | 0 | 0 | 0 | 0 | 0 | 0 | 0 | 0 | 0 | 0 | 0 | 0 | 0 | 0
Commercial_Restaurant (WA)_New_Food Preparation_Natural Gas_Oven_E4_Baseline Forecast | Commercial | Restaurant (WA) | New | Food Preparation | Natural Gas | Oven | E4 |  | Baseline Forecast | 0 | 0 | 0 | 0 | 0 | 0 | 0 | 0 | 0 | 0 | 0 | 0 | 0 | 0 | 0 | 0 | 0 | 0 | 0 | 0 | 0 | 0 | 0 | 0 | 0 | 0 | 0
Commercial_Restaurant (WA)_New_Food Preparation_Natural Gas_Oven_E5_Baseline Forecast | Commercial | Restaurant (WA) | New | Food Preparation | Natural Gas | Oven | E5 |  | Baseline Forecast | 0 | 0 | 0 | 0 | 0 | 0 | 0 | 0 | 0 | 0 | 0 | 0 | 0 | 0 | 0 | 0 | 0 | 0 | 0 | 0 | 0 | 0 | 0 | 0 | 0 | 0 | 0
Commercial_Restaurant (WA)_New_Food Preparation_Natural Gas_Oven_E6_Baseline Forecast | Commercial | Restaurant (WA) | New | Food Preparation | Natural Gas | Oven | E6 |  | Baseline Forecast | 0 | 0 | 0 | 0 | 0 | 0 | 0 | 0 | 0 | 0 | 0 | 0 | 0 | 0 | 0 | 0 | 0 | 0 | 0 | 0 | 0 | 0 | 0 | 0 | 0 | 0 | 0
Commercial_Restaurant (WA)_New_Food Preparation_Natural Gas_Oven_E7_Baseline Forecast | Commercial | Restaurant (WA) | New | Food Preparation | Natural Gas | Oven | E7 |  | Baseline Forecast | 0 | 0 | 0 | 0 | 0 | 0 | 0 | 0 | 0 | 0 | 0 | 0 | 0 | 0 | 0 | 0 | 0 | 0 | 0 | 0 | 0 | 0 | 0 | 0 | 0 | 0 | 0
Commercial_Restaurant (WA)_New_Food Preparation_Natural Gas_Oven_E8_Baseline Forecast | Commercial | Restaurant (WA) | New | Food Preparation | Natural Gas | Oven | E8 |  | Baseline Forecast | 0 | 0 | 0 | 0 | 0 | 0 | 0 | 0 | 0 | 0 | 0 | 0 | 0 | 0 | 0 | 0 | 0 | 0 | 0 | 0 | 0 | 0 | 0 | 0 | 0 | 0 | 0
Commercial_Restaurant (WA)_New_Food Preparation_Natural Gas_Oven_E9_Baseline Forecast | Commercial | Restaurant (WA) | New | Food Preparation | Natural Gas | Oven | E9 |  | Baseline Forecast | 0 | 0 | 0 | 0 | 0 | 0 | 0 | 0 | 0 | 0 | 0 | 0 | 0 | 0 | 0 | 0 | 0 | 0 | 0 | 0 | 0 | 0 | 0 | 0 | 0 | 0 | 0
Commercial_Restaurant (WA)_New_Food Preparation_Natural Gas_Oven_E10_Baseline Forecast | Commercial | Restaurant (WA) | New | Food Preparation | Natural Gas | Oven | E10 |  | Baseline Forecast | 0 | 0 | 0 | 0 | 0 | 0 | 0 | 0 | 0 | 0 | 0 | 0 | 0 | 0 | 0 | 0 | 0 | 0 | 0 | 0 | 0 | 0 | 0 | 0 | 0 | 0 | 0
Commercial_Restaurant (WA)_New_Food Preparation_Natural Gas_Oven_Vintage_Baseline Forecast | Commercial | Restaurant (WA) | New | Food Preparation | Natural Gas | Oven | Vintage | Vintage | Baseline Forecast | 0 | 0 | 0 | 0 | 0 | 0 | 0 | 0 | 0 | 0 | 0 | 0 | 0 | 0 | 0 | 0 | 0 | 0 | 0 | 0 | 0 | 0 | 0 | 0 | 0 | 0 | 0
Commercial_Restaurant (WA)_New_Food Preparation_Natural Gas_Conveyor Oven_E1_Baseline Forecast | Commercial | Restaurant (WA) | New | Food Preparation | Natural Gas | Conveyor Oven | E1 | Standard | Baseline Forecast | 0 | 291.9801 | 563.9602 | 838.6777 | 1113.8372 | 1383.805 | 1649.4699 | 1909.8992 | 2166.5111 | 2419.433 | 2668.5642 | 2909.4038 | 3147.0831 | 3381.3472 | 3611.4855 | 3837.469 | 4060.7093 | 4280.4932 | 4496.714 | 4709.2637 | 4918.8685 | 5128.4534 | 5334.4952 | 5537.2626 | 5737.0997 | 5934.7291 | 6112.0611
Commercial_Restaurant (WA)_New_Food Preparation_Natural Gas_Conveyor Oven_E2_Baseline Forecast | Commercial | Restaurant (WA) | New | Food Preparation | Natural Gas | Conveyor Oven | E2 | ENERGY STAR (>42% Baking Efficiency) | Baseline Forecast | 0 | 420.1664 | 811.5525 | 1206.8777 | 1602.8389 | 1991.3292 | 2373.6274 | 2748.3916 | 3117.6622 | 3481.623 | 3840.129 | 4186.703 | 4528.7293 | 4865.8412 | 5197.0157 | 5522.2115 | 5843.4597 | 6159.7342 | 6470.8811 | 6776.7454 | 7078.3718 | 7379.9696 | 7676.4687 | 7968.256 | 8255.8265 | 8540.22 | 8795.4051
Commercial_Restaurant (WA)_New_Food Preparation_Natural Gas_Conveyor Oven_E3_Baseline Forecast | Commercial | Restaurant (WA) | New | Food Preparation | Natural Gas | Conveyor Oven | E3 |  | Baseline Forecast | 0 | 0 | 0 | 0 | 0 | 0 | 0 | 0 | 0 | 0 | 0 | 0 | 0 | 0 | 0 | 0 | 0 | 0 | 0 | 0 | 0 | 0 | 0 | 0 | 0 | 0 | 0
Commercial_Restaurant (WA)_New_Food Preparation_Natural Gas_Conveyor Oven_E4_Baseline Forecast | Commercial | Restaurant (WA) | New | Food Preparation | Natural Gas | Conveyor Oven | E4 |  | Baseline Forecast | 0 | 0 | 0 | 0 | 0 | 0 | 0 | 0 | 0 | 0 | 0 | 0 | 0 | 0 | 0 | 0 | 0 | 0 | 0 | 0 | 0 | 0 | 0 | 0 | 0 | 0 | 0
Commercial_Restaurant (WA)_New_Food Preparation_Natural Gas_Conveyor Oven_E5_Baseline Forecast | Commercial | Restaurant (WA) | New | Food Preparation | Natural Gas | Conveyor Oven | E5 |  | Baseline Forecast | 0 | 0 | 0 | 0 | 0 | 0 | 0 | 0 | 0 | 0 | 0 | 0 | 0 | 0 | 0 | 0 | 0 | 0 | 0 | 0 | 0 | 0 | 0 | 0 | 0 | 0 | 0
Commercial_Restaurant (WA)_New_Food Preparation_Natural Gas_Conveyor Oven_E6_Baseline Forecast | Commercial | Restaurant (WA) | New | Food Preparation | Natural Gas | Conveyor Oven | E6 |  | Baseline Forecast | 0 | 0 | 0 | 0 | 0 | 0 | 0 | 0 | 0 | 0 | 0 | 0 | 0 | 0 | 0 | 0 | 0 | 0 | 0 | 0 | 0 | 0 | 0 | 0 | 0 | 0 | 0
Commercial_Restaurant (WA)_New_Food Preparation_Natural Gas_Conveyor Oven_E7_Baseline Forecast | Commercial | Restaurant (WA) | New | Food Preparation | Natural Gas | Conveyor Oven | E7 |  | Baseline Forecast | 0 | 0 | 0 | 0 | 0 | 0 | 0 | 0 | 0 | 0 | 0 | 0 | 0 | 0 | 0 | 0 | 0 | 0 | 0 | 0 | 0 | 0 | 0 | 0 | 0 | 0 | 0
Commercial_Restaurant (WA)_New_Food Preparation_Natural Gas_Conveyor Oven_E8_Baseline Forecast | Commercial | Restaurant (WA) | New | Food Preparation | Natural Gas | Conveyor Oven | E8 |  | Baseline Forecast | 0 | 0 | 0 | 0 | 0 | 0 | 0 | 0 | 0 | 0 | 0 | 0 | 0 | 0 | 0 | 0 | 0 | 0 | 0 | 0 | 0 | 0 | 0 | 0 | 0 | 0 | 0
Commercial_Restaurant (WA)_New_Food Preparation_Natural Gas_Conveyor Oven_E9_Baseline Forecast | Commercial | Restaurant (WA) | New | Food Preparation | Natural Gas | Conveyor Oven | E9 |  | Baseline Forecast | 0 | 0 | 0 | 0 | 0 | 0 | 0 | 0 | 0 | 0 | 0 | 0 | 0 | 0 | 0 | 0 | 0 | 0 | 0 | 0 | 0 | 0 | 0 | 0 | 0 | 0 | 0
Commercial_Restaurant (WA)_New_Food Preparation_Natural Gas_Conveyor Oven_E10_Baseline Forecast | Commercial | Restaurant (WA) | New | Food Preparation | Natural Gas | Conveyor Oven | E10 |  | Baseline Forecast | 0 | 0 | 0 | 0 | 0 | 0 | 0 | 0 | 0 | 0 | 0 | 0 | 0 | 0 | 0 | 0 | 0 | 0 | 0 | 0 | 0 | 0 | 0 | 0 | 0 | 0 | 0
Commercial_Restaurant (WA)_New_Food Preparation_Natural Gas_Conveyor Oven_Vintage_Baseline Forecast | Commercial | Restaurant (WA) | New | Food Preparation | Natural Gas | Conveyor Oven | Vintage | Vintage | Baseline Forecast | 0 | 0 | 0 | 0 | 0 | 0 | 0 | 0 | 0 | 0 | 0 | 0 | 0 | 0 | 0 | 0 | 0 | 0 | 0 | 0 | 0 | 0 | 0 | 0 | 0 | 0 | 0
Commercial_Restaurant (WA)_New_Food Preparation_Natural Gas_Double Rack Oven_E1_Baseline Forecast | Commercial | Restaurant (WA) | New | Food Preparation | Natural Gas | Double Rack Oven | E1 | Standard | Baseline Forecast | 0 | 291.9801 | 563.9602 | 838.6777 | 1113.8372 | 1383.805 | 1649.4699 | 1909.8992 | 2166.5111 | 2419.433 | 2668.5642 | 2909.4038 | 3147.0831 | 3381.3472 | 3611.4855 | 3837.469 | 4060.7093 | 4280.4932 | 4496.714 | 4709.2637 | 4918.8685 | 5128.4534 | 5334.4952 | 5537.2626 | 5737.0997 | 5934.7291 | 6112.0611
Commercial_Restaurant (WA)_New_Food Preparation_Natural Gas_Double Rack Oven_E2_Baseline Forecast | Commercial | Restaurant (WA) | New | Food Preparation | Natural Gas | Double Rack Oven | E2 | FTSC Qualified (>50% Cooking Efficiency) | Baseline Forecast | 0 | 420.1664 | 811.5525 | 1206.8777 | 1602.8389 | 1991.3292 | 2373.6274 | 2748.3916 | 3117.6622 | 3481.623 | 3840.129 | 4186.703 | 4528.7293 | 4865.8412 | 5197.0157 | 5522.2115 | 5843.4597 | 6159.7342 | 6470.8811 | 6776.7454 | 7078.3718 | 7379.9696 | 7676.4687 | 7968.256 | 8255.8265 | 8540.22 | 8795.4051
Commercial_Restaurant (WA)_New_Food Preparation_Natural Gas_Double Rack Oven_E3_Baseline Forecast | Commercial | Restaurant (WA) | New | Food Preparation | Natural Gas | Double Rack Oven | E3 |  | Baseline Forecast | 0 | 0 | 0 | 0 | 0 | 0 | 0 | 0 | 0 | 0 | 0 | 0 | 0 | 0 | 0 | 0 | 0 | 0 | 0 | 0 | 0 | 0 | 0 | 0 | 0 | 0 | 0
Commercial_Restaurant (WA)_New_Food Preparation_Natural Gas_Double Rack Oven_E4_Baseline Forecast | Commercial | Restaurant (WA) | New | Food Preparation | Natural Gas | Double Rack Oven | E4 |  | Baseline Forecast | 0 | 0 | 0 | 0 | 0 | 0 | 0 | 0 | 0 | 0 | 0 | 0 | 0 | 0 | 0 | 0 | 0 | 0 | 0 | 0 | 0 | 0 | 0 | 0 | 0 | 0 | 0
Commercial_Restaurant (WA)_New_Food Preparation_Natural Gas_Double Rack Oven_E5_Baseline Forecast | Commercial | Restaurant (WA) | New | Food Preparation | Natural Gas | Double Rack Oven | E5 |  | Baseline Forecast | 0 | 0 | 0 | 0 | 0 | 0 | 0 | 0 | 0 | 0 | 0 | 0 | 0 | 0 | 0 | 0 | 0 | 0 | 0 | 0 | 0 | 0 | 0 | 0 | 0 | 0 | 0
Commercial_Restaurant (WA)_New_Food Preparation_Natural Gas_Double Rack Oven_E6_Baseline Forecast | Commercial | Restaurant (WA) | New | Food Preparation | Natural Gas | Double Rack Oven | E6 |  | Baseline Forecast | 0 | 0 | 0 | 0 | 0 | 0 | 0 | 0 | 0 | 0 | 0 | 0 | 0 | 0 | 0 | 0 | 0 | 0 | 0 | 0 | 0 | 0 | 0 | 0 | 0 | 0 | 0
Commercial_Restaurant (WA)_New_Food Preparation_Natural Gas_Double Rack Oven_E7_Baseline Forecast | Commercial | Restaurant (WA) | New | Food Preparation | Natural Gas | Double Rack Oven | E7 |  | Baseline Forecast | 0 | 0 | 0 | 0 | 0 | 0 | 0 | 0 | 0 | 0 | 0 | 0 | 0 | 0 | 0 | 0 | 0 | 0 | 0 | 0 | 0 | 0 | 0 | 0 | 0 | 0 | 0
Commercial_Restaurant (WA)_New_Food Preparation_Natural Gas_Double Rack Oven_E8_Baseline Forecast | Commercial | Restaurant (WA) | New | Food Preparation | Natural Gas | Double Rack Oven | E8 |  | Baseline Forecast | 0 | 0 | 0 | 0 | 0 | 0 | 0 | 0 | 0 | 0 | 0 | 0 | 0 | 0 | 0 | 0 | 0 | 0 | 0 | 0 | 0 | 0 | 0 | 0 | 0 | 0 | 0
Commercial_Restaurant (WA)_New_Food Preparation_Natural Gas_Double Rack Oven_E9_Baseline Forecast | Commercial | Restaurant (WA) | New | Food Preparation | Natural Gas | Double Rack Oven | E9 |  | Baseline Forecast | 0 | 0 | 0 | 0 | 0 | 0 | 0 | 0 | 0 | 0 | 0 | 0 | 0 | 0 | 0 | 0 | 0 | 0 | 0 | 0 | 0 | 0 | 0 | 0 | 0 | 0 | 0
Commercial_Restaurant (WA)_New_Food Preparation_Natural Gas_Double Rack Oven_E10_Baseline Forecast | Commercial | Restaurant (WA) | New | Food Preparation | Natural Gas | Double Rack Oven | E10 |  | Baseline Forecast | 0 | 0 | 0 | 0 | 0 | 0 | 0 | 0 | 0 | 0 | 0 | 0 | 0 | 0 | 0 | 0 | 0 | 0 | 0 | 0 | 0 | 0 | 0 | 0 | 0 | 0 | 0
Commercial_Restaurant (WA)_New_Food Preparation_Natural Gas_Double Rack Oven_Vintage_Baseline Forecast | Commercial | Restaurant (WA) | New | Food Preparation | Natural Gas | Double Rack Oven | Vintage | Vintage | Baseline Forecast | 0 | 0 | 0 | 0 | 0 | 0 | 0 | 0 | 0 | 0 | 0 | 0 | 0 | 0 | 0 | 0 | 0 | 0 | 0 | 0 | 0 | 0 | 0 | 0 | 0 | 0 | 0
Commercial_Restaurant (WA)_New_Food Preparation_Natural Gas_Fryer_E1_Baseline Forecast | Commercial | Restaurant (WA) | New | Food Preparation | Natural Gas | Fryer | E1 | Standard | Baseline Forecast | 0 | 13761.756 | 26580.8659 | 39528.9924 | 52497.953 | 65222.216 | 77743.6707 | 90018.3618 | 102113.1227 | 114033.9695 | 125776.1532 | 137127.5272 | 148329.9514 | 159371.4124 | 170218.4089 | 180869.5794 | 191391.4551 | 201750.4275 | 211941.4547 | 221959.461 | 231838.6637 | 241716.9269 | 251428.1939 | 260985.1342 | 270403.9609 | 279718.7319 | 288076.8364
Commercial_Restaurant (WA)_New_Food Preparation_Natural Gas_Fryer_E2_Baseline Forecast | Commercial | Restaurant (WA) | New | Food Preparation | Natural Gas | Fryer | E2 | ENERGY STAR | Baseline Forecast | 0 | 4835.2116 | 9339.2232 | 13888.5649 | 18445.2267 | 22915.9137 | 27315.3438 | 31628.0731 | 35877.5837 | 40065.9893 | 44191.6214 | 48179.942 | 52115.9289 | 55995.3611 | 59806.468 | 63548.7711 | 67245.6464 | 70885.2853 | 74465.9165 | 77985.7566 | 81456.8278 | 84927.5689 | 88339.6357 | 91697.4796 | 95006.7971 | 98279.5545 | 101216.1858
Commercial_Restaurant (WA)_New_Food Preparation_Natural Gas_Fryer_E3_Baseline Forecast | Commercial | Restaurant (WA) | New | Food Preparation | Natural Gas | Fryer | E3 |  | Baseline Forecast | 0 | 0 | 0 | 0 | 0 | 0 | 0 | 0 | 0 | 0 | 0 | 0 | 0 | 0 | 0 | 0 | 0 | 0 | 0 | 0 | 0 | 0 | 0 | 0 | 0 | 0 | 0
Commercial_Restaurant (WA)_New_Food Preparation_Natural Gas_Fryer_E4_Baseline Forecast | Commercial | Restaurant (WA) | New | Food Preparation | Natural Gas | Fryer | E4 |  | Baseline Forecast | 0 | 0 | 0 | 0 | 0 | 0 | 0 | 0 | 0 | 0 | 0 | 0 | 0 | 0 | 0 | 0 | 0 | 0 | 0 | 0 | 0 | 0 | 0 | 0 | 0 | 0 | 0
Commercial_Restaurant (WA)_New_Food Preparation_Natural Gas_Fryer_E5_Baseline Forecast | Commercial | Restaurant (WA) | New | Food Preparation | Natural Gas | Fryer | E5 |  | Baseline Forecast | 0 | 0 | 0 | 0 | 0 | 0 | 0 | 0 | 0 | 0 | 0 | 0 | 0 | 0 | 0 | 0 | 0 | 0 | 0 | 0 | 0 | 0 | 0 | 0 | 0 | 0 | 0
Commercial_Restaurant (WA)_New_Food Preparation_Natural Gas_Fryer_E6_Baseline Forecast | Commercial | Restaurant (WA) | New | Food Preparation | Natural Gas | Fryer | E6 |  | Baseline Forecast | 0 | 0 | 0 | 0 | 0 | 0 | 0 | 0 | 0 | 0 | 0 | 0 | 0 | 0 | 0 | 0 | 0 | 0 | 0 | 0 | 0 | 0 | 0 | 0 | 0 | 0 | 0
Commercial_Restaurant (WA)_New_Food Preparation_Natural Gas_Fryer_E7_Baseline Forecast | Commercial | Restaurant (WA) | New | Food Preparation | Natural Gas | Fryer | E7 |  | Baseline Forecast | 0 | 0 | 0 | 0 | 0 | 0 | 0 | 0 | 0 | 0 | 0 | 0 | 0 | 0 | 0 | 0 | 0 | 0 | 0 | 0 | 0 | 0 | 0 | 0 | 0 | 0 | 0
Commercial_Restaurant (WA)_New_Food Preparation_Natural Gas_Fryer_E8_Baseline Forecast | Commercial | Restaurant (WA) | New | Food Preparation | Natural Gas | Fryer | E8 |  | Baseline Forecast | 0 | 0 | 0 | 0 | 0 | 0 | 0 | 0 | 0 | 0 | 0 | 0 | 0 | 0 | 0 | 0 | 0 | 0 | 0 | 0 | 0 | 0 | 0 | 0 | 0 | 0 | 0
Commercial_Restaurant (WA)_New_Food Preparation_Natural Gas_Fryer_E9_Baseline Forecast | Commercial | Restaurant (WA) | New | Food Preparation | Natural Gas | Fryer | E9 |  | Baseline Forecast | 0 | 0 | 0 | 0 | 0 | 0 | 0 | 0 | 0 | 0 | 0 | 0 | 0 | 0 | 0 | 0 | 0 | 0 | 0 | 0 | 0 | 0 | 0 | 0 | 0 | 0 | 0
Commercial_Restaurant (WA)_New_Food Preparation_Natural Gas_Fryer_E10_Baseline Forecast | Commercial | Restaurant (WA) | New | Food Preparation | Natural Gas | Fryer | E10 |  | Baseline Forecast | 0 | 0 | 0 | 0 | 0 | 0 | 0 | 0 | 0 | 0 | 0 | 0 | 0 | 0 | 0 | 0 | 0 | 0 | 0 | 0 | 0 | 0 | 0 | 0 | 0 | 0 | 0
Commercial_Restaurant (WA)_New_Food Preparation_Natural Gas_Fryer_Vintage_Baseline Forecast | Commercial | Restaurant (WA) | New | Food Preparation | Natural Gas | Fryer | Vintage | Vintage | Baseline Forecast | 0 | 0 | 0 | 0 | 0 | 0 | 0 | 0 | 0 | 0 | 0 | 0 | 0 | 0 | 0 | 0 | 0 | 0 | 0 | 0 | 0 | 0 | 0 | 0 | 0 | 0 | 0
Commercial_Restaurant (WA)_New_Food Preparation_Natural Gas_Broiler_E1_Baseline Forecast | Commercial | Restaurant (WA) | New | Food Preparation | Natural Gas | Broiler | E1 | Standard | Baseline Forecast | 0 | 12434.1176 | 24016.529 | 35715.5103 | 47433.3159 | 58930.0306 | 70243.5026 | 81334.0169 | 92261.9595 | 103032.7659 | 113642.1455 | 123898.4179 | 134020.1102 | 143996.368 | 153796.9217 | 163420.5414 | 172927.3398 | 182286.9506 | 191494.8185 | 200546.3572 | 209472.4832 | 218397.7603 | 227172.152 | 235807.1052 | 244317.269 | 252733.4158 | 260285.1885
Commercial_Restaurant (WA)_New_Food Preparation_Natural Gas_Broiler_E2_Baseline Forecast | Commercial | Restaurant (WA) | New | Food Preparation | Natural Gas | Broiler | E2 | Infrared Burners | Baseline Forecast | 0 | 4368.744 | 8438.2399 | 12548.6928 | 16665.7597 | 20705.1459 | 24680.1495 | 28576.8167 | 32416.3641 | 36200.7015 | 39928.3214 | 43531.8766 | 47088.1468 | 50593.3185 | 54036.7563 | 57418.0281 | 60758.2545 | 64046.7664 | 67281.9633 | 70462.2336 | 73598.4401 | 76734.3482 | 79817.2426 | 82851.1451 | 85841.2026 | 88798.2272 | 91451.5527
Commercial_Restaurant (WA)_New_Food Preparation_Natural Gas_Broiler_E3_Baseline Forecast | Commercial | Restaurant (WA) | New | Food Preparation | Natural Gas | Broiler | E3 |  | Baseline Forecast | 0 | 0 | 0 | 0 | 0 | 0 | 0 | 0 | 0 | 0 | 0 | 0 | 0 | 0 | 0 | 0 | 0 | 0 | 0 | 0 | 0 | 0 | 0 | 0 | 0 | 0 | 0
Commercial_Restaurant (WA)_New_Food Preparation_Natural Gas_Broiler_E4_Baseline Forecast | Commercial | Restaurant (WA) | New | Food Preparation | Natural Gas | Broiler | E4 |  | Baseline Forecast | 0 | 0 | 0 | 0 | 0 | 0 | 0 | 0 | 0 | 0 | 0 | 0 | 0 | 0 | 0 | 0 | 0 | 0 | 0 | 0 | 0 | 0 | 0 | 0 | 0 | 0 | 0
Commercial_Restaurant (WA)_New_Food Preparation_Natural Gas_Broiler_E5_Baseline Forecast | Commercial | Restaurant (WA) | New | Food Preparation | Natural Gas | Broiler | E5 |  | Baseline Forecast | 0 | 0 | 0 | 0 | 0 | 0 | 0 | 0 | 0 | 0 | 0 | 0 | 0 | 0 | 0 | 0 | 0 | 0 | 0 | 0 | 0 | 0 | 0 | 0 | 0 | 0 | 0
Commercial_Restaurant (WA)_New_Food Preparation_Natural Gas_Broiler_E6_Baseline Forecast | Commercial | Restaurant (WA) | New | Food Preparation | Natural Gas | Broiler | E6 |  | Baseline Forecast | 0 | 0 | 0 | 0 | 0 | 0 | 0 | 0 | 0 | 0 | 0 | 0 | 0 | 0 | 0 | 0 | 0 | 0 | 0 | 0 | 0 | 0 | 0 | 0 | 0 | 0 | 0
Commercial_Restaurant (WA)_New_Food Preparation_Natural Gas_Broiler_E7_Baseline Forecast | Commercial | Restaurant (WA) | New | Food Preparation | Natural Gas | Broiler | E7 |  | Baseline Forecast | 0 | 0 | 0 | 0 | 0 | 0 | 0 | 0 | 0 | 0 | 0 | 0 | 0 | 0 | 0 | 0 | 0 | 0 | 0 | 0 | 0 | 0 | 0 | 0 | 0 | 0 | 0
Commercial_Restaurant (WA)_New_Food Preparation_Natural Gas_Broiler_E8_Baseline Forecast | Commercial | Restaurant (WA) | New | Food Preparation | Natural Gas | Broiler | E8 |  | Baseline Forecast | 0 | 0 | 0 | 0 | 0 | 0 | 0 | 0 | 0 | 0 | 0 | 0 | 0 | 0 | 0 | 0 | 0 | 0 | 0 | 0 | 0 | 0 | 0 | 0 | 0 | 0 | 0
Commercial_Restaurant (WA)_New_Food Preparation_Natural Gas_Broiler_E9_Baseline Forecast | Commercial | Restaurant (WA) | New | Food Preparation | Natural Gas | Broiler | E9 |  | Baseline Forecast | 0 | 0 | 0 | 0 | 0 | 0 | 0 | 0 | 0 | 0 | 0 | 0 | 0 | 0 | 0 | 0 | 0 | 0 | 0 | 0 | 0 | 0 | 0 | 0 | 0 | 0 | 0
Commercial_Restaurant (WA)_New_Food Preparation_Natural Gas_Broiler_E10_Baseline Forecast | Commercial | Restaurant (WA) | New | Food Preparation | Natural Gas | Broiler | E10 |  | Baseline Forecast | 0 | 0 | 0 | 0 | 0 | 0 | 0 | 0 | 0 | 0 | 0 | 0 | 0 | 0 | 0 | 0 | 0 | 0 | 0 | 0 | 0 | 0 | 0 | 0 | 0 | 0 | 0
Commercial_Restaurant (WA)_New_Food Preparation_Natural Gas_Broiler_Vintage_Baseline Forecast | Commercial | Restaurant (WA) | New | Food Preparation | Natural Gas | Broiler | Vintage | Vintage | Baseline Forecast | 0 | 0 | 0 | 0 | 0 | 0 | 0 | 0 | 0 | 0 | 0 | 0 | 0 | 0 | 0 | 0 | 0 | 0 | 0 | 0 | 0 | 0 | 0 | 0 | 0 | 0 | 0
Commercial_Restaurant (WA)_New_Food Preparation_Natural Gas_Griddle_E1_Baseline Forecast | Commercial | Restaurant (WA) | New | Food Preparation | Natural Gas | Griddle | E1 | Standard | Baseline Forecast | 0 | 13630.4131 | 26327.1768 | 39151.7256 | 51996.9098 | 64599.7318 | 77001.6811 | 89159.2219 | 101138.5498 | 112945.6234 | 124575.7391 | 135818.7749 | 146914.2827 | 157850.3634 | 168593.8356 | 179143.3508 | 189564.8052 | 199824.911 | 209918.6745 | 219841.0684 | 229625.9835 | 239409.968 | 249028.5503 | 258494.2786 | 267823.2115 | 277049.0819 | 285327.4161
Commercial_Restaurant (WA)_New_Food Preparation_Natural Gas_Griddle_E2_Baseline Forecast | Commercial | Restaurant (WA) | New | Food Preparation | Natural Gas | Griddle | E2 | ENERGY STAR | Baseline Forecast | 0 | 5567.3518 | 10753.3539 | 15991.5499 | 21238.1744 | 26385.8059 | 31451.3909 | 36417.147 | 41310.1119 | 46132.7194 | 50883.0484 | 55475.2743 | 60007.2422 | 64474.0921 | 68862.2709 | 73171.2278 | 77427.8782 | 81618.6256 | 85741.4304 | 89794.2392 | 93790.8947 | 97787.17 | 101715.8867 | 105582.1701 | 109392.5793 | 113160.8926 | 116542.1841
Commercial_Restaurant (WA)_New_Food Preparation_Natural Gas_Griddle_E3_Baseline Forecast | Commercial | Restaurant (WA) | New | Food Preparation | Natural Gas | Griddle | E3 |  | Baseline Forecast | 0 | 0 | 0 | 0 | 0 | 0 | 0 | 0 | 0 | 0 | 0 | 0 | 0 | 0 | 0 | 0 | 0 | 0 | 0 | 0 | 0 | 0 | 0 | 0 | 0 | 0 | 0
Commercial_Restaurant (WA)_New_Food Preparation_Natural Gas_Griddle_E4_Baseline Forecast | Commercial | Restaurant (WA) | New | Food Preparation | Natural Gas | Griddle | E4 |  | Baseline Forecast | 0 | 0 | 0 | 0 | 0 | 0 | 0 | 0 | 0 | 0 | 0 | 0 | 0 | 0 | 0 | 0 | 0 | 0 | 0 | 0 | 0 | 0 | 0 | 0 | 0 | 0 | 0
Commercial_Restaurant (WA)_New_Food Preparation_Natural Gas_Griddle_E5_Baseline Forecast | Commercial | Restaurant (WA) | New | Food Preparation | Natural Gas | Griddle | E5 |  | Baseline Forecast | 0 | 0 | 0 | 0 | 0 | 0 | 0 | 0 | 0 | 0 | 0 | 0 | 0 | 0 | 0 | 0 | 0 | 0 | 0 | 0 | 0 | 0 | 0 | 0 | 0 | 0 | 0
Commercial_Restaurant (WA)_New_Food Preparation_Natural Gas_Griddle_E6_Baseline Forecast | Commercial | Restaurant (WA) | New | Food Preparation | Natural Gas | Griddle | E6 |  | Baseline Forecast | 0 | 0 | 0 | 0 | 0 | 0 | 0 | 0 | 0 | 0 | 0 | 0 | 0 | 0 | 0 | 0 | 0 | 0 | 0 | 0 | 0 | 0 | 0 | 0 | 0 | 0 | 0
Commercial_Restaurant (WA)_New_Food Preparation_Natural Gas_Griddle_E7_Baseline Forecast | Commercial | Restaurant (WA) | New | Food Preparation | Natural Gas | Griddle | E7 |  | Baseline Forecast | 0 | 0 | 0 | 0 | 0 | 0 | 0 | 0 | 0 | 0 | 0 | 0 | 0 | 0 | 0 | 0 | 0 | 0 | 0 | 0 | 0 | 0 | 0 | 0 | 0 | 0 | 0
Commercial_Restaurant (WA)_New_Food Preparation_Natural Gas_Griddle_E8_Baseline Forecast | Commercial | Restaurant (WA) | New | Food Preparation | Natural Gas | Griddle | E8 |  | Baseline Forecast | 0 | 0 | 0 | 0 | 0 | 0 | 0 | 0 | 0 | 0 | 0 | 0 | 0 | 0 | 0 | 0 | 0 | 0 | 0 | 0 | 0 | 0 | 0 | 0 | 0 | 0 | 0
Commercial_Restaurant (WA)_New_Food Preparation_Natural Gas_Griddle_E9_Baseline Forecast | Commercial | Restaurant (WA) | New | Food Preparation | Natural Gas | Griddle | E9 |  | Baseline Forecast | 0 | 0 | 0 | 0 | 0 | 0 | 0 | 0 | 0 | 0 | 0 | 0 | 0 | 0 | 0 | 0 | 0 | 0 | 0 | 0 | 0 | 0 | 0 | 0 | 0 | 0 | 0
Commercial_Restaurant (WA)_New_Food Preparation_Natural Gas_Griddle_E10_Baseline Forecast | Commercial | Restaurant (WA) | New | Food Preparation | Natural Gas | Griddle | E10 |  | Baseline Forecast | 0 | 0 | 0 | 0 | 0 | 0 | 0 | 0 | 0 | 0 | 0 | 0 | 0 | 0 | 0 | 0 | 0 | 0 | 0 | 0 | 0 | 0 | 0 | 0 | 0 | 0 | 0
Commercial_Restaurant (WA)_New_Food Preparation_Natural Gas_Griddle_Vintage_Baseline Forecast | Commercial | Restaurant (WA) | New | Food Preparation | Natural Gas | Griddle | Vintage | Vintage | Baseline Forecast | 0 | 0 | 0 | 0 | 0 | 0 | 0 | 0 | 0 | 0 | 0 | 0 | 0 | 0 | 0 | 0 | 0 | 0 | 0 | 0 | 0 | 0 | 0 | 0 | 0 | 0 | 0
Commercial_Restaurant (WA)_New_Food Preparation_Natural Gas_Range_E1_Baseline Forecast | Commercial | Restaurant (WA) | New | Food Preparation | Natural Gas | Range | E1 | Standard | Baseline Forecast | 0 | 7296.1317 | 14092.4965 | 20957.2626 | 27833.0745 | 34579.1538 | 41217.7095 | 47725.4373 | 54137.7708 | 60457.8994 | 66683.3055 | 72701.5142 | 78640.7535 | 84494.6543 | 90245.4548 | 95892.4336 | 101470.8635 | 106962.9262 | 112365.9486 | 117677.2398 | 122914.9408 | 128152.1438 | 133300.8097 | 138367.6555 | 143361.2769 | 148299.7307 | 152730.9843
Commercial_Restaurant (WA)_New_Food Preparation_Natural Gas_Range_E2_Baseline Forecast | Commercial | Restaurant (WA) | New | Food Preparation | Natural Gas | Range | E2 | High Efficiency | Baseline Forecast | 0 | 10499.3115 | 20279.4462 | 30158.0121 | 40052.473 | 49760.2458 | 59313.2893 | 68678.0684 | 77905.5726 | 87000.3919 | 95958.903 | 104619.2521 | 113165.9624 | 121589.8683 | 129865.4106 | 137991.5507 | 146019.0474 | 153922.2596 | 161697.3407 | 169340.4182 | 176877.5978 | 184414.0606 | 191823.1164 | 199114.431 | 206300.3741 | 213406.9295 | 219783.6115
Commercial_Restaurant (WA)_New_Food Preparation_Natural Gas_Range_E3_Baseline Forecast | Commercial | Restaurant (WA) | New | Food Preparation | Natural Gas | Range | E3 |  | Baseline Forecast | 0 | 0 | 0 | 0 | 0 | 0 | 0 | 0 | 0 | 0 | 0 | 0 | 0 | 0 | 0 | 0 | 0 | 0 | 0 | 0 | 0 | 0 | 0 | 0 | 0 | 0 | 0
Commercial_Restaurant (WA)_New_Food Preparation_Natural Gas_Range_E4_Baseline Forecast | Commercial | Restaurant (WA) | New | Food Preparation | Natural Gas | Range | E4 |  | Baseline Forecast | 0 | 0 | 0 | 0 | 0 | 0 | 0 | 0 | 0 | 0 | 0 | 0 | 0 | 0 | 0 | 0 | 0 | 0 | 0 | 0 | 0 | 0 | 0 | 0 | 0 | 0 | 0
Commercial_Restaurant (WA)_New_Food Preparation_Natural Gas_Range_E5_Baseline Forecast | Commercial | Restaurant (WA) | New | Food Preparation | Natural Gas | Range | E5 |  | Baseline Forecast | 0 | 0 | 0 | 0 | 0 | 0 | 0 | 0 | 0 | 0 | 0 | 0 | 0 | 0 | 0 | 0 | 0 | 0 | 0 | 0 | 0 | 0 | 0 | 0 | 0 | 0 | 0
Commercial_Restaurant (WA)_New_Food Preparation_Natural Gas_Range_E6_Baseline Forecast | Commercial | Restaurant (WA) | New | Food Preparation | Natural Gas | Range | E6 |  | Baseline Forecast | 0 | 0 | 0 | 0 | 0 | 0 | 0 | 0 | 0 | 0 | 0 | 0 | 0 | 0 | 0 | 0 | 0 | 0 | 0 | 0 | 0 | 0 | 0 | 0 | 0 | 0 | 0
Commercial_Restaurant (WA)_New_Food Preparation_Natural Gas_Range_E7_Baseline Forecast | Commercial | Restaurant (WA) | New | Food Preparation | Natural Gas | Range | E7 |  | Baseline Forecast | 0 | 0 | 0 | 0 | 0 | 0 | 0 | 0 | 0 | 0 | 0 | 0 | 0 | 0 | 0 | 0 | 0 | 0 | 0 | 0 | 0 | 0 | 0 | 0 | 0 | 0 | 0
Commercial_Restaurant (WA)_New_Food Preparation_Natural Gas_Range_E8_Baseline Forecast | Commercial | Restaurant (WA) | New | Food Preparation | Natural Gas | Range | E8 |  | Baseline Forecast | 0 | 0 | 0 | 0 | 0 | 0 | 0 | 0 | 0 | 0 | 0 | 0 | 0 | 0 | 0 | 0 | 0 | 0 | 0 | 0 | 0 | 0 | 0 | 0 | 0 | 0 | 0
Commercial_Restaurant (WA)_New_Food Preparation_Natural Gas_Range_E9_Baseline Forecast | Commercial | Restaurant (WA) | New | Food Preparation | Natural Gas | Range | E9 |  | Baseline Forecast | 0 | 0 | 0 | 0 | 0 | 0 | 0 | 0 | 0 | 0 | 0 | 0 | 0 | 0 | 0 | 0 | 0 | 0 | 0 | 0 | 0 | 0 | 0 | 0 | 0 | 0 | 0
Commercial_Restaurant (WA)_New_Food Preparation_Natural Gas_Range_E10_Baseline Forecast | Commercial | Restaurant (WA) | New | Food Preparation | Natural Gas | Range | E10 |  | Baseline Forecast | 0 | 0 | 0 | 0 | 0 | 0 | 0 | 0 | 0 | 0 | 0 | 0 | 0 | 0 | 0 | 0 | 0 | 0 | 0 | 0 | 0 | 0 | 0 | 0 | 0 | 0 | 0
Commercial_Restaurant (WA)_New_Food Preparation_Natural Gas_Range_Vintage_Baseline Forecast | Commercial | Restaurant (WA) | New | Food Preparation | Natural Gas | Range | Vintage | Vintage | Baseline Forecast | 0 | 0 | 0 | 0 | 0 | 0 | 0 | 0 | 0 | 0 | 0 | 0 | 0 | 0 | 0 | 0 | 0 | 0 | 0 | 0 | 0 | 0 | 0 | 0 | 0 | 0 | 0
Commercial_Restaurant (WA)_New_Food Preparation_Natural Gas_Steamer_E1_Baseline Forecast | Commercial | Restaurant (WA) | New | Food Preparation | Natural Gas | Steamer | E1 | Standard | Baseline Forecast | 0 | 615.3085 | 1188.4699 | 1767.3999 | 2347.2613 | 2916.182 | 3476.0348 | 4024.8545 | 4565.6292 | 5098.6279 | 5623.6384 | 6131.1751 | 6632.0521 | 7125.7322 | 7610.7175 | 8086.9472 | 8557.3958 | 9020.5608 | 9476.2168 | 9924.1367 | 10365.8505 | 10807.5223 | 11241.7275 | 11669.0324 | 12090.1622 | 12506.6394 | 12880.3426
Commercial_Restaurant (WA)_New_Food Preparation_Natural Gas_Steamer_E2_Baseline Forecast | Commercial | Restaurant (WA) | New | Food Preparation | Natural Gas | Steamer | E2 | ENERGY STAR | Baseline Forecast | 0 | 615.3085 | 1188.4699 | 1767.3999 | 2347.2613 | 2916.182 | 3476.0348 | 4024.8545 | 4565.6292 | 5098.6279 | 5623.6384 | 6131.1751 | 6632.0521 | 7125.7322 | 7610.7175 | 8086.9472 | 8557.3958 | 9020.5608 | 9476.2168 | 9924.1367 | 10365.8505 | 10807.5223 | 11241.7275 | 11669.0324 | 12090.1622 | 12506.6394 | 12880.3426
Commercial_Restaurant (WA)_New_Food Preparation_Natural Gas_Steamer_E3_Baseline Forecast | Commercial | Restaurant (WA) | New | Food Preparation | Natural Gas | Steamer | E3 |  | Baseline Forecast | 0 | 0 | 0 | 0 | 0 | 0 | 0 | 0 | 0 | 0 | 0 | 0 | 0 | 0 | 0 | 0 | 0 | 0 | 0 | 0 | 0 | 0 | 0 | 0 | 0 | 0 | 0
Commercial_Restaurant (WA)_New_Food Preparation_Natural Gas_Steamer_E4_Baseline Forecast | Commercial | Restaurant (WA) | New | Food Preparation | Natural Gas | Steamer | E4 |  | Baseline Forecast | 0 | 0 | 0 | 0 | 0 | 0 | 0 | 0 | 0 | 0 | 0 | 0 | 0 | 0 | 0 | 0 | 0 | 0 | 0 | 0 | 0 | 0 | 0 | 0 | 0 | 0 | 0
Commercial_Restaurant (WA)_New_Food Preparation_Natural Gas_Steamer_E5_Baseline Forecast | Commercial | Restaurant (WA) | New | Food Preparation | Natural Gas | Steamer | E5 |  | Baseline Forecast | 0 | 0 | 0 | 0 | 0 | 0 | 0 | 0 | 0 | 0 | 0 | 0 | 0 | 0 | 0 | 0 | 0 | 0 | 0 | 0 | 0 | 0 | 0 | 0 | 0 | 0 | 0
Commercial_Restaurant (WA)_New_Food Preparation_Natural Gas_Steamer_E6_Baseline Forecast | Commercial | Restaurant (WA) | New | Food Preparation | Natural Gas | Steamer | E6 |  | Baseline Forecast | 0 | 0 | 0 | 0 | 0 | 0 | 0 | 0 | 0 | 0 | 0 | 0 | 0 | 0 | 0 | 0 | 0 | 0 | 0 | 0 | 0 | 0 | 0 | 0 | 0 | 0 | 0
Commercial_Restaurant (WA)_New_Food Preparation_Natural Gas_Steamer_E7_Baseline Forecast | Commercial | Restaurant (WA) | New | Food Preparation | Natural Gas | Steamer | E7 |  | Baseline Forecast | 0 | 0 | 0 | 0 | 0 | 0 | 0 | 0 | 0 | 0 | 0 | 0 | 0 | 0 | 0 | 0 | 0 | 0 | 0 | 0 | 0 | 0 | 0 | 0 | 0 | 0 | 0
Commercial_Restaurant (WA)_New_Food Preparation_Natural Gas_Steamer_E8_Baseline Forecast | Commercial | Restaurant (WA) | New | Food Preparation | Natural Gas | Steamer | E8 |  | Baseline Forecast | 0 | 0 | 0 | 0 | 0 | 0 | 0 | 0 | 0 | 0 | 0 | 0 | 0 | 0 | 0 | 0 | 0 | 0 | 0 | 0 | 0 | 0 | 0 | 0 | 0 | 0 | 0
Commercial_Restaurant (WA)_New_Food Preparation_Natural Gas_Steamer_E9_Baseline Forecast | Commercial | Restaurant (WA) | New | Food Preparation | Natural Gas | Steamer | E9 |  | Baseline Forecast | 0 | 0 | 0 | 0 | 0 | 0 | 0 | 0 | 0 | 0 | 0 | 0 | 0 | 0 | 0 | 0 | 0 | 0 | 0 | 0 | 0 | 0 | 0 | 0 | 0 | 0 | 0
Commercial_Restaurant (WA)_New_Food Preparation_Natural Gas_Steamer_E10_Baseline Forecast | Commercial | Restaurant (WA) | New | Food Preparation | Natural Gas | Steamer | E10 |  | Baseline Forecast | 0 | 0 | 0 | 0 | 0 | 0 | 0 | 0 | 0 | 0 | 0 | 0 | 0 | 0 | 0 | 0 | 0 | 0 | 0 | 0 | 0 | 0 | 0 | 0 | 0 | 0 | 0
Commercial_Restaurant (WA)_New_Food Preparation_Natural Gas_Steamer_Vintage_Baseline Forecast | Commercial | Restaurant (WA) | New | Food Preparation | Natural Gas | Steamer | Vintage | Vintage | Baseline Forecast | 0 | 0 | 0 | 0 | 0 | 0 | 0 | 0 | 0 | 0 | 0 | 0 | 0 | 0 | 0 | 0 | 0 | 0 | 0 | 0 | 0 | 0 | 0 | 0 | 0 | 0 | 0
Commercial_Restaurant (WA)_New_Food Preparation_Natural Gas_Food Prep Other_E1_Baseline Forecast | Commercial | Restaurant (WA) | New | Food Preparation | Natural Gas | Food Prep Other | E1 | Standard | Baseline Forecast | 0 | 51.2491 | 98.9877 | 147.2068 | 195.5035 | 242.8889 | 289.5191 | 335.2303 | 380.2715 | 424.6649 | 468.3931 | 510.6658 | 552.3839 | 593.5025 | 633.897 | 673.5622 | 712.7459 | 751.3229 | 789.2745 | 826.5818 | 863.3721 | 900.159 | 936.324 | 971.9142 | 1006.9901 | 1041.6785 | 1072.8043
Commercial_Restaurant (WA)_New_Food Preparation_Natural Gas_Food Prep Other_E2_Baseline Forecast | Commercial | Restaurant (WA) | New | Food Preparation | Natural Gas | Food Prep Other | E2 | ENERGY STAR | Baseline Forecast | 0 | 18.0064 | 34.7795 | 51.7213 | 68.6904 | 85.3394 | 101.7229 | 117.7836 | 133.6089 | 149.2066 | 164.5705 | 179.4231 | 194.0808 | 208.5279 | 222.7206 | 236.657 | 250.4242 | 263.9783 | 277.3127 | 290.4206 | 303.347 | 316.2721 | 328.9787 | 341.4834 | 353.8073 | 365.9952 | 376.9312
Commercial_Restaurant (WA)_New_Food Preparation_Natural Gas_Food Prep Other_E3_Baseline Forecast | Commercial | Restaurant (WA) | New | Food Preparation | Natural Gas | Food Prep Other | E3 |  | Baseline Forecast | 0 | 0 | 0 | 0 | 0 | 0 | 0 | 0 | 0 | 0 | 0 | 0 | 0 | 0 | 0 | 0 | 0 | 0 | 0 | 0 | 0 | 0 | 0 | 0 | 0 | 0 | 0
Commercial_Restaurant (WA)_New_Food Preparation_Natural Gas_Food Prep Other_E4_Baseline Forecast | Commercial | Restaurant (WA) | New | Food Preparation | Natural Gas | Food Prep Other | E4 |  | Baseline Forecast | 0 | 0 | 0 | 0 | 0 | 0 | 0 | 0 | 0 | 0 | 0 | 0 | 0 | 0 | 0 | 0 | 0 | 0 | 0 | 0 | 0 | 0 | 0 | 0 | 0 | 0 | 0
Commercial_Restaurant (WA)_New_Food Preparation_Natural Gas_Food Prep Other_E5_Baseline Forecast | Commercial | Restaurant (WA) | New | Food Preparation | Natural Gas | Food Prep Other | E5 |  | Baseline Forecast | 0 | 0 | 0 | 0 | 0 | 0 | 0 | 0 | 0 | 0 | 0 | 0 | 0 | 0 | 0 | 0 | 0 | 0 | 0 | 0 | 0 | 0 | 0 | 0 | 0 | 0 | 0
Commercial_Restaurant (WA)_New_Food Preparation_Natural Gas_Food Prep Other_E6_Baseline Forecast | Commercial | Restaurant (WA) | New | Food Preparation | Natural Gas | Food Prep Other | E6 |  | Baseline Forecast | 0 | 0 | 0 | 0 | 0 | 0 | 0 | 0 | 0 | 0 | 0 | 0 | 0 | 0 | 0 | 0 | 0 | 0 | 0 | 0 | 0 | 0 | 0 | 0 | 0 | 0 | 0
Commercial_Restaurant (WA)_New_Food Preparation_Natural Gas_Food Prep Other_E7_Baseline Forecast | Commercial | Restaurant (WA) | New | Food Preparation | Natural Gas | Food Prep Other | E7 |  | Baseline Forecast | 0 | 0 | 0 | 0 | 0 | 0 | 0 | 0 | 0 | 0 | 0 | 0 | 0 | 0 | 0 | 0 | 0 | 0 | 0 | 0 | 0 | 0 | 0 | 0 | 0 | 0 | 0
Commercial_Restaurant (WA)_New_Food Preparation_Natural Gas_Food Prep Other_E8_Baseline Forecast | Commercial | Restaurant (WA) | New | Food Preparation | Natural Gas | Food Prep Other | E8 |  | Baseline Forecast | 0 | 0 | 0 | 0 | 0 | 0 | 0 | 0 | 0 | 0 | 0 | 0 | 0 | 0 | 0 | 0 | 0 | 0 | 0 | 0 | 0 | 0 | 0 | 0 | 0 | 0 | 0
Commercial_Restaurant (WA)_New_Food Preparation_Natural Gas_Food Prep Other_E9_Baseline Forecast | Commercial | Restaurant (WA) | New | Food Preparation | Natural Gas | Food Prep Other | E9 |  | Baseline Forecast | 0 | 0 | 0 | 0 | 0 | 0 | 0 | 0 | 0 | 0 | 0 | 0 | 0 | 0 | 0 | 0 | 0 | 0 | 0 | 0 | 0 | 0 | 0 | 0 | 0 | 0 | 0
Commercial_Restaurant (WA)_New_Food Preparation_Natural Gas_Food Prep Other_E10_Baseline Forecast | Commercial | Restaurant (WA) | New | Food Preparation | Natural Gas | Food Prep Other | E10 |  | Baseline Forecast | 0 | 0 | 0 | 0 | 0 | 0 | 0 | 0 | 0 | 0 | 0 | 0 | 0 | 0 | 0 | 0 | 0 | 0 | 0 | 0 | 0 | 0 | 0 | 0 | 0 | 0 | 0
Commercial_Restaurant (WA)_New_Food Preparation_Natural Gas_Food Prep Other_Vintage_Baseline Forecast | Commercial | Restaurant (WA) | New | Food Preparation | Natural Gas | Food Prep Other | Vintage | Vintage | Baseline Forecast | 0 | 0 | 0 | 0 | 0 | 0 | 0 | 0 | 0 | 0 | 0 | 0 | 0 | 0 | 0 | 0 | 0 | 0 | 0 | 0 | 0 | 0 | 0 | 0 | 0 | 0 | 0
Commercial_Restaurant (WA)_New_Miscellaneous_Natural Gas_Pool Heater_E1_Baseline Forecast | Commercial | Restaurant (WA) | New | Miscellaneous | Natural Gas | Pool Heater | E1 | Standard (EF .82) | Baseline Forecast | 0 | 0 | 0 | 0 | 0 | 0 | 0 | 0 | 0 | 0 | 0 | 0 | 0 | 0 | 0 | 0 | 0 | 0 | 0 | 0 | 0 | 0 | 0 | 0 | 0 | 0 | 0
Commercial_Restaurant (WA)_New_Miscellaneous_Natural Gas_Pool Heater_E2_Baseline Forecast | Commercial | Restaurant (WA) | New | Miscellaneous | Natural Gas | Pool Heater | E2 | Condensing (EF .90) | Baseline Forecast | 0 | 0 | 0 | 0 | 0 | 0 | 0 | 0 | 0 | 0 | 0 | 0 | 0 | 0 | 0 | 0 | 0 | 0 | 0 | 0 | 0 | 0 | 0 | 0 | 0 | 0 | 0
Commercial_Restaurant (WA)_New_Miscellaneous_Natural Gas_Pool Heater_E3_Baseline Forecast | Commercial | Restaurant (WA) | New | Miscellaneous | Natural Gas | Pool Heater | E3 |  | Baseline Forecast | 0 | 0 | 0 | 0 | 0 | 0 | 0 | 0 | 0 | 0 | 0 | 0 | 0 | 0 | 0 | 0 | 0 | 0 | 0 | 0 | 0 | 0 | 0 | 0 | 0 | 0 | 0
Commercial_Restaurant (WA)_New_Miscellaneous_Natural Gas_Pool Heater_E4_Baseline Forecast | Commercial | Restaurant (WA) | New | Miscellaneous | Natural Gas | Pool Heater | E4 |  | Baseline Forecast | 0 | 0 | 0 | 0 | 0 | 0 | 0 | 0 | 0 | 0 | 0 | 0 | 0 | 0 | 0 | 0 | 0 | 0 | 0 | 0 | 0 | 0 | 0 | 0 | 0 | 0 | 0
Commercial_Restaurant (WA)_New_Miscellaneous_Natural Gas_Pool Heater_E5_Baseline Forecast | Commercial | Restaurant (WA) | New | Miscellaneous | Natural Gas | Pool Heater | E5 |  | Baseline Forecast | 0 | 0 | 0 | 0 | 0 | 0 | 0 | 0 | 0 | 0 | 0 | 0 | 0 | 0 | 0 | 0 | 0 | 0 | 0 | 0 | 0 | 0 | 0 | 0 | 0 | 0 | 0
Commercial_Restaurant (WA)_New_Miscellaneous_Natural Gas_Pool Heater_E6_Baseline Forecast | Commercial | Restaurant (WA) | New | Miscellaneous | Natural Gas | Pool Heater | E6 |  | Baseline Forecast | 0 | 0 | 0 | 0 | 0 | 0 | 0 | 0 | 0 | 0 | 0 | 0 | 0 | 0 | 0 | 0 | 0 | 0 | 0 | 0 | 0 | 0 | 0 | 0 | 0 | 0 | 0
Commercial_Restaurant (WA)_New_Miscellaneous_Natural Gas_Pool Heater_E7_Baseline Forecast | Commercial | Restaurant (WA) | New | Miscellaneous | Natural Gas | Pool Heater | E7 |  | Baseline Forecast | 0 | 0 | 0 | 0 | 0 | 0 | 0 | 0 | 0 | 0 | 0 | 0 | 0 | 0 | 0 | 0 | 0 | 0 | 0 | 0 | 0 | 0 | 0 | 0 | 0 | 0 | 0
Commercial_Restaurant (WA)_New_Miscellaneous_Natural Gas_Pool Heater_E8_Baseline Forecast | Commercial | Restaurant (WA) | New | Miscellaneous | Natural Gas | Pool Heater | E8 |  | Baseline Forecast | 0 | 0 | 0 | 0 | 0 | 0 | 0 | 0 | 0 | 0 | 0 | 0 | 0 | 0 | 0 | 0 | 0 | 0 | 0 | 0 | 0 | 0 | 0 | 0 | 0 | 0 | 0
Commercial_Restaurant (WA)_New_Miscellaneous_Natural Gas_Pool Heater_E9_Baseline Forecast | Commercial | Restaurant (WA) | New | Miscellaneous | Natural Gas | Pool Heater | E9 |  | Baseline Forecast | 0 | 0 | 0 | 0 | 0 | 0 | 0 | 0 | 0 | 0 | 0 | 0 | 0 | 0 | 0 | 0 | 0 | 0 | 0 | 0 | 0 | 0 | 0 | 0 | 0 | 0 | 0
Commercial_Restaurant (WA)_New_Miscellaneous_Natural Gas_Pool Heater_E10_Baseline Forecast | Commercial | Restaurant (WA) | New | Miscellaneous | Natural Gas | Pool Heater | E10 |  | Baseline Forecast | 0 | 0 | 0 | 0 | 0 | 0 | 0 | 0 | 0 | 0 | 0 | 0 | 0 | 0 | 0 | 0 | 0 | 0 | 0 | 0 | 0 | 0 | 0 | 0 | 0 | 0 | 0
Commercial_Restaurant (WA)_New_Miscellaneous_Natural Gas_Pool Heater_Vintage_Baseline Forecast | Commercial | Restaurant (WA) | New | Miscellaneous | Natural Gas | Pool Heater | Vintage | Vintage | Baseline Forecast | 0 | 0 | 0 | 0 | 0 | 0 | 0 | 0 | 0 | 0 | 0 | 0 | 0 | 0 | 0 | 0 | 0 | 0 | 0 | 0 | 0 | 0 | 0 | 0 | 0 | 0 | 0
Commercial_Restaurant (WA)_New_Miscellaneous_Natural Gas_Miscellaneous_E1_Baseline Forecast | Commercial | Restaurant (WA) | New | Miscellaneous | Natural Gas | Miscellaneous | E1 | Standard | Baseline Forecast | 0 | 21858.1027 | 42218.9798 | 62784.7766 | 83383.6649 | 103593.8943 | 123481.9991 | 142978.1635 | 162188.541 | 181122.6867 | 199773.0579 | 217802.6973 | 235595.7566 | 253133.1544 | 270361.6797 | 287279.1705 | 303991.2994 | 320444.6853 | 336631.3202 | 352543.1421 | 368234.4992 | 383924.364 | 399348.9852 | 414528.4858 | 429488.6173 | 444283.4751 | 457558.838
Commercial_Restaurant (WA)_New_Miscellaneous_Natural Gas_Miscellaneous_E2_Baseline Forecast | Commercial | Restaurant (WA) | New | Miscellaneous | Natural Gas | Miscellaneous | E2 |  | Baseline Forecast | 0 | 0 | 0 | 0 | 0 | 0 | 0 | 0 | 0 | 0 | 0 | 0 | 0 | 0 | 0 | 0 | 0 | 0 | 0 | 0 | 0 | 0 | 0 | 0 | 0 | 0 | 0
Commercial_Restaurant (WA)_New_Miscellaneous_Natural Gas_Miscellaneous_E3_Baseline Forecast | Commercial | Restaurant (WA) | New | Miscellaneous | Natural Gas | Miscellaneous | E3 |  | Baseline Forecast | 0 | 0 | 0 | 0 | 0 | 0 | 0 | 0 | 0 | 0 | 0 | 0 | 0 | 0 | 0 | 0 | 0 | 0 | 0 | 0 | 0 | 0 | 0 | 0 | 0 | 0 | 0
Commercial_Restaurant (WA)_New_Miscellaneous_Natural Gas_Miscellaneous_E4_Baseline Forecast | Commercial | Restaurant (WA) | New | Miscellaneous | Natural Gas | Miscellaneous | E4 |  | Baseline Forecast | 0 | 0 | 0 | 0 | 0 | 0 | 0 | 0 | 0 | 0 | 0 | 0 | 0 | 0 | 0 | 0 | 0 | 0 | 0 | 0 | 0 | 0 | 0 | 0 | 0 | 0 | 0
Commercial_Restaurant (WA)_New_Miscellaneous_Natural Gas_Miscellaneous_E5_Baseline Forecast | Commercial | Restaurant (WA) | New | Miscellaneous | Natural Gas | Miscellaneous | E5 |  | Baseline Forecast | 0 | 0 | 0 | 0 | 0 | 0 | 0 | 0 | 0 | 0 | 0 | 0 | 0 | 0 | 0 | 0 | 0 | 0 | 0 | 0 | 0 | 0 | 0 | 0 | 0 | 0 | 0
Commercial_Restaurant (WA)_New_Miscellaneous_Natural Gas_Miscellaneous_E6_Baseline Forecast | Commercial | Restaurant (WA) | New | Miscellaneous | Natural Gas | Miscellaneous | E6 |  | Baseline Forecast | 0 | 0 | 0 | 0 | 0 | 0 | 0 | 0 | 0 | 0 | 0 | 0 | 0 | 0 | 0 | 0 | 0 | 0 | 0 | 0 | 0 | 0 | 0 | 0 | 0 | 0 | 0
Commercial_Restaurant (WA)_New_Miscellaneous_Natural Gas_Miscellaneous_E7_Baseline Forecast | Commercial | Restaurant (WA) | New | Miscellaneous | Natural Gas | Miscellaneous | E7 |  | Baseline Forecast | 0 | 0 | 0 | 0 | 0 | 0 | 0 | 0 | 0 | 0 | 0 | 0 | 0 | 0 | 0 | 0 | 0 | 0 | 0 | 0 | 0 | 0 | 0 | 0 | 0 | 0 | 0
Commercial_Restaurant (WA)_New_Miscellaneous_Natural Gas_Miscellaneous_E8_Baseline Forecast | Commercial | Restaurant (WA) | New | Miscellaneous | Natural Gas | Miscellaneous | E8 |  | Baseline Forecast | 0 | 0 | 0 | 0 | 0 | 0 | 0 | 0 | 0 | 0 | 0 | 0 | 0 | 0 | 0 | 0 | 0 | 0 | 0 | 0 | 0 | 0 | 0 | 0 | 0 | 0 | 0
Commercial_Restaurant (WA)_New_Miscellaneous_Natural Gas_Miscellaneous_E9_Baseline Forecast | Commercial | Restaurant (WA) | New | Miscellaneous | Natural Gas | Miscellaneous | E9 |  | Baseline Forecast | 0 | 0 | 0 | 0 | 0 | 0 | 0 | 0 | 0 | 0 | 0 | 0 | 0 | 0 | 0 | 0 | 0 | 0 | 0 | 0 | 0 | 0 | 0 | 0 | 0 | 0 | 0
Commercial_Restaurant (WA)_New_Miscellaneous_Natural Gas_Miscellaneous_E10_Baseline Forecast | Commercial | Restaurant (WA) | New | Miscellaneous | Natural Gas | Miscellaneous | E10 |  | Baseline Forecast | 0 | 0 | 0 | 0 | 0 | 0 | 0 | 0 | 0 | 0 | 0 | 0 | 0 | 0 | 0 | 0 | 0 | 0 | 0 | 0 | 0 | 0 | 0 | 0 | 0 | 0 | 0
Commercial_Restaurant (WA)_New_Miscellaneous_Natural Gas_Miscellaneous_Vintage_Baseline Forecast | Commercial | Restaurant (WA) | New | Miscellaneous | Natural Gas | Miscellaneous | Vintage | Vintage | Baseline Forecast | 0 | 0 | 0 | 0 | 0 | 0 | 0 | 0 | 0 | 0 | 0 | 0 | 0 | 0 | 0 | 0 | 0 | 0 | 0 | 0 | 0 | 0 | 0 | 0 | 0 | 0 | 0
Commercial_Retail (WA)_Existing_Space Heating_Natural Gas_Furnace_E1_Baseline Forecast | Commercial | Retail (WA) | Existing | Space Heating | Natural Gas | Furnace | E1 | AFUE 80% (Standard) | Baseline Forecast | 0 | 425079.4846 | 850704.3424 | 1275241.1954 | 1697268.1204 | 2115551.4767 | 2529025.1972 | 2936772.2828 | 3338008.2675 | 3732066.4443 | 4118384.6678 | 4496493.565 | 4821573.6077 | 5099434.6211 | 5335269.6655 | 5533720.2043 | 5698934.3916 | 5834619.2047 | 5944087.0722 | 6030297.5792 | 6095894.7683 | 6143240.5015 | 6174444.2999 | 6191390.0324 | 6195759.7851 | 6189055.2111 | 6172616.6251
Commercial_Retail (WA)_Existing_Space Heating_Natural Gas_Furnace_E2_Baseline Forecast | Commercial | Retail (WA) | Existing | Space Heating | Natural Gas | Furnace | E2 | AFUE 90% | Baseline Forecast | 0 | 0 | 0 | 0 | 0 | 0 | 0 | 0 | 0 | 0 | 0 | 0 | 0 | 0 | 0 | 0 | 0 | 0 | 0 | 0 | 0 | 0 | 0 | 0 | 0 | 0 | 0
Commercial_Retail (WA)_Existing_Space Heating_Natural Gas_Furnace_E3_Baseline Forecast | Commercial | Retail (WA) | Existing | Space Heating | Natural Gas | Furnace | E3 | AFUE 96% | Baseline Forecast | 0 | 0 | 0 | 0 | 0 | 0 | 0 | 0 | 0 | 0 | 0 | 0 | 0 | 0 | 0 | 0 | 0 | 0 | 0 | 0 | 0 | 0 | 0 | 0 | 0 | 0 | 0
Commercial_Retail (WA)_Existing_Space Heating_Natural Gas_Furnace_E4_Baseline Forecast | Commercial | Retail (WA) | Existing | Space Heating | Natural Gas | Furnace | E4 |  | Baseline Forecast | 0 | 0 | 0 | 0 | 0 | 0 | 0 | 0 | 0 | 0 | 0 | 0 | 0 | 0 | 0 | 0 | 0 | 0 | 0 | 0 | 0 | 0 | 0 | 0 | 0 | 0 | 0
Commercial_Retail (WA)_Existing_Space Heating_Natural Gas_Furnace_E5_Baseline Forecast | Commercial | Retail (WA) | Existing | Space Heating | Natural Gas | Furnace | E5 |  | Baseline Forecast | 0 | 0 | 0 | 0 | 0 | 0 | 0 | 0 | 0 | 0 | 0 | 0 | 0 | 0 | 0 | 0 | 0 | 0 | 0 | 0 | 0 | 0 | 0 | 0 | 0 | 0 | 0
Commercial_Retail (WA)_Existing_Space Heating_Natural Gas_Furnace_E6_Baseline Forecast | Commercial | Retail (WA) | Existing | Space Heating | Natural Gas | Furnace | E6 |  | Baseline Forecast | 0 | 0 | 0 | 0 | 0 | 0 | 0 | 0 | 0 | 0 | 0 | 0 | 0 | 0 | 0 | 0 | 0 | 0 | 0 | 0 | 0 | 0 | 0 | 0 | 0 | 0 | 0
Commercial_Retail (WA)_Existing_Space Heating_Natural Gas_Furnace_E7_Baseline Forecast | Commercial | Retail (WA) | Existing | Space Heating | Natural Gas | Furnace | E7 |  | Baseline Forecast | 0 | 0 | 0 | 0 | 0 | 0 | 0 | 0 | 0 | 0 | 0 | 0 | 0 | 0 | 0 | 0 | 0 | 0 | 0 | 0 | 0 | 0 | 0 | 0 | 0 | 0 | 0
Commercial_Retail (WA)_Existing_Space Heating_Natural Gas_Furnace_E8_Baseline Forecast | Commercial | Retail (WA) | Existing | Space Heating | Natural Gas | Furnace | E8 |  | Baseline Forecast | 0 | 0 | 0 | 0 | 0 | 0 | 0 | 0 | 0 | 0 | 0 | 0 | 0 | 0 | 0 | 0 | 0 | 0 | 0 | 0 | 0 | 0 | 0 | 0 | 0 | 0 | 0
Commercial_Retail (WA)_Existing_Space Heating_Natural Gas_Furnace_E9_Baseline Forecast | Commercial | Retail (WA) | Existing | Space Heating | Natural Gas | Furnace | E9 |  | Baseline Forecast | 0 | 0 | 0 | 0 | 0 | 0 | 0 | 0 | 0 | 0 | 0 | 0 | 0 | 0 | 0 | 0 | 0 | 0 | 0 | 0 | 0 | 0 | 0 | 0 | 0 | 0 | 0
Commercial_Retail (WA)_Existing_Space Heating_Natural Gas_Furnace_E10_Baseline Forecast | Commercial | Retail (WA) | Existing | Space Heating | Natural Gas | Furnace | E10 |  | Baseline Forecast | 0 | 0 | 0 | 0 | 0 | 0 | 0 | 0 | 0 | 0 | 0 | 0 | 0 | 0 | 0 | 0 | 0 | 0 | 0 | 0 | 0 | 0 | 0 | 0 | 0 | 0 | 0
Commercial_Retail (WA)_Existing_Space Heating_Natural Gas_Furnace_Vintage_Baseline Forecast | Commercial | Retail (WA) | Existing | Space Heating | Natural Gas | Furnace | Vintage | Vintage | Baseline Forecast | 10693188.0174 | 10095637.7583 | 9500323.9127 | 8908834.9911 | 8322548.7727 | 7742655.4665 | 7170178.4083 | 6605992.5548 | 6050841.0082 | 5505349.7786 | 4970040.9709 | 4445344.5634 | 3976041.325 | 3556283.2966 | 3180839.8987 | 2845032.754 | 2544677.3899 | 2276031.0966 | 2035746.2887 | 1820828.792 | 1628600.5324 | 1456666.1653 | 1302883.2271 | 1165335.4377 | 1042308.8226 | 932270.3545 | 833848.8508
Commercial_Retail (WA)_Existing_Space Heating_Natural Gas_Boiler_E1_Baseline Forecast | Commercial | Retail (WA) | Existing | Space Heating | Natural Gas | Boiler | E1 | AFUE 80% (Standard) | Baseline Forecast | 0 | 5523.1372 | 11489.5749 | 17748.4223 | 24309.1251 | 31042.8849 | 37969.5912 | 44964.977 | 52069.4356 | 59161.5965 | 66298.8779 | 73361.4582 | 80421.05 | 87358.2467 | 94256.9408 | 101023.7439 | 107726.4214 | 114244.3201 | 120567.0843 | 126829.2405 | 132909.347 | 138776.248 | 144565.4084 | 150188.853 | 155644.3896 | 160930.5769 | 166046.6332
Commercial_Retail (WA)_Existing_Space Heating_Natural Gas_Boiler_E2_Baseline Forecast | Commercial | Retail (WA) | Existing | Space Heating | Natural Gas | Boiler | E2 | AFUE 85% | Baseline Forecast | 0 | 0 | 0 | 0 | 0 | 0 | 0 | 0 | 0 | 0 | 0 | 0 | 0 | 0 | 0 | 0 | 0 | 0 | 0 | 0 | 0 | 0 | 0 | 0 | 0 | 0 | 0
Commercial_Retail (WA)_Existing_Space Heating_Natural Gas_Boiler_E3_Baseline Forecast | Commercial | Retail (WA) | Existing | Space Heating | Natural Gas | Boiler | E3 | AFUE 97% | Baseline Forecast | 0 | 1757.3618 | 3617.9943 | 5630.7664 | 7696.0686 | 9863.1184 | 12041.8874 | 14294.9273 | 16527.6404 | 18813.8901 | 21054.7196 | 23333.7294 | 25547.7218 | 27788.8343 | 29949.6564 | 32103.3944 | 34165.0663 | 36240.7419 | 38328.5312 | 40283.7352 | 42219.4601 | 44160.152 | 45965.0745 | 47718.2009 | 49418.8412 | 51066.5408 | 52661.0518
Commercial_Retail (WA)_Existing_Space Heating_Natural Gas_Boiler_E4_Baseline Forecast | Commercial | Retail (WA) | Existing | Space Heating | Natural Gas | Boiler | E4 | Convert to NG Air Source Heat Pump | Baseline Forecast | 0 | 0 | 0 | 0 | 0 | 0 | 0 | 0 | 0 | 0 | 0 | 0 | 0 | 0 | 0 | 0 | 0 | 0 | 0 | 0 | 0 | 0 | 0 | 0 | 0 | 0 | 0
Commercial_Retail (WA)_Existing_Space Heating_Natural Gas_Boiler_E5_Baseline Forecast | Commercial | Retail (WA) | Existing | Space Heating | Natural Gas | Boiler | E5 |  | Baseline Forecast | 0 | 0 | 0 | 0 | 0 | 0 | 0 | 0 | 0 | 0 | 0 | 0 | 0 | 0 | 0 | 0 | 0 | 0 | 0 | 0 | 0 | 0 | 0 | 0 | 0 | 0 | 0
Commercial_Retail (WA)_Existing_Space Heating_Natural Gas_Boiler_E6_Baseline Forecast | Commercial | Retail (WA) | Existing | Space Heating | Natural Gas | Boiler | E6 |  | Baseline Forecast | 0 | 0 | 0 | 0 | 0 | 0 | 0 | 0 | 0 | 0 | 0 | 0 | 0 | 0 | 0 | 0 | 0 | 0 | 0 | 0 | 0 | 0 | 0 | 0 | 0 | 0 | 0
Commercial_Retail (WA)_Existing_Space Heating_Natural Gas_Boiler_E7_Baseline Forecast | Commercial | Retail (WA) | Existing | Space Heating | Natural Gas | Boiler | E7 |  | Baseline Forecast | 0 | 0 | 0 | 0 | 0 | 0 | 0 | 0 | 0 | 0 | 0 | 0 | 0 | 0 | 0 | 0 | 0 | 0 | 0 | 0 | 0 | 0 | 0 | 0 | 0 | 0 | 0
Commercial_Retail (WA)_Existing_Space Heating_Natural Gas_Boiler_E8_Baseline Forecast | Commercial | Retail (WA) | Existing | Space Heating | Natural Gas | Boiler | E8 |  | Baseline Forecast | 0 | 0 | 0 | 0 | 0 | 0 | 0 | 0 | 0 | 0 | 0 | 0 | 0 | 0 | 0 | 0 | 0 | 0 | 0 | 0 | 0 | 0 | 0 | 0 | 0 | 0 | 0
Commercial_Retail (WA)_Existing_Space Heating_Natural Gas_Boiler_E9_Baseline Forecast | Commercial | Retail (WA) | Existing | Space Heating | Natural Gas | Boiler | E9 |  | Baseline Forecast | 0 | 0 | 0 | 0 | 0 | 0 | 0 | 0 | 0 | 0 | 0 | 0 | 0 | 0 | 0 | 0 | 0 | 0 | 0 | 0 | 0 | 0 | 0 | 0 | 0 | 0 | 0
Commercial_Retail (WA)_Existing_Space Heating_Natural Gas_Boiler_E10_Baseline Forecast | Commercial | Retail (WA) | Existing | Space Heating | Natural Gas | Boiler | E10 |  | Baseline Forecast | 0 | 0 | 0 | 0 | 0 | 0 | 0 | 0 | 0 | 0 | 0 | 0 | 0 | 0 | 0 | 0 | 0 | 0 | 0 | 0 | 0 | 0 | 0 | 0 | 0 | 0 | 0
Commercial_Retail (WA)_Existing_Space Heating_Natural Gas_Boiler_Vintage_Baseline Forecast | Commercial | Retail (WA) | Existing | Space Heating | Natural Gas | Boiler | Vintage | Vintage | Baseline Forecast | 488390.1964 | 473232.4361 | 457655.1573 | 441758.3326 | 425630.1094 | 409348.0853 | 392980.4472 | 376586.9905 | 360220.0302 | 343925.2146 | 327742.2538 | 311705.5693 | 295844.8761 | 280185.7016 | 264749.8503 | 249555.818 | 234619.1629 | 219952.8362 | 205567.4778 | 191471.6806 | 177672.2258 | 164174.2936 | 150981.6511 | 138096.8199 | 125521.2257 | 113255.3315 | 101298.7569
Commercial_Retail (WA)_Existing_Space Heating_Natural Gas_Unit Heater_E1_Baseline Forecast | Commercial | Retail (WA) | Existing | Space Heating | Natural Gas | Unit Heater | E1 | Standard | Baseline Forecast | 0 | 813.624 | 3129.2314 | 7524.4112 | 14478.9122 | 24386.1745 | 37563.6116 | 54261.7747 | 74672.5188 | 98936.2768 | 126445.6782 | 156662.3823 | 189109.6836 | 223365.9013 | 259058.4684 | 295858.6465 | 333476.8013 | 366013.0139 | 394021.7059 | 417998.4788 | 438386.3284 | 455581.2027 | 469936.9739 | 481769.8843 | 491362.5236 | 498967.3862 | 504810.0521
Commercial_Retail (WA)_Existing_Space Heating_Natural Gas_Unit Heater_E2_Baseline Forecast | Commercial | Retail (WA) | Existing | Space Heating | Natural Gas | Unit Heater | E2 | Condensing | Baseline Forecast | 0 | 0 | 0 | 0 | 0 | 0 | 0 | 0 | 0 | 0 | 0 | 0 | 0 | 0 | 0 | 0 | 0 | 0 | 0 | 0 | 0 | 0 | 0 | 0 | 0 | 0 | 0
Commercial_Retail (WA)_Existing_Space Heating_Natural Gas_Unit Heater_E3_Baseline Forecast | Commercial | Retail (WA) | Existing | Space Heating | Natural Gas | Unit Heater | E3 | Infrared Radiant | Baseline Forecast | 0 | 0 | 0 | 0 | 0 | 0 | 0 | 0 | 0 | 0 | 0 | 0 | 0 | 0 | 0 | 0 | 0 | 0 | 0 | 0 | 0 | 0 | 0 | 0 | 0 | 0 | 0
Commercial_Retail (WA)_Existing_Space Heating_Natural Gas_Unit Heater_E4_Baseline Forecast | Commercial | Retail (WA) | Existing | Space Heating | Natural Gas | Unit Heater | E4 |  | Baseline Forecast | 0 | 0 | 0 | 0 | 0 | 0 | 0 | 0 | 0 | 0 | 0 | 0 | 0 | 0 | 0 | 0 | 0 | 0 | 0 | 0 | 0 | 0 | 0 | 0 | 0 | 0 | 0
Commercial_Retail (WA)_Existing_Space Heating_Natural Gas_Unit Heater_E5_Baseline Forecast | Commercial | Retail (WA) | Existing | Space Heating | Natural Gas | Unit Heater | E5 |  | Baseline Forecast | 0 | 0 | 0 | 0 | 0 | 0 | 0 | 0 | 0 | 0 | 0 | 0 | 0 | 0 | 0 | 0 | 0 | 0 | 0 | 0 | 0 | 0 | 0 | 0 | 0 | 0 | 0
Commercial_Retail (WA)_Existing_Space Heating_Natural Gas_Unit Heater_E6_Baseline Forecast | Commercial | Retail (WA) | Existing | Space Heating | Natural Gas | Unit Heater | E6 |  | Baseline Forecast | 0 | 0 | 0 | 0 | 0 | 0 | 0 | 0 | 0 | 0 | 0 | 0 | 0 | 0 | 0 | 0 | 0 | 0 | 0 | 0 | 0 | 0 | 0 | 0 | 0 | 0 | 0
Commercial_Retail (WA)_Existing_Space Heating_Natural Gas_Unit Heater_E7_Baseline Forecast | Commercial | Retail (WA) | Existing | Space Heating | Natural Gas | Unit Heater | E7 |  | Baseline Forecast | 0 | 0 | 0 | 0 | 0 | 0 | 0 | 0 | 0 | 0 | 0 | 0 | 0 | 0 | 0 | 0 | 0 | 0 | 0 | 0 | 0 | 0 | 0 | 0 | 0 | 0 | 0
Commercial_Retail (WA)_Existing_Space Heating_Natural Gas_Unit Heater_E8_Baseline Forecast | Commercial | Retail (WA) | Existing | Space Heating | Natural Gas | Unit Heater | E8 |  | Baseline Forecast | 0 | 0 | 0 | 0 | 0 | 0 | 0 | 0 | 0 | 0 | 0 | 0 | 0 | 0 | 0 | 0 | 0 | 0 | 0 | 0 | 0 | 0 | 0 | 0 | 0 | 0 | 0
Commercial_Retail (WA)_Existing_Space Heating_Natural Gas_Unit Heater_E9_Baseline Forecast | Commercial | Retail (WA) | Existing | Space Heating | Natural Gas | Unit Heater | E9 |  | Baseline Forecast | 0 | 0 | 0 | 0 | 0 | 0 | 0 | 0 | 0 | 0 | 0 | 0 | 0 | 0 | 0 | 0 | 0 | 0 | 0 | 0 | 0 | 0 | 0 | 0 | 0 | 0 | 0
Commercial_Retail (WA)_Existing_Space Heating_Natural Gas_Unit Heater_E10_Baseline Forecast | Commercial | Retail (WA) | Existing | Space Heating | Natural Gas | Unit Heater | E10 |  | Baseline Forecast | 0 | 0 | 0 | 0 | 0 | 0 | 0 | 0 | 0 | 0 | 0 | 0 | 0 | 0 | 0 | 0 | 0 | 0 | 0 | 0 | 0 | 0 | 0 | 0 | 0 | 0 | 0
Commercial_Retail (WA)_Existing_Space Heating_Natural Gas_Unit Heater_Vintage_Baseline Forecast | Commercial | Retail (WA) | Existing | Space Heating | Natural Gas | Unit Heater | Vintage | Vintage | Baseline Forecast | 982431.0117 | 965771.7262 | 947866.0325 | 928132.2194 | 906086.4824 | 881331.3912 | 853545.6062 | 822474.7138 | 787923.0586 | 749746.4688 | 708548.6359 | 664864.2816 | 619166.5503 | 571873.6191 | 523354.6082 | 473934.8643 | 423900.6851 | 379148.7066 | 339121.2772 | 303319.6174 | 271297.605 | 242656.2156 | 217038.5506 | 194125.3899 | 173631.2138 | 155300.6458 | 138905.2697
Commercial_Retail (WA)_Existing_Water Heating_Natural Gas_Water Heater_E1_Baseline Forecast | Commercial | Retail (WA) | Existing | Water Heating | Natural Gas | Water Heater | E1 | TE 0.80 | Baseline Forecast | 0 | 95244.2201 | 197638.7394 | 305848.8971 | 418695.162 | 535136.4471 | 654255.1919 | 775244.0257 | 897393.8451 | 1020083.1554 | 1142768.5442 | 1264976.165 | 1370365.1368 | 1460774.2124 | 1537847.0049 | 1603052.6057 | 1657704.0251 | 1702974.6861 | 1739913.1762 | 1769456.4424 | 1792441.5922 | 1809616.4485 | 1821648.9909 | 1829135.7986 | 1832609.6027 | 1832546.0411 | 1829369.6992
Commercial_Retail (WA)_Existing_Water Heating_Natural Gas_Water Heater_E2_Baseline Forecast | Commercial | Retail (WA) | Existing | Water Heating | Natural Gas | Water Heater | E2 | TE 0.90 | Baseline Forecast | 0 | 0 | 0 | 0 | 0 | 0 | 0 | 0 | 0 | 0 | 0 | 0 | 0 | 0 | 0 | 0 | 0 | 0 | 0 | 0 | 0 | 0 | 0 | 0 | 0 | 0 | 0
Commercial_Retail (WA)_Existing_Water Heating_Natural Gas_Water Heater_E3_Baseline Forecast | Commercial | Retail (WA) | Existing | Water Heating | Natural Gas | Water Heater | E3 | TE 0.94 | Baseline Forecast | 0 | 107403.0567 | 222869.2168 | 344893.4371 | 472145.6082 | 603451.7382 | 737777.1313 | 874211.3482 | 1011954.7615 | 1150306.537 | 1288653.8903 | 1426462.4839 | 1545305.367 | 1647256.0267 | 1734167.8991 | 1807697.6192 | 1869325.8156 | 1920375.7098 | 1962029.7519 | 1995344.4989 | 2021263.9231 | 2040631.3143 | 2054199.9259 | 2062642.4962 | 2066559.7648 | 2066488.0889 | 2062906.2565
Commercial_Retail (WA)_Existing_Water Heating_Natural Gas_Water Heater_E4_Baseline Forecast | Commercial | Retail (WA) | Existing | Water Heating | Natural Gas | Water Heater | E4 | Instantaneous TE 0.94 | Baseline Forecast | 0 | 0 | 0 | 0 | 0 | 0 | 0 | 0 | 0 | 0 | 0 | 0 | 0 | 0 | 0 | 0 | 0 | 0 | 0 | 0 | 0 | 0 | 0 | 0 | 0 | 0 | 0
Commercial_Retail (WA)_Existing_Water Heating_Natural Gas_Water Heater_E5_Baseline Forecast | Commercial | Retail (WA) | Existing | Water Heating | Natural Gas | Water Heater | E5 | Gas-Fired Absorption HPWH | Baseline Forecast | 0 | 0 | 0 | 0 | 0 | 0 | 0 | 0 | 0 | 0 | 0 | 0 | 0 | 0 | 0 | 0 | 0 | 0 | 0 | 0 | 0 | 0 | 0 | 0 | 0 | 0 | 0
Commercial_Retail (WA)_Existing_Water Heating_Natural Gas_Water Heater_E6_Baseline Forecast | Commercial | Retail (WA) | Existing | Water Heating | Natural Gas | Water Heater | E6 |  | Baseline Forecast | 0 | 0 | 0 | 0 | 0 | 0 | 0 | 0 | 0 | 0 | 0 | 0 | 0 | 0 | 0 | 0 | 0 | 0 | 0 | 0 | 0 | 0 | 0 | 0 | 0 | 0 | 0
Commercial_Retail (WA)_Existing_Water Heating_Natural Gas_Water Heater_E7_Baseline Forecast | Commercial | Retail (WA) | Existing | Water Heating | Natural Gas | Water Heater | E7 |  | Baseline Forecast | 0 | 0 | 0 | 0 | 0 | 0 | 0 | 0 | 0 | 0 | 0 | 0 | 0 | 0 | 0 | 0 | 0 | 0 | 0 | 0 | 0 | 0 | 0 | 0 | 0 | 0 | 0
Commercial_Retail (WA)_Existing_Water Heating_Natural Gas_Water Heater_E8_Baseline Forecast | Commercial | Retail (WA) | Existing | Water Heating | Natural Gas | Water Heater | E8 |  | Baseline Forecast | 0 | 0 | 0 | 0 | 0 | 0 | 0 | 0 | 0 | 0 | 0 | 0 | 0 | 0 | 0 | 0 | 0 | 0 | 0 | 0 | 0 | 0 | 0 | 0 | 0 | 0 | 0
Commercial_Retail (WA)_Existing_Water Heating_Natural Gas_Water Heater_E9_Baseline Forecast | Commercial | Retail (WA) | Existing | Water Heating | Natural Gas | Water Heater | E9 |  | Baseline Forecast | 0 | 0 | 0 | 0 | 0 | 0 | 0 | 0 | 0 | 0 | 0 | 0 | 0 | 0 | 0 | 0 | 0 | 0 | 0 | 0 | 0 | 0 | 0 | 0 | 0 | 0 | 0
Commercial_Retail (WA)_Existing_Water Heating_Natural Gas_Water Heater_E10_Baseline Forecast | Commercial | Retail (WA) | Existing | Water Heating | Natural Gas | Water Heater | E10 |  | Baseline Forecast | 0 | 0 | 0 | 0 | 0 | 0 | 0 | 0 | 0 | 0 | 0 | 0 | 0 | 0 | 0 | 0 | 0 | 0 | 0 | 0 | 0 | 0 | 0 | 0 | 0 | 0 | 0
Commercial_Retail (WA)_Existing_Water Heating_Natural Gas_Water Heater_Vintage_Baseline Forecast | Commercial | Retail (WA) | Existing | Water Heating | Natural Gas | Water Heater | Vintage | Vintage | Baseline Forecast | 6796988.9881 | 6484712.8567 | 6158991.53 | 5822636.1924 | 5478128.4254 | 5127655.7007 | 4773143.113 | 4416281.7489 | 4058554.0465 | 3701256.4662 | 3345519.7538 | 2992327.0525 | 2676421.5572 | 2393866.7887 | 2141141.8491 | 1915097.5484 | 1712917.162 | 1532081.3326 | 1370336.6758 | 1225667.7012 | 1096271.6976 | 980536.2691 | 877019.2436 | 784430.7018 | 701616.9033 | 627545.9106 | 561294.7294
Commercial_Retail (WA)_Existing_Food Preparation_Natural Gas_Oven_E1_Baseline Forecast | Commercial | Retail (WA) | Existing | Food Preparation | Natural Gas | Oven | E1 | Standard | Baseline Forecast | 0 | 3373.3865 | 7633.6473 | 12539.3095 | 17901.5919 | 23573.1584 | 29439.2679 | 35410.8075 | 41418.8106 | 47410.1422 | 51887.0366 | 55175.775 | 57533.1101 | 59161.0701 | 60218.6104 | 60830.7854 | 61095.9664 | 61091.5243 | 60878.3006 | 60504.1285 | 60006.6025 | 59415.2594 | 58753.295 | 58038.9143 | 57286.3955 | 56506.9267 | 55709.2643
Commercial_Retail (WA)_Existing_Food Preparation_Natural Gas_Oven_E2_Baseline Forecast | Commercial | Retail (WA) | Existing | Food Preparation | Natural Gas | Oven | E2 | ENERGY STAR (>42% Baking Efficiency) | Baseline Forecast | 0 | 4854.3855 | 10985.0046 | 18044.3722 | 25760.8273 | 33922.3499 | 42363.8245 | 50957.0156 | 59602.6787 | 68224.351 | 74666.7112 | 79399.286 | 82791.5487 | 85134.2228 | 86656.0492 | 87536.9839 | 87918.5859 | 87912.1934 | 87605.3594 | 87066.9166 | 86350.9645 | 85500.0075 | 84547.4244 | 83519.4132 | 82436.5204 | 81314.8457 | 80166.9901
Commercial_Retail (WA)_Existing_Food Preparation_Natural Gas_Oven_E3_Baseline Forecast | Commercial | Retail (WA) | Existing | Food Preparation | Natural Gas | Oven | E3 |  | Baseline Forecast | 0 | 0 | 0 | 0 | 0 | 0 | 0 | 0 | 0 | 0 | 0 | 0 | 0 | 0 | 0 | 0 | 0 | 0 | 0 | 0 | 0 | 0 | 0 | 0 | 0 | 0 | 0
Commercial_Retail (WA)_Existing_Food Preparation_Natural Gas_Oven_E4_Baseline Forecast | Commercial | Retail (WA) | Existing | Food Preparation | Natural Gas | Oven | E4 |  | Baseline Forecast | 0 | 0 | 0 | 0 | 0 | 0 | 0 | 0 | 0 | 0 | 0 | 0 | 0 | 0 | 0 | 0 | 0 | 0 | 0 | 0 | 0 | 0 | 0 | 0 | 0 | 0 | 0
Commercial_Retail (WA)_Existing_Food Preparation_Natural Gas_Oven_E5_Baseline Forecast | Commercial | Retail (WA) | Existing | Food Preparation | Natural Gas | Oven | E5 |  | Baseline Forecast | 0 | 0 | 0 | 0 | 0 | 0 | 0 | 0 | 0 | 0 | 0 | 0 | 0 | 0 | 0 | 0 | 0 | 0 | 0 | 0 | 0 | 0 | 0 | 0 | 0 | 0 | 0
Commercial_Retail (WA)_Existing_Food Preparation_Natural Gas_Oven_E6_Baseline Forecast | Commercial | Retail (WA) | Existing | Food Preparation | Natural Gas | Oven | E6 |  | Baseline Forecast | 0 | 0 | 0 | 0 | 0 | 0 | 0 | 0 | 0 | 0 | 0 | 0 | 0 | 0 | 0 | 0 | 0 | 0 | 0 | 0 | 0 | 0 | 0 | 0 | 0 | 0 | 0
Commercial_Retail (WA)_Existing_Food Preparation_Natural Gas_Oven_E7_Baseline Forecast | Commercial | Retail (WA) | Existing | Food Preparation | Natural Gas | Oven | E7 |  | Baseline Forecast | 0 | 0 | 0 | 0 | 0 | 0 | 0 | 0 | 0 | 0 | 0 | 0 | 0 | 0 | 0 | 0 | 0 | 0 | 0 | 0 | 0 | 0 | 0 | 0 | 0 | 0 | 0
Commercial_Retail (WA)_Existing_Food Preparation_Natural Gas_Oven_E8_Baseline Forecast | Commercial | Retail (WA) | Existing | Food Preparation | Natural Gas | Oven | E8 |  | Baseline Forecast | 0 | 0 | 0 | 0 | 0 | 0 | 0 | 0 | 0 | 0 | 0 | 0 | 0 | 0 | 0 | 0 | 0 | 0 | 0 | 0 | 0 | 0 | 0 | 0 | 0 | 0 | 0
Commercial_Retail (WA)_Existing_Food Preparation_Natural Gas_Oven_E9_Baseline Forecast | Commercial | Retail (WA) | Existing | Food Preparation | Natural Gas | Oven | E9 |  | Baseline Forecast | 0 | 0 | 0 | 0 | 0 | 0 | 0 | 0 | 0 | 0 | 0 | 0 | 0 | 0 | 0 | 0 | 0 | 0 | 0 | 0 | 0 | 0 | 0 | 0 | 0 | 0 | 0
Commercial_Retail (WA)_Existing_Food Preparation_Natural Gas_Oven_E10_Baseline Forecast | Commercial | Retail (WA) | Existing | Food Preparation | Natural Gas | Oven | E10 |  | Baseline Forecast | 0 | 0 | 0 | 0 | 0 | 0 | 0 | 0 | 0 | 0 | 0 | 0 | 0 | 0 | 0 | 0 | 0 | 0 | 0 | 0 | 0 | 0 | 0 | 0 | 0 | 0 | 0
Commercial_Retail (WA)_Existing_Food Preparation_Natural Gas_Oven_Vintage_Baseline Forecast | Commercial | Retail (WA) | Existing | Food Preparation | Natural Gas | Oven | Vintage | Vintage | Baseline Forecast | 209066.3388 | 197466.529 | 183757.9992 | 168528.8297 | 152238.6002 | 135245.8172 | 117829.5021 | 100206.1812 | 82543.2569 | 64969.5312 | 51137.3084 | 40250.0105 | 31680.6534 | 24935.7401 | 19626.8406 | 15448.2229 | 12159.2464 | 9570.5036 | 7532.9125 | 5929.1312 | 4666.8 | 3673.2232 | 2891.1822 | 2275.6402 | 1791.149 | 1409.8076 | 1109.655
Commercial_Retail (WA)_Existing_Food Preparation_Natural Gas_Conveyor Oven_E1_Baseline Forecast | Commercial | Retail (WA) | Existing | Food Preparation | Natural Gas | Conveyor Oven | E1 | Standard | Baseline Forecast | 0 | 0 | 0 | 0 | 0 | 158.0479 | 590.8952 | 1383.0358 | 2593.8139 | 4263.0121 | 6269.5364 | 8518.6458 | 10936.3293 | 13464.8802 | 16059.413 | 18685.1223 | 21315.1252 | 23278.6094 | 24719.1978 | 25749.9081 | 26459.6686 | 26918.4479 | 27181.2915 | 27291.4995 | 27283.1279 | 27182.9567 | 27012.0399
Commercial_Retail (WA)_Existing_Food Preparation_Natural Gas_Conveyor Oven_E2_Baseline Forecast | Commercial | Retail (WA) | Existing | Food Preparation | Natural Gas | Conveyor Oven | E2 | ENERGY STAR (>42% Baking Efficiency) | Baseline Forecast | 0 | 0 | 0 | 0 | 0 | 227.4348 | 850.3126 | 1990.2222 | 3732.5615 | 6134.5783 | 9022.0158 | 12258.5391 | 15737.6446 | 19376.291 | 23109.8869 | 26888.3467 | 30672.985 | 33498.4866 | 35571.5286 | 37054.7458 | 38076.1085 | 38736.3031 | 39114.5414 | 39273.1335 | 39261.0865 | 39116.9378 | 38870.9842
Commercial_Retail (WA)_Existing_Food Preparation_Natural Gas_Conveyor Oven_E3_Baseline Forecast | Commercial | Retail (WA) | Existing | Food Preparation | Natural Gas | Conveyor Oven | E3 |  | Baseline Forecast | 0 | 0 | 0 | 0 | 0 | 0 | 0 | 0 | 0 | 0 | 0 | 0 | 0 | 0 | 0 | 0 | 0 | 0 | 0 | 0 | 0 | 0 | 0 | 0 | 0 | 0 | 0
Commercial_Retail (WA)_Existing_Food Preparation_Natural Gas_Conveyor Oven_E4_Baseline Forecast | Commercial | Retail (WA) | Existing | Food Preparation | Natural Gas | Conveyor Oven | E4 |  | Baseline Forecast | 0 | 0 | 0 | 0 | 0 | 0 | 0 | 0 | 0 | 0 | 0 | 0 | 0 | 0 | 0 | 0 | 0 | 0 | 0 | 0 | 0 | 0 | 0 | 0 | 0 | 0 | 0
Commercial_Retail (WA)_Existing_Food Preparation_Natural Gas_Conveyor Oven_E5_Baseline Forecast | Commercial | Retail (WA) | Existing | Food Preparation | Natural Gas | Conveyor Oven | E5 |  | Baseline Forecast | 0 | 0 | 0 | 0 | 0 | 0 | 0 | 0 | 0 | 0 | 0 | 0 | 0 | 0 | 0 | 0 | 0 | 0 | 0 | 0 | 0 | 0 | 0 | 0 | 0 | 0 | 0
Commercial_Retail (WA)_Existing_Food Preparation_Natural Gas_Conveyor Oven_E6_Baseline Forecast | Commercial | Retail (WA) | Existing | Food Preparation | Natural Gas | Conveyor Oven | E6 |  | Baseline Forecast | 0 | 0 | 0 | 0 | 0 | 0 | 0 | 0 | 0 | 0 | 0 | 0 | 0 | 0 | 0 | 0 | 0 | 0 | 0 | 0 | 0 | 0 | 0 | 0 | 0 | 0 | 0
Commercial_Retail (WA)_Existing_Food Preparation_Natural Gas_Conveyor Oven_E7_Baseline Forecast | Commercial | Retail (WA) | Existing | Food Preparation | Natural Gas | Conveyor Oven | E7 |  | Baseline Forecast | 0 | 0 | 0 | 0 | 0 | 0 | 0 | 0 | 0 | 0 | 0 | 0 | 0 | 0 | 0 | 0 | 0 | 0 | 0 | 0 | 0 | 0 | 0 | 0 | 0 | 0 | 0
Commercial_Retail (WA)_Existing_Food Preparation_Natural Gas_Conveyor Oven_E8_Baseline Forecast | Commercial | Retail (WA) | Existing | Food Preparation | Natural Gas | Conveyor Oven | E8 |  | Baseline Forecast | 0 | 0 | 0 | 0 | 0 | 0 | 0 | 0 | 0 | 0 | 0 | 0 | 0 | 0 | 0 | 0 | 0 | 0 | 0 | 0 | 0 | 0 | 0 | 0 | 0 | 0 | 0
Commercial_Retail (WA)_Existing_Food Preparation_Natural Gas_Conveyor Oven_E9_Baseline Forecast | Commercial | Retail (WA) | Existing | Food Preparation | Natural Gas | Conveyor Oven | E9 |  | Baseline Forecast | 0 | 0 | 0 | 0 | 0 | 0 | 0 | 0 | 0 | 0 | 0 | 0 | 0 | 0 | 0 | 0 | 0 | 0 | 0 | 0 | 0 | 0 | 0 | 0 | 0 | 0 | 0
Commercial_Retail (WA)_Existing_Food Preparation_Natural Gas_Conveyor Oven_E10_Baseline Forecast | Commercial | Retail (WA) | Existing | Food Preparation | Natural Gas | Conveyor Oven | E10 |  | Baseline Forecast | 0 | 0 | 0 | 0 | 0 | 0 | 0 | 0 | 0 | 0 | 0 | 0 | 0 | 0 | 0 | 0 | 0 | 0 | 0 | 0 | 0 | 0 | 0 | 0 | 0 | 0 | 0
Commercial_Retail (WA)_Existing_Food Preparation_Natural Gas_Conveyor Oven_Vintage_Baseline Forecast | Commercial | Retail (WA) | Existing | Food Preparation | Natural Gas | Conveyor Oven | Vintage | Vintage | Baseline Forecast | 104533.1694 | 102847.1505 | 101188.3255 | 99556.2558 | 97950.5097 | 95985.1801 | 93375.0895 | 89913.7441 | 85455.9976 | 79904.4218 | 73553.976 | 66635.3508 | 59328.6822 | 51774.3453 | 44081.4502 | 36334.5272 | 28598.7891 | 22510.0147 | 17717.5599 | 13945.4343 | 10976.4063 | 8639.494 | 6800.1179 | 5352.3508 | 4212.8181 | 3315.8955 | 2609.9307
Commercial_Retail (WA)_Existing_Food Preparation_Natural Gas_Double Rack Oven_E1_Baseline Forecast | Commercial | Retail (WA) | Existing | Food Preparation | Natural Gas | Double Rack Oven | E1 | Standard | Baseline Forecast | 0 | 937.0518 | 2202.4076 | 3740.2561 | 5502.1433 | 7446.0417 | 9535.5369 | 11739.1155 | 14029.5439 | 16383.3236 | 18375.4754 | 20052.4348 | 21454.7952 | 22618.0403 | 23573.1859 | 24347.3405 | 24964.1956 | 25444.4548 | 25806.2089 | 26065.2638 | 26235.4273 | 26328.7603 | 26355.7959 | 26325.7314 | 26246.5962 | 26125.3984 | 25968.2533
Commercial_Retail (WA)_Existing_Food Preparation_Natural Gas_Double Rack Oven_E2_Baseline Forecast | Commercial | Retail (WA) | Existing | Food Preparation | Natural Gas | Double Rack Oven | E2 | FTSC Qualified (>50% Cooking Efficiency) | Baseline Forecast | 0 | 1348.4404 | 3169.3183 | 5382.3198 | 7917.7185 | 10715.0357 | 13721.8701 | 16892.8736 | 20188.8559 | 23576.0023 | 26442.7572 | 28855.9428 | 30873.9736 | 32547.9116 | 33922.3895 | 35036.4168 | 35924.0863 | 36615.1911 | 37135.7641 | 37508.5504 | 37753.4198 | 37887.7282 | 37926.6331 | 37883.3695 | 37769.4921 | 37595.0856 | 37368.9499
Commercial_Retail (WA)_Existing_Food Preparation_Natural Gas_Double Rack Oven_E3_Baseline Forecast | Commercial | Retail (WA) | Existing | Food Preparation | Natural Gas | Double Rack Oven | E3 |  | Baseline Forecast | 0 | 0 | 0 | 0 | 0 | 0 | 0 | 0 | 0 | 0 | 0 | 0 | 0 | 0 | 0 | 0 | 0 | 0 | 0 | 0 | 0 | 0 | 0 | 0 | 0 | 0 | 0
Commercial_Retail (WA)_Existing_Food Preparation_Natural Gas_Double Rack Oven_E4_Baseline Forecast | Commercial | Retail (WA) | Existing | Food Preparation | Natural Gas | Double Rack Oven | E4 |  | Baseline Forecast | 0 | 0 | 0 | 0 | 0 | 0 | 0 | 0 | 0 | 0 | 0 | 0 | 0 | 0 | 0 | 0 | 0 | 0 | 0 | 0 | 0 | 0 | 0 | 0 | 0 | 0 | 0
Commercial_Retail (WA)_Existing_Food Preparation_Natural Gas_Double Rack Oven_E5_Baseline Forecast | Commercial | Retail (WA) | Existing | Food Preparation | Natural Gas | Double Rack Oven | E5 |  | Baseline Forecast | 0 | 0 | 0 | 0 | 0 | 0 | 0 | 0 | 0 | 0 | 0 | 0 | 0 | 0 | 0 | 0 | 0 | 0 | 0 | 0 | 0 | 0 | 0 | 0 | 0 | 0 | 0
Commercial_Retail (WA)_Existing_Food Preparation_Natural Gas_Double Rack Oven_E6_Baseline Forecast | Commercial | Retail (WA) | Existing | Food Preparation | Natural Gas | Double Rack Oven | E6 |  | Baseline Forecast | 0 | 0 | 0 | 0 | 0 | 0 | 0 | 0 | 0 | 0 | 0 | 0 | 0 | 0 | 0 | 0 | 0 | 0 | 0 | 0 | 0 | 0 | 0 | 0 | 0 | 0 | 0
Commercial_Retail (WA)_Existing_Food Preparation_Natural Gas_Double Rack Oven_E7_Baseline Forecast | Commercial | Retail (WA) | Existing | Food Preparation | Natural Gas | Double Rack Oven | E7 |  | Baseline Forecast | 0 | 0 | 0 | 0 | 0 | 0 | 0 | 0 | 0 | 0 | 0 | 0 | 0 | 0 | 0 | 0 | 0 | 0 | 0 | 0 | 0 | 0 | 0 | 0 | 0 | 0 | 0
Commercial_Retail (WA)_Existing_Food Preparation_Natural Gas_Double Rack Oven_E8_Baseline Forecast | Commercial | Retail (WA) | Existing | Food Preparation | Natural Gas | Double Rack Oven | E8 |  | Baseline Forecast | 0 | 0 | 0 | 0 | 0 | 0 | 0 | 0 | 0 | 0 | 0 | 0 | 0 | 0 | 0 | 0 | 0 | 0 | 0 | 0 | 0 | 0 | 0 | 0 | 0 | 0 | 0
Commercial_Retail (WA)_Existing_Food Preparation_Natural Gas_Double Rack Oven_E9_Baseline Forecast | Commercial | Retail (WA) | Existing | Food Preparation | Natural Gas | Double Rack Oven | E9 |  | Baseline Forecast | 0 | 0 | 0 | 0 | 0 | 0 | 0 | 0 | 0 | 0 | 0 | 0 | 0 | 0 | 0 | 0 | 0 | 0 | 0 | 0 | 0 | 0 | 0 | 0 | 0 | 0 | 0
Commercial_Retail (WA)_Existing_Food Preparation_Natural Gas_Double Rack Oven_E10_Baseline Forecast | Commercial | Retail (WA) | Existing | Food Preparation | Natural Gas | Double Rack Oven | E10 |  | Baseline Forecast | 0 | 0 | 0 | 0 | 0 | 0 | 0 | 0 | 0 | 0 | 0 | 0 | 0 | 0 | 0 | 0 | 0 | 0 | 0 | 0 | 0 | 0 | 0 | 0 | 0 | 0 | 0
Commercial_Retail (WA)_Existing_Food Preparation_Natural Gas_Double Rack Oven_Vintage_Baseline Forecast | Commercial | Retail (WA) | Existing | Food Preparation | Natural Gas | Double Rack Oven | Vintage | Vintage | Baseline Forecast | 104533.1694 | 100561.6583 | 95816.5996 | 90433.6798 | 84530.6479 | 78209.5853 | 71558.8903 | 64655.013 | 57563.9733 | 50342.6863 | 44027.2955 | 38504.1581 | 33673.8874 | 29449.5646 | 25755.1748 | 22524.2389 | 19698.6175 | 17227.4648 | 15066.3133 | 13176.274 | 11523.3364 | 10077.7565 | 8813.5219 | 7707.8829 | 6740.9442 | 5895.306 | 5155.7515
Commercial_Retail (WA)_Existing_Food Preparation_Natural Gas_Fryer_E1_Baseline Forecast | Commercial | Retail (WA) | Existing | Food Preparation | Natural Gas | Fryer | E1 | Standard | Baseline Forecast | 0 | 9225.0777 | 19142.7126 | 29623.6333 | 40553.5939 | 51831.7576 | 63369.2523 | 75087.8783 | 86918.954 | 98802.2833 | 110685.2327 | 122521.9069 | 132729.5758 | 141486.3355 | 148951.3817 | 155267.0063 | 160560.3836 | 164945.1679 | 168522.9225 | 171384.3972 | 173610.6719 | 175274.1784 | 176439.6154 | 177164.7658 | 177501.2284 | 177495.072 | 177187.4208
Commercial_Retail (WA)_Existing_Food Preparation_Natural Gas_Fryer_E2_Baseline Forecast | Commercial | Retail (WA) | Existing | Food Preparation | Natural Gas | Fryer | E2 | ENERGY STAR | Baseline Forecast | 0 | 3241.2435 | 6725.818 | 10408.3036 | 14248.56 | 18211.1581 | 22264.8724 | 26382.2275 | 30539.092 | 34714.3158 | 38889.4061 | 43048.2376 | 46634.7158 | 49711.4152 | 52334.2692 | 54553.2725 | 56413.1077 | 57953.7077 | 59210.7566 | 60216.1396 | 60998.3442 | 61582.8195 | 61992.2973 | 62247.0799 | 62365.2965 | 62363.1334 | 62255.0397
Commercial_Retail (WA)_Existing_Food Preparation_Natural Gas_Fryer_E3_Baseline Forecast | Commercial | Retail (WA) | Existing | Food Preparation | Natural Gas | Fryer | E3 |  | Baseline Forecast | 0 | 0 | 0 | 0 | 0 | 0 | 0 | 0 | 0 | 0 | 0 | 0 | 0 | 0 | 0 | 0 | 0 | 0 | 0 | 0 | 0 | 0 | 0 | 0 | 0 | 0 | 0
Commercial_Retail (WA)_Existing_Food Preparation_Natural Gas_Fryer_E4_Baseline Forecast | Commercial | Retail (WA) | Existing | Food Preparation | Natural Gas | Fryer | E4 |  | Baseline Forecast | 0 | 0 | 0 | 0 | 0 | 0 | 0 | 0 | 0 | 0 | 0 | 0 | 0 | 0 | 0 | 0 | 0 | 0 | 0 | 0 | 0 | 0 | 0 | 0 | 0 | 0 | 0
Commercial_Retail (WA)_Existing_Food Preparation_Natural Gas_Fryer_E5_Baseline Forecast | Commercial | Retail (WA) | Existing | Food Preparation | Natural Gas | Fryer | E5 |  | Baseline Forecast | 0 | 0 | 0 | 0 | 0 | 0 | 0 | 0 | 0 | 0 | 0 | 0 | 0 | 0 | 0 | 0 | 0 | 0 | 0 | 0 | 0 | 0 | 0 | 0 | 0 | 0 | 0
Commercial_Retail (WA)_Existing_Food Preparation_Natural Gas_Fryer_E6_Baseline Forecast | Commercial | Retail (WA) | Existing | Food Preparation | Natural Gas | Fryer | E6 |  | Baseline Forecast | 0 | 0 | 0 | 0 | 0 | 0 | 0 | 0 | 0 | 0 | 0 | 0 | 0 | 0 | 0 | 0 | 0 | 0 | 0 | 0 | 0 | 0 | 0 | 0 | 0 | 0 | 0
Commercial_Retail (WA)_Existing_Food Preparation_Natural Gas_Fryer_E7_Baseline Forecast | Commercial | Retail (WA) | Existing | Food Preparation | Natural Gas | Fryer | E7 |  | Baseline Forecast | 0 | 0 | 0 | 0 | 0 | 0 | 0 | 0 | 0 | 0 | 0 | 0 | 0 | 0 | 0 | 0 | 0 | 0 | 0 | 0 | 0 | 0 | 0 | 0 | 0 | 0 | 0
Commercial_Retail (WA)_Existing_Food Preparation_Natural Gas_Fryer_E8_Baseline Forecast | Commercial | Retail (WA) | Existing | Food Preparation | Natural Gas | Fryer | E8 |  | Baseline Forecast | 0 | 0 | 0 | 0 | 0 | 0 | 0 | 0 | 0 | 0 | 0 | 0 | 0 | 0 | 0 | 0 | 0 | 0 | 0 | 0 | 0 | 0 | 0 | 0 | 0 | 0 | 0
Commercial_Retail (WA)_Existing_Food Preparation_Natural Gas_Fryer_E9_Baseline Forecast | Commercial | Retail (WA) | Existing | Food Preparation | Natural Gas | Fryer | E9 |  | Baseline Forecast | 0 | 0 | 0 | 0 | 0 | 0 | 0 | 0 | 0 | 0 | 0 | 0 | 0 | 0 | 0 | 0 | 0 | 0 | 0 | 0 | 0 | 0 | 0 | 0 | 0 | 0 | 0
Commercial_Retail (WA)_Existing_Food Preparation_Natural Gas_Fryer_E10_Baseline Forecast | Commercial | Retail (WA) | Existing | Food Preparation | Natural Gas | Fryer | E10 |  | Baseline Forecast | 0 | 0 | 0 | 0 | 0 | 0 | 0 | 0 | 0 | 0 | 0 | 0 | 0 | 0 | 0 | 0 | 0 | 0 | 0 | 0 | 0 | 0 | 0 | 0 | 0 | 0 | 0
Commercial_Retail (WA)_Existing_Food Preparation_Natural Gas_Fryer_Vintage_Baseline Forecast | Commercial | Retail (WA) | Existing | Food Preparation | Natural Gas | Fryer | Vintage | Vintage | Baseline Forecast | 418132.6776 | 398922.2809 | 378884.7715 | 358193.0861 | 336999.8849 | 315439.7354 | 293631.0643 | 271677.9026 | 249671.4462 | 227691.4497 | 205807.4737 | 184079.9985 | 164646.333 | 147264.3154 | 131717.3496 | 117811.7056 | 105374.1062 | 94249.5671 | 84299.4662 | 75399.8158 | 67439.7179 | 60319.9823 | 53951.8904 | 48256.0896 | 43161.6051 | 38604.9547 | 34529.3583
Commercial_Retail (WA)_Existing_Food Preparation_Natural Gas_Broiler_E1_Baseline Forecast | Commercial | Retail (WA) | Existing | Food Preparation | Natural Gas | Broiler | E1 | Standard | Baseline Forecast | 0 | 0 | 0 | 0 | 0 | 0 | 0 | 0 | 0 | 0 | 0 | 0 | 0 | 0 | 0 | 0 | 0 | 0 | 0 | 0 | 0 | 0 | 0 | 0 | 0 | 0 | 0
Commercial_Retail (WA)_Existing_Food Preparation_Natural Gas_Broiler_E2_Baseline Forecast | Commercial | Retail (WA) | Existing | Food Preparation | Natural Gas | Broiler | E2 | Infrared Burners | Baseline Forecast | 0 | 0 | 0 | 0 | 0 | 0 | 0 | 0 | 0 | 0 | 0 | 0 | 0 | 0 | 0 | 0 | 0 | 0 | 0 | 0 | 0 | 0 | 0 | 0 | 0 | 0 | 0
Commercial_Retail (WA)_Existing_Food Preparation_Natural Gas_Broiler_E3_Baseline Forecast | Commercial | Retail (WA) | Existing | Food Preparation | Natural Gas | Broiler | E3 |  | Baseline Forecast | 0 | 0 | 0 | 0 | 0 | 0 | 0 | 0 | 0 | 0 | 0 | 0 | 0 | 0 | 0 | 0 | 0 | 0 | 0 | 0 | 0 | 0 | 0 | 0 | 0 | 0 | 0
Commercial_Retail (WA)_Existing_Food Preparation_Natural Gas_Broiler_E4_Baseline Forecast | Commercial | Retail (WA) | Existing | Food Preparation | Natural Gas | Broiler | E4 |  | Baseline Forecast | 0 | 0 | 0 | 0 | 0 | 0 | 0 | 0 | 0 | 0 | 0 | 0 | 0 | 0 | 0 | 0 | 0 | 0 | 0 | 0 | 0 | 0 | 0 | 0 | 0 | 0 | 0
Commercial_Retail (WA)_Existing_Food Preparation_Natural Gas_Broiler_E5_Baseline Forecast | Commercial | Retail (WA) | Existing | Food Preparation | Natural Gas | Broiler | E5 |  | Baseline Forecast | 0 | 0 | 0 | 0 | 0 | 0 | 0 | 0 | 0 | 0 | 0 | 0 | 0 | 0 | 0 | 0 | 0 | 0 | 0 | 0 | 0 | 0 | 0 | 0 | 0 | 0 | 0
Commercial_Retail (WA)_Existing_Food Preparation_Natural Gas_Broiler_E6_Baseline Forecast | Commercial | Retail (WA) | Existing | Food Preparation | Natural Gas | Broiler | E6 |  | Baseline Forecast | 0 | 0 | 0 | 0 | 0 | 0 | 0 | 0 | 0 | 0 | 0 | 0 | 0 | 0 | 0 | 0 | 0 | 0 | 0 | 0 | 0 | 0 | 0 | 0 | 0 | 0 | 0
Commercial_Retail (WA)_Existing_Food Preparation_Natural Gas_Broiler_E7_Baseline Forecast | Commercial | Retail (WA) | Existing | Food Preparation | Natural Gas | Broiler | E7 |  | Baseline Forecast | 0 | 0 | 0 | 0 | 0 | 0 | 0 | 0 | 0 | 0 | 0 | 0 | 0 | 0 | 0 | 0 | 0 | 0 | 0 | 0 | 0 | 0 | 0 | 0 | 0 | 0 | 0
Commercial_Retail (WA)_Existing_Food Preparation_Natural Gas_Broiler_E8_Baseline Forecast | Commercial | Retail (WA) | Existing | Food Preparation | Natural Gas | Broiler | E8 |  | Baseline Forecast | 0 | 0 | 0 | 0 | 0 | 0 | 0 | 0 | 0 | 0 | 0 | 0 | 0 | 0 | 0 | 0 | 0 | 0 | 0 | 0 | 0 | 0 | 0 | 0 | 0 | 0 | 0
Commercial_Retail (WA)_Existing_Food Preparation_Natural Gas_Broiler_E9_Baseline Forecast | Commercial | Retail (WA) | Existing | Food Preparation | Natural Gas | Broiler | E9 |  | Baseline Forecast | 0 | 0 | 0 | 0 | 0 | 0 | 0 | 0 | 0 | 0 | 0 | 0 | 0 | 0 | 0 | 0 | 0 | 0 | 0 | 0 | 0 | 0 | 0 | 0 | 0 | 0 | 0
Commercial_Retail (WA)_Existing_Food Preparation_Natural Gas_Broiler_E10_Baseline Forecast | Commercial | Retail (WA) | Existing | Food Preparation | Natural Gas | Broiler | E10 |  | Baseline Forecast | 0 | 0 | 0 | 0 | 0 | 0 | 0 | 0 | 0 | 0 | 0 | 0 | 0 | 0 | 0 | 0 | 0 | 0 | 0 | 0 | 0 | 0 | 0 | 0 | 0 | 0 | 0
Commercial_Retail (WA)_Existing_Food Preparation_Natural Gas_Broiler_Vintage_Baseline Forecast | Commercial | Retail (WA) | Existing | Food Preparation | Natural Gas | Broiler | Vintage | Vintage | Baseline Forecast | 0 | 0 | 0 | 0 | 0 | 0 | 0 | 0 | 0 | 0 | 0 | 0 | 0 | 0 | 0 | 0 | 0 | 0 | 0 | 0 | 0 | 0 | 0 | 0 | 0 | 0 | 0
Commercial_Retail (WA)_Existing_Food Preparation_Natural Gas_Griddle_E1_Baseline Forecast | Commercial | Retail (WA) | Existing | Food Preparation | Natural Gas | Griddle | E1 | Standard | Baseline Forecast | 0 | 0 | 0 | 0 | 0 | 0 | 0 | 0 | 0 | 0 | 0 | 0 | 0 | 0 | 0 | 0 | 0 | 0 | 0 | 0 | 0 | 0 | 0 | 0 | 0 | 0 | 0
Commercial_Retail (WA)_Existing_Food Preparation_Natural Gas_Griddle_E2_Baseline Forecast | Commercial | Retail (WA) | Existing | Food Preparation | Natural Gas | Griddle | E2 | ENERGY STAR | Baseline Forecast | 0 | 0 | 0 | 0 | 0 | 0 | 0 | 0 | 0 | 0 | 0 | 0 | 0 | 0 | 0 | 0 | 0 | 0 | 0 | 0 | 0 | 0 | 0 | 0 | 0 | 0 | 0
Commercial_Retail (WA)_Existing_Food Preparation_Natural Gas_Griddle_E3_Baseline Forecast | Commercial | Retail (WA) | Existing | Food Preparation | Natural Gas | Griddle | E3 |  | Baseline Forecast | 0 | 0 | 0 | 0 | 0 | 0 | 0 | 0 | 0 | 0 | 0 | 0 | 0 | 0 | 0 | 0 | 0 | 0 | 0 | 0 | 0 | 0 | 0 | 0 | 0 | 0 | 0
Commercial_Retail (WA)_Existing_Food Preparation_Natural Gas_Griddle_E4_Baseline Forecast | Commercial | Retail (WA) | Existing | Food Preparation | Natural Gas | Griddle | E4 |  | Baseline Forecast | 0 | 0 | 0 | 0 | 0 | 0 | 0 | 0 | 0 | 0 | 0 | 0 | 0 | 0 | 0 | 0 | 0 | 0 | 0 | 0 | 0 | 0 | 0 | 0 | 0 | 0 | 0
Commercial_Retail (WA)_Existing_Food Preparation_Natural Gas_Griddle_E5_Baseline Forecast | Commercial | Retail (WA) | Existing | Food Preparation | Natural Gas | Griddle | E5 |  | Baseline Forecast | 0 | 0 | 0 | 0 | 0 | 0 | 0 | 0 | 0 | 0 | 0 | 0 | 0 | 0 | 0 | 0 | 0 | 0 | 0 | 0 | 0 | 0 | 0 | 0 | 0 | 0 | 0
Commercial_Retail (WA)_Existing_Food Preparation_Natural Gas_Griddle_E6_Baseline Forecast | Commercial | Retail (WA) | Existing | Food Preparation | Natural Gas | Griddle | E6 |  | Baseline Forecast | 0 | 0 | 0 | 0 | 0 | 0 | 0 | 0 | 0 | 0 | 0 | 0 | 0 | 0 | 0 | 0 | 0 | 0 | 0 | 0 | 0 | 0 | 0 | 0 | 0 | 0 | 0
Commercial_Retail (WA)_Existing_Food Preparation_Natural Gas_Griddle_E7_Baseline Forecast | Commercial | Retail (WA) | Existing | Food Preparation | Natural Gas | Griddle | E7 |  | Baseline Forecast | 0 | 0 | 0 | 0 | 0 | 0 | 0 | 0 | 0 | 0 | 0 | 0 | 0 | 0 | 0 | 0 | 0 | 0 | 0 | 0 | 0 | 0 | 0 | 0 | 0 | 0 | 0
Commercial_Retail (WA)_Existing_Food Preparation_Natural Gas_Griddle_E8_Baseline Forecast | Commercial | Retail (WA) | Existing | Food Preparation | Natural Gas | Griddle | E8 |  | Baseline Forecast | 0 | 0 | 0 | 0 | 0 | 0 | 0 | 0 | 0 | 0 | 0 | 0 | 0 | 0 | 0 | 0 | 0 | 0 | 0 | 0 | 0 | 0 | 0 | 0 | 0 | 0 | 0
Commercial_Retail (WA)_Existing_Food Preparation_Natural Gas_Griddle_E9_Baseline Forecast | Commercial | Retail (WA) | Existing | Food Preparation | Natural Gas | Griddle | E9 |  | Baseline Forecast | 0 | 0 | 0 | 0 | 0 | 0 | 0 | 0 | 0 | 0 | 0 | 0 | 0 | 0 | 0 | 0 | 0 | 0 | 0 | 0 | 0 | 0 | 0 | 0 | 0 | 0 | 0
Commercial_Retail (WA)_Existing_Food Preparation_Natural Gas_Griddle_E10_Baseline Forecast | Commercial | Retail (WA) | Existing | Food Preparation | Natural Gas | Griddle | E10 |  | Baseline Forecast | 0 | 0 | 0 | 0 | 0 | 0 | 0 | 0 | 0 | 0 | 0 | 0 | 0 | 0 | 0 | 0 | 0 | 0 | 0 | 0 | 0 | 0 | 0 | 0 | 0 | 0 | 0
Commercial_Retail (WA)_Existing_Food Preparation_Natural Gas_Griddle_Vintage_Baseline Forecast | Commercial | Retail (WA) | Existing | Food Preparation | Natural Gas | Griddle | Vintage | Vintage | Baseline Forecast | 0 | 0 | 0 | 0 | 0 | 0 | 0 | 0 | 0 | 0 | 0 | 0 | 0 | 0 | 0 | 0 | 0 | 0 | 0 | 0 | 0 | 0 | 0 | 0 | 0 | 0 | 0
Commercial_Retail (WA)_Existing_Food Preparation_Natural Gas_Range_E1_Baseline Forecast | Commercial | Retail (WA) | Existing | Food Preparation | Natural Gas | Range | E1 | Standard | Baseline Forecast | 0 | 0 | 0 | 0 | 0 | 0 | 0 | 0 | 0 | 0 | 0 | 0 | 0 | 0 | 0 | 0 | 0 | 0 | 0 | 0 | 0 | 0 | 0 | 0 | 0 | 0 | 0
Commercial_Retail (WA)_Existing_Food Preparation_Natural Gas_Range_E2_Baseline Forecast | Commercial | Retail (WA) | Existing | Food Preparation | Natural Gas | Range | E2 | High Efficiency | Baseline Forecast | 0 | 0 | 0 | 0 | 0 | 0 | 0 | 0 | 0 | 0 | 0 | 0 | 0 | 0 | 0 | 0 | 0 | 0 | 0 | 0 | 0 | 0 | 0 | 0 | 0 | 0 | 0
Commercial_Retail (WA)_Existing_Food Preparation_Natural Gas_Range_E3_Baseline Forecast | Commercial | Retail (WA) | Existing | Food Preparation | Natural Gas | Range | E3 |  | Baseline Forecast | 0 | 0 | 0 | 0 | 0 | 0 | 0 | 0 | 0 | 0 | 0 | 0 | 0 | 0 | 0 | 0 | 0 | 0 | 0 | 0 | 0 | 0 | 0 | 0 | 0 | 0 | 0
Commercial_Retail (WA)_Existing_Food Preparation_Natural Gas_Range_E4_Baseline Forecast | Commercial | Retail (WA) | Existing | Food Preparation | Natural Gas | Range | E4 |  | Baseline Forecast | 0 | 0 | 0 | 0 | 0 | 0 | 0 | 0 | 0 | 0 | 0 | 0 | 0 | 0 | 0 | 0 | 0 | 0 | 0 | 0 | 0 | 0 | 0 | 0 | 0 | 0 | 0
Commercial_Retail (WA)_Existing_Food Preparation_Natural Gas_Range_E5_Baseline Forecast | Commercial | Retail (WA) | Existing | Food Preparation | Natural Gas | Range | E5 |  | Baseline Forecast | 0 | 0 | 0 | 0 | 0 | 0 | 0 | 0 | 0 | 0 | 0 | 0 | 0 | 0 | 0 | 0 | 0 | 0 | 0 | 0 | 0 | 0 | 0 | 0 | 0 | 0 | 0
Commercial_Retail (WA)_Existing_Food Preparation_Natural Gas_Range_E6_Baseline Forecast | Commercial | Retail (WA) | Existing | Food Preparation | Natural Gas | Range | E6 |  | Baseline Forecast | 0 | 0 | 0 | 0 | 0 | 0 | 0 | 0 | 0 | 0 | 0 | 0 | 0 | 0 | 0 | 0 | 0 | 0 | 0 | 0 | 0 | 0 | 0 | 0 | 0 | 0 | 0
Commercial_Retail (WA)_Existing_Food Preparation_Natural Gas_Range_E7_Baseline Forecast | Commercial | Retail (WA) | Existing | Food Preparation | Natural Gas | Range | E7 |  | Baseline Forecast | 0 | 0 | 0 | 0 | 0 | 0 | 0 | 0 | 0 | 0 | 0 | 0 | 0 | 0 | 0 | 0 | 0 | 0 | 0 | 0 | 0 | 0 | 0 | 0 | 0 | 0 | 0
Commercial_Retail (WA)_Existing_Food Preparation_Natural Gas_Range_E8_Baseline Forecast | Commercial | Retail (WA) | Existing | Food Preparation | Natural Gas | Range | E8 |  | Baseline Forecast | 0 | 0 | 0 | 0 | 0 | 0 | 0 | 0 | 0 | 0 | 0 | 0 | 0 | 0 | 0 | 0 | 0 | 0 | 0 | 0 | 0 | 0 | 0 | 0 | 0 | 0 | 0
Commercial_Retail (WA)_Existing_Food Preparation_Natural Gas_Range_E9_Baseline Forecast | Commercial | Retail (WA) | Existing | Food Preparation | Natural Gas | Range | E9 |  | Baseline Forecast | 0 | 0 | 0 | 0 | 0 | 0 | 0 | 0 | 0 | 0 | 0 | 0 | 0 | 0 | 0 | 0 | 0 | 0 | 0 | 0 | 0 | 0 | 0 | 0 | 0 | 0 | 0
Commercial_Retail (WA)_Existing_Food Preparation_Natural Gas_Range_E10_Baseline Forecast | Commercial | Retail (WA) | Existing | Food Preparation | Natural Gas | Range | E10 |  | Baseline Forecast | 0 | 0 | 0 | 0 | 0 | 0 | 0 | 0 | 0 | 0 | 0 | 0 | 0 | 0 | 0 | 0 | 0 | 0 | 0 | 0 | 0 | 0 | 0 | 0 | 0 | 0 | 0
Commercial_Retail (WA)_Existing_Food Preparation_Natural Gas_Range_Vintage_Baseline Forecast | Commercial | Retail (WA) | Existing | Food Preparation | Natural Gas | Range | Vintage | Vintage | Baseline Forecast | 0 | 0 | 0 | 0 | 0 | 0 | 0 | 0 | 0 | 0 | 0 | 0 | 0 | 0 | 0 | 0 | 0 | 0 | 0 | 0 | 0 | 0 | 0 | 0 | 0 | 0 | 0
Commercial_Retail (WA)_Existing_Food Preparation_Natural Gas_Steamer_E1_Baseline Forecast | Commercial | Retail (WA) | Existing | Food Preparation | Natural Gas | Steamer | E1 | Standard | Baseline Forecast | 0 | 0 | 0 | 0 | 0 | 0 | 0 | 0 | 0 | 0 | 0 | 0 | 0 | 0 | 0 | 0 | 0 | 0 | 0 | 0 | 0 | 0 | 0 | 0 | 0 | 0 | 0
Commercial_Retail (WA)_Existing_Food Preparation_Natural Gas_Steamer_E2_Baseline Forecast | Commercial | Retail (WA) | Existing | Food Preparation | Natural Gas | Steamer | E2 | ENERGY STAR | Baseline Forecast | 0 | 0 | 0 | 0 | 0 | 0 | 0 | 0 | 0 | 0 | 0 | 0 | 0 | 0 | 0 | 0 | 0 | 0 | 0 | 0 | 0 | 0 | 0 | 0 | 0 | 0 | 0
Commercial_Retail (WA)_Existing_Food Preparation_Natural Gas_Steamer_E3_Baseline Forecast | Commercial | Retail (WA) | Existing | Food Preparation | Natural Gas | Steamer | E3 |  | Baseline Forecast | 0 | 0 | 0 | 0 | 0 | 0 | 0 | 0 | 0 | 0 | 0 | 0 | 0 | 0 | 0 | 0 | 0 | 0 | 0 | 0 | 0 | 0 | 0 | 0 | 0 | 0 | 0
Commercial_Retail (WA)_Existing_Food Preparation_Natural Gas_Steamer_E4_Baseline Forecast | Commercial | Retail (WA) | Existing | Food Preparation | Natural Gas | Steamer | E4 |  | Baseline Forecast | 0 | 0 | 0 | 0 | 0 | 0 | 0 | 0 | 0 | 0 | 0 | 0 | 0 | 0 | 0 | 0 | 0 | 0 | 0 | 0 | 0 | 0 | 0 | 0 | 0 | 0 | 0
Commercial_Retail (WA)_Existing_Food Preparation_Natural Gas_Steamer_E5_Baseline Forecast | Commercial | Retail (WA) | Existing | Food Preparation | Natural Gas | Steamer | E5 |  | Baseline Forecast | 0 | 0 | 0 | 0 | 0 | 0 | 0 | 0 | 0 | 0 | 0 | 0 | 0 | 0 | 0 | 0 | 0 | 0 | 0 | 0 | 0 | 0 | 0 | 0 | 0 | 0 | 0
Commercial_Retail (WA)_Existing_Food Preparation_Natural Gas_Steamer_E6_Baseline Forecast | Commercial | Retail (WA) | Existing | Food Preparation | Natural Gas | Steamer | E6 |  | Baseline Forecast | 0 | 0 | 0 | 0 | 0 | 0 | 0 | 0 | 0 | 0 | 0 | 0 | 0 | 0 | 0 | 0 | 0 | 0 | 0 | 0 | 0 | 0 | 0 | 0 | 0 | 0 | 0
Commercial_Retail (WA)_Existing_Food Preparation_Natural Gas_Steamer_E7_Baseline Forecast | Commercial | Retail (WA) | Existing | Food Preparation | Natural Gas | Steamer | E7 |  | Baseline Forecast | 0 | 0 | 0 | 0 | 0 | 0 | 0 | 0 | 0 | 0 | 0 | 0 | 0 | 0 | 0 | 0 | 0 | 0 | 0 | 0 | 0 | 0 | 0 | 0 | 0 | 0 | 0
Commercial_Retail (WA)_Existing_Food Preparation_Natural Gas_Steamer_E8_Baseline Forecast | Commercial | Retail (WA) | Existing | Food Preparation | Natural Gas | Steamer | E8 |  | Baseline Forecast | 0 | 0 | 0 | 0 | 0 | 0 | 0 | 0 | 0 | 0 | 0 | 0 | 0 | 0 | 0 | 0 | 0 | 0 | 0 | 0 | 0 | 0 | 0 | 0 | 0 | 0 | 0
Commercial_Retail (WA)_Existing_Food Preparation_Natural Gas_Steamer_E9_Baseline Forecast | Commercial | Retail (WA) | Existing | Food Preparation | Natural Gas | Steamer | E9 |  | Baseline Forecast | 0 | 0 | 0 | 0 | 0 | 0 | 0 | 0 | 0 | 0 | 0 | 0 | 0 | 0 | 0 | 0 | 0 | 0 | 0 | 0 | 0 | 0 | 0 | 0 | 0 | 0 | 0
Commercial_Retail (WA)_Existing_Food Preparation_Natural Gas_Steamer_E10_Baseline Forecast | Commercial | Retail (WA) | Existing | Food Preparation | Natural Gas | Steamer | E10 |  | Baseline Forecast | 0 | 0 | 0 | 0 | 0 | 0 | 0 | 0 | 0 | 0 | 0 | 0 | 0 | 0 | 0 | 0 | 0 | 0 | 0 | 0 | 0 | 0 | 0 | 0 | 0 | 0 | 0
Commercial_Retail (WA)_Existing_Food Preparation_Natural Gas_Steamer_Vintage_Baseline Forecast | Commercial | Retail (WA) | Existing | Food Preparation | Natural Gas | Steamer | Vintage | Vintage | Baseline Forecast | 0 | 0 | 0 | 0 | 0 | 0 | 0 | 0 | 0 | 0 | 0 | 0 | 0 | 0 | 0 | 0 | 0 | 0 | 0 | 0 | 0 | 0 | 0 | 0 | 0 | 0 | 0
Commercial_Retail (WA)_Existing_Food Preparation_Natural Gas_Food Prep Other_E1_Baseline Forecast | Commercial | Retail (WA) | Existing | Food Preparation | Natural Gas | Food Prep Other | E1 | Standard | Baseline Forecast | 0 | 0 | 0 | 0 | 0 | 0 | 0 | 0 | 0 | 0 | 0 | 0 | 0 | 0 | 0 | 0 | 0 | 0 | 0 | 0 | 0 | 0 | 0 | 0 | 0 | 0 | 0
Commercial_Retail (WA)_Existing_Food Preparation_Natural Gas_Food Prep Other_E2_Baseline Forecast | Commercial | Retail (WA) | Existing | Food Preparation | Natural Gas | Food Prep Other | E2 | ENERGY STAR | Baseline Forecast | 0 | 0 | 0 | 0 | 0 | 0 | 0 | 0 | 0 | 0 | 0 | 0 | 0 | 0 | 0 | 0 | 0 | 0 | 0 | 0 | 0 | 0 | 0 | 0 | 0 | 0 | 0
Commercial_Retail (WA)_Existing_Food Preparation_Natural Gas_Food Prep Other_E3_Baseline Forecast | Commercial | Retail (WA) | Existing | Food Preparation | Natural Gas | Food Prep Other | E3 |  | Baseline Forecast | 0 | 0 | 0 | 0 | 0 | 0 | 0 | 0 | 0 | 0 | 0 | 0 | 0 | 0 | 0 | 0 | 0 | 0 | 0 | 0 | 0 | 0 | 0 | 0 | 0 | 0 | 0
Commercial_Retail (WA)_Existing_Food Preparation_Natural Gas_Food Prep Other_E4_Baseline Forecast | Commercial | Retail (WA) | Existing | Food Preparation | Natural Gas | Food Prep Other | E4 |  | Baseline Forecast | 0 | 0 | 0 | 0 | 0 | 0 | 0 | 0 | 0 | 0 | 0 | 0 | 0 | 0 | 0 | 0 | 0 | 0 | 0 | 0 | 0 | 0 | 0 | 0 | 0 | 0 | 0
Commercial_Retail (WA)_Existing_Food Preparation_Natural Gas_Food Prep Other_E5_Baseline Forecast | Commercial | Retail (WA) | Existing | Food Preparation | Natural Gas | Food Prep Other | E5 |  | Baseline Forecast | 0 | 0 | 0 | 0 | 0 | 0 | 0 | 0 | 0 | 0 | 0 | 0 | 0 | 0 | 0 | 0 | 0 | 0 | 0 | 0 | 0 | 0 | 0 | 0 | 0 | 0 | 0
Commercial_Retail (WA)_Existing_Food Preparation_Natural Gas_Food Prep Other_E6_Baseline Forecast | Commercial | Retail (WA) | Existing | Food Preparation | Natural Gas | Food Prep Other | E6 |  | Baseline Forecast | 0 | 0 | 0 | 0 | 0 | 0 | 0 | 0 | 0 | 0 | 0 | 0 | 0 | 0 | 0 | 0 | 0 | 0 | 0 | 0 | 0 | 0 | 0 | 0 | 0 | 0 | 0
Commercial_Retail (WA)_Existing_Food Preparation_Natural Gas_Food Prep Other_E7_Baseline Forecast | Commercial | Retail (WA) | Existing | Food Preparation | Natural Gas | Food Prep Other | E7 |  | Baseline Forecast | 0 | 0 | 0 | 0 | 0 | 0 | 0 | 0 | 0 | 0 | 0 | 0 | 0 | 0 | 0 | 0 | 0 | 0 | 0 | 0 | 0 | 0 | 0 | 0 | 0 | 0 | 0
Commercial_Retail (WA)_Existing_Food Preparation_Natural Gas_Food Prep Other_E8_Baseline Forecast | Commercial | Retail (WA) | Existing | Food Preparation | Natural Gas | Food Prep Other | E8 |  | Baseline Forecast | 0 | 0 | 0 | 0 | 0 | 0 | 0 | 0 | 0 | 0 | 0 | 0 | 0 | 0 | 0 | 0 | 0 | 0 | 0 | 0 | 0 | 0 | 0 | 0 | 0 | 0 | 0
Commercial_Retail (WA)_Existing_Food Preparation_Natural Gas_Food Prep Other_E9_Baseline Forecast | Commercial | Retail (WA) | Existing | Food Preparation | Natural Gas | Food Prep Other | E9 |  | Baseline Forecast | 0 | 0 | 0 | 0 | 0 | 0 | 0 | 0 | 0 | 0 | 0 | 0 | 0 | 0 | 0 | 0 | 0 | 0 | 0 | 0 | 0 | 0 | 0 | 0 | 0 | 0 | 0
Commercial_Retail (WA)_Existing_Food Preparation_Natural Gas_Food Prep Other_E10_Baseline Forecast | Commercial | Retail (WA) | Existing | Food Preparation | Natural Gas | Food Prep Other | E10 |  | Baseline Forecast | 0 | 0 | 0 | 0 | 0 | 0 | 0 | 0 | 0 | 0 | 0 | 0 | 0 | 0 | 0 | 0 | 0 | 0 | 0 | 0 | 0 | 0 | 0 | 0 | 0 | 0 | 0
Commercial_Retail (WA)_Existing_Food Preparation_Natural Gas_Food Prep Other_Vintage_Baseline Forecast | Commercial | Retail (WA) | Existing | Food Preparation | Natural Gas | Food Prep Other | Vintage | Vintage | Baseline Forecast | 0 | 0 | 0 | 0 | 0 | 0 | 0 | 0 | 0 | 0 | 0 | 0 | 0 | 0 | 0 | 0 | 0 | 0 | 0 | 0 | 0 | 0 | 0 | 0 | 0 | 0 | 0
Commercial_Retail (WA)_Existing_Miscellaneous_Natural Gas_Pool Heater_E1_Baseline Forecast | Commercial | Retail (WA) | Existing | Miscellaneous | Natural Gas | Pool Heater | E1 | Standard (EF .82) | Baseline Forecast | 0 | 0 | 0 | 0 | 0 | 0 | 0 | 0 | 0 | 0 | 0 | 0 | 0 | 0 | 0 | 0 | 0 | 0 | 0 | 0 | 0 | 0 | 0 | 0 | 0 | 0 | 0
Commercial_Retail (WA)_Existing_Miscellaneous_Natural Gas_Pool Heater_E2_Baseline Forecast | Commercial | Retail (WA) | Existing | Miscellaneous | Natural Gas | Pool Heater | E2 | Condensing (EF .90) | Baseline Forecast | 0 | 0 | 0 | 0 | 0 | 0 | 0 | 0 | 0 | 0 | 0 | 0 | 0 | 0 | 0 | 0 | 0 | 0 | 0 | 0 | 0 | 0 | 0 | 0 | 0 | 0 | 0
Commercial_Retail (WA)_Existing_Miscellaneous_Natural Gas_Pool Heater_E3_Baseline Forecast | Commercial | Retail (WA) | Existing | Miscellaneous | Natural Gas | Pool Heater | E3 |  | Baseline Forecast | 0 | 0 | 0 | 0 | 0 | 0 | 0 | 0 | 0 | 0 | 0 | 0 | 0 | 0 | 0 | 0 | 0 | 0 | 0 | 0 | 0 | 0 | 0 | 0 | 0 | 0 | 0
Commercial_Retail (WA)_Existing_Miscellaneous_Natural Gas_Pool Heater_E4_Baseline Forecast | Commercial | Retail (WA) | Existing | Miscellaneous | Natural Gas | Pool Heater | E4 |  | Baseline Forecast | 0 | 0 | 0 | 0 | 0 | 0 | 0 | 0 | 0 | 0 | 0 | 0 | 0 | 0 | 0 | 0 | 0 | 0 | 0 | 0 | 0 | 0 | 0 | 0 | 0 | 0 | 0
Commercial_Retail (WA)_Existing_Miscellaneous_Natural Gas_Pool Heater_E5_Baseline Forecast | Commercial | Retail (WA) | Existing | Miscellaneous | Natural Gas | Pool Heater | E5 |  | Baseline Forecast | 0 | 0 | 0 | 0 | 0 | 0 | 0 | 0 | 0 | 0 | 0 | 0 | 0 | 0 | 0 | 0 | 0 | 0 | 0 | 0 | 0 | 0 | 0 | 0 | 0 | 0 | 0
Commercial_Retail (WA)_Existing_Miscellaneous_Natural Gas_Pool Heater_E6_Baseline Forecast | Commercial | Retail (WA) | Existing | Miscellaneous | Natural Gas | Pool Heater | E6 |  | Baseline Forecast | 0 | 0 | 0 | 0 | 0 | 0 | 0 | 0 | 0 | 0 | 0 | 0 | 0 | 0 | 0 | 0 | 0 | 0 | 0 | 0 | 0 | 0 | 0 | 0 | 0 | 0 | 0
Commercial_Retail (WA)_Existing_Miscellaneous_Natural Gas_Pool Heater_E7_Baseline Forecast | Commercial | Retail (WA) | Existing | Miscellaneous | Natural Gas | Pool Heater | E7 |  | Baseline Forecast | 0 | 0 | 0 | 0 | 0 | 0 | 0 | 0 | 0 | 0 | 0 | 0 | 0 | 0 | 0 | 0 | 0 | 0 | 0 | 0 | 0 | 0 | 0 | 0 | 0 | 0 | 0
Commercial_Retail (WA)_Existing_Miscellaneous_Natural Gas_Pool Heater_E8_Baseline Forecast | Commercial | Retail (WA) | Existing | Miscellaneous | Natural Gas | Pool Heater | E8 |  | Baseline Forecast | 0 | 0 | 0 | 0 | 0 | 0 | 0 | 0 | 0 | 0 | 0 | 0 | 0 | 0 | 0 | 0 | 0 | 0 | 0 | 0 | 0 | 0 | 0 | 0 | 0 | 0 | 0
Commercial_Retail (WA)_Existing_Miscellaneous_Natural Gas_Pool Heater_E9_Baseline Forecast | Commercial | Retail (WA) | Existing | Miscellaneous | Natural Gas | Pool Heater | E9 |  | Baseline Forecast | 0 | 0 | 0 | 0 | 0 | 0 | 0 | 0 | 0 | 0 | 0 | 0 | 0 | 0 | 0 | 0 | 0 | 0 | 0 | 0 | 0 | 0 | 0 | 0 | 0 | 0 | 0
Commercial_Retail (WA)_Existing_Miscellaneous_Natural Gas_Pool Heater_E10_Baseline Forecast | Commercial | Retail (WA) | Existing | Miscellaneous | Natural Gas | Pool Heater | E10 |  | Baseline Forecast | 0 | 0 | 0 | 0 | 0 | 0 | 0 | 0 | 0 | 0 | 0 | 0 | 0 | 0 | 0 | 0 | 0 | 0 | 0 | 0 | 0 | 0 | 0 | 0 | 0 | 0 | 0
Commercial_Retail (WA)_Existing_Miscellaneous_Natural Gas_Pool Heater_Vintage_Baseline Forecast | Commercial | Retail (WA) | Existing | Miscellaneous | Natural Gas | Pool Heater | Vintage | Vintage | Baseline Forecast | 0 | 0 | 0 | 0 | 0 | 0 | 0 | 0 | 0 | 0 | 0 | 0 | 0 | 0 | 0 | 0 | 0 | 0 | 0 | 0 | 0 | 0 | 0 | 0 | 0 | 0 | 0
Commercial_Retail (WA)_Existing_Miscellaneous_Natural Gas_Miscellaneous_E1_Baseline Forecast | Commercial | Retail (WA) | Existing | Miscellaneous | Natural Gas | Miscellaneous | E1 | Standard | Baseline Forecast | 0 | 1070785.7615 | 2307699.5752 | 3673662.6027 | 4797740.2559 | 5718281.0374 | 6467617.68 | 7073009.8265 | 7557439.0073 | 7940279.0562 | 8237861.4837 | 8463952.2631 | 8630153.9127 | 8746244.5759 | 8820463.9721 | 8859754.5433 | 8869964.8148 | 8856020.8915 | 8822071.0828 | 8771607.8652 | 8707570.7337 | 8632432.938 | 8548274.6257 | 8456844.5249 | 8359611.9598 | 8257810.7163 | 8152476.0318
Commercial_Retail (WA)_Existing_Miscellaneous_Natural Gas_Miscellaneous_E2_Baseline Forecast | Commercial | Retail (WA) | Existing | Miscellaneous | Natural Gas | Miscellaneous | E2 |  | Baseline Forecast | 0 | 0 | 0 | 0 | 0 | 0 | 0 | 0 | 0 | 0 | 0 | 0 | 0 | 0 | 0 | 0 | 0 | 0 | 0 | 0 | 0 | 0 | 0 | 0 | 0 | 0 | 0
Commercial_Retail (WA)_Existing_Miscellaneous_Natural Gas_Miscellaneous_E3_Baseline Forecast | Commercial | Retail (WA) | Existing | Miscellaneous | Natural Gas | Miscellaneous | E3 |  | Baseline Forecast | 0 | 0 | 0 | 0 | 0 | 0 | 0 | 0 | 0 | 0 | 0 | 0 | 0 | 0 | 0 | 0 | 0 | 0 | 0 | 0 | 0 | 0 | 0 | 0 | 0 | 0 | 0
Commercial_Retail (WA)_Existing_Miscellaneous_Natural Gas_Miscellaneous_E4_Baseline Forecast | Commercial | Retail (WA) | Existing | Miscellaneous | Natural Gas | Miscellaneous | E4 |  | Baseline Forecast | 0 | 0 | 0 | 0 | 0 | 0 | 0 | 0 | 0 | 0 | 0 | 0 | 0 | 0 | 0 | 0 | 0 | 0 | 0 | 0 | 0 | 0 | 0 | 0 | 0 | 0 | 0
Commercial_Retail (WA)_Existing_Miscellaneous_Natural Gas_Miscellaneous_E5_Baseline Forecast | Commercial | Retail (WA) | Existing | Miscellaneous | Natural Gas | Miscellaneous | E5 |  | Baseline Forecast | 0 | 0 | 0 | 0 | 0 | 0 | 0 | 0 | 0 | 0 | 0 | 0 | 0 | 0 | 0 | 0 | 0 | 0 | 0 | 0 | 0 | 0 | 0 | 0 | 0 | 0 | 0
Commercial_Retail (WA)_Existing_Miscellaneous_Natural Gas_Miscellaneous_E6_Baseline Forecast | Commercial | Retail (WA) | Existing | Miscellaneous | Natural Gas | Miscellaneous | E6 |  | Baseline Forecast | 0 | 0 | 0 | 0 | 0 | 0 | 0 | 0 | 0 | 0 | 0 | 0 | 0 | 0 | 0 | 0 | 0 | 0 | 0 | 0 | 0 | 0 | 0 | 0 | 0 | 0 | 0
Commercial_Retail (WA)_Existing_Miscellaneous_Natural Gas_Miscellaneous_E7_Baseline Forecast | Commercial | Retail (WA) | Existing | Miscellaneous | Natural Gas | Miscellaneous | E7 |  | Baseline Forecast | 0 | 0 | 0 | 0 | 0 | 0 | 0 | 0 | 0 | 0 | 0 | 0 | 0 | 0 | 0 | 0 | 0 | 0 | 0 | 0 | 0 | 0 | 0 | 0 | 0 | 0 | 0
Commercial_Retail (WA)_Existing_Miscellaneous_Natural Gas_Miscellaneous_E8_Baseline Forecast | Commercial | Retail (WA) | Existing | Miscellaneous | Natural Gas | Miscellaneous | E8 |  | Baseline Forecast | 0 | 0 | 0 | 0 | 0 | 0 | 0 | 0 | 0 | 0 | 0 | 0 | 0 | 0 | 0 | 0 | 0 | 0 | 0 | 0 | 0 | 0 | 0 | 0 | 0 | 0 | 0
Commercial_Retail (WA)_Existing_Miscellaneous_Natural Gas_Miscellaneous_E9_Baseline Forecast | Commercial | Retail (WA) | Existing | Miscellaneous | Natural Gas | Miscellaneous | E9 |  | Baseline Forecast | 0 | 0 | 0 | 0 | 0 | 0 | 0 | 0 | 0 | 0 | 0 | 0 | 0 | 0 | 0 | 0 | 0 | 0 | 0 | 0 | 0 | 0 | 0 | 0 | 0 | 0 | 0
Commercial_Retail (WA)_Existing_Miscellaneous_Natural Gas_Miscellaneous_E10_Baseline Forecast | Commercial | Retail (WA) | Existing | Miscellaneous | Natural Gas | Miscellaneous | E10 |  | Baseline Forecast | 0 | 0 | 0 | 0 | 0 | 0 | 0 | 0 | 0 | 0 | 0 | 0 | 0 | 0 | 0 | 0 | 0 | 0 | 0 | 0 | 0 | 0 | 0 | 0 | 0 | 0 | 0
Commercial_Retail (WA)_Existing_Miscellaneous_Natural Gas_Miscellaneous_Vintage_Baseline Forecast | Commercial | Retail (WA) | Existing | Miscellaneous | Natural Gas | Miscellaneous | Vintage | Vintage | Baseline Forecast | 12697295.6424 | 11421714.7899 | 9983309.0318 | 8419103.9301 | 7099981.6553 | 5987542.1333 | 5049401.8912 | 4258251.3645 | 3591059.9064 | 3028405.3589 | 2553908.6667 | 2153757.0784 | 1816302.0523 | 1531720.1639 | 1291727.1428 | 1089336.7149 | 918657.2296 | 774720.1522 | 653335.4279 | 550969.5083 | 464642.4886 | 391841.3613 | 330446.8623 | 278671.7779 | 235008.9187 | 198187.2448 | 167134.8654
Commercial_Retail (WA)_New_Space Heating_Natural Gas_Furnace_E1_Baseline Forecast | Commercial | Retail (WA) | New | Space Heating | Natural Gas | Furnace | E1 | AFUE 80% (Standard) | Baseline Forecast | 0 | 229458.8265 | 443200.2939 | 659092.9386 | 875332.9657 | 1087492.9868 | 1296271.4538 | 1500935.4665 | 1702599.3859 | 1901363.5196 | 2097148.6863 | 2286417.6248 | 2473203.0266 | 2657304.5823 | 2838163.7016 | 3015757.6873 | 3191195.8549 | 3363917.8276 | 3533839.5401 | 3700876.3598 | 3865598.8165 | 4030305.6084 | 4192227.9641 | 4351577.1275 | 4508623.4308 | 4663934.7466 | 4803294.9299
Commercial_Retail (WA)_New_Space Heating_Natural Gas_Furnace_E2_Baseline Forecast | Commercial | Retail (WA) | New | Space Heating | Natural Gas | Furnace | E2 | AFUE 90% | Baseline Forecast | 0 | 0 | 0 | 0 | 0 | 0 | 0 | 0 | 0 | 0 | 0 | 0 | 0 | 0 | 0 | 0 | 0 | 0 | 0 | 0 | 0 | 0 | 0 | 0 | 0 | 0 | 0
Commercial_Retail (WA)_New_Space Heating_Natural Gas_Furnace_E3_Baseline Forecast | Commercial | Retail (WA) | New | Space Heating | Natural Gas | Furnace | E3 | AFUE 96% | Baseline Forecast | 0 | 0 | 0 | 0 | 0 | 0 | 0 | 0 | 0 | 0 | 0 | 0 | 0 | 0 | 0 | 0 | 0 | 0 | 0 | 0 | 0 | 0 | 0 | 0 | 0 | 0 | 0
Commercial_Retail (WA)_New_Space Heating_Natural Gas_Furnace_E4_Baseline Forecast | Commercial | Retail (WA) | New | Space Heating | Natural Gas | Furnace | E4 |  | Baseline Forecast | 0 | 0 | 0 | 0 | 0 | 0 | 0 | 0 | 0 | 0 | 0 | 0 | 0 | 0 | 0 | 0 | 0 | 0 | 0 | 0 | 0 | 0 | 0 | 0 | 0 | 0 | 0
Commercial_Retail (WA)_New_Space Heating_Natural Gas_Furnace_E5_Baseline Forecast | Commercial | Retail (WA) | New | Space Heating | Natural Gas | Furnace | E5 |  | Baseline Forecast | 0 | 0 | 0 | 0 | 0 | 0 | 0 | 0 | 0 | 0 | 0 | 0 | 0 | 0 | 0 | 0 | 0 | 0 | 0 | 0 | 0 | 0 | 0 | 0 | 0 | 0 | 0
Commercial_Retail (WA)_New_Space Heating_Natural Gas_Furnace_E6_Baseline Forecast | Commercial | Retail (WA) | New | Space Heating | Natural Gas | Furnace | E6 |  | Baseline Forecast | 0 | 0 | 0 | 0 | 0 | 0 | 0 | 0 | 0 | 0 | 0 | 0 | 0 | 0 | 0 | 0 | 0 | 0 | 0 | 0 | 0 | 0 | 0 | 0 | 0 | 0 | 0
Commercial_Retail (WA)_New_Space Heating_Natural Gas_Furnace_E7_Baseline Forecast | Commercial | Retail (WA) | New | Space Heating | Natural Gas | Furnace | E7 |  | Baseline Forecast | 0 | 0 | 0 | 0 | 0 | 0 | 0 | 0 | 0 | 0 | 0 | 0 | 0 | 0 | 0 | 0 | 0 | 0 | 0 | 0 | 0 | 0 | 0 | 0 | 0 | 0 | 0
Commercial_Retail (WA)_New_Space Heating_Natural Gas_Furnace_E8_Baseline Forecast | Commercial | Retail (WA) | New | Space Heating | Natural Gas | Furnace | E8 |  | Baseline Forecast | 0 | 0 | 0 | 0 | 0 | 0 | 0 | 0 | 0 | 0 | 0 | 0 | 0 | 0 | 0 | 0 | 0 | 0 | 0 | 0 | 0 | 0 | 0 | 0 | 0 | 0 | 0
Commercial_Retail (WA)_New_Space Heating_Natural Gas_Furnace_E9_Baseline Forecast | Commercial | Retail (WA) | New | Space Heating | Natural Gas | Furnace | E9 |  | Baseline Forecast | 0 | 0 | 0 | 0 | 0 | 0 | 0 | 0 | 0 | 0 | 0 | 0 | 0 | 0 | 0 | 0 | 0 | 0 | 0 | 0 | 0 | 0 | 0 | 0 | 0 | 0 | 0
Commercial_Retail (WA)_New_Space Heating_Natural Gas_Furnace_E10_Baseline Forecast | Commercial | Retail (WA) | New | Space Heating | Natural Gas | Furnace | E10 |  | Baseline Forecast | 0 | 0 | 0 | 0 | 0 | 0 | 0 | 0 | 0 | 0 | 0 | 0 | 0 | 0 | 0 | 0 | 0 | 0 | 0 | 0 | 0 | 0 | 0 | 0 | 0 | 0 | 0
Commercial_Retail (WA)_New_Space Heating_Natural Gas_Furnace_Vintage_Baseline Forecast | Commercial | Retail (WA) | New | Space Heating | Natural Gas | Furnace | Vintage | Vintage | Baseline Forecast | 0 | 0 | 0 | 0 | 0 | 0 | 0 | 0 | 0 | 0 | 0 | 0 | 0 | 0 | 0 | 0 | 0 | 0 | 0 | 0 | 0 | 0 | 0 | 0 | 0 | 0 | 0
Commercial_Retail (WA)_New_Space Heating_Natural Gas_Boiler_E1_Baseline Forecast | Commercial | Retail (WA) | New | Space Heating | Natural Gas | Boiler | E1 | AFUE 80% (Standard) | Baseline Forecast | 0 | 9270.0069 | 17905.0413 | 26600.5606 | 35310.0714 | 43828.0531 | 52182.2016 | 60342.8254 | 68383.8257 | 76279.7123 | 84057.2597 | 91546.3951 | 98937.2601 | 106191.6299 | 113318.2342 | 120316.1786 | 127450.2824 | 134448.3531 | 141332.9673 | 148074.4501 | 154748.4093 | 161421.7338 | 167956.8005 | 174388.0151 | 180726.288 | 186994.5381 | 192619.0123
Commercial_Retail (WA)_New_Space Heating_Natural Gas_Boiler_E2_Baseline Forecast | Commercial | Retail (WA) | New | Space Heating | Natural Gas | Boiler | E2 | AFUE 85% | Baseline Forecast | 0 | 0 | 0 | 0 | 0 | 0 | 0 | 0 | 0 | 0 | 0 | 0 | 0 | 0 | 0 | 0 | 0 | 0 | 0 | 0 | 0 | 0 | 0 | 0 | 0 | 0 | 0
Commercial_Retail (WA)_New_Space Heating_Natural Gas_Boiler_E3_Baseline Forecast | Commercial | Retail (WA) | New | Space Heating | Natural Gas | Boiler | E3 | AFUE 97% | Baseline Forecast | 0 | 1210.0708 | 2337.2548 | 3502.2048 | 4669.0292 | 5841.0365 | 7022.4312 | 8209.431 | 9379.0311 | 10561.3029 | 11725.8554 | 12881.2041 | 14021.3927 | 15175.497 | 16309.2749 | 17422.5843 | 18301.2715 | 19191.9351 | 20068.1587 | 20955.7521 | 21805.165 | 22654.4972 | 23514.9136 | 24361.6566 | 25196.1627 | 26021.4495 | 26761.9759
Commercial_Retail (WA)_New_Space Heating_Natural Gas_Boiler_E4_Baseline Forecast | Commercial | Retail (WA) | New | Space Heating | Natural Gas | Boiler | E4 | Convert to NG Air Source Heat Pump | Baseline Forecast | 0 | 0 | 0 | 0 | 0 | 0 | 0 | 0 | 0 | 0 | 0 | 0 | 0 | 0 | 0 | 0 | 0 | 0 | 0 | 0 | 0 | 0 | 0 | 0 | 0 | 0 | 0
Commercial_Retail (WA)_New_Space Heating_Natural Gas_Boiler_E5_Baseline Forecast | Commercial | Retail (WA) | New | Space Heating | Natural Gas | Boiler | E5 |  | Baseline Forecast | 0 | 0 | 0 | 0 | 0 | 0 | 0 | 0 | 0 | 0 | 0 | 0 | 0 | 0 | 0 | 0 | 0 | 0 | 0 | 0 | 0 | 0 | 0 | 0 | 0 | 0 | 0
Commercial_Retail (WA)_New_Space Heating_Natural Gas_Boiler_E6_Baseline Forecast | Commercial | Retail (WA) | New | Space Heating | Natural Gas | Boiler | E6 |  | Baseline Forecast | 0 | 0 | 0 | 0 | 0 | 0 | 0 | 0 | 0 | 0 | 0 | 0 | 0 | 0 | 0 | 0 | 0 | 0 | 0 | 0 | 0 | 0 | 0 | 0 | 0 | 0 | 0
Commercial_Retail (WA)_New_Space Heating_Natural Gas_Boiler_E7_Baseline Forecast | Commercial | Retail (WA) | New | Space Heating | Natural Gas | Boiler | E7 |  | Baseline Forecast | 0 | 0 | 0 | 0 | 0 | 0 | 0 | 0 | 0 | 0 | 0 | 0 | 0 | 0 | 0 | 0 | 0 | 0 | 0 | 0 | 0 | 0 | 0 | 0 | 0 | 0 | 0
Commercial_Retail (WA)_New_Space Heating_Natural Gas_Boiler_E8_Baseline Forecast | Commercial | Retail (WA) | New | Space Heating | Natural Gas | Boiler | E8 |  | Baseline Forecast | 0 | 0 | 0 | 0 | 0 | 0 | 0 | 0 | 0 | 0 | 0 | 0 | 0 | 0 | 0 | 0 | 0 | 0 | 0 | 0 | 0 | 0 | 0 | 0 | 0 | 0 | 0
Commercial_Retail (WA)_New_Space Heating_Natural Gas_Boiler_E9_Baseline Forecast | Commercial | Retail (WA) | New | Space Heating | Natural Gas | Boiler | E9 |  | Baseline Forecast | 0 | 0 | 0 | 0 | 0 | 0 | 0 | 0 | 0 | 0 | 0 | 0 | 0 | 0 | 0 | 0 | 0 | 0 | 0 | 0 | 0 | 0 | 0 | 0 | 0 | 0 | 0
Commercial_Retail (WA)_New_Space Heating_Natural Gas_Boiler_E10_Baseline Forecast | Commercial | Retail (WA) | New | Space Heating | Natural Gas | Boiler | E10 |  | Baseline Forecast | 0 | 0 | 0 | 0 | 0 | 0 | 0 | 0 | 0 | 0 | 0 | 0 | 0 | 0 | 0 | 0 | 0 | 0 | 0 | 0 | 0 | 0 | 0 | 0 | 0 | 0 | 0
Commercial_Retail (WA)_New_Space Heating_Natural Gas_Boiler_Vintage_Baseline Forecast | Commercial | Retail (WA) | New | Space Heating | Natural Gas | Boiler | Vintage | Vintage | Baseline Forecast | 0 | 0 | 0 | 0 | 0 | 0 | 0 | 0 | 0 | 0 | 0 | 0 | 0 | 0 | 0 | 0 | 0 | 0 | 0 | 0 | 0 | 0 | 0 | 0 | 0 | 0 | 0
Commercial_Retail (WA)_New_Space Heating_Natural Gas_Unit Heater_E1_Baseline Forecast | Commercial | Retail (WA) | New | Space Heating | Natural Gas | Unit Heater | E1 | Standard | Baseline Forecast | 0 | 21081.4087 | 40718.7933 | 60553.8163 | 80420.7547 | 99912.8448 | 119094.2564 | 137897.6547 | 156425.421 | 174686.771 | 192674.4299 | 210063.4139 | 227224.2242 | 244138.4576 | 260754.7938 | 277071.1476 | 293189.4368 | 309058.177 | 324669.6447 | 340016.0645 | 355149.8533 | 370282.203 | 385158.7341 | 399798.8544 | 414227.4008 | 428496.546 | 441300.1894
Commercial_Retail (WA)_New_Space Heating_Natural Gas_Unit Heater_E2_Baseline Forecast | Commercial | Retail (WA) | New | Space Heating | Natural Gas | Unit Heater | E2 | Condensing | Baseline Forecast | 0 | 0 | 0 | 0 | 0 | 0 | 0 | 0 | 0 | 0 | 0 | 0 | 0 | 0 | 0 | 0 | 0 | 0 | 0 | 0 | 0 | 0 | 0 | 0 | 0 | 0 | 0
Commercial_Retail (WA)_New_Space Heating_Natural Gas_Unit Heater_E3_Baseline Forecast | Commercial | Retail (WA) | New | Space Heating | Natural Gas | Unit Heater | E3 | Infrared Radiant | Baseline Forecast | 0 | 0 | 0 | 0 | 0 | 0 | 0 | 0 | 0 | 0 | 0 | 0 | 0 | 0 | 0 | 0 | 0 | 0 | 0 | 0 | 0 | 0 | 0 | 0 | 0 | 0 | 0
Commercial_Retail (WA)_New_Space Heating_Natural Gas_Unit Heater_E4_Baseline Forecast | Commercial | Retail (WA) | New | Space Heating | Natural Gas | Unit Heater | E4 |  | Baseline Forecast | 0 | 0 | 0 | 0 | 0 | 0 | 0 | 0 | 0 | 0 | 0 | 0 | 0 | 0 | 0 | 0 | 0 | 0 | 0 | 0 | 0 | 0 | 0 | 0 | 0 | 0 | 0
Commercial_Retail (WA)_New_Space Heating_Natural Gas_Unit Heater_E5_Baseline Forecast | Commercial | Retail (WA) | New | Space Heating | Natural Gas | Unit Heater | E5 |  | Baseline Forecast | 0 | 0 | 0 | 0 | 0 | 0 | 0 | 0 | 0 | 0 | 0 | 0 | 0 | 0 | 0 | 0 | 0 | 0 | 0 | 0 | 0 | 0 | 0 | 0 | 0 | 0 | 0
Commercial_Retail (WA)_New_Space Heating_Natural Gas_Unit Heater_E6_Baseline Forecast | Commercial | Retail (WA) | New | Space Heating | Natural Gas | Unit Heater | E6 |  | Baseline Forecast | 0 | 0 | 0 | 0 | 0 | 0 | 0 | 0 | 0 | 0 | 0 | 0 | 0 | 0 | 0 | 0 | 0 | 0 | 0 | 0 | 0 | 0 | 0 | 0 | 0 | 0 | 0
Commercial_Retail (WA)_New_Space Heating_Natural Gas_Unit Heater_E7_Baseline Forecast | Commercial | Retail (WA) | New | Space Heating | Natural Gas | Unit Heater | E7 |  | Baseline Forecast | 0 | 0 | 0 | 0 | 0 | 0 | 0 | 0 | 0 | 0 | 0 | 0 | 0 | 0 | 0 | 0 | 0 | 0 | 0 | 0 | 0 | 0 | 0 | 0 | 0 | 0 | 0
Commercial_Retail (WA)_New_Space Heating_Natural Gas_Unit Heater_E8_Baseline Forecast | Commercial | Retail (WA) | New | Space Heating | Natural Gas | Unit Heater | E8 |  | Baseline Forecast | 0 | 0 | 0 | 0 | 0 | 0 | 0 | 0 | 0 | 0 | 0 | 0 | 0 | 0 | 0 | 0 | 0 | 0 | 0 | 0 | 0 | 0 | 0 | 0 | 0 | 0 | 0
Commercial_Retail (WA)_New_Space Heating_Natural Gas_Unit Heater_E9_Baseline Forecast | Commercial | Retail (WA) | New | Space Heating | Natural Gas | Unit Heater | E9 |  | Baseline Forecast | 0 | 0 | 0 | 0 | 0 | 0 | 0 | 0 | 0 | 0 | 0 | 0 | 0 | 0 | 0 | 0 | 0 | 0 | 0 | 0 | 0 | 0 | 0 | 0 | 0 | 0 | 0
Commercial_Retail (WA)_New_Space Heating_Natural Gas_Unit Heater_E10_Baseline Forecast | Commercial | Retail (WA) | New | Space Heating | Natural Gas | Unit Heater | E10 |  | Baseline Forecast | 0 | 0 | 0 | 0 | 0 | 0 | 0 | 0 | 0 | 0 | 0 | 0 | 0 | 0 | 0 | 0 | 0 | 0 | 0 | 0 | 0 | 0 | 0 | 0 | 0 | 0 | 0
Commercial_Retail (WA)_New_Space Heating_Natural Gas_Unit Heater_Vintage_Baseline Forecast | Commercial | Retail (WA) | New | Space Heating | Natural Gas | Unit Heater | Vintage | Vintage | Baseline Forecast | 0 | 0 | 0 | 0 | 0 | 0 | 0 | 0 | 0 | 0 | 0 | 0 | 0 | 0 | 0 | 0 | 0 | 0 | 0 | 0 | 0 | 0 | 0 | 0 | 0 | 0 | 0
Commercial_Retail (WA)_New_Water Heating_Natural Gas_Water Heater_E1_Baseline Forecast | Commercial | Retail (WA) | New | Water Heating | Natural Gas | Water Heater | E1 | TE 0.80 | Baseline Forecast | 0 | 75405.7866 | 145646.4643 | 216594.0715 | 287655.837 | 357376.8127 | 425986.527 | 493244.1309 | 559515.8307 | 624834.5899 | 689174.3877 | 751372.7934 | 812755.0482 | 873255.3254 | 932690.0587 | 991051.7891 | 1048705.065 | 1105465.7327 | 1161306.1664 | 1216198.5537 | 1270330.3847 | 1324457.0679 | 1377668.7171 | 1430034.7524 | 1481644.0115 | 1532683.1113 | 1578480.2785
Commercial_Retail (WA)_New_Water Heating_Natural Gas_Water Heater_E2_Baseline Forecast | Commercial | Retail (WA) | New | Water Heating | Natural Gas | Water Heater | E2 | TE 0.90 | Baseline Forecast | 0 | 0 | 0 | 0 | 0 | 0 | 0 | 0 | 0 | 0 | 0 | 0 | 0 | 0 | 0 | 0 | 0 | 0 | 0 | 0 | 0 | 0 | 0 | 0 | 0 | 0 | 0
Commercial_Retail (WA)_New_Water Heating_Natural Gas_Water Heater_E3_Baseline Forecast | Commercial | Retail (WA) | New | Water Heating | Natural Gas | Water Heater | E3 | TE 0.94 | Baseline Forecast | 0 | 85032.0572 | 164239.6299 | 244244.3785 | 324377.8587 | 402999.3846 | 480367.7858 | 556211.4668 | 630943.3835 | 704600.7078 | 777154.0968 | 847292.7245 | 916511.0118 | 984734.7287 | 1051756.8747 | 1117569.0388 | 1182582.3073 | 1246589.0178 | 1309558.0175 | 1371457.9436 | 1432500.2211 | 1493536.6936 | 1553541.3193 | 1612592.3804 | 1670790.0556 | 1728344.7851 | 1779988.3991
Commercial_Retail (WA)_New_Water Heating_Natural Gas_Water Heater_E4_Baseline Forecast | Commercial | Retail (WA) | New | Water Heating | Natural Gas | Water Heater | E4 | Instantaneous TE 0.94 | Baseline Forecast | 0 | 0 | 0 | 0 | 0 | 0 | 0 | 0 | 0 | 0 | 0 | 0 | 0 | 0 | 0 | 0 | 0 | 0 | 0 | 0 | 0 | 0 | 0 | 0 | 0 | 0 | 0
Commercial_Retail (WA)_New_Water Heating_Natural Gas_Water Heater_E5_Baseline Forecast | Commercial | Retail (WA) | New | Water Heating | Natural Gas | Water Heater | E5 | Gas-Fired Absorption HPWH | Baseline Forecast | 0 | 0 | 0 | 0 | 0 | 0 | 0 | 0 | 0 | 0 | 0 | 0 | 0 | 0 | 0 | 0 | 0 | 0 | 0 | 0 | 0 | 0 | 0 | 0 | 0 | 0 | 0
Commercial_Retail (WA)_New_Water Heating_Natural Gas_Water Heater_E6_Baseline Forecast | Commercial | Retail (WA) | New | Water Heating | Natural Gas | Water Heater | E6 |  | Baseline Forecast | 0 | 0 | 0 | 0 | 0 | 0 | 0 | 0 | 0 | 0 | 0 | 0 | 0 | 0 | 0 | 0 | 0 | 0 | 0 | 0 | 0 | 0 | 0 | 0 | 0 | 0 | 0
Commercial_Retail (WA)_New_Water Heating_Natural Gas_Water Heater_E7_Baseline Forecast | Commercial | Retail (WA) | New | Water Heating | Natural Gas | Water Heater | E7 |  | Baseline Forecast | 0 | 0 | 0 | 0 | 0 | 0 | 0 | 0 | 0 | 0 | 0 | 0 | 0 | 0 | 0 | 0 | 0 | 0 | 0 | 0 | 0 | 0 | 0 | 0 | 0 | 0 | 0
Commercial_Retail (WA)_New_Water Heating_Natural Gas_Water Heater_E8_Baseline Forecast | Commercial | Retail (WA) | New | Water Heating | Natural Gas | Water Heater | E8 |  | Baseline Forecast | 0 | 0 | 0 | 0 | 0 | 0 | 0 | 0 | 0 | 0 | 0 | 0 | 0 | 0 | 0 | 0 | 0 | 0 | 0 | 0 | 0 | 0 | 0 | 0 | 0 | 0 | 0
Commercial_Retail (WA)_New_Water Heating_Natural Gas_Water Heater_E9_Baseline Forecast | Commercial | Retail (WA) | New | Water Heating | Natural Gas | Water Heater | E9 |  | Baseline Forecast | 0 | 0 | 0 | 0 | 0 | 0 | 0 | 0 | 0 | 0 | 0 | 0 | 0 | 0 | 0 | 0 | 0 | 0 | 0 | 0 | 0 | 0 | 0 | 0 | 0 | 0 | 0
Commercial_Retail (WA)_New_Water Heating_Natural Gas_Water Heater_E10_Baseline Forecast | Commercial | Retail (WA) | New | Water Heating | Natural Gas | Water Heater | E10 |  | Baseline Forecast | 0 | 0 | 0 | 0 | 0 | 0 | 0 | 0 | 0 | 0 | 0 | 0 | 0 | 0 | 0 | 0 | 0 | 0 | 0 | 0 | 0 | 0 | 0 | 0 | 0 | 0 | 0
Commercial_Retail (WA)_New_Water Heating_Natural Gas_Water Heater_Vintage_Baseline Forecast | Commercial | Retail (WA) | New | Water Heating | Natural Gas | Water Heater | Vintage | Vintage | Baseline Forecast | 0 | 0 | 0 | 0 | 0 | 0 | 0 | 0 | 0 | 0 | 0 | 0 | 0 | 0 | 0 | 0 | 0 | 0 | 0 | 0 | 0 | 0 | 0 | 0 | 0 | 0 | 0
Commercial_Retail (WA)_New_Food Preparation_Natural Gas_Oven_E1_Baseline Forecast | Commercial | Retail (WA) | New | Food Preparation | Natural Gas | Oven | E1 | Standard | Baseline Forecast | 0 | 1839.3549 | 3552.7186 | 5283.3262 | 7016.7185 | 8717.4052 | 10390.9852 | 12031.5834 | 13648.1328 | 15241.4373 | 16810.8623 | 18328.0528 | 19825.3351 | 21301.1036 | 22750.8805 | 24174.4839 | 25580.8062 | 26965.3552 | 28327.4573 | 29666.4339 | 30986.8584 | 32307.1573 | 33605.1361 | 34882.488 | 36141.38 | 37386.3643 | 38503.4834
Commercial_Retail (WA)_New_Food Preparation_Natural Gas_Oven_E2_Baseline Forecast | Commercial | Retail (WA) | New | Food Preparation | Natural Gas | Oven | E2 | ENERGY STAR (>42% Baking Efficiency) | Baseline Forecast | 0 | 2646.8766 | 5112.4487 | 7602.8353 | 10097.229 | 12544.5587 | 14952.8811 | 17313.742 | 19639.996 | 21932.8001 | 24191.2408 | 26374.515 | 28529.1408 | 30652.8076 | 32739.0719 | 34787.6719 | 36811.404 | 38803.8039 | 40763.9019 | 42690.7219 | 44590.845 | 46490.7874 | 48358.6104 | 50196.751 | 52008.3273 | 53799.89 | 55407.4517
Commercial_Retail (WA)_New_Food Preparation_Natural Gas_Oven_E3_Baseline Forecast | Commercial | Retail (WA) | New | Food Preparation | Natural Gas | Oven | E3 |  | Baseline Forecast | 0 | 0 | 0 | 0 | 0 | 0 | 0 | 0 | 0 | 0 | 0 | 0 | 0 | 0 | 0 | 0 | 0 | 0 | 0 | 0 | 0 | 0 | 0 | 0 | 0 | 0 | 0
Commercial_Retail (WA)_New_Food Preparation_Natural Gas_Oven_E4_Baseline Forecast | Commercial | Retail (WA) | New | Food Preparation | Natural Gas | Oven | E4 |  | Baseline Forecast | 0 | 0 | 0 | 0 | 0 | 0 | 0 | 0 | 0 | 0 | 0 | 0 | 0 | 0 | 0 | 0 | 0 | 0 | 0 | 0 | 0 | 0 | 0 | 0 | 0 | 0 | 0
Commercial_Retail (WA)_New_Food Preparation_Natural Gas_Oven_E5_Baseline Forecast | Commercial | Retail (WA) | New | Food Preparation | Natural Gas | Oven | E5 |  | Baseline Forecast | 0 | 0 | 0 | 0 | 0 | 0 | 0 | 0 | 0 | 0 | 0 | 0 | 0 | 0 | 0 | 0 | 0 | 0 | 0 | 0 | 0 | 0 | 0 | 0 | 0 | 0 | 0
Commercial_Retail (WA)_New_Food Preparation_Natural Gas_Oven_E6_Baseline Forecast | Commercial | Retail (WA) | New | Food Preparation | Natural Gas | Oven | E6 |  | Baseline Forecast | 0 | 0 | 0 | 0 | 0 | 0 | 0 | 0 | 0 | 0 | 0 | 0 | 0 | 0 | 0 | 0 | 0 | 0 | 0 | 0 | 0 | 0 | 0 | 0 | 0 | 0 | 0
Commercial_Retail (WA)_New_Food Preparation_Natural Gas_Oven_E7_Baseline Forecast | Commercial | Retail (WA) | New | Food Preparation | Natural Gas | Oven | E7 |  | Baseline Forecast | 0 | 0 | 0 | 0 | 0 | 0 | 0 | 0 | 0 | 0 | 0 | 0 | 0 | 0 | 0 | 0 | 0 | 0 | 0 | 0 | 0 | 0 | 0 | 0 | 0 | 0 | 0
Commercial_Retail (WA)_New_Food Preparation_Natural Gas_Oven_E8_Baseline Forecast | Commercial | Retail (WA) | New | Food Preparation | Natural Gas | Oven | E8 |  | Baseline Forecast | 0 | 0 | 0 | 0 | 0 | 0 | 0 | 0 | 0 | 0 | 0 | 0 | 0 | 0 | 0 | 0 | 0 | 0 | 0 | 0 | 0 | 0 | 0 | 0 | 0 | 0 | 0
Commercial_Retail (WA)_New_Food Preparation_Natural Gas_Oven_E9_Baseline Forecast | Commercial | Retail (WA) | New | Food Preparation | Natural Gas | Oven | E9 |  | Baseline Forecast | 0 | 0 | 0 | 0 | 0 | 0 | 0 | 0 | 0 | 0 | 0 | 0 | 0 | 0 | 0 | 0 | 0 | 0 | 0 | 0 | 0 | 0 | 0 | 0 | 0 | 0 | 0
Commercial_Retail (WA)_New_Food Preparation_Natural Gas_Oven_E10_Baseline Forecast | Commercial | Retail (WA) | New | Food Preparation | Natural Gas | Oven | E10 |  | Baseline Forecast | 0 | 0 | 0 | 0 | 0 | 0 | 0 | 0 | 0 | 0 | 0 | 0 | 0 | 0 | 0 | 0 | 0 | 0 | 0 | 0 | 0 | 0 | 0 | 0 | 0 | 0 | 0
Commercial_Retail (WA)_New_Food Preparation_Natural Gas_Oven_Vintage_Baseline Forecast | Commercial | Retail (WA) | New | Food Preparation | Natural Gas | Oven | Vintage | Vintage | Baseline Forecast | 0 | 0 | 0 | 0 | 0 | 0 | 0 | 0 | 0 | 0 | 0 | 0 | 0 | 0 | 0 | 0 | 0 | 0 | 0 | 0 | 0 | 0 | 0 | 0 | 0 | 0 | 0
Commercial_Retail (WA)_New_Food Preparation_Natural Gas_Conveyor Oven_E1_Baseline Forecast | Commercial | Retail (WA) | New | Food Preparation | Natural Gas | Conveyor Oven | E1 | Standard | Baseline Forecast | 0 | 919.6775 | 1776.3593 | 2641.6631 | 3508.3592 | 4358.7026 | 5195.4926 | 6015.7917 | 6824.0664 | 7620.7187 | 8405.4311 | 9164.0264 | 9912.6676 | 10650.5518 | 11375.4402 | 12087.2419 | 12790.4031 | 13482.6776 | 14163.7286 | 14833.2169 | 15493.4292 | 16153.5787 | 16802.568 | 17441.244 | 18070.69 | 18693.1821 | 19251.7417
Commercial_Retail (WA)_New_Food Preparation_Natural Gas_Conveyor Oven_E2_Baseline Forecast | Commercial | Retail (WA) | New | Food Preparation | Natural Gas | Conveyor Oven | E2 | ENERGY STAR (>42% Baking Efficiency) | Baseline Forecast | 0 | 1323.4383 | 2556.2243 | 3801.4176 | 5048.6145 | 6272.2793 | 7476.4405 | 8656.871 | 9819.998 | 10966.4 | 12095.6204 | 13187.2575 | 14264.5704 | 15326.4038 | 16369.536 | 17393.836 | 18405.702 | 19401.9019 | 20381.951 | 21345.3609 | 22295.4225 | 23245.3937 | 24179.3052 | 25098.3755 | 26004.1636 | 26899.945 | 27703.7258
Commercial_Retail (WA)_New_Food Preparation_Natural Gas_Conveyor Oven_E3_Baseline Forecast | Commercial | Retail (WA) | New | Food Preparation | Natural Gas | Conveyor Oven | E3 |  | Baseline Forecast | 0 | 0 | 0 | 0 | 0 | 0 | 0 | 0 | 0 | 0 | 0 | 0 | 0 | 0 | 0 | 0 | 0 | 0 | 0 | 0 | 0 | 0 | 0 | 0 | 0 | 0 | 0
Commercial_Retail (WA)_New_Food Preparation_Natural Gas_Conveyor Oven_E4_Baseline Forecast | Commercial | Retail (WA) | New | Food Preparation | Natural Gas | Conveyor Oven | E4 |  | Baseline Forecast | 0 | 0 | 0 | 0 | 0 | 0 | 0 | 0 | 0 | 0 | 0 | 0 | 0 | 0 | 0 | 0 | 0 | 0 | 0 | 0 | 0 | 0 | 0 | 0 | 0 | 0 | 0
Commercial_Retail (WA)_New_Food Preparation_Natural Gas_Conveyor Oven_E5_Baseline Forecast | Commercial | Retail (WA) | New | Food Preparation | Natural Gas | Conveyor Oven | E5 |  | Baseline Forecast | 0 | 0 | 0 | 0 | 0 | 0 | 0 | 0 | 0 | 0 | 0 | 0 | 0 | 0 | 0 | 0 | 0 | 0 | 0 | 0 | 0 | 0 | 0 | 0 | 0 | 0 | 0
Commercial_Retail (WA)_New_Food Preparation_Natural Gas_Conveyor Oven_E6_Baseline Forecast | Commercial | Retail (WA) | New | Food Preparation | Natural Gas | Conveyor Oven | E6 |  | Baseline Forecast | 0 | 0 | 0 | 0 | 0 | 0 | 0 | 0 | 0 | 0 | 0 | 0 | 0 | 0 | 0 | 0 | 0 | 0 | 0 | 0 | 0 | 0 | 0 | 0 | 0 | 0 | 0
Commercial_Retail (WA)_New_Food Preparation_Natural Gas_Conveyor Oven_E7_Baseline Forecast | Commercial | Retail (WA) | New | Food Preparation | Natural Gas | Conveyor Oven | E7 |  | Baseline Forecast | 0 | 0 | 0 | 0 | 0 | 0 | 0 | 0 | 0 | 0 | 0 | 0 | 0 | 0 | 0 | 0 | 0 | 0 | 0 | 0 | 0 | 0 | 0 | 0 | 0 | 0 | 0
Commercial_Retail (WA)_New_Food Preparation_Natural Gas_Conveyor Oven_E8_Baseline Forecast | Commercial | Retail (WA) | New | Food Preparation | Natural Gas | Conveyor Oven | E8 |  | Baseline Forecast | 0 | 0 | 0 | 0 | 0 | 0 | 0 | 0 | 0 | 0 | 0 | 0 | 0 | 0 | 0 | 0 | 0 | 0 | 0 | 0 | 0 | 0 | 0 | 0 | 0 | 0 | 0
Commercial_Retail (WA)_New_Food Preparation_Natural Gas_Conveyor Oven_E9_Baseline Forecast | Commercial | Retail (WA) | New | Food Preparation | Natural Gas | Conveyor Oven | E9 |  | Baseline Forecast | 0 | 0 | 0 | 0 | 0 | 0 | 0 | 0 | 0 | 0 | 0 | 0 | 0 | 0 | 0 | 0 | 0 | 0 | 0 | 0 | 0 | 0 | 0 | 0 | 0 | 0 | 0
Commercial_Retail (WA)_New_Food Preparation_Natural Gas_Conveyor Oven_E10_Baseline Forecast | Commercial | Retail (WA) | New | Food Preparation | Natural Gas | Conveyor Oven | E10 |  | Baseline Forecast | 0 | 0 | 0 | 0 | 0 | 0 | 0 | 0 | 0 | 0 | 0 | 0 | 0 | 0 | 0 | 0 | 0 | 0 | 0 | 0 | 0 | 0 | 0 | 0 | 0 | 0 | 0
Commercial_Retail (WA)_New_Food Preparation_Natural Gas_Conveyor Oven_Vintage_Baseline Forecast | Commercial | Retail (WA) | New | Food Preparation | Natural Gas | Conveyor Oven | Vintage | Vintage | Baseline Forecast | 0 | 0 | 0 | 0 | 0 | 0 | 0 | 0 | 0 | 0 | 0 | 0 | 0 | 0 | 0 | 0 | 0 | 0 | 0 | 0 | 0 | 0 | 0 | 0 | 0 | 0 | 0
Commercial_Retail (WA)_New_Food Preparation_Natural Gas_Double Rack Oven_E1_Baseline Forecast | Commercial | Retail (WA) | New | Food Preparation | Natural Gas | Double Rack Oven | E1 | Standard | Baseline Forecast | 0 | 919.6775 | 1776.3593 | 2641.6631 | 3508.3592 | 4358.7026 | 5195.4926 | 6015.7917 | 6824.0664 | 7620.7187 | 8405.4311 | 9164.0264 | 9912.6676 | 10650.5518 | 11375.4402 | 12087.2419 | 12790.4031 | 13482.6776 | 14163.7286 | 14833.2169 | 15493.4292 | 16153.5787 | 16802.568 | 17441.244 | 18070.69 | 18693.1821 | 19251.7417
Commercial_Retail (WA)_New_Food Preparation_Natural Gas_Double Rack Oven_E2_Baseline Forecast | Commercial | Retail (WA) | New | Food Preparation | Natural Gas | Double Rack Oven | E2 | FTSC Qualified (>50% Cooking Efficiency) | Baseline Forecast | 0 | 1323.4383 | 2556.2243 | 3801.4176 | 5048.6145 | 6272.2793 | 7476.4405 | 8656.871 | 9819.998 | 10966.4 | 12095.6204 | 13187.2575 | 14264.5704 | 15326.4038 | 16369.536 | 17393.836 | 18405.702 | 19401.9019 | 20381.951 | 21345.3609 | 22295.4225 | 23245.3937 | 24179.3052 | 25098.3755 | 26004.1636 | 26899.945 | 27703.7258
Commercial_Retail (WA)_New_Food Preparation_Natural Gas_Double Rack Oven_E3_Baseline Forecast | Commercial | Retail (WA) | New | Food Preparation | Natural Gas | Double Rack Oven | E3 |  | Baseline Forecast | 0 | 0 | 0 | 0 | 0 | 0 | 0 | 0 | 0 | 0 | 0 | 0 | 0 | 0 | 0 | 0 | 0 | 0 | 0 | 0 | 0 | 0 | 0 | 0 | 0 | 0 | 0
Commercial_Retail (WA)_New_Food Preparation_Natural Gas_Double Rack Oven_E4_Baseline Forecast | Commercial | Retail (WA) | New | Food Preparation | Natural Gas | Double Rack Oven | E4 |  | Baseline Forecast | 0 | 0 | 0 | 0 | 0 | 0 | 0 | 0 | 0 | 0 | 0 | 0 | 0 | 0 | 0 | 0 | 0 | 0 | 0 | 0 | 0 | 0 | 0 | 0 | 0 | 0 | 0
Commercial_Retail (WA)_New_Food Preparation_Natural Gas_Double Rack Oven_E5_Baseline Forecast | Commercial | Retail (WA) | New | Food Preparation | Natural Gas | Double Rack Oven | E5 |  | Baseline Forecast | 0 | 0 | 0 | 0 | 0 | 0 | 0 | 0 | 0 | 0 | 0 | 0 | 0 | 0 | 0 | 0 | 0 | 0 | 0 | 0 | 0 | 0 | 0 | 0 | 0 | 0 | 0
Commercial_Retail (WA)_New_Food Preparation_Natural Gas_Double Rack Oven_E6_Baseline Forecast | Commercial | Retail (WA) | New | Food Preparation | Natural Gas | Double Rack Oven | E6 |  | Baseline Forecast | 0 | 0 | 0 | 0 | 0 | 0 | 0 | 0 | 0 | 0 | 0 | 0 | 0 | 0 | 0 | 0 | 0 | 0 | 0 | 0 | 0 | 0 | 0 | 0 | 0 | 0 | 0
Commercial_Retail (WA)_New_Food Preparation_Natural Gas_Double Rack Oven_E7_Baseline Forecast | Commercial | Retail (WA) | New | Food Preparation | Natural Gas | Double Rack Oven | E7 |  | Baseline Forecast | 0 | 0 | 0 | 0 | 0 | 0 | 0 | 0 | 0 | 0 | 0 | 0 | 0 | 0 | 0 | 0 | 0 | 0 | 0 | 0 | 0 | 0 | 0 | 0 | 0 | 0 | 0
Commercial_Retail (WA)_New_Food Preparation_Natural Gas_Double Rack Oven_E8_Baseline Forecast | Commercial | Retail (WA) | New | Food Preparation | Natural Gas | Double Rack Oven | E8 |  | Baseline Forecast | 0 | 0 | 0 | 0 | 0 | 0 | 0 | 0 | 0 | 0 | 0 | 0 | 0 | 0 | 0 | 0 | 0 | 0 | 0 | 0 | 0 | 0 | 0 | 0 | 0 | 0 | 0
Commercial_Retail (WA)_New_Food Preparation_Natural Gas_Double Rack Oven_E9_Baseline Forecast | Commercial | Retail (WA) | New | Food Preparation | Natural Gas | Double Rack Oven | E9 |  | Baseline Forecast | 0 | 0 | 0 | 0 | 0 | 0 | 0 | 0 | 0 | 0 | 0 | 0 | 0 | 0 | 0 | 0 | 0 | 0 | 0 | 0 | 0 | 0 | 0 | 0 | 0 | 0 | 0
Commercial_Retail (WA)_New_Food Preparation_Natural Gas_Double Rack Oven_E10_Baseline Forecast | Commercial | Retail (WA) | New | Food Preparation | Natural Gas | Double Rack Oven | E10 |  | Baseline Forecast | 0 | 0 | 0 | 0 | 0 | 0 | 0 | 0 | 0 | 0 | 0 | 0 | 0 | 0 | 0 | 0 | 0 | 0 | 0 | 0 | 0 | 0 | 0 | 0 | 0 | 0 | 0
Commercial_Retail (WA)_New_Food Preparation_Natural Gas_Double Rack Oven_Vintage_Baseline Forecast | Commercial | Retail (WA) | New | Food Preparation | Natural Gas | Double Rack Oven | Vintage | Vintage | Baseline Forecast | 0 | 0 | 0 | 0 | 0 | 0 | 0 | 0 | 0 | 0 | 0 | 0 | 0 | 0 | 0 | 0 | 0 | 0 | 0 | 0 | 0 | 0 | 0 | 0 | 0 | 0 | 0
Commercial_Retail (WA)_New_Food Preparation_Natural Gas_Fryer_E1_Baseline Forecast | Commercial | Retail (WA) | New | Food Preparation | Natural Gas | Fryer | E1 | Standard | Baseline Forecast | 0 | 6639.6226 | 12824.4476 | 19071.519 | 25328.6423 | 31467.7065 | 37508.9221 | 43431.0817 | 49266.4306 | 55017.8713 | 60683.1126 | 66159.8003 | 71564.6243 | 76891.7885 | 82125.1295 | 87263.9907 | 92340.471 | 97338.3555 | 102255.2116 | 107088.5905 | 111855.001 | 116620.9581 | 121306.3448 | 125917.2736 | 130461.5668 | 134955.6564 | 138988.1838
Commercial_Retail (WA)_New_Food Preparation_Natural Gas_Fryer_E2_Baseline Forecast | Commercial | Retail (WA) | New | Food Preparation | Natural Gas | Fryer | E2 | ENERGY STAR | Baseline Forecast | 0 | 2332.8404 | 4505.887 | 6700.804 | 8899.2527 | 11056.2212 | 13178.8105 | 15259.5692 | 17309.827 | 19330.6034 | 21321.0936 | 23245.3352 | 25144.3274 | 27016.0338 | 28854.7752 | 30660.321 | 32443.9493 | 34199.9627 | 35927.5068 | 37625.721 | 39300.4057 | 40974.9312 | 42621.1482 | 44241.2042 | 45837.8478 | 47416.8522 | 48833.6862
Commercial_Retail (WA)_New_Food Preparation_Natural Gas_Fryer_E3_Baseline Forecast | Commercial | Retail (WA) | New | Food Preparation | Natural Gas | Fryer | E3 |  | Baseline Forecast | 0 | 0 | 0 | 0 | 0 | 0 | 0 | 0 | 0 | 0 | 0 | 0 | 0 | 0 | 0 | 0 | 0 | 0 | 0 | 0 | 0 | 0 | 0 | 0 | 0 | 0 | 0
Commercial_Retail (WA)_New_Food Preparation_Natural Gas_Fryer_E4_Baseline Forecast | Commercial | Retail (WA) | New | Food Preparation | Natural Gas | Fryer | E4 |  | Baseline Forecast | 0 | 0 | 0 | 0 | 0 | 0 | 0 | 0 | 0 | 0 | 0 | 0 | 0 | 0 | 0 | 0 | 0 | 0 | 0 | 0 | 0 | 0 | 0 | 0 | 0 | 0 | 0
Commercial_Retail (WA)_New_Food Preparation_Natural Gas_Fryer_E5_Baseline Forecast | Commercial | Retail (WA) | New | Food Preparation | Natural Gas | Fryer | E5 |  | Baseline Forecast | 0 | 0 | 0 | 0 | 0 | 0 | 0 | 0 | 0 | 0 | 0 | 0 | 0 | 0 | 0 | 0 | 0 | 0 | 0 | 0 | 0 | 0 | 0 | 0 | 0 | 0 | 0
Commercial_Retail (WA)_New_Food Preparation_Natural Gas_Fryer_E6_Baseline Forecast | Commercial | Retail (WA) | New | Food Preparation | Natural Gas | Fryer | E6 |  | Baseline Forecast | 0 | 0 | 0 | 0 | 0 | 0 | 0 | 0 | 0 | 0 | 0 | 0 | 0 | 0 | 0 | 0 | 0 | 0 | 0 | 0 | 0 | 0 | 0 | 0 | 0 | 0 | 0
Commercial_Retail (WA)_New_Food Preparation_Natural Gas_Fryer_E7_Baseline Forecast | Commercial | Retail (WA) | New | Food Preparation | Natural Gas | Fryer | E7 |  | Baseline Forecast | 0 | 0 | 0 | 0 | 0 | 0 | 0 | 0 | 0 | 0 | 0 | 0 | 0 | 0 | 0 | 0 | 0 | 0 | 0 | 0 | 0 | 0 | 0 | 0 | 0 | 0 | 0
Commercial_Retail (WA)_New_Food Preparation_Natural Gas_Fryer_E8_Baseline Forecast | Commercial | Retail (WA) | New | Food Preparation | Natural Gas | Fryer | E8 |  | Baseline Forecast | 0 | 0 | 0 | 0 | 0 | 0 | 0 | 0 | 0 | 0 | 0 | 0 | 0 | 0 | 0 | 0 | 0 | 0 | 0 | 0 | 0 | 0 | 0 | 0 | 0 | 0 | 0
Commercial_Retail (WA)_New_Food Preparation_Natural Gas_Fryer_E9_Baseline Forecast | Commercial | Retail (WA) | New | Food Preparation | Natural Gas | Fryer | E9 |  | Baseline Forecast | 0 | 0 | 0 | 0 | 0 | 0 | 0 | 0 | 0 | 0 | 0 | 0 | 0 | 0 | 0 | 0 | 0 | 0 | 0 | 0 | 0 | 0 | 0 | 0 | 0 | 0 | 0
Commercial_Retail (WA)_New_Food Preparation_Natural Gas_Fryer_E10_Baseline Forecast | Commercial | Retail (WA) | New | Food Preparation | Natural Gas | Fryer | E10 |  | Baseline Forecast | 0 | 0 | 0 | 0 | 0 | 0 | 0 | 0 | 0 | 0 | 0 | 0 | 0 | 0 | 0 | 0 | 0 | 0 | 0 | 0 | 0 | 0 | 0 | 0 | 0 | 0 | 0
Commercial_Retail (WA)_New_Food Preparation_Natural Gas_Fryer_Vintage_Baseline Forecast | Commercial | Retail (WA) | New | Food Preparation | Natural Gas | Fryer | Vintage | Vintage | Baseline Forecast | 0 | 0 | 0 | 0 | 0 | 0 | 0 | 0 | 0 | 0 | 0 | 0 | 0 | 0 | 0 | 0 | 0 | 0 | 0 | 0 | 0 | 0 | 0 | 0 | 0 | 0 | 0
Commercial_Retail (WA)_New_Food Preparation_Natural Gas_Broiler_E1_Baseline Forecast | Commercial | Retail (WA) | New | Food Preparation | Natural Gas | Broiler | E1 | Standard | Baseline Forecast | 0 | 0 | 0 | 0 | 0 | 0 | 0 | 0 | 0 | 0 | 0 | 0 | 0 | 0 | 0 | 0 | 0 | 0 | 0 | 0 | 0 | 0 | 0 | 0 | 0 | 0 | 0
Commercial_Retail (WA)_New_Food Preparation_Natural Gas_Broiler_E2_Baseline Forecast | Commercial | Retail (WA) | New | Food Preparation | Natural Gas | Broiler | E2 | Infrared Burners | Baseline Forecast | 0 | 0 | 0 | 0 | 0 | 0 | 0 | 0 | 0 | 0 | 0 | 0 | 0 | 0 | 0 | 0 | 0 | 0 | 0 | 0 | 0 | 0 | 0 | 0 | 0 | 0 | 0
Commercial_Retail (WA)_New_Food Preparation_Natural Gas_Broiler_E3_Baseline Forecast | Commercial | Retail (WA) | New | Food Preparation | Natural Gas | Broiler | E3 |  | Baseline Forecast | 0 | 0 | 0 | 0 | 0 | 0 | 0 | 0 | 0 | 0 | 0 | 0 | 0 | 0 | 0 | 0 | 0 | 0 | 0 | 0 | 0 | 0 | 0 | 0 | 0 | 0 | 0
Commercial_Retail (WA)_New_Food Preparation_Natural Gas_Broiler_E4_Baseline Forecast | Commercial | Retail (WA) | New | Food Preparation | Natural Gas | Broiler | E4 |  | Baseline Forecast | 0 | 0 | 0 | 0 | 0 | 0 | 0 | 0 | 0 | 0 | 0 | 0 | 0 | 0 | 0 | 0 | 0 | 0 | 0 | 0 | 0 | 0 | 0 | 0 | 0 | 0 | 0
Commercial_Retail (WA)_New_Food Preparation_Natural Gas_Broiler_E5_Baseline Forecast | Commercial | Retail (WA) | New | Food Preparation | Natural Gas | Broiler | E5 |  | Baseline Forecast | 0 | 0 | 0 | 0 | 0 | 0 | 0 | 0 | 0 | 0 | 0 | 0 | 0 | 0 | 0 | 0 | 0 | 0 | 0 | 0 | 0 | 0 | 0 | 0 | 0 | 0 | 0
Commercial_Retail (WA)_New_Food Preparation_Natural Gas_Broiler_E6_Baseline Forecast | Commercial | Retail (WA) | New | Food Preparation | Natural Gas | Broiler | E6 |  | Baseline Forecast | 0 | 0 | 0 | 0 | 0 | 0 | 0 | 0 | 0 | 0 | 0 | 0 | 0 | 0 | 0 | 0 | 0 | 0 | 0 | 0 | 0 | 0 | 0 | 0 | 0 | 0 | 0
Commercial_Retail (WA)_New_Food Preparation_Natural Gas_Broiler_E7_Baseline Forecast | Commercial | Retail (WA) | New | Food Preparation | Natural Gas | Broiler | E7 |  | Baseline Forecast | 0 | 0 | 0 | 0 | 0 | 0 | 0 | 0 | 0 | 0 | 0 | 0 | 0 | 0 | 0 | 0 | 0 | 0 | 0 | 0 | 0 | 0 | 0 | 0 | 0 | 0 | 0
Commercial_Retail (WA)_New_Food Preparation_Natural Gas_Broiler_E8_Baseline Forecast | Commercial | Retail (WA) | New | Food Preparation | Natural Gas | Broiler | E8 |  | Baseline Forecast | 0 | 0 | 0 | 0 | 0 | 0 | 0 | 0 | 0 | 0 | 0 | 0 | 0 | 0 | 0 | 0 | 0 | 0 | 0 | 0 | 0 | 0 | 0 | 0 | 0 | 0 | 0
Commercial_Retail (WA)_New_Food Preparation_Natural Gas_Broiler_E9_Baseline Forecast | Commercial | Retail (WA) | New | Food Preparation | Natural Gas | Broiler | E9 |  | Baseline Forecast | 0 | 0 | 0 | 0 | 0 | 0 | 0 | 0 | 0 | 0 | 0 | 0 | 0 | 0 | 0 | 0 | 0 | 0 | 0 | 0 | 0 | 0 | 0 | 0 | 0 | 0 | 0
Commercial_Retail (WA)_New_Food Preparation_Natural Gas_Broiler_E10_Baseline Forecast | Commercial | Retail (WA) | New | Food Preparation | Natural Gas | Broiler | E10 |  | Baseline Forecast | 0 | 0 | 0 | 0 | 0 | 0 | 0 | 0 | 0 | 0 | 0 | 0 | 0 | 0 | 0 | 0 | 0 | 0 | 0 | 0 | 0 | 0 | 0 | 0 | 0 | 0 | 0
Commercial_Retail (WA)_New_Food Preparation_Natural Gas_Broiler_Vintage_Baseline Forecast | Commercial | Retail (WA) | New | Food Preparation | Natural Gas | Broiler | Vintage | Vintage | Baseline Forecast | 0 | 0 | 0 | 0 | 0 | 0 | 0 | 0 | 0 | 0 | 0 | 0 | 0 | 0 | 0 | 0 | 0 | 0 | 0 | 0 | 0 | 0 | 0 | 0 | 0 | 0 | 0
Commercial_Retail (WA)_New_Food Preparation_Natural Gas_Griddle_E1_Baseline Forecast | Commercial | Retail (WA) | New | Food Preparation | Natural Gas | Griddle | E1 | Standard | Baseline Forecast | 0 | 0 | 0 | 0 | 0 | 0 | 0 | 0 | 0 | 0 | 0 | 0 | 0 | 0 | 0 | 0 | 0 | 0 | 0 | 0 | 0 | 0 | 0 | 0 | 0 | 0 | 0
Commercial_Retail (WA)_New_Food Preparation_Natural Gas_Griddle_E2_Baseline Forecast | Commercial | Retail (WA) | New | Food Preparation | Natural Gas | Griddle | E2 | ENERGY STAR | Baseline Forecast | 0 | 0 | 0 | 0 | 0 | 0 | 0 | 0 | 0 | 0 | 0 | 0 | 0 | 0 | 0 | 0 | 0 | 0 | 0 | 0 | 0 | 0 | 0 | 0 | 0 | 0 | 0
Commercial_Retail (WA)_New_Food Preparation_Natural Gas_Griddle_E3_Baseline Forecast | Commercial | Retail (WA) | New | Food Preparation | Natural Gas | Griddle | E3 |  | Baseline Forecast | 0 | 0 | 0 | 0 | 0 | 0 | 0 | 0 | 0 | 0 | 0 | 0 | 0 | 0 | 0 | 0 | 0 | 0 | 0 | 0 | 0 | 0 | 0 | 0 | 0 | 0 | 0
Commercial_Retail (WA)_New_Food Preparation_Natural Gas_Griddle_E4_Baseline Forecast | Commercial | Retail (WA) | New | Food Preparation | Natural Gas | Griddle | E4 |  | Baseline Forecast | 0 | 0 | 0 | 0 | 0 | 0 | 0 | 0 | 0 | 0 | 0 | 0 | 0 | 0 | 0 | 0 | 0 | 0 | 0 | 0 | 0 | 0 | 0 | 0 | 0 | 0 | 0
Commercial_Retail (WA)_New_Food Preparation_Natural Gas_Griddle_E5_Baseline Forecast | Commercial | Retail (WA) | New | Food Preparation | Natural Gas | Griddle | E5 |  | Baseline Forecast | 0 | 0 | 0 | 0 | 0 | 0 | 0 | 0 | 0 | 0 | 0 | 0 | 0 | 0 | 0 | 0 | 0 | 0 | 0 | 0 | 0 | 0 | 0 | 0 | 0 | 0 | 0
Commercial_Retail (WA)_New_Food Preparation_Natural Gas_Griddle_E6_Baseline Forecast | Commercial | Retail (WA) | New | Food Preparation | Natural Gas | Griddle | E6 |  | Baseline Forecast | 0 | 0 | 0 | 0 | 0 | 0 | 0 | 0 | 0 | 0 | 0 | 0 | 0 | 0 | 0 | 0 | 0 | 0 | 0 | 0 | 0 | 0 | 0 | 0 | 0 | 0 | 0
Commercial_Retail (WA)_New_Food Preparation_Natural Gas_Griddle_E7_Baseline Forecast | Commercial | Retail (WA) | New | Food Preparation | Natural Gas | Griddle | E7 |  | Baseline Forecast | 0 | 0 | 0 | 0 | 0 | 0 | 0 | 0 | 0 | 0 | 0 | 0 | 0 | 0 | 0 | 0 | 0 | 0 | 0 | 0 | 0 | 0 | 0 | 0 | 0 | 0 | 0
Commercial_Retail (WA)_New_Food Preparation_Natural Gas_Griddle_E8_Baseline Forecast | Commercial | Retail (WA) | New | Food Preparation | Natural Gas | Griddle | E8 |  | Baseline Forecast | 0 | 0 | 0 | 0 | 0 | 0 | 0 | 0 | 0 | 0 | 0 | 0 | 0 | 0 | 0 | 0 | 0 | 0 | 0 | 0 | 0 | 0 | 0 | 0 | 0 | 0 | 0
Commercial_Retail (WA)_New_Food Preparation_Natural Gas_Griddle_E9_Baseline Forecast | Commercial | Retail (WA) | New | Food Preparation | Natural Gas | Griddle | E9 |  | Baseline Forecast | 0 | 0 | 0 | 0 | 0 | 0 | 0 | 0 | 0 | 0 | 0 | 0 | 0 | 0 | 0 | 0 | 0 | 0 | 0 | 0 | 0 | 0 | 0 | 0 | 0 | 0 | 0
Commercial_Retail (WA)_New_Food Preparation_Natural Gas_Griddle_E10_Baseline Forecast | Commercial | Retail (WA) | New | Food Preparation | Natural Gas | Griddle | E10 |  | Baseline Forecast | 0 | 0 | 0 | 0 | 0 | 0 | 0 | 0 | 0 | 0 | 0 | 0 | 0 | 0 | 0 | 0 | 0 | 0 | 0 | 0 | 0 | 0 | 0 | 0 | 0 | 0 | 0
Commercial_Retail (WA)_New_Food Preparation_Natural Gas_Griddle_Vintage_Baseline Forecast | Commercial | Retail (WA) | New | Food Preparation | Natural Gas | Griddle | Vintage | Vintage | Baseline Forecast | 0 | 0 | 0 | 0 | 0 | 0 | 0 | 0 | 0 | 0 | 0 | 0 | 0 | 0 | 0 | 0 | 0 | 0 | 0 | 0 | 0 | 0 | 0 | 0 | 0 | 0 | 0
Commercial_Retail (WA)_New_Food Preparation_Natural Gas_Range_E1_Baseline Forecast | Commercial | Retail (WA) | New | Food Preparation | Natural Gas | Range | E1 | Standard | Baseline Forecast | 0 | 0 | 0 | 0 | 0 | 0 | 0 | 0 | 0 | 0 | 0 | 0 | 0 | 0 | 0 | 0 | 0 | 0 | 0 | 0 | 0 | 0 | 0 | 0 | 0 | 0 | 0
Commercial_Retail (WA)_New_Food Preparation_Natural Gas_Range_E2_Baseline Forecast | Commercial | Retail (WA) | New | Food Preparation | Natural Gas | Range | E2 | High Efficiency | Baseline Forecast | 0 | 0 | 0 | 0 | 0 | 0 | 0 | 0 | 0 | 0 | 0 | 0 | 0 | 0 | 0 | 0 | 0 | 0 | 0 | 0 | 0 | 0 | 0 | 0 | 0 | 0 | 0
Commercial_Retail (WA)_New_Food Preparation_Natural Gas_Range_E3_Baseline Forecast | Commercial | Retail (WA) | New | Food Preparation | Natural Gas | Range | E3 |  | Baseline Forecast | 0 | 0 | 0 | 0 | 0 | 0 | 0 | 0 | 0 | 0 | 0 | 0 | 0 | 0 | 0 | 0 | 0 | 0 | 0 | 0 | 0 | 0 | 0 | 0 | 0 | 0 | 0
Commercial_Retail (WA)_New_Food Preparation_Natural Gas_Range_E4_Baseline Forecast | Commercial | Retail (WA) | New | Food Preparation | Natural Gas | Range | E4 |  | Baseline Forecast | 0 | 0 | 0 | 0 | 0 | 0 | 0 | 0 | 0 | 0 | 0 | 0 | 0 | 0 | 0 | 0 | 0 | 0 | 0 | 0 | 0 | 0 | 0 | 0 | 0 | 0 | 0
Commercial_Retail (WA)_New_Food Preparation_Natural Gas_Range_E5_Baseline Forecast | Commercial | Retail (WA) | New | Food Preparation | Natural Gas | Range | E5 |  | Baseline Forecast | 0 | 0 | 0 | 0 | 0 | 0 | 0 | 0 | 0 | 0 | 0 | 0 | 0 | 0 | 0 | 0 | 0 | 0 | 0 | 0 | 0 | 0 | 0 | 0 | 0 | 0 | 0
Commercial_Retail (WA)_New_Food Preparation_Natural Gas_Range_E6_Baseline Forecast | Commercial | Retail (WA) | New | Food Preparation | Natural Gas | Range | E6 |  | Baseline Forecast | 0 | 0 | 0 | 0 | 0 | 0 | 0 | 0 | 0 | 0 | 0 | 0 | 0 | 0 | 0 | 0 | 0 | 0 | 0 | 0 | 0 | 0 | 0 | 0 | 0 | 0 | 0
Commercial_Retail (WA)_New_Food Preparation_Natural Gas_Range_E7_Baseline Forecast | Commercial | Retail (WA) | New | Food Preparation | Natural Gas | Range | E7 |  | Baseline Forecast | 0 | 0 | 0 | 0 | 0 | 0 | 0 | 0 | 0 | 0 | 0 | 0 | 0 | 0 | 0 | 0 | 0 | 0 | 0 | 0 | 0 | 0 | 0 | 0 | 0 | 0 | 0
Commercial_Retail (WA)_New_Food Preparation_Natural Gas_Range_E8_Baseline Forecast | Commercial | Retail (WA) | New | Food Preparation | Natural Gas | Range | E8 |  | Baseline Forecast | 0 | 0 | 0 | 0 | 0 | 0 | 0 | 0 | 0 | 0 | 0 | 0 | 0 | 0 | 0 | 0 | 0 | 0 | 0 | 0 | 0 | 0 | 0 | 0 | 0 | 0 | 0
Commercial_Retail (WA)_New_Food Preparation_Natural Gas_Range_E9_Baseline Forecast | Commercial | Retail (WA) | New | Food Preparation | Natural Gas | Range | E9 |  | Baseline Forecast | 0 | 0 | 0 | 0 | 0 | 0 | 0 | 0 | 0 | 0 | 0 | 0 | 0 | 0 | 0 | 0 | 0 | 0 | 0 | 0 | 0 | 0 | 0 | 0 | 0 | 0 | 0
Commercial_Retail (WA)_New_Food Preparation_Natural Gas_Range_E10_Baseline Forecast | Commercial | Retail (WA) | New | Food Preparation | Natural Gas | Range | E10 |  | Baseline Forecast | 0 | 0 | 0 | 0 | 0 | 0 | 0 | 0 | 0 | 0 | 0 | 0 | 0 | 0 | 0 | 0 | 0 | 0 | 0 | 0 | 0 | 0 | 0 | 0 | 0 | 0 | 0
Commercial_Retail (WA)_New_Food Preparation_Natural Gas_Range_Vintage_Baseline Forecast | Commercial | Retail (WA) | New | Food Preparation | Natural Gas | Range | Vintage | Vintage | Baseline Forecast | 0 | 0 | 0 | 0 | 0 | 0 | 0 | 0 | 0 | 0 | 0 | 0 | 0 | 0 | 0 | 0 | 0 | 0 | 0 | 0 | 0 | 0 | 0 | 0 | 0 | 0 | 0
Commercial_Retail (WA)_New_Food Preparation_Natural Gas_Steamer_E1_Baseline Forecast | Commercial | Retail (WA) | New | Food Preparation | Natural Gas | Steamer | E1 | Standard | Baseline Forecast | 0 | 0 | 0 | 0 | 0 | 0 | 0 | 0 | 0 | 0 | 0 | 0 | 0 | 0 | 0 | 0 | 0 | 0 | 0 | 0 | 0 | 0 | 0 | 0 | 0 | 0 | 0
Commercial_Retail (WA)_New_Food Preparation_Natural Gas_Steamer_E2_Baseline Forecast | Commercial | Retail (WA) | New | Food Preparation | Natural Gas | Steamer | E2 | ENERGY STAR | Baseline Forecast | 0 | 0 | 0 | 0 | 0 | 0 | 0 | 0 | 0 | 0 | 0 | 0 | 0 | 0 | 0 | 0 | 0 | 0 | 0 | 0 | 0 | 0 | 0 | 0 | 0 | 0 | 0
Commercial_Retail (WA)_New_Food Preparation_Natural Gas_Steamer_E3_Baseline Forecast | Commercial | Retail (WA) | New | Food Preparation | Natural Gas | Steamer | E3 |  | Baseline Forecast | 0 | 0 | 0 | 0 | 0 | 0 | 0 | 0 | 0 | 0 | 0 | 0 | 0 | 0 | 0 | 0 | 0 | 0 | 0 | 0 | 0 | 0 | 0 | 0 | 0 | 0 | 0
Commercial_Retail (WA)_New_Food Preparation_Natural Gas_Steamer_E4_Baseline Forecast | Commercial | Retail (WA) | New | Food Preparation | Natural Gas | Steamer | E4 |  | Baseline Forecast | 0 | 0 | 0 | 0 | 0 | 0 | 0 | 0 | 0 | 0 | 0 | 0 | 0 | 0 | 0 | 0 | 0 | 0 | 0 | 0 | 0 | 0 | 0 | 0 | 0 | 0 | 0
Commercial_Retail (WA)_New_Food Preparation_Natural Gas_Steamer_E5_Baseline Forecast | Commercial | Retail (WA) | New | Food Preparation | Natural Gas | Steamer | E5 |  | Baseline Forecast | 0 | 0 | 0 | 0 | 0 | 0 | 0 | 0 | 0 | 0 | 0 | 0 | 0 | 0 | 0 | 0 | 0 | 0 | 0 | 0 | 0 | 0 | 0 | 0 | 0 | 0 | 0
Commercial_Retail (WA)_New_Food Preparation_Natural Gas_Steamer_E6_Baseline Forecast | Commercial | Retail (WA) | New | Food Preparation | Natural Gas | Steamer | E6 |  | Baseline Forecast | 0 | 0 | 0 | 0 | 0 | 0 | 0 | 0 | 0 | 0 | 0 | 0 | 0 | 0 | 0 | 0 | 0 | 0 | 0 | 0 | 0 | 0 | 0 | 0 | 0 | 0 | 0
Commercial_Retail (WA)_New_Food Preparation_Natural Gas_Steamer_E7_Baseline Forecast | Commercial | Retail (WA) | New | Food Preparation | Natural Gas | Steamer | E7 |  | Baseline Forecast | 0 | 0 | 0 | 0 | 0 | 0 | 0 | 0 | 0 | 0 | 0 | 0 | 0 | 0 | 0 | 0 | 0 | 0 | 0 | 0 | 0 | 0 | 0 | 0 | 0 | 0 | 0
Commercial_Retail (WA)_New_Food Preparation_Natural Gas_Steamer_E8_Baseline Forecast | Commercial | Retail (WA) | New | Food Preparation | Natural Gas | Steamer | E8 |  | Baseline Forecast | 0 | 0 | 0 | 0 | 0 | 0 | 0 | 0 | 0 | 0 | 0 | 0 | 0 | 0 | 0 | 0 | 0 | 0 | 0 | 0 | 0 | 0 | 0 | 0 | 0 | 0 | 0
Commercial_Retail (WA)_New_Food Preparation_Natural Gas_Steamer_E9_Baseline Forecast | Commercial | Retail (WA) | New | Food Preparation | Natural Gas | Steamer | E9 |  | Baseline Forecast | 0 | 0 | 0 | 0 | 0 | 0 | 0 | 0 | 0 | 0 | 0 | 0 | 0 | 0 | 0 | 0 | 0 | 0 | 0 | 0 | 0 | 0 | 0 | 0 | 0 | 0 | 0
Commercial_Retail (WA)_New_Food Preparation_Natural Gas_Steamer_E10_Baseline Forecast | Commercial | Retail (WA) | New | Food Preparation | Natural Gas | Steamer | E10 |  | Baseline Forecast | 0 | 0 | 0 | 0 | 0 | 0 | 0 | 0 | 0 | 0 | 0 | 0 | 0 | 0 | 0 | 0 | 0 | 0 | 0 | 0 | 0 | 0 | 0 | 0 | 0 | 0 | 0
Commercial_Retail (WA)_New_Food Preparation_Natural Gas_Steamer_Vintage_Baseline Forecast | Commercial | Retail (WA) | New | Food Preparation | Natural Gas | Steamer | Vintage | Vintage | Baseline Forecast | 0 | 0 | 0 | 0 | 0 | 0 | 0 | 0 | 0 | 0 | 0 | 0 | 0 | 0 | 0 | 0 | 0 | 0 | 0 | 0 | 0 | 0 | 0 | 0 | 0 | 0 | 0
Commercial_Retail (WA)_New_Food Preparation_Natural Gas_Food Prep Other_E1_Baseline Forecast | Commercial | Retail (WA) | New | Food Preparation | Natural Gas | Food Prep Other | E1 | Standard | Baseline Forecast | 0 | 0 | 0 | 0 | 0 | 0 | 0 | 0 | 0 | 0 | 0 | 0 | 0 | 0 | 0 | 0 | 0 | 0 | 0 | 0 | 0 | 0 | 0 | 0 | 0 | 0 | 0
Commercial_Retail (WA)_New_Food Preparation_Natural Gas_Food Prep Other_E2_Baseline Forecast | Commercial | Retail (WA) | New | Food Preparation | Natural Gas | Food Prep Other | E2 | ENERGY STAR | Baseline Forecast | 0 | 0 | 0 | 0 | 0 | 0 | 0 | 0 | 0 | 0 | 0 | 0 | 0 | 0 | 0 | 0 | 0 | 0 | 0 | 0 | 0 | 0 | 0 | 0 | 0 | 0 | 0
Commercial_Retail (WA)_New_Food Preparation_Natural Gas_Food Prep Other_E3_Baseline Forecast | Commercial | Retail (WA) | New | Food Preparation | Natural Gas | Food Prep Other | E3 |  | Baseline Forecast | 0 | 0 | 0 | 0 | 0 | 0 | 0 | 0 | 0 | 0 | 0 | 0 | 0 | 0 | 0 | 0 | 0 | 0 | 0 | 0 | 0 | 0 | 0 | 0 | 0 | 0 | 0
Commercial_Retail (WA)_New_Food Preparation_Natural Gas_Food Prep Other_E4_Baseline Forecast | Commercial | Retail (WA) | New | Food Preparation | Natural Gas | Food Prep Other | E4 |  | Baseline Forecast | 0 | 0 | 0 | 0 | 0 | 0 | 0 | 0 | 0 | 0 | 0 | 0 | 0 | 0 | 0 | 0 | 0 | 0 | 0 | 0 | 0 | 0 | 0 | 0 | 0 | 0 | 0
Commercial_Retail (WA)_New_Food Preparation_Natural Gas_Food Prep Other_E5_Baseline Forecast | Commercial | Retail (WA) | New | Food Preparation | Natural Gas | Food Prep Other | E5 |  | Baseline Forecast | 0 | 0 | 0 | 0 | 0 | 0 | 0 | 0 | 0 | 0 | 0 | 0 | 0 | 0 | 0 | 0 | 0 | 0 | 0 | 0 | 0 | 0 | 0 | 0 | 0 | 0 | 0
Commercial_Retail (WA)_New_Food Preparation_Natural Gas_Food Prep Other_E6_Baseline Forecast | Commercial | Retail (WA) | New | Food Preparation | Natural Gas | Food Prep Other | E6 |  | Baseline Forecast | 0 | 0 | 0 | 0 | 0 | 0 | 0 | 0 | 0 | 0 | 0 | 0 | 0 | 0 | 0 | 0 | 0 | 0 | 0 | 0 | 0 | 0 | 0 | 0 | 0 | 0 | 0
Commercial_Retail (WA)_New_Food Preparation_Natural Gas_Food Prep Other_E7_Baseline Forecast | Commercial | Retail (WA) | New | Food Preparation | Natural Gas | Food Prep Other | E7 |  | Baseline Forecast | 0 | 0 | 0 | 0 | 0 | 0 | 0 | 0 | 0 | 0 | 0 | 0 | 0 | 0 | 0 | 0 | 0 | 0 | 0 | 0 | 0 | 0 | 0 | 0 | 0 | 0 | 0
Commercial_Retail (WA)_New_Food Preparation_Natural Gas_Food Prep Other_E8_Baseline Forecast | Commercial | Retail (WA) | New | Food Preparation | Natural Gas | Food Prep Other | E8 |  | Baseline Forecast | 0 | 0 | 0 | 0 | 0 | 0 | 0 | 0 | 0 | 0 | 0 | 0 | 0 | 0 | 0 | 0 | 0 | 0 | 0 | 0 | 0 | 0 | 0 | 0 | 0 | 0 | 0
Commercial_Retail (WA)_New_Food Preparation_Natural Gas_Food Prep Other_E9_Baseline Forecast | Commercial | Retail (WA) | New | Food Preparation | Natural Gas | Food Prep Other | E9 |  | Baseline Forecast | 0 | 0 | 0 | 0 | 0 | 0 | 0 | 0 | 0 | 0 | 0 | 0 | 0 | 0 | 0 | 0 | 0 | 0 | 0 | 0 | 0 | 0 | 0 | 0 | 0 | 0 | 0
Commercial_Retail (WA)_New_Food Preparation_Natural Gas_Food Prep Other_E10_Baseline Forecast | Commercial | Retail (WA) | New | Food Preparation | Natural Gas | Food Prep Other | E10 |  | Baseline Forecast | 0 | 0 | 0 | 0 | 0 | 0 | 0 | 0 | 0 | 0 | 0 | 0 | 0 | 0 | 0 | 0 | 0 | 0 | 0 | 0 | 0 | 0 | 0 | 0 | 0 | 0 | 0
Commercial_Retail (WA)_New_Food Preparation_Natural Gas_Food Prep Other_Vintage_Baseline Forecast | Commercial | Retail (WA) | New | Food Preparation | Natural Gas | Food Prep Other | Vintage | Vintage | Baseline Forecast | 0 | 0 | 0 | 0 | 0 | 0 | 0 | 0 | 0 | 0 | 0 | 0 | 0 | 0 | 0 | 0 | 0 | 0 | 0 | 0 | 0 | 0 | 0 | 0 | 0 | 0 | 0
Commercial_Retail (WA)_New_Miscellaneous_Natural Gas_Pool Heater_E1_Baseline Forecast | Commercial | Retail (WA) | New | Miscellaneous | Natural Gas | Pool Heater | E1 | Standard (EF .82) | Baseline Forecast | 0 | 0 | 0 | 0 | 0 | 0 | 0 | 0 | 0 | 0 | 0 | 0 | 0 | 0 | 0 | 0 | 0 | 0 | 0 | 0 | 0 | 0 | 0 | 0 | 0 | 0 | 0
Commercial_Retail (WA)_New_Miscellaneous_Natural Gas_Pool Heater_E2_Baseline Forecast | Commercial | Retail (WA) | New | Miscellaneous | Natural Gas | Pool Heater | E2 | Condensing (EF .90) | Baseline Forecast | 0 | 0 | 0 | 0 | 0 | 0 | 0 | 0 | 0 | 0 | 0 | 0 | 0 | 0 | 0 | 0 | 0 | 0 | 0 | 0 | 0 | 0 | 0 | 0 | 0 | 0 | 0
Commercial_Retail (WA)_New_Miscellaneous_Natural Gas_Pool Heater_E3_Baseline Forecast | Commercial | Retail (WA) | New | Miscellaneous | Natural Gas | Pool Heater | E3 |  | Baseline Forecast | 0 | 0 | 0 | 0 | 0 | 0 | 0 | 0 | 0 | 0 | 0 | 0 | 0 | 0 | 0 | 0 | 0 | 0 | 0 | 0 | 0 | 0 | 0 | 0 | 0 | 0 | 0
Commercial_Retail (WA)_New_Miscellaneous_Natural Gas_Pool Heater_E4_Baseline Forecast | Commercial | Retail (WA) | New | Miscellaneous | Natural Gas | Pool Heater | E4 |  | Baseline Forecast | 0 | 0 | 0 | 0 | 0 | 0 | 0 | 0 | 0 | 0 | 0 | 0 | 0 | 0 | 0 | 0 | 0 | 0 | 0 | 0 | 0 | 0 | 0 | 0 | 0 | 0 | 0
Commercial_Retail (WA)_New_Miscellaneous_Natural Gas_Pool Heater_E5_Baseline Forecast | Commercial | Retail (WA) | New | Miscellaneous | Natural Gas | Pool Heater | E5 |  | Baseline Forecast | 0 | 0 | 0 | 0 | 0 | 0 | 0 | 0 | 0 | 0 | 0 | 0 | 0 | 0 | 0 | 0 | 0 | 0 | 0 | 0 | 0 | 0 | 0 | 0 | 0 | 0 | 0
Commercial_Retail (WA)_New_Miscellaneous_Natural Gas_Pool Heater_E6_Baseline Forecast | Commercial | Retail (WA) | New | Miscellaneous | Natural Gas | Pool Heater | E6 |  | Baseline Forecast | 0 | 0 | 0 | 0 | 0 | 0 | 0 | 0 | 0 | 0 | 0 | 0 | 0 | 0 | 0 | 0 | 0 | 0 | 0 | 0 | 0 | 0 | 0 | 0 | 0 | 0 | 0
Commercial_Retail (WA)_New_Miscellaneous_Natural Gas_Pool Heater_E7_Baseline Forecast | Commercial | Retail (WA) | New | Miscellaneous | Natural Gas | Pool Heater | E7 |  | Baseline Forecast | 0 | 0 | 0 | 0 | 0 | 0 | 0 | 0 | 0 | 0 | 0 | 0 | 0 | 0 | 0 | 0 | 0 | 0 | 0 | 0 | 0 | 0 | 0 | 0 | 0 | 0 | 0
Commercial_Retail (WA)_New_Miscellaneous_Natural Gas_Pool Heater_E8_Baseline Forecast | Commercial | Retail (WA) | New | Miscellaneous | Natural Gas | Pool Heater | E8 |  | Baseline Forecast | 0 | 0 | 0 | 0 | 0 | 0 | 0 | 0 | 0 | 0 | 0 | 0 | 0 | 0 | 0 | 0 | 0 | 0 | 0 | 0 | 0 | 0 | 0 | 0 | 0 | 0 | 0
Commercial_Retail (WA)_New_Miscellaneous_Natural Gas_Pool Heater_E9_Baseline Forecast | Commercial | Retail (WA) | New | Miscellaneous | Natural Gas | Pool Heater | E9 |  | Baseline Forecast | 0 | 0 | 0 | 0 | 0 | 0 | 0 | 0 | 0 | 0 | 0 | 0 | 0 | 0 | 0 | 0 | 0 | 0 | 0 | 0 | 0 | 0 | 0 | 0 | 0 | 0 | 0
Commercial_Retail (WA)_New_Miscellaneous_Natural Gas_Pool Heater_E10_Baseline Forecast | Commercial | Retail (WA) | New | Miscellaneous | Natural Gas | Pool Heater | E10 |  | Baseline Forecast | 0 | 0 | 0 | 0 | 0 | 0 | 0 | 0 | 0 | 0 | 0 | 0 | 0 | 0 | 0 | 0 | 0 | 0 | 0 | 0 | 0 | 0 | 0 | 0 | 0 | 0 | 0
Commercial_Retail (WA)_New_Miscellaneous_Natural Gas_Pool Heater_Vintage_Baseline Forecast | Commercial | Retail (WA) | New | Miscellaneous | Natural Gas | Pool Heater | Vintage | Vintage | Baseline Forecast | 0 | 0 | 0 | 0 | 0 | 0 | 0 | 0 | 0 | 0 | 0 | 0 | 0 | 0 | 0 | 0 | 0 | 0 | 0 | 0 | 0 | 0 | 0 | 0 | 0 | 0 | 0
Commercial_Retail (WA)_New_Miscellaneous_Natural Gas_Miscellaneous_E1_Baseline Forecast | Commercial | Retail (WA) | New | Miscellaneous | Natural Gas | Miscellaneous | E1 | Standard | Baseline Forecast | 0 | 272463.7922 | 526264.4921 | 782619.541 | 1039387.0783 | 1291309.9387 | 1539217.4771 | 1782239.4339 | 2021699.0226 | 2257715.3505 | 2490194.396 | 2714935.9477 | 2936728.5006 | 3155334.2033 | 3370089.7751 | 3580968.265 | 3789286.8952 | 3994380.2638 | 4196148.5499 | 4394491.2593 | 4590085.8499 | 4785661.8397 | 4977931.5368 | 5167145.7762 | 5353625.5557 | 5538045.1778 | 5703524.1206
Commercial_Retail (WA)_New_Miscellaneous_Natural Gas_Miscellaneous_E2_Baseline Forecast | Commercial | Retail (WA) | New | Miscellaneous | Natural Gas | Miscellaneous | E2 |  | Baseline Forecast | 0 | 0 | 0 | 0 | 0 | 0 | 0 | 0 | 0 | 0 | 0 | 0 | 0 | 0 | 0 | 0 | 0 | 0 | 0 | 0 | 0 | 0 | 0 | 0 | 0 | 0 | 0
Commercial_Retail (WA)_New_Miscellaneous_Natural Gas_Miscellaneous_E3_Baseline Forecast | Commercial | Retail (WA) | New | Miscellaneous | Natural Gas | Miscellaneous | E3 |  | Baseline Forecast | 0 | 0 | 0 | 0 | 0 | 0 | 0 | 0 | 0 | 0 | 0 | 0 | 0 | 0 | 0 | 0 | 0 | 0 | 0 | 0 | 0 | 0 | 0 | 0 | 0 | 0 | 0
Commercial_Retail (WA)_New_Miscellaneous_Natural Gas_Miscellaneous_E4_Baseline Forecast | Commercial | Retail (WA) | New | Miscellaneous | Natural Gas | Miscellaneous | E4 |  | Baseline Forecast | 0 | 0 | 0 | 0 | 0 | 0 | 0 | 0 | 0 | 0 | 0 | 0 | 0 | 0 | 0 | 0 | 0 | 0 | 0 | 0 | 0 | 0 | 0 | 0 | 0 | 0 | 0
Commercial_Retail (WA)_New_Miscellaneous_Natural Gas_Miscellaneous_E5_Baseline Forecast | Commercial | Retail (WA) | New | Miscellaneous | Natural Gas | Miscellaneous | E5 |  | Baseline Forecast | 0 | 0 | 0 | 0 | 0 | 0 | 0 | 0 | 0 | 0 | 0 | 0 | 0 | 0 | 0 | 0 | 0 | 0 | 0 | 0 | 0 | 0 | 0 | 0 | 0 | 0 | 0
Commercial_Retail (WA)_New_Miscellaneous_Natural Gas_Miscellaneous_E6_Baseline Forecast | Commercial | Retail (WA) | New | Miscellaneous | Natural Gas | Miscellaneous | E6 |  | Baseline Forecast | 0 | 0 | 0 | 0 | 0 | 0 | 0 | 0 | 0 | 0 | 0 | 0 | 0 | 0 | 0 | 0 | 0 | 0 | 0 | 0 | 0 | 0 | 0 | 0 | 0 | 0 | 0
Commercial_Retail (WA)_New_Miscellaneous_Natural Gas_Miscellaneous_E7_Baseline Forecast | Commercial | Retail (WA) | New | Miscellaneous | Natural Gas | Miscellaneous | E7 |  | Baseline Forecast | 0 | 0 | 0 | 0 | 0 | 0 | 0 | 0 | 0 | 0 | 0 | 0 | 0 | 0 | 0 | 0 | 0 | 0 | 0 | 0 | 0 | 0 | 0 | 0 | 0 | 0 | 0
Commercial_Retail (WA)_New_Miscellaneous_Natural Gas_Miscellaneous_E8_Baseline Forecast | Commercial | Retail (WA) | New | Miscellaneous | Natural Gas | Miscellaneous | E8 |  | Baseline Forecast | 0 | 0 | 0 | 0 | 0 | 0 | 0 | 0 | 0 | 0 | 0 | 0 | 0 | 0 | 0 | 0 | 0 | 0 | 0 | 0 | 0 | 0 | 0 | 0 | 0 | 0 | 0
Commercial_Retail (WA)_New_Miscellaneous_Natural Gas_Miscellaneous_E9_Baseline Forecast | Commercial | Retail (WA) | New | Miscellaneous | Natural Gas | Miscellaneous | E9 |  | Baseline Forecast | 0 | 0 | 0 | 0 | 0 | 0 | 0 | 0 | 0 | 0 | 0 | 0 | 0 | 0 | 0 | 0 | 0 | 0 | 0 | 0 | 0 | 0 | 0 | 0 | 0 | 0 | 0
Commercial_Retail (WA)_New_Miscellaneous_Natural Gas_Miscellaneous_E10_Baseline Forecast | Commercial | Retail (WA) | New | Miscellaneous | Natural Gas | Miscellaneous | E10 |  | Baseline Forecast | 0 | 0 | 0 | 0 | 0 | 0 | 0 | 0 | 0 | 0 | 0 | 0 | 0 | 0 | 0 | 0 | 0 | 0 | 0 | 0 | 0 | 0 | 0 | 0 | 0 | 0 | 0
Commercial_Retail (WA)_New_Miscellaneous_Natural Gas_Miscellaneous_Vintage_Baseline Forecast | Commercial | Retail (WA) | New | Miscellaneous | Natural Gas | Miscellaneous | Vintage | Vintage | Baseline Forecast | 0 | 0 | 0 | 0 | 0 | 0 | 0 | 0 | 0 | 0 | 0 | 0 | 0 | 0 | 0 | 0 | 0 | 0 | 0 | 0 | 0 | 0 | 0 | 0 | 0 | 0 | 0
Commercial_Grocery (WA)_Existing_Space Heating_Natural Gas_Furnace_E1_Baseline Forecast | Commercial | Grocery (WA) | Existing | Space Heating | Natural Gas | Furnace | E1 | AFUE 80% (Standard) | Baseline Forecast | 0 | 102405.5556 | 204514.8967 | 305936.6847 | 406333.4739 | 505415.631 | 602935.9135 | 698684.6376 | 792485.3717 | 884191.0986 | 973680.796 | 1039868.8238 | 1094317.8538 | 1138349.9666 | 1173149.9928 | 1199779.4757 | 1219189.2252 | 1232230.6021 | 1239665.662 | 1242176.2732 | 1240372.3118 | 1234799.0261 | 1227502.8895 | 1214350.3857 | 1200306.3089 | 1185524.0324 | 1170137.7198
Commercial_Grocery (WA)_Existing_Space Heating_Natural Gas_Furnace_E2_Baseline Forecast | Commercial | Grocery (WA) | Existing | Space Heating | Natural Gas | Furnace | E2 | AFUE 90% | Baseline Forecast | 0 | 0 | 0 | 0 | 0 | 0 | 0 | 0 | 0 | 0 | 0 | 20987.5672 | 40861.1424 | 59742.9448 | 77736.1187 | 94927.5859 | 111390.5019 | 127186.3676 | 142366.8416 | 156975.2943 | 171048.1379 | 184615.9623 | 196145.2702 | 210226.4635 | 222301.5874 | 232579.4557 | 241248.2546
Commercial_Grocery (WA)_Existing_Space Heating_Natural Gas_Furnace_E3_Baseline Forecast | Commercial | Grocery (WA) | Existing | Space Heating | Natural Gas | Furnace | E3 | AFUE 96% | Baseline Forecast | 0 | 0 | 0 | 0 | 0 | 0 | 0 | 0 | 0 | 0 | 0 | 0 | 0 | 0 | 0 | 0 | 0 | 0 | 0 | 0 | 0 | 0 | 0 | 0 | 0 | 0 | 0
Commercial_Grocery (WA)_Existing_Space Heating_Natural Gas_Furnace_E4_Baseline Forecast | Commercial | Grocery (WA) | Existing | Space Heating | Natural Gas | Furnace | E4 |  | Baseline Forecast | 0 | 0 | 0 | 0 | 0 | 0 | 0 | 0 | 0 | 0 | 0 | 0 | 0 | 0 | 0 | 0 | 0 | 0 | 0 | 0 | 0 | 0 | 0 | 0 | 0 | 0 | 0
Commercial_Grocery (WA)_Existing_Space Heating_Natural Gas_Furnace_E5_Baseline Forecast | Commercial | Grocery (WA) | Existing | Space Heating | Natural Gas | Furnace | E5 |  | Baseline Forecast | 0 | 0 | 0 | 0 | 0 | 0 | 0 | 0 | 0 | 0 | 0 | 0 | 0 | 0 | 0 | 0 | 0 | 0 | 0 | 0 | 0 | 0 | 0 | 0 | 0 | 0 | 0
Commercial_Grocery (WA)_Existing_Space Heating_Natural Gas_Furnace_E6_Baseline Forecast | Commercial | Grocery (WA) | Existing | Space Heating | Natural Gas | Furnace | E6 |  | Baseline Forecast | 0 | 0 | 0 | 0 | 0 | 0 | 0 | 0 | 0 | 0 | 0 | 0 | 0 | 0 | 0 | 0 | 0 | 0 | 0 | 0 | 0 | 0 | 0 | 0 | 0 | 0 | 0
Commercial_Grocery (WA)_Existing_Space Heating_Natural Gas_Furnace_E7_Baseline Forecast | Commercial | Grocery (WA) | Existing | Space Heating | Natural Gas | Furnace | E7 |  | Baseline Forecast | 0 | 0 | 0 | 0 | 0 | 0 | 0 | 0 | 0 | 0 | 0 | 0 | 0 | 0 | 0 | 0 | 0 | 0 | 0 | 0 | 0 | 0 | 0 | 0 | 0 | 0 | 0
Commercial_Grocery (WA)_Existing_Space Heating_Natural Gas_Furnace_E8_Baseline Forecast | Commercial | Grocery (WA) | Existing | Space Heating | Natural Gas | Furnace | E8 |  | Baseline Forecast | 0 | 0 | 0 | 0 | 0 | 0 | 0 | 0 | 0 | 0 | 0 | 0 | 0 | 0 | 0 | 0 | 0 | 0 | 0 | 0 | 0 | 0 | 0 | 0 | 0 | 0 | 0
Commercial_Grocery (WA)_Existing_Space Heating_Natural Gas_Furnace_E9_Baseline Forecast | Commercial | Grocery (WA) | Existing | Space Heating | Natural Gas | Furnace | E9 |  | Baseline Forecast | 0 | 0 | 0 | 0 | 0 | 0 | 0 | 0 | 0 | 0 | 0 | 0 | 0 | 0 | 0 | 0 | 0 | 0 | 0 | 0 | 0 | 0 | 0 | 0 | 0 | 0 | 0
Commercial_Grocery (WA)_Existing_Space Heating_Natural Gas_Furnace_E10_Baseline Forecast | Commercial | Grocery (WA) | Existing | Space Heating | Natural Gas | Furnace | E10 |  | Baseline Forecast | 0 | 0 | 0 | 0 | 0 | 0 | 0 | 0 | 0 | 0 | 0 | 0 | 0 | 0 | 0 | 0 | 0 | 0 | 0 | 0 | 0 | 0 | 0 | 0 | 0 | 0 | 0
Commercial_Grocery (WA)_Existing_Space Heating_Natural Gas_Furnace_Vintage_Baseline Forecast | Commercial | Grocery (WA) | Existing | Space Heating | Natural Gas | Furnace | Vintage | Vintage | Baseline Forecast | 2581473.3798 | 2432131.9446 | 2283940.1035 | 2137273.6791 | 1992454.8833 | 1849758.3924 | 1709416.764 | 1571625.264 | 1436546.168 | 1304312.595 | 1175031.9213 | 1048788.8223 | 936109.0315 | 835535.3339 | 745767.0749 | 665643.3396 | 594127.9394 | 530296.0121 | 473322.0604 | 422469.277 | 377080.0158 | 336567.2869 | 300407.1651 | 268132.0152 | 239324.4433 | 213611.8998 | 190661.861
Commercial_Grocery (WA)_Existing_Space Heating_Natural Gas_Boiler_E1_Baseline Forecast | Commercial | Grocery (WA) | Existing | Space Heating | Natural Gas | Boiler | E1 | AFUE 80% (Standard) | Baseline Forecast | 0 | 138.677 | 258.9762 | 385.6378 | 517.2322 | 652.5042 | 790.3536 | 929.8181 | 1070.0583 | 1210.3435 | 1350.0401 | 1488.6001 | 1625.5521 | 1760.4922 | 1893.0766 | 2023.0145 | 2150.0621 | 2274.0172 | 2394.7143 | 2512.0203 | 2625.8306 | 2736.0659 | 2842.6686 | 2945.6009 | 3044.8415 | 3140.3844 | 3232.236
Commercial_Grocery (WA)_Existing_Space Heating_Natural Gas_Boiler_E2_Baseline Forecast | Commercial | Grocery (WA) | Existing | Space Heating | Natural Gas | Boiler | E2 | AFUE 85% | Baseline Forecast | 0 | 0 | 0 | 0 | 0 | 0 | 0 | 0 | 0 | 0 | 0 | 0 | 0 | 0 | 0 | 0 | 0 | 0 | 0 | 0 | 0 | 0 | 0 | 0 | 0 | 0 | 0
Commercial_Grocery (WA)_Existing_Space Heating_Natural Gas_Boiler_E3_Baseline Forecast | Commercial | Grocery (WA) | Existing | Space Heating | Natural Gas | Boiler | E3 | AFUE 97% | Baseline Forecast | 0 | 117.6653 | 271.8431 | 434.099 | 602.6139 | 775.7907 | 952.2293 | 1130.7056 | 1310.1513 | 1489.6369 | 1668.3561 | 1845.612 | 2020.805 | 2193.4211 | 2363.0232 | 2529.2413 | 2691.7656 | 2850.339 | 3004.751 | 3154.8326 | 3300.4509 | 3441.5051 | 3577.9224 | 3709.6547 | 3836.6754 | 3958.9768 | 4076.5675
Commercial_Grocery (WA)_Existing_Space Heating_Natural Gas_Boiler_E4_Baseline Forecast | Commercial | Grocery (WA) | Existing | Space Heating | Natural Gas | Boiler | E4 | Convert to NG Air Source Heat Pump | Baseline Forecast | 0 | 0 | 0 | 0 | 0 | 0 | 0 | 0 | 0 | 0 | 0 | 0 | 0 | 0 | 0 | 0 | 0 | 0 | 0 | 0 | 0 | 0 | 0 | 0 | 0 | 0 | 0
Commercial_Grocery (WA)_Existing_Space Heating_Natural Gas_Boiler_E5_Baseline Forecast | Commercial | Grocery (WA) | Existing | Space Heating | Natural Gas | Boiler | E5 |  | Baseline Forecast | 0 | 0 | 0 | 0 | 0 | 0 | 0 | 0 | 0 | 0 | 0 | 0 | 0 | 0 | 0 | 0 | 0 | 0 | 0 | 0 | 0 | 0 | 0 | 0 | 0 | 0 | 0
Commercial_Grocery (WA)_Existing_Space Heating_Natural Gas_Boiler_E6_Baseline Forecast | Commercial | Grocery (WA) | Existing | Space Heating | Natural Gas | Boiler | E6 |  | Baseline Forecast | 0 | 0 | 0 | 0 | 0 | 0 | 0 | 0 | 0 | 0 | 0 | 0 | 0 | 0 | 0 | 0 | 0 | 0 | 0 | 0 | 0 | 0 | 0 | 0 | 0 | 0 | 0
Commercial_Grocery (WA)_Existing_Space Heating_Natural Gas_Boiler_E7_Baseline Forecast | Commercial | Grocery (WA) | Existing | Space Heating | Natural Gas | Boiler | E7 |  | Baseline Forecast | 0 | 0 | 0 | 0 | 0 | 0 | 0 | 0 | 0 | 0 | 0 | 0 | 0 | 0 | 0 | 0 | 0 | 0 | 0 | 0 | 0 | 0 | 0 | 0 | 0 | 0 | 0
Commercial_Grocery (WA)_Existing_Space Heating_Natural Gas_Boiler_E8_Baseline Forecast | Commercial | Grocery (WA) | Existing | Space Heating | Natural Gas | Boiler | E8 |  | Baseline Forecast | 0 | 0 | 0 | 0 | 0 | 0 | 0 | 0 | 0 | 0 | 0 | 0 | 0 | 0 | 0 | 0 | 0 | 0 | 0 | 0 | 0 | 0 | 0 | 0 | 0 | 0 | 0
Commercial_Grocery (WA)_Existing_Space Heating_Natural Gas_Boiler_E9_Baseline Forecast | Commercial | Grocery (WA) | Existing | Space Heating | Natural Gas | Boiler | E9 |  | Baseline Forecast | 0 | 0 | 0 | 0 | 0 | 0 | 0 | 0 | 0 | 0 | 0 | 0 | 0 | 0 | 0 | 0 | 0 | 0 | 0 | 0 | 0 | 0 | 0 | 0 | 0 | 0 | 0
Commercial_Grocery (WA)_Existing_Space Heating_Natural Gas_Boiler_E10_Baseline Forecast | Commercial | Grocery (WA) | Existing | Space Heating | Natural Gas | Boiler | E10 |  | Baseline Forecast | 0 | 0 | 0 | 0 | 0 | 0 | 0 | 0 | 0 | 0 | 0 | 0 | 0 | 0 | 0 | 0 | 0 | 0 | 0 | 0 | 0 | 0 | 0 | 0 | 0 | 0 | 0
Commercial_Grocery (WA)_Existing_Space Heating_Natural Gas_Boiler_Vintage_Baseline Forecast | Commercial | Grocery (WA) | Existing | Space Heating | Natural Gas | Boiler | Vintage | Vintage | Baseline Forecast | 17231.8987 | 16662.2491 | 16080.1614 | 15489.2261 | 14892.5901 | 14293.0062 | 13692.8763 | 13094.2908 | 12499.0628 | 11908.7598 | 11324.7306 | 10748.1305 | 10179.9429 | 9620.9994 | 9071.9963 | 8533.5113 | 8006.0163 | 7489.8907 | 6985.4317 | 6492.8641 | 6012.3497 | 5543.9943 | 5087.8548 | 4643.9458 | 4212.2444 | 3792.6954 | 3385.2158
Commercial_Grocery (WA)_Existing_Space Heating_Natural Gas_Unit Heater_E1_Baseline Forecast | Commercial | Grocery (WA) | Existing | Space Heating | Natural Gas | Unit Heater | E1 | Standard | Baseline Forecast | 0 | 0 | 0 | 0 | 0 | 0 | 0 | 0 | 0 | 0 | 0 | 0 | 0 | 0 | 0 | 0 | 0 | 0 | 0 | 0 | 0 | 0 | 0 | 0 | 0 | 0 | 0
Commercial_Grocery (WA)_Existing_Space Heating_Natural Gas_Unit Heater_E2_Baseline Forecast | Commercial | Grocery (WA) | Existing | Space Heating | Natural Gas | Unit Heater | E2 | Condensing | Baseline Forecast | 0 | 0 | 0 | 0 | 0 | 0 | 0 | 0 | 0 | 0 | 0 | 0 | 0 | 0 | 0 | 0 | 0 | 0 | 0 | 0 | 0 | 0 | 0 | 0 | 0 | 0 | 0
Commercial_Grocery (WA)_Existing_Space Heating_Natural Gas_Unit Heater_E3_Baseline Forecast | Commercial | Grocery (WA) | Existing | Space Heating | Natural Gas | Unit Heater | E3 | Infrared Radiant | Baseline Forecast | 0 | 0 | 0 | 0 | 0 | 0 | 0 | 0 | 0 | 0 | 0 | 0 | 0 | 0 | 0 | 0 | 0 | 0 | 0 | 0 | 0 | 0 | 0 | 0 | 0 | 0 | 0
Commercial_Grocery (WA)_Existing_Space Heating_Natural Gas_Unit Heater_E4_Baseline Forecast | Commercial | Grocery (WA) | Existing | Space Heating | Natural Gas | Unit Heater | E4 |  | Baseline Forecast | 0 | 0 | 0 | 0 | 0 | 0 | 0 | 0 | 0 | 0 | 0 | 0 | 0 | 0 | 0 | 0 | 0 | 0 | 0 | 0 | 0 | 0 | 0 | 0 | 0 | 0 | 0
Commercial_Grocery (WA)_Existing_Space Heating_Natural Gas_Unit Heater_E5_Baseline Forecast | Commercial | Grocery (WA) | Existing | Space Heating | Natural Gas | Unit Heater | E5 |  | Baseline Forecast | 0 | 0 | 0 | 0 | 0 | 0 | 0 | 0 | 0 | 0 | 0 | 0 | 0 | 0 | 0 | 0 | 0 | 0 | 0 | 0 | 0 | 0 | 0 | 0 | 0 | 0 | 0
Commercial_Grocery (WA)_Existing_Space Heating_Natural Gas_Unit Heater_E6_Baseline Forecast | Commercial | Grocery (WA) | Existing | Space Heating | Natural Gas | Unit Heater | E6 |  | Baseline Forecast | 0 | 0 | 0 | 0 | 0 | 0 | 0 | 0 | 0 | 0 | 0 | 0 | 0 | 0 | 0 | 0 | 0 | 0 | 0 | 0 | 0 | 0 | 0 | 0 | 0 | 0 | 0
Commercial_Grocery (WA)_Existing_Space Heating_Natural Gas_Unit Heater_E7_Baseline Forecast | Commercial | Grocery (WA) | Existing | Space Heating | Natural Gas | Unit Heater | E7 |  | Baseline Forecast | 0 | 0 | 0 | 0 | 0 | 0 | 0 | 0 | 0 | 0 | 0 | 0 | 0 | 0 | 0 | 0 | 0 | 0 | 0 | 0 | 0 | 0 | 0 | 0 | 0 | 0 | 0
Commercial_Grocery (WA)_Existing_Space Heating_Natural Gas_Unit Heater_E8_Baseline Forecast | Commercial | Grocery (WA) | Existing | Space Heating | Natural Gas | Unit Heater | E8 |  | Baseline Forecast | 0 | 0 | 0 | 0 | 0 | 0 | 0 | 0 | 0 | 0 | 0 | 0 | 0 | 0 | 0 | 0 | 0 | 0 | 0 | 0 | 0 | 0 | 0 | 0 | 0 | 0 | 0
Commercial_Grocery (WA)_Existing_Space Heating_Natural Gas_Unit Heater_E9_Baseline Forecast | Commercial | Grocery (WA) | Existing | Space Heating | Natural Gas | Unit Heater | E9 |  | Baseline Forecast | 0 | 0 | 0 | 0 | 0 | 0 | 0 | 0 | 0 | 0 | 0 | 0 | 0 | 0 | 0 | 0 | 0 | 0 | 0 | 0 | 0 | 0 | 0 | 0 | 0 | 0 | 0
Commercial_Grocery (WA)_Existing_Space Heating_Natural Gas_Unit Heater_E10_Baseline Forecast | Commercial | Grocery (WA) | Existing | Space Heating | Natural Gas | Unit Heater | E10 |  | Baseline Forecast | 0 | 0 | 0 | 0 | 0 | 0 | 0 | 0 | 0 | 0 | 0 | 0 | 0 | 0 | 0 | 0 | 0 | 0 | 0 | 0 | 0 | 0 | 0 | 0 | 0 | 0 | 0
Commercial_Grocery (WA)_Existing_Space Heating_Natural Gas_Unit Heater_Vintage_Baseline Forecast | Commercial | Grocery (WA) | Existing | Space Heating | Natural Gas | Unit Heater | Vintage | Vintage | Baseline Forecast | 0 | 0 | 0 | 0 | 0 | 0 | 0 | 0 | 0 | 0 | 0 | 0 | 0 | 0 | 0 | 0 | 0 | 0 | 0 | 0 | 0 | 0 | 0 | 0 | 0 | 0 | 0
Commercial_Grocery (WA)_Existing_Water Heating_Natural Gas_Water Heater_E1_Baseline Forecast | Commercial | Grocery (WA) | Existing | Water Heating | Natural Gas | Water Heater | E1 | TE 0.80 | Baseline Forecast | 0 | 26715.309 | 55320.5604 | 85430.7737 | 116707.3716 | 148853.0718 | 181607.3298 | 214742.2743 | 248059.0816 | 281384.7431 | 314569.1814 | 347482.6796 | 375647.1045 | 399594.7398 | 419800.2811 | 436687.0299 | 450632.4225 | 461972.9647 | 471008.6361 | 478006.8215 | 483205.819 | 486817.9719 | 489032.4636 | 490017.812 | 489924.096 | 488884.9428 | 487019.301
Commercial_Grocery (WA)_Existing_Water Heating_Natural Gas_Water Heater_E2_Baseline Forecast | Commercial | Grocery (WA) | Existing | Water Heating | Natural Gas | Water Heater | E2 | TE 0.90 | Baseline Forecast | 0 | 0 | 0 | 0 | 0 | 0 | 0 | 0 | 0 | 0 | 0 | 0 | 0 | 0 | 0 | 0 | 0 | 0 | 0 | 0 | 0 | 0 | 0 | 0 | 0 | 0 | 0
Commercial_Grocery (WA)_Existing_Water Heating_Natural Gas_Water Heater_E3_Baseline Forecast | Commercial | Grocery (WA) | Existing | Water Heating | Natural Gas | Water Heater | E3 | TE 0.94 | Baseline Forecast | 0 | 30125.7739 | 62382.7597 | 96336.8299 | 131606.185 | 167855.5917 | 204791.2443 | 242156.1816 | 279726.1985 | 317306.1997 | 354726.9492 | 391842.1707 | 423602.054 | 450606.8342 | 473391.8064 | 492434.3104 | 508159.9658 | 520948.2368 | 531137.3982 | 539028.9689 | 544891.6682 | 548964.9471 | 551462.1398 | 552573.2774 | 552467.5977 | 551295.7866 | 549191.9778
Commercial_Grocery (WA)_Existing_Water Heating_Natural Gas_Water Heater_E4_Baseline Forecast | Commercial | Grocery (WA) | Existing | Water Heating | Natural Gas | Water Heater | E4 | Instantaneous TE 0.94 | Baseline Forecast | 0 | 0 | 0 | 0 | 0 | 0 | 0 | 0 | 0 | 0 | 0 | 0 | 0 | 0 | 0 | 0 | 0 | 0 | 0 | 0 | 0 | 0 | 0 | 0 | 0 | 0 | 0
Commercial_Grocery (WA)_Existing_Water Heating_Natural Gas_Water Heater_E5_Baseline Forecast | Commercial | Grocery (WA) | Existing | Water Heating | Natural Gas | Water Heater | E5 | Gas-Fired Absorption HPWH | Baseline Forecast | 0 | 0 | 0 | 0 | 0 | 0 | 0 | 0 | 0 | 0 | 0 | 0 | 0 | 0 | 0 | 0 | 0 | 0 | 0 | 0 | 0 | 0 | 0 | 0 | 0 | 0 | 0
Commercial_Grocery (WA)_Existing_Water Heating_Natural Gas_Water Heater_E6_Baseline Forecast | Commercial | Grocery (WA) | Existing | Water Heating | Natural Gas | Water Heater | E6 |  | Baseline Forecast | 0 | 0 | 0 | 0 | 0 | 0 | 0 | 0 | 0 | 0 | 0 | 0 | 0 | 0 | 0 | 0 | 0 | 0 | 0 | 0 | 0 | 0 | 0 | 0 | 0 | 0 | 0
Commercial_Grocery (WA)_Existing_Water Heating_Natural Gas_Water Heater_E7_Baseline Forecast | Commercial | Grocery (WA) | Existing | Water Heating | Natural Gas | Water Heater | E7 |  | Baseline Forecast | 0 | 0 | 0 | 0 | 0 | 0 | 0 | 0 | 0 | 0 | 0 | 0 | 0 | 0 | 0 | 0 | 0 | 0 | 0 | 0 | 0 | 0 | 0 | 0 | 0 | 0 | 0
Commercial_Grocery (WA)_Existing_Water Heating_Natural Gas_Water Heater_E8_Baseline Forecast | Commercial | Grocery (WA) | Existing | Water Heating | Natural Gas | Water Heater | E8 |  | Baseline Forecast | 0 | 0 | 0 | 0 | 0 | 0 | 0 | 0 | 0 | 0 | 0 | 0 | 0 | 0 | 0 | 0 | 0 | 0 | 0 | 0 | 0 | 0 | 0 | 0 | 0 | 0 | 0
Commercial_Grocery (WA)_Existing_Water Heating_Natural Gas_Water Heater_E9_Baseline Forecast | Commercial | Grocery (WA) | Existing | Water Heating | Natural Gas | Water Heater | E9 |  | Baseline Forecast | 0 | 0 | 0 | 0 | 0 | 0 | 0 | 0 | 0 | 0 | 0 | 0 | 0 | 0 | 0 | 0 | 0 | 0 | 0 | 0 | 0 | 0 | 0 | 0 | 0 | 0 | 0
Commercial_Grocery (WA)_Existing_Water Heating_Natural Gas_Water Heater_E10_Baseline Forecast | Commercial | Grocery (WA) | Existing | Water Heating | Natural Gas | Water Heater | E10 |  | Baseline Forecast | 0 | 0 | 0 | 0 | 0 | 0 | 0 | 0 | 0 | 0 | 0 | 0 | 0 | 0 | 0 | 0 | 0 | 0 | 0 | 0 | 0 | 0 | 0 | 0 | 0 | 0 | 0
Commercial_Grocery (WA)_Existing_Water Heating_Natural Gas_Water Heater_Vintage_Baseline Forecast | Commercial | Grocery (WA) | Existing | Water Heating | Natural Gas | Water Heater | Vintage | Vintage | Baseline Forecast | 1910491.9531 | 1818914.6529 | 1723947.7659 | 1626398.9172 | 1526977.2092 | 1426304.0885 | 1324923.0369 | 1223308.2167 | 1121872.1803 | 1020972.7456 | 920919.1271 | 821977.4027 | 733665.7809 | 654842.1846 | 584487.2392 | 521691.0895 | 465641.6336 | 415614.0201 | 370961.2741 | 331105.9306 | 295532.5662 | 263781.1334 | 235441.0117 | 210145.6964 | 187568.0596 | 167416.1193 | 149429.2635
Commercial_Grocery (WA)_Existing_Food Preparation_Natural Gas_Oven_E1_Baseline Forecast | Commercial | Grocery (WA) | Existing | Food Preparation | Natural Gas | Oven | E1 | Standard | Baseline Forecast | 0 | 6268.5319 | 14155.4847 | 23203.8048 | 33057.5114 | 43439.9388 | 54136.6478 | 64982.0054 | 75848.6452 | 86639.1908 | 94622.6098 | 100410.1049 | 104481.5858 | 107213.8396 | 108902.6589 | 109780.2213 | 110028.7406 | 109791.1892 | 109179.7194 | 108282.2789 | 107167.8062 | 105890.3112 | 104492.0812 | 103006.1977 | 101458.5144 | 99869.2099 | 98254.0078
Commercial_Grocery (WA)_Existing_Food Preparation_Natural Gas_Oven_E2_Baseline Forecast | Commercial | Grocery (WA) | Existing | Food Preparation | Natural Gas | Oven | E2 | ENERGY STAR (>42% Baking Efficiency) | Baseline Forecast | 0 | 9020.5703 | 20370.0877 | 33390.841 | 47570.5653 | 62511.1315 | 77903.9566 | 93510.6907 | 109148.0504 | 124675.9087 | 136164.2433 | 144492.59 | 150351.5503 | 154283.3302 | 156713.5823 | 157976.416 | 158334.0414 | 157992.199 | 157112.2791 | 155820.8404 | 154217.0869 | 152378.7406 | 150366.6535 | 148228.4309 | 146001.2768 | 143714.2288 | 141389.9137
Commercial_Grocery (WA)_Existing_Food Preparation_Natural Gas_Oven_E3_Baseline Forecast | Commercial | Grocery (WA) | Existing | Food Preparation | Natural Gas | Oven | E3 |  | Baseline Forecast | 0 | 0 | 0 | 0 | 0 | 0 | 0 | 0 | 0 | 0 | 0 | 0 | 0 | 0 | 0 | 0 | 0 | 0 | 0 | 0 | 0 | 0 | 0 | 0 | 0 | 0 | 0
Commercial_Grocery (WA)_Existing_Food Preparation_Natural Gas_Oven_E4_Baseline Forecast | Commercial | Grocery (WA) | Existing | Food Preparation | Natural Gas | Oven | E4 |  | Baseline Forecast | 0 | 0 | 0 | 0 | 0 | 0 | 0 | 0 | 0 | 0 | 0 | 0 | 0 | 0 | 0 | 0 | 0 | 0 | 0 | 0 | 0 | 0 | 0 | 0 | 0 | 0 | 0
Commercial_Grocery (WA)_Existing_Food Preparation_Natural Gas_Oven_E5_Baseline Forecast | Commercial | Grocery (WA) | Existing | Food Preparation | Natural Gas | Oven | E5 |  | Baseline Forecast | 0 | 0 | 0 | 0 | 0 | 0 | 0 | 0 | 0 | 0 | 0 | 0 | 0 | 0 | 0 | 0 | 0 | 0 | 0 | 0 | 0 | 0 | 0 | 0 | 0 | 0 | 0
Commercial_Grocery (WA)_Existing_Food Preparation_Natural Gas_Oven_E6_Baseline Forecast | Commercial | Grocery (WA) | Existing | Food Preparation | Natural Gas | Oven | E6 |  | Baseline Forecast | 0 | 0 | 0 | 0 | 0 | 0 | 0 | 0 | 0 | 0 | 0 | 0 | 0 | 0 | 0 | 0 | 0 | 0 | 0 | 0 | 0 | 0 | 0 | 0 | 0 | 0 | 0
Commercial_Grocery (WA)_Existing_Food Preparation_Natural Gas_Oven_E7_Baseline Forecast | Commercial | Grocery (WA) | Existing | Food Preparation | Natural Gas | Oven | E7 |  | Baseline Forecast | 0 | 0 | 0 | 0 | 0 | 0 | 0 | 0 | 0 | 0 | 0 | 0 | 0 | 0 | 0 | 0 | 0 | 0 | 0 | 0 | 0 | 0 | 0 | 0 | 0 | 0 | 0
Commercial_Grocery (WA)_Existing_Food Preparation_Natural Gas_Oven_E8_Baseline Forecast | Commercial | Grocery (WA) | Existing | Food Preparation | Natural Gas | Oven | E8 |  | Baseline Forecast | 0 | 0 | 0 | 0 | 0 | 0 | 0 | 0 | 0 | 0 | 0 | 0 | 0 | 0 | 0 | 0 | 0 | 0 | 0 | 0 | 0 | 0 | 0 | 0 | 0 | 0 | 0
Commercial_Grocery (WA)_Existing_Food Preparation_Natural Gas_Oven_E9_Baseline Forecast | Commercial | Grocery (WA) | Existing | Food Preparation | Natural Gas | Oven | E9 |  | Baseline Forecast | 0 | 0 | 0 | 0 | 0 | 0 | 0 | 0 | 0 | 0 | 0 | 0 | 0 | 0 | 0 | 0 | 0 | 0 | 0 | 0 | 0 | 0 | 0 | 0 | 0 | 0 | 0
Commercial_Grocery (WA)_Existing_Food Preparation_Natural Gas_Oven_E10_Baseline Forecast | Commercial | Grocery (WA) | Existing | Food Preparation | Natural Gas | Oven | E10 |  | Baseline Forecast | 0 | 0 | 0 | 0 | 0 | 0 | 0 | 0 | 0 | 0 | 0 | 0 | 0 | 0 | 0 | 0 | 0 | 0 | 0 | 0 | 0 | 0 | 0 | 0 | 0 | 0 | 0
Commercial_Grocery (WA)_Existing_Food Preparation_Natural Gas_Oven_Vintage_Baseline Forecast | Commercial | Grocery (WA) | Existing | Food Preparation | Natural Gas | Oven | Vintage | Vintage | Baseline Forecast | 389305.8411 | 366938.451 | 340752.3888 | 311860.0797 | 281127.472 | 249227.1048 | 216679.7857 | 183887.3234 | 151158.2325 | 118727.9208 | 93255.3851 | 73247.8661 | 57532.8694 | 45189.4538 | 35494.2619 | 27879.1293 | 21897.7888 | 17199.7178 | 13509.5965 | 10611.174 | 8334.5948 | 6546.4454 | 5141.9353 | 4038.7565 | 3172.2596 | 2491.6657 | 1957.0902
Commercial_Grocery (WA)_Existing_Food Preparation_Natural Gas_Conveyor Oven_E1_Baseline Forecast | Commercial | Grocery (WA) | Existing | Food Preparation | Natural Gas | Conveyor Oven | E1 | Standard | Baseline Forecast | 0 | 0 | 0 | 0 | 0 | 291.2461 | 1086.6127 | 2537.9946 | 4749.9498 | 7790.3988 | 11433.2969 | 15502.4215 | 19860.6512 | 24401.5448 | 29042.7288 | 33720.7031 | 38386.763 | 41835.3648 | 44331.6428 | 46083.7764 | 47255.2106 | 47974.2554 | 48341.6244 | 48436.3574 | 48320.4712 | 48042.613 | 47640.9302
Commercial_Grocery (WA)_Existing_Food Preparation_Natural Gas_Conveyor Oven_E2_Baseline Forecast | Commercial | Grocery (WA) | Existing | Food Preparation | Natural Gas | Conveyor Oven | E2 | ENERGY STAR (>42% Baking Efficiency) | Baseline Forecast | 0 | 0 | 0 | 0 | 0 | 419.1102 | 1563.6622 | 3652.2361 | 6835.2936 | 11210.5739 | 16452.7931 | 22308.3626 | 28579.9614 | 35114.4182 | 41793.1951 | 48524.9143 | 55239.4882 | 60202.1103 | 63794.3153 | 66315.6782 | 68001.4007 | 69036.1236 | 69564.7766 | 69701.0997 | 69534.3366 | 69134.4919 | 68556.4606
Commercial_Grocery (WA)_Existing_Food Preparation_Natural Gas_Conveyor Oven_E3_Baseline Forecast | Commercial | Grocery (WA) | Existing | Food Preparation | Natural Gas | Conveyor Oven | E3 |  | Baseline Forecast | 0 | 0 | 0 | 0 | 0 | 0 | 0 | 0 | 0 | 0 | 0 | 0 | 0 | 0 | 0 | 0 | 0 | 0 | 0 | 0 | 0 | 0 | 0 | 0 | 0 | 0 | 0
Commercial_Grocery (WA)_Existing_Food Preparation_Natural Gas_Conveyor Oven_E4_Baseline Forecast | Commercial | Grocery (WA) | Existing | Food Preparation | Natural Gas | Conveyor Oven | E4 |  | Baseline Forecast | 0 | 0 | 0 | 0 | 0 | 0 | 0 | 0 | 0 | 0 | 0 | 0 | 0 | 0 | 0 | 0 | 0 | 0 | 0 | 0 | 0 | 0 | 0 | 0 | 0 | 0 | 0
Commercial_Grocery (WA)_Existing_Food Preparation_Natural Gas_Conveyor Oven_E5_Baseline Forecast | Commercial | Grocery (WA) | Existing | Food Preparation | Natural Gas | Conveyor Oven | E5 |  | Baseline Forecast | 0 | 0 | 0 | 0 | 0 | 0 | 0 | 0 | 0 | 0 | 0 | 0 | 0 | 0 | 0 | 0 | 0 | 0 | 0 | 0 | 0 | 0 | 0 | 0 | 0 | 0 | 0
Commercial_Grocery (WA)_Existing_Food Preparation_Natural Gas_Conveyor Oven_E6_Baseline Forecast | Commercial | Grocery (WA) | Existing | Food Preparation | Natural Gas | Conveyor Oven | E6 |  | Baseline Forecast | 0 | 0 | 0 | 0 | 0 | 0 | 0 | 0 | 0 | 0 | 0 | 0 | 0 | 0 | 0 | 0 | 0 | 0 | 0 | 0 | 0 | 0 | 0 | 0 | 0 | 0 | 0
Commercial_Grocery (WA)_Existing_Food Preparation_Natural Gas_Conveyor Oven_E7_Baseline Forecast | Commercial | Grocery (WA) | Existing | Food Preparation | Natural Gas | Conveyor Oven | E7 |  | Baseline Forecast | 0 | 0 | 0 | 0 | 0 | 0 | 0 | 0 | 0 | 0 | 0 | 0 | 0 | 0 | 0 | 0 | 0 | 0 | 0 | 0 | 0 | 0 | 0 | 0 | 0 | 0 | 0
Commercial_Grocery (WA)_Existing_Food Preparation_Natural Gas_Conveyor Oven_E8_Baseline Forecast | Commercial | Grocery (WA) | Existing | Food Preparation | Natural Gas | Conveyor Oven | E8 |  | Baseline Forecast | 0 | 0 | 0 | 0 | 0 | 0 | 0 | 0 | 0 | 0 | 0 | 0 | 0 | 0 | 0 | 0 | 0 | 0 | 0 | 0 | 0 | 0 | 0 | 0 | 0 | 0 | 0
Commercial_Grocery (WA)_Existing_Food Preparation_Natural Gas_Conveyor Oven_E9_Baseline Forecast | Commercial | Grocery (WA) | Existing | Food Preparation | Natural Gas | Conveyor Oven | E9 |  | Baseline Forecast | 0 | 0 | 0 | 0 | 0 | 0 | 0 | 0 | 0 | 0 | 0 | 0 | 0 | 0 | 0 | 0 | 0 | 0 | 0 | 0 | 0 | 0 | 0 | 0 | 0 | 0 | 0
Commercial_Grocery (WA)_Existing_Food Preparation_Natural Gas_Conveyor Oven_E10_Baseline Forecast | Commercial | Grocery (WA) | Existing | Food Preparation | Natural Gas | Conveyor Oven | E10 |  | Baseline Forecast | 0 | 0 | 0 | 0 | 0 | 0 | 0 | 0 | 0 | 0 | 0 | 0 | 0 | 0 | 0 | 0 | 0 | 0 | 0 | 0 | 0 | 0 | 0 | 0 | 0 | 0 | 0
Commercial_Grocery (WA)_Existing_Food Preparation_Natural Gas_Conveyor Oven_Vintage_Baseline Forecast | Commercial | Grocery (WA) | Existing | Food Preparation | Natural Gas | Conveyor Oven | Vintage | Vintage | Baseline Forecast | 194652.9206 | 191113.7765 | 187638.9806 | 184227.3628 | 180877.7744 | 176878.7312 | 171709.9201 | 164999.7789 | 156492.2206 | 146020.5374 | 134135.0291 | 121264.4964 | 107742.3901 | 93827.3488 | 79719.3276 | 65572.2659 | 51504.0343 | 40454.0779 | 31774.8393 | 24957.692 | 19603.1326 | 15397.3696 | 12093.934 | 9499.2354 | 7461.2176 | 5860.4473 | 4603.115
Commercial_Grocery (WA)_Existing_Food Preparation_Natural Gas_Double Rack Oven_E1_Baseline Forecast | Commercial | Grocery (WA) | Existing | Food Preparation | Natural Gas | Double Rack Oven | E1 | Standard | Baseline Forecast | 0 | 1741.2589 | 4084.0435 | 6921.2881 | 10160.3906 | 13721.3517 | 17535.1508 | 21542.3291 | 25691.7541 | 29939.5411 | 33510.0161 | 36491.8678 | 38962.4517 | 40989.234 | 42631.0505 | 43939.2062 | 44958.4344 | 45727.7337 | 46281.0989 | 46648.1583 | 46854.7305 | 46923.3098 | 46873.4896 | 46722.3332 | 46484.6956 | 46173.5057 | 45800.0118
Commercial_Grocery (WA)_Existing_Food Preparation_Natural Gas_Double Rack Oven_E2_Baseline Forecast | Commercial | Grocery (WA) | Existing | Food Preparation | Natural Gas | Double Rack Oven | E2 | FTSC Qualified (>50% Cooking Efficiency) | Baseline Forecast | 0 | 2505.714 | 5877.0382 | 9959.9024 | 14621.0499 | 19745.3598 | 25233.5096 | 30999.937 | 36971.0608 | 43083.7299 | 48221.7305 | 52512.6878 | 56067.9183 | 58984.5074 | 61347.1214 | 63229.5895 | 64696.2837 | 65803.3241 | 66599.6301 | 67127.8376 | 67425.1001 | 67523.7872 | 67452.0948 | 67234.5771 | 66892.6107 | 66444.8008 | 65907.3341
Commercial_Grocery (WA)_Existing_Food Preparation_Natural Gas_Double Rack Oven_E3_Baseline Forecast | Commercial | Grocery (WA) | Existing | Food Preparation | Natural Gas | Double Rack Oven | E3 |  | Baseline Forecast | 0 | 0 | 0 | 0 | 0 | 0 | 0 | 0 | 0 | 0 | 0 | 0 | 0 | 0 | 0 | 0 | 0 | 0 | 0 | 0 | 0 | 0 | 0 | 0 | 0 | 0 | 0
Commercial_Grocery (WA)_Existing_Food Preparation_Natural Gas_Double Rack Oven_E4_Baseline Forecast | Commercial | Grocery (WA) | Existing | Food Preparation | Natural Gas | Double Rack Oven | E4 |  | Baseline Forecast | 0 | 0 | 0 | 0 | 0 | 0 | 0 | 0 | 0 | 0 | 0 | 0 | 0 | 0 | 0 | 0 | 0 | 0 | 0 | 0 | 0 | 0 | 0 | 0 | 0 | 0 | 0
Commercial_Grocery (WA)_Existing_Food Preparation_Natural Gas_Double Rack Oven_E5_Baseline Forecast | Commercial | Grocery (WA) | Existing | Food Preparation | Natural Gas | Double Rack Oven | E5 |  | Baseline Forecast | 0 | 0 | 0 | 0 | 0 | 0 | 0 | 0 | 0 | 0 | 0 | 0 | 0 | 0 | 0 | 0 | 0 | 0 | 0 | 0 | 0 | 0 | 0 | 0 | 0 | 0 | 0
Commercial_Grocery (WA)_Existing_Food Preparation_Natural Gas_Double Rack Oven_E6_Baseline Forecast | Commercial | Grocery (WA) | Existing | Food Preparation | Natural Gas | Double Rack Oven | E6 |  | Baseline Forecast | 0 | 0 | 0 | 0 | 0 | 0 | 0 | 0 | 0 | 0 | 0 | 0 | 0 | 0 | 0 | 0 | 0 | 0 | 0 | 0 | 0 | 0 | 0 | 0 | 0 | 0 | 0
Commercial_Grocery (WA)_Existing_Food Preparation_Natural Gas_Double Rack Oven_E7_Baseline Forecast | Commercial | Grocery (WA) | Existing | Food Preparation | Natural Gas | Double Rack Oven | E7 |  | Baseline Forecast | 0 | 0 | 0 | 0 | 0 | 0 | 0 | 0 | 0 | 0 | 0 | 0 | 0 | 0 | 0 | 0 | 0 | 0 | 0 | 0 | 0 | 0 | 0 | 0 | 0 | 0 | 0
Commercial_Grocery (WA)_Existing_Food Preparation_Natural Gas_Double Rack Oven_E8_Baseline Forecast | Commercial | Grocery (WA) | Existing | Food Preparation | Natural Gas | Double Rack Oven | E8 |  | Baseline Forecast | 0 | 0 | 0 | 0 | 0 | 0 | 0 | 0 | 0 | 0 | 0 | 0 | 0 | 0 | 0 | 0 | 0 | 0 | 0 | 0 | 0 | 0 | 0 | 0 | 0 | 0 | 0
Commercial_Grocery (WA)_Existing_Food Preparation_Natural Gas_Double Rack Oven_E9_Baseline Forecast | Commercial | Grocery (WA) | Existing | Food Preparation | Natural Gas | Double Rack Oven | E9 |  | Baseline Forecast | 0 | 0 | 0 | 0 | 0 | 0 | 0 | 0 | 0 | 0 | 0 | 0 | 0 | 0 | 0 | 0 | 0 | 0 | 0 | 0 | 0 | 0 | 0 | 0 | 0 | 0 | 0
Commercial_Grocery (WA)_Existing_Food Preparation_Natural Gas_Double Rack Oven_E10_Baseline Forecast | Commercial | Grocery (WA) | Existing | Food Preparation | Natural Gas | Double Rack Oven | E10 |  | Baseline Forecast | 0 | 0 | 0 | 0 | 0 | 0 | 0 | 0 | 0 | 0 | 0 | 0 | 0 | 0 | 0 | 0 | 0 | 0 | 0 | 0 | 0 | 0 | 0 | 0 | 0 | 0 | 0
Commercial_Grocery (WA)_Existing_Food Preparation_Natural Gas_Double Rack Oven_Vintage_Baseline Forecast | Commercial | Grocery (WA) | Existing | Food Preparation | Natural Gas | Double Rack Oven | Vintage | Vintage | Baseline Forecast | 194652.9206 | 186866.8037 | 177677.8989 | 167346.1723 | 156096.3338 | 144122.376 | 131591.5347 | 118647.7436 | 105414.6491 | 91998.2392 | 80289.3724 | 70070.725 | 61152.6327 | 53369.5704 | 46577.0796 | 40649.0877 | 35475.5674 | 30960.4952 | 27020.0685 | 23581.1507 | 20579.9134 | 17960.6517 | 15674.7505 | 13679.7823 | 11938.7191 | 10419.2457 | 9093.1599
Commercial_Grocery (WA)_Existing_Food Preparation_Natural Gas_Fryer_E1_Baseline Forecast | Commercial | Grocery (WA) | Existing | Food Preparation | Natural Gas | Fryer | E1 | Standard | Baseline Forecast | 0 | 17142.3266 | 35497.3666 | 54818.0906 | 74887.2449 | 95514.0732 | 116531.3929 | 137792.9864 | 159171.2754 | 180555.2457 | 201848.5978 | 222968.0966 | 241040.2728 | 256406.6751 | 269371.9 | 280207.566 | 289155.8613 | 296432.7107 | 302230.601 | 306721.1041 | 310057.1282 | 312374.9268 | 313795.8925 | 314428.1579 | 314368.0235 | 313701.2333 | 312504.113
Commercial_Grocery (WA)_Existing_Food Preparation_Natural Gas_Fryer_E2_Baseline Forecast | Commercial | Grocery (WA) | Existing | Food Preparation | Natural Gas | Fryer | E2 | ENERGY STAR | Baseline Forecast | 0 | 6022.9796 | 12472.0477 | 19260.4102 | 26311.7347 | 33558.9987 | 40943.4624 | 48413.752 | 55925.0427 | 63438.3296 | 70919.7776 | 78340.1421 | 84689.8256 | 90088.8318 | 94644.1811 | 98451.307 | 101595.3026 | 104152.0335 | 106189.1301 | 107766.8744 | 108938.991 | 109753.3526 | 110252.6109 | 110474.7582 | 110453.6299 | 110219.3523 | 109798.7424
Commercial_Grocery (WA)_Existing_Food Preparation_Natural Gas_Fryer_E3_Baseline Forecast | Commercial | Grocery (WA) | Existing | Food Preparation | Natural Gas | Fryer | E3 |  | Baseline Forecast | 0 | 0 | 0 | 0 | 0 | 0 | 0 | 0 | 0 | 0 | 0 | 0 | 0 | 0 | 0 | 0 | 0 | 0 | 0 | 0 | 0 | 0 | 0 | 0 | 0 | 0 | 0
Commercial_Grocery (WA)_Existing_Food Preparation_Natural Gas_Fryer_E4_Baseline Forecast | Commercial | Grocery (WA) | Existing | Food Preparation | Natural Gas | Fryer | E4 |  | Baseline Forecast | 0 | 0 | 0 | 0 | 0 | 0 | 0 | 0 | 0 | 0 | 0 | 0 | 0 | 0 | 0 | 0 | 0 | 0 | 0 | 0 | 0 | 0 | 0 | 0 | 0 | 0 | 0
Commercial_Grocery (WA)_Existing_Food Preparation_Natural Gas_Fryer_E5_Baseline Forecast | Commercial | Grocery (WA) | Existing | Food Preparation | Natural Gas | Fryer | E5 |  | Baseline Forecast | 0 | 0 | 0 | 0 | 0 | 0 | 0 | 0 | 0 | 0 | 0 | 0 | 0 | 0 | 0 | 0 | 0 | 0 | 0 | 0 | 0 | 0 | 0 | 0 | 0 | 0 | 0
Commercial_Grocery (WA)_Existing_Food Preparation_Natural Gas_Fryer_E6_Baseline Forecast | Commercial | Grocery (WA) | Existing | Food Preparation | Natural Gas | Fryer | E6 |  | Baseline Forecast | 0 | 0 | 0 | 0 | 0 | 0 | 0 | 0 | 0 | 0 | 0 | 0 | 0 | 0 | 0 | 0 | 0 | 0 | 0 | 0 | 0 | 0 | 0 | 0 | 0 | 0 | 0
Commercial_Grocery (WA)_Existing_Food Preparation_Natural Gas_Fryer_E7_Baseline Forecast | Commercial | Grocery (WA) | Existing | Food Preparation | Natural Gas | Fryer | E7 |  | Baseline Forecast | 0 | 0 | 0 | 0 | 0 | 0 | 0 | 0 | 0 | 0 | 0 | 0 | 0 | 0 | 0 | 0 | 0 | 0 | 0 | 0 | 0 | 0 | 0 | 0 | 0 | 0 | 0
Commercial_Grocery (WA)_Existing_Food Preparation_Natural Gas_Fryer_E8_Baseline Forecast | Commercial | Grocery (WA) | Existing | Food Preparation | Natural Gas | Fryer | E8 |  | Baseline Forecast | 0 | 0 | 0 | 0 | 0 | 0 | 0 | 0 | 0 | 0 | 0 | 0 | 0 | 0 | 0 | 0 | 0 | 0 | 0 | 0 | 0 | 0 | 0 | 0 | 0 | 0 | 0
Commercial_Grocery (WA)_Existing_Food Preparation_Natural Gas_Fryer_E9_Baseline Forecast | Commercial | Grocery (WA) | Existing | Food Preparation | Natural Gas | Fryer | E9 |  | Baseline Forecast | 0 | 0 | 0 | 0 | 0 | 0 | 0 | 0 | 0 | 0 | 0 | 0 | 0 | 0 | 0 | 0 | 0 | 0 | 0 | 0 | 0 | 0 | 0 | 0 | 0 | 0 | 0
Commercial_Grocery (WA)_Existing_Food Preparation_Natural Gas_Fryer_E10_Baseline Forecast | Commercial | Grocery (WA) | Existing | Food Preparation | Natural Gas | Fryer | E10 |  | Baseline Forecast | 0 | 0 | 0 | 0 | 0 | 0 | 0 | 0 | 0 | 0 | 0 | 0 | 0 | 0 | 0 | 0 | 0 | 0 | 0 | 0 | 0 | 0 | 0 | 0 | 0 | 0 | 0
Commercial_Grocery (WA)_Existing_Food Preparation_Natural Gas_Fryer_Vintage_Baseline Forecast | Commercial | Grocery (WA) | Existing | Food Preparation | Natural Gas | Fryer | Vintage | Vintage | Baseline Forecast | 778611.6822 | 741289.7999 | 702586.5081 | 662830.9503 | 622312.1179 | 581283.2783 | 539965.925 | 498553.3003 | 457213.5382 | 416092.4654 | 375316.101 | 334992.8835 | 299001.9125 | 266877.7401 | 238204.9251 | 212612.6604 | 189769.9779 | 169381.4679 | 151183.4589 | 134940.608 | 120442.8567 | 107502.7151 | 95952.8366 | 85643.8541 | 76442.4483 | 68229.6233 | 60899.1679
Commercial_Grocery (WA)_Existing_Food Preparation_Natural Gas_Broiler_E1_Baseline Forecast | Commercial | Grocery (WA) | Existing | Food Preparation | Natural Gas | Broiler | E1 | Standard | Baseline Forecast | 0 | 0 | 0 | 0 | 0 | 0 | 0 | 0 | 0 | 0 | 0 | 0 | 0 | 0 | 0 | 0 | 0 | 0 | 0 | 0 | 0 | 0 | 0 | 0 | 0 | 0 | 0
Commercial_Grocery (WA)_Existing_Food Preparation_Natural Gas_Broiler_E2_Baseline Forecast | Commercial | Grocery (WA) | Existing | Food Preparation | Natural Gas | Broiler | E2 | Infrared Burners | Baseline Forecast | 0 | 0 | 0 | 0 | 0 | 0 | 0 | 0 | 0 | 0 | 0 | 0 | 0 | 0 | 0 | 0 | 0 | 0 | 0 | 0 | 0 | 0 | 0 | 0 | 0 | 0 | 0
Commercial_Grocery (WA)_Existing_Food Preparation_Natural Gas_Broiler_E3_Baseline Forecast | Commercial | Grocery (WA) | Existing | Food Preparation | Natural Gas | Broiler | E3 |  | Baseline Forecast | 0 | 0 | 0 | 0 | 0 | 0 | 0 | 0 | 0 | 0 | 0 | 0 | 0 | 0 | 0 | 0 | 0 | 0 | 0 | 0 | 0 | 0 | 0 | 0 | 0 | 0 | 0
Commercial_Grocery (WA)_Existing_Food Preparation_Natural Gas_Broiler_E4_Baseline Forecast | Commercial | Grocery (WA) | Existing | Food Preparation | Natural Gas | Broiler | E4 |  | Baseline Forecast | 0 | 0 | 0 | 0 | 0 | 0 | 0 | 0 | 0 | 0 | 0 | 0 | 0 | 0 | 0 | 0 | 0 | 0 | 0 | 0 | 0 | 0 | 0 | 0 | 0 | 0 | 0
Commercial_Grocery (WA)_Existing_Food Preparation_Natural Gas_Broiler_E5_Baseline Forecast | Commercial | Grocery (WA) | Existing | Food Preparation | Natural Gas | Broiler | E5 |  | Baseline Forecast | 0 | 0 | 0 | 0 | 0 | 0 | 0 | 0 | 0 | 0 | 0 | 0 | 0 | 0 | 0 | 0 | 0 | 0 | 0 | 0 | 0 | 0 | 0 | 0 | 0 | 0 | 0
Commercial_Grocery (WA)_Existing_Food Preparation_Natural Gas_Broiler_E6_Baseline Forecast | Commercial | Grocery (WA) | Existing | Food Preparation | Natural Gas | Broiler | E6 |  | Baseline Forecast | 0 | 0 | 0 | 0 | 0 | 0 | 0 | 0 | 0 | 0 | 0 | 0 | 0 | 0 | 0 | 0 | 0 | 0 | 0 | 0 | 0 | 0 | 0 | 0 | 0 | 0 | 0
Commercial_Grocery (WA)_Existing_Food Preparation_Natural Gas_Broiler_E7_Baseline Forecast | Commercial | Grocery (WA) | Existing | Food Preparation | Natural Gas | Broiler | E7 |  | Baseline Forecast | 0 | 0 | 0 | 0 | 0 | 0 | 0 | 0 | 0 | 0 | 0 | 0 | 0 | 0 | 0 | 0 | 0 | 0 | 0 | 0 | 0 | 0 | 0 | 0 | 0 | 0 | 0
Commercial_Grocery (WA)_Existing_Food Preparation_Natural Gas_Broiler_E8_Baseline Forecast | Commercial | Grocery (WA) | Existing | Food Preparation | Natural Gas | Broiler | E8 |  | Baseline Forecast | 0 | 0 | 0 | 0 | 0 | 0 | 0 | 0 | 0 | 0 | 0 | 0 | 0 | 0 | 0 | 0 | 0 | 0 | 0 | 0 | 0 | 0 | 0 | 0 | 0 | 0 | 0
Commercial_Grocery (WA)_Existing_Food Preparation_Natural Gas_Broiler_E9_Baseline Forecast | Commercial | Grocery (WA) | Existing | Food Preparation | Natural Gas | Broiler | E9 |  | Baseline Forecast | 0 | 0 | 0 | 0 | 0 | 0 | 0 | 0 | 0 | 0 | 0 | 0 | 0 | 0 | 0 | 0 | 0 | 0 | 0 | 0 | 0 | 0 | 0 | 0 | 0 | 0 | 0
Commercial_Grocery (WA)_Existing_Food Preparation_Natural Gas_Broiler_E10_Baseline Forecast | Commercial | Grocery (WA) | Existing | Food Preparation | Natural Gas | Broiler | E10 |  | Baseline Forecast | 0 | 0 | 0 | 0 | 0 | 0 | 0 | 0 | 0 | 0 | 0 | 0 | 0 | 0 | 0 | 0 | 0 | 0 | 0 | 0 | 0 | 0 | 0 | 0 | 0 | 0 | 0
Commercial_Grocery (WA)_Existing_Food Preparation_Natural Gas_Broiler_Vintage_Baseline Forecast | Commercial | Grocery (WA) | Existing | Food Preparation | Natural Gas | Broiler | Vintage | Vintage | Baseline Forecast | 0 | 0 | 0 | 0 | 0 | 0 | 0 | 0 | 0 | 0 | 0 | 0 | 0 | 0 | 0 | 0 | 0 | 0 | 0 | 0 | 0 | 0 | 0 | 0 | 0 | 0 | 0
Commercial_Grocery (WA)_Existing_Food Preparation_Natural Gas_Griddle_E1_Baseline Forecast | Commercial | Grocery (WA) | Existing | Food Preparation | Natural Gas | Griddle | E1 | Standard | Baseline Forecast | 0 | 20102.338 | 42214.9098 | 65909.087 | 90815.5665 | 116616.7038 | 143039.8241 | 169851.3877 | 196851.9011 | 223871.4771 | 246505.4079 | 265329.0809 | 280844.3393 | 293488.8483 | 303644.2682 | 311643.3883 | 317776.3522 | 322296.0904 | 325423.0618 | 327349.392 | 328242.4835 | 328248.1681 | 327493.4564 | 326088.9385 | 324130.878 | 321703.0403 | 318878.2877
Commercial_Grocery (WA)_Existing_Food Preparation_Natural Gas_Griddle_E2_Baseline Forecast | Commercial | Grocery (WA) | Existing | Food Preparation | Natural Gas | Griddle | E2 | ENERGY STAR | Baseline Forecast | 0 | 8210.8141 | 17242.7096 | 26920.613 | 37093.6821 | 47632.1748 | 58424.7169 | 69375.9189 | 80404.2976 | 91440.4625 | 100685.3075 | 108373.8499 | 114711.0682 | 119875.7268 | 124023.7152 | 127290.9614 | 129795.9748 | 131642.0651 | 132919.2788 | 133706.0897 | 134070.8735 | 134073.1954 | 133764.9329 | 133191.2566 | 132391.4854 | 131399.8334 | 130246.0612
Commercial_Grocery (WA)_Existing_Food Preparation_Natural Gas_Griddle_E3_Baseline Forecast | Commercial | Grocery (WA) | Existing | Food Preparation | Natural Gas | Griddle | E3 |  | Baseline Forecast | 0 | 0 | 0 | 0 | 0 | 0 | 0 | 0 | 0 | 0 | 0 | 0 | 0 | 0 | 0 | 0 | 0 | 0 | 0 | 0 | 0 | 0 | 0 | 0 | 0 | 0 | 0
Commercial_Grocery (WA)_Existing_Food Preparation_Natural Gas_Griddle_E4_Baseline Forecast | Commercial | Grocery (WA) | Existing | Food Preparation | Natural Gas | Griddle | E4 |  | Baseline Forecast | 0 | 0 | 0 | 0 | 0 | 0 | 0 | 0 | 0 | 0 | 0 | 0 | 0 | 0 | 0 | 0 | 0 | 0 | 0 | 0 | 0 | 0 | 0 | 0 | 0 | 0 | 0
Commercial_Grocery (WA)_Existing_Food Preparation_Natural Gas_Griddle_E5_Baseline Forecast | Commercial | Grocery (WA) | Existing | Food Preparation | Natural Gas | Griddle | E5 |  | Baseline Forecast | 0 | 0 | 0 | 0 | 0 | 0 | 0 | 0 | 0 | 0 | 0 | 0 | 0 | 0 | 0 | 0 | 0 | 0 | 0 | 0 | 0 | 0 | 0 | 0 | 0 | 0 | 0
Commercial_Grocery (WA)_Existing_Food Preparation_Natural Gas_Griddle_E6_Baseline Forecast | Commercial | Grocery (WA) | Existing | Food Preparation | Natural Gas | Griddle | E6 |  | Baseline Forecast | 0 | 0 | 0 | 0 | 0 | 0 | 0 | 0 | 0 | 0 | 0 | 0 | 0 | 0 | 0 | 0 | 0 | 0 | 0 | 0 | 0 | 0 | 0 | 0 | 0 | 0 | 0
Commercial_Grocery (WA)_Existing_Food Preparation_Natural Gas_Griddle_E7_Baseline Forecast | Commercial | Grocery (WA) | Existing | Food Preparation | Natural Gas | Griddle | E7 |  | Baseline Forecast | 0 | 0 | 0 | 0 | 0 | 0 | 0 | 0 | 0 | 0 | 0 | 0 | 0 | 0 | 0 | 0 | 0 | 0 | 0 | 0 | 0 | 0 | 0 | 0 | 0 | 0 | 0
Commercial_Grocery (WA)_Existing_Food Preparation_Natural Gas_Griddle_E8_Baseline Forecast | Commercial | Grocery (WA) | Existing | Food Preparation | Natural Gas | Griddle | E8 |  | Baseline Forecast | 0 | 0 | 0 | 0 | 0 | 0 | 0 | 0 | 0 | 0 | 0 | 0 | 0 | 0 | 0 | 0 | 0 | 0 | 0 | 0 | 0 | 0 | 0 | 0 | 0 | 0 | 0
Commercial_Grocery (WA)_Existing_Food Preparation_Natural Gas_Griddle_E9_Baseline Forecast | Commercial | Grocery (WA) | Existing | Food Preparation | Natural Gas | Griddle | E9 |  | Baseline Forecast | 0 | 0 | 0 | 0 | 0 | 0 | 0 | 0 | 0 | 0 | 0 | 0 | 0 | 0 | 0 | 0 | 0 | 0 | 0 | 0 | 0 | 0 | 0 | 0 | 0 | 0 | 0
Commercial_Grocery (WA)_Existing_Food Preparation_Natural Gas_Griddle_E10_Baseline Forecast | Commercial | Grocery (WA) | Existing | Food Preparation | Natural Gas | Griddle | E10 |  | Baseline Forecast | 0 | 0 | 0 | 0 | 0 | 0 | 0 | 0 | 0 | 0 | 0 | 0 | 0 | 0 | 0 | 0 | 0 | 0 | 0 | 0 | 0 | 0 | 0 | 0 | 0 | 0 | 0
Commercial_Grocery (WA)_Existing_Food Preparation_Natural Gas_Griddle_Vintage_Baseline Forecast | Commercial | Grocery (WA) | Existing | Food Preparation | Natural Gas | Griddle | Vintage | Vintage | Baseline Forecast | 778611.6822 | 736141.9541 | 691098.3031 | 644079.7512 | 595601.8488 | 546107.4716 | 495976.2393 | 445532.7321 | 395053.6575 | 344774.1011 | 300893.7609 | 262598.1914 | 229176.6034 | 200008.672 | 174553.0229 | 152337.1836 | 132948.8148 | 116028.0565 | 101260.8493 | 88373.1049 | 77125.6188 | 67309.631 | 58742.9506 | 51266.5751 | 44741.7383 | 39047.3352 | 34077.6744
Commercial_Grocery (WA)_Existing_Food Preparation_Natural Gas_Range_E1_Baseline Forecast | Commercial | Grocery (WA) | Existing | Food Preparation | Natural Gas | Range | E1 | Standard | Baseline Forecast | 0 | 12537.0637 | 28310.9694 | 46407.6096 | 66115.0229 | 86879.8777 | 108273.2956 | 129964.0107 | 151697.2904 | 173278.3816 | 189245.2195 | 200820.2099 | 208963.1716 | 214427.6792 | 217805.3178 | 219560.4426 | 220057.4813 | 219582.3783 | 218359.4387 | 216564.5578 | 214335.6123 | 211780.6225 | 208984.1625 | 206012.3955 | 202917.0288 | 199738.4197 | 196508.0156
Commercial_Grocery (WA)_Existing_Food Preparation_Natural Gas_Range_E2_Baseline Forecast | Commercial | Grocery (WA) | Existing | Food Preparation | Natural Gas | Range | E2 | High Efficiency | Baseline Forecast | 0 | 18041.1405 | 40740.1755 | 66781.6821 | 95141.1305 | 125022.263 | 155807.9132 | 187021.3813 | 218296.1008 | 249351.8174 | 272328.4866 | 288985.1801 | 300703.1005 | 308566.6603 | 313427.1646 | 315952.8321 | 316668.0828 | 315984.3981 | 314224.5582 | 311641.6807 | 308434.1738 | 304757.4811 | 300733.307 | 296456.8618 | 292002.5536 | 287428.4577 | 282779.8273
Commercial_Grocery (WA)_Existing_Food Preparation_Natural Gas_Range_E3_Baseline Forecast | Commercial | Grocery (WA) | Existing | Food Preparation | Natural Gas | Range | E3 |  | Baseline Forecast | 0 | 0 | 0 | 0 | 0 | 0 | 0 | 0 | 0 | 0 | 0 | 0 | 0 | 0 | 0 | 0 | 0 | 0 | 0 | 0 | 0 | 0 | 0 | 0 | 0 | 0 | 0
Commercial_Grocery (WA)_Existing_Food Preparation_Natural Gas_Range_E4_Baseline Forecast | Commercial | Grocery (WA) | Existing | Food Preparation | Natural Gas | Range | E4 |  | Baseline Forecast | 0 | 0 | 0 | 0 | 0 | 0 | 0 | 0 | 0 | 0 | 0 | 0 | 0 | 0 | 0 | 0 | 0 | 0 | 0 | 0 | 0 | 0 | 0 | 0 | 0 | 0 | 0
Commercial_Grocery (WA)_Existing_Food Preparation_Natural Gas_Range_E5_Baseline Forecast | Commercial | Grocery (WA) | Existing | Food Preparation | Natural Gas | Range | E5 |  | Baseline Forecast | 0 | 0 | 0 | 0 | 0 | 0 | 0 | 0 | 0 | 0 | 0 | 0 | 0 | 0 | 0 | 0 | 0 | 0 | 0 | 0 | 0 | 0 | 0 | 0 | 0 | 0 | 0
Commercial_Grocery (WA)_Existing_Food Preparation_Natural Gas_Range_E6_Baseline Forecast | Commercial | Grocery (WA) | Existing | Food Preparation | Natural Gas | Range | E6 |  | Baseline Forecast | 0 | 0 | 0 | 0 | 0 | 0 | 0 | 0 | 0 | 0 | 0 | 0 | 0 | 0 | 0 | 0 | 0 | 0 | 0 | 0 | 0 | 0 | 0 | 0 | 0 | 0 | 0
Commercial_Grocery (WA)_Existing_Food Preparation_Natural Gas_Range_E7_Baseline Forecast | Commercial | Grocery (WA) | Existing | Food Preparation | Natural Gas | Range | E7 |  | Baseline Forecast | 0 | 0 | 0 | 0 | 0 | 0 | 0 | 0 | 0 | 0 | 0 | 0 | 0 | 0 | 0 | 0 | 0 | 0 | 0 | 0 | 0 | 0 | 0 | 0 | 0 | 0 | 0
Commercial_Grocery (WA)_Existing_Food Preparation_Natural Gas_Range_E8_Baseline Forecast | Commercial | Grocery (WA) | Existing | Food Preparation | Natural Gas | Range | E8 |  | Baseline Forecast | 0 | 0 | 0 | 0 | 0 | 0 | 0 | 0 | 0 | 0 | 0 | 0 | 0 | 0 | 0 | 0 | 0 | 0 | 0 | 0 | 0 | 0 | 0 | 0 | 0 | 0 | 0
Commercial_Grocery (WA)_Existing_Food Preparation_Natural Gas_Range_E9_Baseline Forecast | Commercial | Grocery (WA) | Existing | Food Preparation | Natural Gas | Range | E9 |  | Baseline Forecast | 0 | 0 | 0 | 0 | 0 | 0 | 0 | 0 | 0 | 0 | 0 | 0 | 0 | 0 | 0 | 0 | 0 | 0 | 0 | 0 | 0 | 0 | 0 | 0 | 0 | 0 | 0
Commercial_Grocery (WA)_Existing_Food Preparation_Natural Gas_Range_E10_Baseline Forecast | Commercial | Grocery (WA) | Existing | Food Preparation | Natural Gas | Range | E10 |  | Baseline Forecast | 0 | 0 | 0 | 0 | 0 | 0 | 0 | 0 | 0 | 0 | 0 | 0 | 0 | 0 | 0 | 0 | 0 | 0 | 0 | 0 | 0 | 0 | 0 | 0 | 0 | 0 | 0
Commercial_Grocery (WA)_Existing_Food Preparation_Natural Gas_Range_Vintage_Baseline Forecast | Commercial | Grocery (WA) | Existing | Food Preparation | Natural Gas | Range | Vintage | Vintage | Baseline Forecast | 778611.6822 | 733876.9019 | 681504.7776 | 623720.1594 | 562254.9441 | 498454.2095 | 433359.5714 | 367774.6467 | 302316.4651 | 237455.8417 | 186510.7702 | 146495.7322 | 115065.7388 | 90378.9075 | 70988.5237 | 55758.2586 | 43795.5777 | 34399.4356 | 27019.193 | 21222.348 | 16669.1897 | 13092.8908 | 10283.8706 | 8077.5129 | 6344.5192 | 4983.3315 | 3914.1804
Commercial_Grocery (WA)_Existing_Food Preparation_Natural Gas_Steamer_E1_Baseline Forecast | Commercial | Grocery (WA) | Existing | Food Preparation | Natural Gas | Steamer | E1 | Standard | Baseline Forecast | 0 | 695.6438 | 1460.852 | 2280.7918 | 3142.6835 | 4035.5349 | 4949.9101 | 5877.7275 | 6812.0835 | 7747.0991 | 8530.349 | 9181.7444 | 9718.6518 | 10156.2165 | 10507.6461 | 10784.4566 | 10996.6885 | 11153.0946 | 11261.3038 | 11327.9647 | 11358.8702 | 11359.0669 | 11332.9501 | 11284.3465 | 11216.5876 | 11132.572 | 11034.8211
Commercial_Grocery (WA)_Existing_Food Preparation_Natural Gas_Steamer_E2_Baseline Forecast | Commercial | Grocery (WA) | Existing | Food Preparation | Natural Gas | Steamer | E2 | ENERGY STAR | Baseline Forecast | 0 | 695.6438 | 1460.852 | 2280.7918 | 3142.6835 | 4035.5349 | 4949.9101 | 5877.7275 | 6812.0835 | 7747.0991 | 8530.349 | 9181.7444 | 9718.6518 | 10156.2165 | 10507.6461 | 10784.4566 | 10996.6885 | 11153.0946 | 11261.3038 | 11327.9647 | 11358.8702 | 11359.0669 | 11332.9501 | 11284.3465 | 11216.5876 | 11132.572 | 11034.8211
Commercial_Grocery (WA)_Existing_Food Preparation_Natural Gas_Steamer_E3_Baseline Forecast | Commercial | Grocery (WA) | Existing | Food Preparation | Natural Gas | Steamer | E3 |  | Baseline Forecast | 0 | 0 | 0 | 0 | 0 | 0 | 0 | 0 | 0 | 0 | 0 | 0 | 0 | 0 | 0 | 0 | 0 | 0 | 0 | 0 | 0 | 0 | 0 | 0 | 0 | 0 | 0
Commercial_Grocery (WA)_Existing_Food Preparation_Natural Gas_Steamer_E4_Baseline Forecast | Commercial | Grocery (WA) | Existing | Food Preparation | Natural Gas | Steamer | E4 |  | Baseline Forecast | 0 | 0 | 0 | 0 | 0 | 0 | 0 | 0 | 0 | 0 | 0 | 0 | 0 | 0 | 0 | 0 | 0 | 0 | 0 | 0 | 0 | 0 | 0 | 0 | 0 | 0 | 0
Commercial_Grocery (WA)_Existing_Food Preparation_Natural Gas_Steamer_E5_Baseline Forecast | Commercial | Grocery (WA) | Existing | Food Preparation | Natural Gas | Steamer | E5 |  | Baseline Forecast | 0 | 0 | 0 | 0 | 0 | 0 | 0 | 0 | 0 | 0 | 0 | 0 | 0 | 0 | 0 | 0 | 0 | 0 | 0 | 0 | 0 | 0 | 0 | 0 | 0 | 0 | 0
Commercial_Grocery (WA)_Existing_Food Preparation_Natural Gas_Steamer_E6_Baseline Forecast | Commercial | Grocery (WA) | Existing | Food Preparation | Natural Gas | Steamer | E6 |  | Baseline Forecast | 0 | 0 | 0 | 0 | 0 | 0 | 0 | 0 | 0 | 0 | 0 | 0 | 0 | 0 | 0 | 0 | 0 | 0 | 0 | 0 | 0 | 0 | 0 | 0 | 0 | 0 | 0
Commercial_Grocery (WA)_Existing_Food Preparation_Natural Gas_Steamer_E7_Baseline Forecast | Commercial | Grocery (WA) | Existing | Food Preparation | Natural Gas | Steamer | E7 |  | Baseline Forecast | 0 | 0 | 0 | 0 | 0 | 0 | 0 | 0 | 0 | 0 | 0 | 0 | 0 | 0 | 0 | 0 | 0 | 0 | 0 | 0 | 0 | 0 | 0 | 0 | 0 | 0 | 0
Commercial_Grocery (WA)_Existing_Food Preparation_Natural Gas_Steamer_E8_Baseline Forecast | Commercial | Grocery (WA) | Existing | Food Preparation | Natural Gas | Steamer | E8 |  | Baseline Forecast | 0 | 0 | 0 | 0 | 0 | 0 | 0 | 0 | 0 | 0 | 0 | 0 | 0 | 0 | 0 | 0 | 0 | 0 | 0 | 0 | 0 | 0 | 0 | 0 | 0 | 0 | 0
Commercial_Grocery (WA)_Existing_Food Preparation_Natural Gas_Steamer_E9_Baseline Forecast | Commercial | Grocery (WA) | Existing | Food Preparation | Natural Gas | Steamer | E9 |  | Baseline Forecast | 0 | 0 | 0 | 0 | 0 | 0 | 0 | 0 | 0 | 0 | 0 | 0 | 0 | 0 | 0 | 0 | 0 | 0 | 0 | 0 | 0 | 0 | 0 | 0 | 0 | 0 | 0
Commercial_Grocery (WA)_Existing_Food Preparation_Natural Gas_Steamer_E10_Baseline Forecast | Commercial | Grocery (WA) | Existing | Food Preparation | Natural Gas | Steamer | E10 |  | Baseline Forecast | 0 | 0 | 0 | 0 | 0 | 0 | 0 | 0 | 0 | 0 | 0 | 0 | 0 | 0 | 0 | 0 | 0 | 0 | 0 | 0 | 0 | 0 | 0 | 0 | 0 | 0 | 0
Commercial_Grocery (WA)_Existing_Food Preparation_Natural Gas_Steamer_Vintage_Baseline Forecast | Commercial | Grocery (WA) | Existing | Food Preparation | Natural Gas | Steamer | Vintage | Vintage | Baseline Forecast | 38260.409 | 36173.4776 | 33960.0655 | 31649.6082 | 29267.4395 | 26835.322 | 24371.9099 | 21893.1528 | 19412.648 | 16941.9473 | 14785.6995 | 12903.8832 | 11261.5708 | 9828.28 | 8577.408 | 7485.7379 | 6533.0076 | 5701.5339 | 4975.8841 | 4342.5898 | 3789.8965 | 3307.5461 | 2886.5857 | 2519.202 | 2198.5763 | 1918.7575 | 1674.552
Commercial_Grocery (WA)_Existing_Food Preparation_Natural Gas_Food Prep Other_E1_Baseline Forecast | Commercial | Grocery (WA) | Existing | Food Preparation | Natural Gas | Food Prep Other | E1 | Standard | Baseline Forecast | 0 | 0 | 0 | 0 | 0 | 0 | 0 | 0 | 0 | 0 | 0 | 0 | 0 | 0 | 0 | 0 | 0 | 0 | 0 | 0 | 0 | 0 | 0 | 0 | 0 | 0 | 0
Commercial_Grocery (WA)_Existing_Food Preparation_Natural Gas_Food Prep Other_E2_Baseline Forecast | Commercial | Grocery (WA) | Existing | Food Preparation | Natural Gas | Food Prep Other | E2 | ENERGY STAR | Baseline Forecast | 0 | 0 | 0 | 0 | 0 | 0 | 0 | 0 | 0 | 0 | 0 | 0 | 0 | 0 | 0 | 0 | 0 | 0 | 0 | 0 | 0 | 0 | 0 | 0 | 0 | 0 | 0
Commercial_Grocery (WA)_Existing_Food Preparation_Natural Gas_Food Prep Other_E3_Baseline Forecast | Commercial | Grocery (WA) | Existing | Food Preparation | Natural Gas | Food Prep Other | E3 |  | Baseline Forecast | 0 | 0 | 0 | 0 | 0 | 0 | 0 | 0 | 0 | 0 | 0 | 0 | 0 | 0 | 0 | 0 | 0 | 0 | 0 | 0 | 0 | 0 | 0 | 0 | 0 | 0 | 0
Commercial_Grocery (WA)_Existing_Food Preparation_Natural Gas_Food Prep Other_E4_Baseline Forecast | Commercial | Grocery (WA) | Existing | Food Preparation | Natural Gas | Food Prep Other | E4 |  | Baseline Forecast | 0 | 0 | 0 | 0 | 0 | 0 | 0 | 0 | 0 | 0 | 0 | 0 | 0 | 0 | 0 | 0 | 0 | 0 | 0 | 0 | 0 | 0 | 0 | 0 | 0 | 0 | 0
Commercial_Grocery (WA)_Existing_Food Preparation_Natural Gas_Food Prep Other_E5_Baseline Forecast | Commercial | Grocery (WA) | Existing | Food Preparation | Natural Gas | Food Prep Other | E5 |  | Baseline Forecast | 0 | 0 | 0 | 0 | 0 | 0 | 0 | 0 | 0 | 0 | 0 | 0 | 0 | 0 | 0 | 0 | 0 | 0 | 0 | 0 | 0 | 0 | 0 | 0 | 0 | 0 | 0
Commercial_Grocery (WA)_Existing_Food Preparation_Natural Gas_Food Prep Other_E6_Baseline Forecast | Commercial | Grocery (WA) | Existing | Food Preparation | Natural Gas | Food Prep Other | E6 |  | Baseline Forecast | 0 | 0 | 0 | 0 | 0 | 0 | 0 | 0 | 0 | 0 | 0 | 0 | 0 | 0 | 0 | 0 | 0 | 0 | 0 | 0 | 0 | 0 | 0 | 0 | 0 | 0 | 0
Commercial_Grocery (WA)_Existing_Food Preparation_Natural Gas_Food Prep Other_E7_Baseline Forecast | Commercial | Grocery (WA) | Existing | Food Preparation | Natural Gas | Food Prep Other | E7 |  | Baseline Forecast | 0 | 0 | 0 | 0 | 0 | 0 | 0 | 0 | 0 | 0 | 0 | 0 | 0 | 0 | 0 | 0 | 0 | 0 | 0 | 0 | 0 | 0 | 0 | 0 | 0 | 0 | 0
Commercial_Grocery (WA)_Existing_Food Preparation_Natural Gas_Food Prep Other_E8_Baseline Forecast | Commercial | Grocery (WA) | Existing | Food Preparation | Natural Gas | Food Prep Other | E8 |  | Baseline Forecast | 0 | 0 | 0 | 0 | 0 | 0 | 0 | 0 | 0 | 0 | 0 | 0 | 0 | 0 | 0 | 0 | 0 | 0 | 0 | 0 | 0 | 0 | 0 | 0 | 0 | 0 | 0
Commercial_Grocery (WA)_Existing_Food Preparation_Natural Gas_Food Prep Other_E9_Baseline Forecast | Commercial | Grocery (WA) | Existing | Food Preparation | Natural Gas | Food Prep Other | E9 |  | Baseline Forecast | 0 | 0 | 0 | 0 | 0 | 0 | 0 | 0 | 0 | 0 | 0 | 0 | 0 | 0 | 0 | 0 | 0 | 0 | 0 | 0 | 0 | 0 | 0 | 0 | 0 | 0 | 0
Commercial_Grocery (WA)_Existing_Food Preparation_Natural Gas_Food Prep Other_E10_Baseline Forecast | Commercial | Grocery (WA) | Existing | Food Preparation | Natural Gas | Food Prep Other | E10 |  | Baseline Forecast | 0 | 0 | 0 | 0 | 0 | 0 | 0 | 0 | 0 | 0 | 0 | 0 | 0 | 0 | 0 | 0 | 0 | 0 | 0 | 0 | 0 | 0 | 0 | 0 | 0 | 0 | 0
Commercial_Grocery (WA)_Existing_Food Preparation_Natural Gas_Food Prep Other_Vintage_Baseline Forecast | Commercial | Grocery (WA) | Existing | Food Preparation | Natural Gas | Food Prep Other | Vintage | Vintage | Baseline Forecast | 0 | 0 | 0 | 0 | 0 | 0 | 0 | 0 | 0 | 0 | 0 | 0 | 0 | 0 | 0 | 0 | 0 | 0 | 0 | 0 | 0 | 0 | 0 | 0 | 0 | 0 | 0
Commercial_Grocery (WA)_Existing_Miscellaneous_Natural Gas_Pool Heater_E1_Baseline Forecast | Commercial | Grocery (WA) | Existing | Miscellaneous | Natural Gas | Pool Heater | E1 | Standard (EF .82) | Baseline Forecast | 0 | 0 | 0 | 0 | 0 | 0 | 0 | 0 | 0 | 0 | 0 | 0 | 0 | 0 | 0 | 0 | 0 | 0 | 0 | 0 | 0 | 0 | 0 | 0 | 0 | 0 | 0
Commercial_Grocery (WA)_Existing_Miscellaneous_Natural Gas_Pool Heater_E2_Baseline Forecast | Commercial | Grocery (WA) | Existing | Miscellaneous | Natural Gas | Pool Heater | E2 | Condensing (EF .90) | Baseline Forecast | 0 | 0 | 0 | 0 | 0 | 0 | 0 | 0 | 0 | 0 | 0 | 0 | 0 | 0 | 0 | 0 | 0 | 0 | 0 | 0 | 0 | 0 | 0 | 0 | 0 | 0 | 0
Commercial_Grocery (WA)_Existing_Miscellaneous_Natural Gas_Pool Heater_E3_Baseline Forecast | Commercial | Grocery (WA) | Existing | Miscellaneous | Natural Gas | Pool Heater | E3 |  | Baseline Forecast | 0 | 0 | 0 | 0 | 0 | 0 | 0 | 0 | 0 | 0 | 0 | 0 | 0 | 0 | 0 | 0 | 0 | 0 | 0 | 0 | 0 | 0 | 0 | 0 | 0 | 0 | 0
Commercial_Grocery (WA)_Existing_Miscellaneous_Natural Gas_Pool Heater_E4_Baseline Forecast | Commercial | Grocery (WA) | Existing | Miscellaneous | Natural Gas | Pool Heater | E4 |  | Baseline Forecast | 0 | 0 | 0 | 0 | 0 | 0 | 0 | 0 | 0 | 0 | 0 | 0 | 0 | 0 | 0 | 0 | 0 | 0 | 0 | 0 | 0 | 0 | 0 | 0 | 0 | 0 | 0
Commercial_Grocery (WA)_Existing_Miscellaneous_Natural Gas_Pool Heater_E5_Baseline Forecast | Commercial | Grocery (WA) | Existing | Miscellaneous | Natural Gas | Pool Heater | E5 |  | Baseline Forecast | 0 | 0 | 0 | 0 | 0 | 0 | 0 | 0 | 0 | 0 | 0 | 0 | 0 | 0 | 0 | 0 | 0 | 0 | 0 | 0 | 0 | 0 | 0 | 0 | 0 | 0 | 0
Commercial_Grocery (WA)_Existing_Miscellaneous_Natural Gas_Pool Heater_E6_Baseline Forecast | Commercial | Grocery (WA) | Existing | Miscellaneous | Natural Gas | Pool Heater | E6 |  | Baseline Forecast | 0 | 0 | 0 | 0 | 0 | 0 | 0 | 0 | 0 | 0 | 0 | 0 | 0 | 0 | 0 | 0 | 0 | 0 | 0 | 0 | 0 | 0 | 0 | 0 | 0 | 0 | 0
Commercial_Grocery (WA)_Existing_Miscellaneous_Natural Gas_Pool Heater_E7_Baseline Forecast | Commercial | Grocery (WA) | Existing | Miscellaneous | Natural Gas | Pool Heater | E7 |  | Baseline Forecast | 0 | 0 | 0 | 0 | 0 | 0 | 0 | 0 | 0 | 0 | 0 | 0 | 0 | 0 | 0 | 0 | 0 | 0 | 0 | 0 | 0 | 0 | 0 | 0 | 0 | 0 | 0
Commercial_Grocery (WA)_Existing_Miscellaneous_Natural Gas_Pool Heater_E8_Baseline Forecast | Commercial | Grocery (WA) | Existing | Miscellaneous | Natural Gas | Pool Heater | E8 |  | Baseline Forecast | 0 | 0 | 0 | 0 | 0 | 0 | 0 | 0 | 0 | 0 | 0 | 0 | 0 | 0 | 0 | 0 | 0 | 0 | 0 | 0 | 0 | 0 | 0 | 0 | 0 | 0 | 0
Commercial_Grocery (WA)_Existing_Miscellaneous_Natural Gas_Pool Heater_E9_Baseline Forecast | Commercial | Grocery (WA) | Existing | Miscellaneous | Natural Gas | Pool Heater | E9 |  | Baseline Forecast | 0 | 0 | 0 | 0 | 0 | 0 | 0 | 0 | 0 | 0 | 0 | 0 | 0 | 0 | 0 | 0 | 0 | 0 | 0 | 0 | 0 | 0 | 0 | 0 | 0 | 0 | 0
Commercial_Grocery (WA)_Existing_Miscellaneous_Natural Gas_Pool Heater_E10_Baseline Forecast | Commercial | Grocery (WA) | Existing | Miscellaneous | Natural Gas | Pool Heater | E10 |  | Baseline Forecast | 0 | 0 | 0 | 0 | 0 | 0 | 0 | 0 | 0 | 0 | 0 | 0 | 0 | 0 | 0 | 0 | 0 | 0 | 0 | 0 | 0 | 0 | 0 | 0 | 0 | 0 | 0
Commercial_Grocery (WA)_Existing_Miscellaneous_Natural Gas_Pool Heater_Vintage_Baseline Forecast | Commercial | Grocery (WA) | Existing | Miscellaneous | Natural Gas | Pool Heater | Vintage | Vintage | Baseline Forecast | 0 | 0 | 0 | 0 | 0 | 0 | 0 | 0 | 0 | 0 | 0 | 0 | 0 | 0 | 0 | 0 | 0 | 0 | 0 | 0 | 0 | 0 | 0 | 0 | 0 | 0 | 0
Commercial_Grocery (WA)_Existing_Miscellaneous_Natural Gas_Miscellaneous_E1_Baseline Forecast | Commercial | Grocery (WA) | Existing | Miscellaneous | Natural Gas | Miscellaneous | E1 | Standard | Baseline Forecast | 0 | 228761.7536 | 491986.3168 | 781566.5182 | 1018582.7942 | 1211484.9532 | 1367381.7933 | 1492253.6151 | 1591131.0613 | 1668245.6211 | 1727156.2873 | 1770856.1447 | 1801862.0706 | 1822290.2214 | 1833919.559 | 1838245.3109 | 1836523.9599 | 1829811.1042 | 1818993.319 | 1804814.969 | 1787900.7718 | 1768774.7864 | 1747876.392 | 1725573.7347 | 1702175.0433 | 1677938.1515 | 1653078.5111
Commercial_Grocery (WA)_Existing_Miscellaneous_Natural Gas_Miscellaneous_E2_Baseline Forecast | Commercial | Grocery (WA) | Existing | Miscellaneous | Natural Gas | Miscellaneous | E2 |  | Baseline Forecast | 0 | 0 | 0 | 0 | 0 | 0 | 0 | 0 | 0 | 0 | 0 | 0 | 0 | 0 | 0 | 0 | 0 | 0 | 0 | 0 | 0 | 0 | 0 | 0 | 0 | 0 | 0
Commercial_Grocery (WA)_Existing_Miscellaneous_Natural Gas_Miscellaneous_E3_Baseline Forecast | Commercial | Grocery (WA) | Existing | Miscellaneous | Natural Gas | Miscellaneous | E3 |  | Baseline Forecast | 0 | 0 | 0 | 0 | 0 | 0 | 0 | 0 | 0 | 0 | 0 | 0 | 0 | 0 | 0 | 0 | 0 | 0 | 0 | 0 | 0 | 0 | 0 | 0 | 0 | 0 | 0
Commercial_Grocery (WA)_Existing_Miscellaneous_Natural Gas_Miscellaneous_E4_Baseline Forecast | Commercial | Grocery (WA) | Existing | Miscellaneous | Natural Gas | Miscellaneous | E4 |  | Baseline Forecast | 0 | 0 | 0 | 0 | 0 | 0 | 0 | 0 | 0 | 0 | 0 | 0 | 0 | 0 | 0 | 0 | 0 | 0 | 0 | 0 | 0 | 0 | 0 | 0 | 0 | 0 | 0
Commercial_Grocery (WA)_Existing_Miscellaneous_Natural Gas_Miscellaneous_E5_Baseline Forecast | Commercial | Grocery (WA) | Existing | Miscellaneous | Natural Gas | Miscellaneous | E5 |  | Baseline Forecast | 0 | 0 | 0 | 0 | 0 | 0 | 0 | 0 | 0 | 0 | 0 | 0 | 0 | 0 | 0 | 0 | 0 | 0 | 0 | 0 | 0 | 0 | 0 | 0 | 0 | 0 | 0
Commercial_Grocery (WA)_Existing_Miscellaneous_Natural Gas_Miscellaneous_E6_Baseline Forecast | Commercial | Grocery (WA) | Existing | Miscellaneous | Natural Gas | Miscellaneous | E6 |  | Baseline Forecast | 0 | 0 | 0 | 0 | 0 | 0 | 0 | 0 | 0 | 0 | 0 | 0 | 0 | 0 | 0 | 0 | 0 | 0 | 0 | 0 | 0 | 0 | 0 | 0 | 0 | 0 | 0
Commercial_Grocery (WA)_Existing_Miscellaneous_Natural Gas_Miscellaneous_E7_Baseline Forecast | Commercial | Grocery (WA) | Existing | Miscellaneous | Natural Gas | Miscellaneous | E7 |  | Baseline Forecast | 0 | 0 | 0 | 0 | 0 | 0 | 0 | 0 | 0 | 0 | 0 | 0 | 0 | 0 | 0 | 0 | 0 | 0 | 0 | 0 | 0 | 0 | 0 | 0 | 0 | 0 | 0
Commercial_Grocery (WA)_Existing_Miscellaneous_Natural Gas_Miscellaneous_E8_Baseline Forecast | Commercial | Grocery (WA) | Existing | Miscellaneous | Natural Gas | Miscellaneous | E8 |  | Baseline Forecast | 0 | 0 | 0 | 0 | 0 | 0 | 0 | 0 | 0 | 0 | 0 | 0 | 0 | 0 | 0 | 0 | 0 | 0 | 0 | 0 | 0 | 0 | 0 | 0 | 0 | 0 | 0
Commercial_Grocery (WA)_Existing_Miscellaneous_Natural Gas_Miscellaneous_E9_Baseline Forecast | Commercial | Grocery (WA) | Existing | Miscellaneous | Natural Gas | Miscellaneous | E9 |  | Baseline Forecast | 0 | 0 | 0 | 0 | 0 | 0 | 0 | 0 | 0 | 0 | 0 | 0 | 0 | 0 | 0 | 0 | 0 | 0 | 0 | 0 | 0 | 0 | 0 | 0 | 0 | 0 | 0
Commercial_Grocery (WA)_Existing_Miscellaneous_Natural Gas_Miscellaneous_E10_Baseline Forecast | Commercial | Grocery (WA) | Existing | Miscellaneous | Natural Gas | Miscellaneous | E10 |  | Baseline Forecast | 0 | 0 | 0 | 0 | 0 | 0 | 0 | 0 | 0 | 0 | 0 | 0 | 0 | 0 | 0 | 0 | 0 | 0 | 0 | 0 | 0 | 0 | 0 | 0 | 0 | 0 | 0
Commercial_Grocery (WA)_Existing_Miscellaneous_Natural Gas_Miscellaneous_Vintage_Baseline Forecast | Commercial | Grocery (WA) | Existing | Miscellaneous | Natural Gas | Miscellaneous | Vintage | Vintage | Baseline Forecast | 2718310.9608 | 2440125.3715 | 2128375.5879 | 1791152.4428 | 1507359.4583 | 1268531.0766 | 1067543.0359 | 898399.8536 | 756055.9807 | 636265.2928 | 535454.4283 | 450616.1942 | 379219.8621 | 319135.6762 | 268571.3223 | 226018.4634 | 190207.7458 | 160070.9342 | 134709.0459 | 113365.5347 | 95403.7227 | 80287.8082 | 67566.8828 | 56861.4806 | 47852.259 | 40270.4725 | 33889.9561
Commercial_Grocery (WA)_New_Space Heating_Natural Gas_Furnace_E1_Baseline Forecast | Commercial | Grocery (WA) | New | Space Heating | Natural Gas | Furnace | E1 | AFUE 80% (Standard) | Baseline Forecast | 0 | 60693.5298 | 117410.866 | 174470.3881 | 231441.2136 | 287258.986 | 342096.6895 | 395781.661 | 448587.0916 | 500541.2706 | 551629.062 | 591311.2171 | 629316.4863 | 665778.3623 | 700668.3072 | 734062.3901 | 766268.1964 | 797258.039 | 827092.5479 | 855820.5527 | 883611.7454 | 910966.2214 | 938292.0605 | 961783.064 | 985833.5825 | 1010187.1906 | 1032049.3003
Commercial_Grocery (WA)_New_Space Heating_Natural Gas_Furnace_E2_Baseline Forecast | Commercial | Grocery (WA) | New | Space Heating | Natural Gas | Furnace | E2 | AFUE 90% | Baseline Forecast | 0 | 0 | 0 | 0 | 0 | 0 | 0 | 0 | 0 | 0 | 0 | 9689.1956 | 20316.1772 | 31702.8034 | 43746.384 | 56368.9083 | 69534.0494 | 83137.5868 | 97101.8917 | 111360.9212 | 125885.8589 | 140734.6135 | 154833.6841 | 172043.1919 | 188036.9039 | 203211.1258 | 216931.2068
Commercial_Grocery (WA)_New_Space Heating_Natural Gas_Furnace_E3_Baseline Forecast | Commercial | Grocery (WA) | New | Space Heating | Natural Gas | Furnace | E3 | AFUE 96% | Baseline Forecast | 0 | 0 | 0 | 0 | 0 | 0 | 0 | 0 | 0 | 0 | 0 | 0 | 0 | 0 | 0 | 0 | 0 | 0 | 0 | 0 | 0 | 0 | 0 | 0 | 0 | 0 | 0
Commercial_Grocery (WA)_New_Space Heating_Natural Gas_Furnace_E4_Baseline Forecast | Commercial | Grocery (WA) | New | Space Heating | Natural Gas | Furnace | E4 |  | Baseline Forecast | 0 | 0 | 0 | 0 | 0 | 0 | 0 | 0 | 0 | 0 | 0 | 0 | 0 | 0 | 0 | 0 | 0 | 0 | 0 | 0 | 0 | 0 | 0 | 0 | 0 | 0 | 0
Commercial_Grocery (WA)_New_Space Heating_Natural Gas_Furnace_E5_Baseline Forecast | Commercial | Grocery (WA) | New | Space Heating | Natural Gas | Furnace | E5 |  | Baseline Forecast | 0 | 0 | 0 | 0 | 0 | 0 | 0 | 0 | 0 | 0 | 0 | 0 | 0 | 0 | 0 | 0 | 0 | 0 | 0 | 0 | 0 | 0 | 0 | 0 | 0 | 0 | 0
Commercial_Grocery (WA)_New_Space Heating_Natural Gas_Furnace_E6_Baseline Forecast | Commercial | Grocery (WA) | New | Space Heating | Natural Gas | Furnace | E6 |  | Baseline Forecast | 0 | 0 | 0 | 0 | 0 | 0 | 0 | 0 | 0 | 0 | 0 | 0 | 0 | 0 | 0 | 0 | 0 | 0 | 0 | 0 | 0 | 0 | 0 | 0 | 0 | 0 | 0
Commercial_Grocery (WA)_New_Space Heating_Natural Gas_Furnace_E7_Baseline Forecast | Commercial | Grocery (WA) | New | Space Heating | Natural Gas | Furnace | E7 |  | Baseline Forecast | 0 | 0 | 0 | 0 | 0 | 0 | 0 | 0 | 0 | 0 | 0 | 0 | 0 | 0 | 0 | 0 | 0 | 0 | 0 | 0 | 0 | 0 | 0 | 0 | 0 | 0 | 0
Commercial_Grocery (WA)_New_Space Heating_Natural Gas_Furnace_E8_Baseline Forecast | Commercial | Grocery (WA) | New | Space Heating | Natural Gas | Furnace | E8 |  | Baseline Forecast | 0 | 0 | 0 | 0 | 0 | 0 | 0 | 0 | 0 | 0 | 0 | 0 | 0 | 0 | 0 | 0 | 0 | 0 | 0 | 0 | 0 | 0 | 0 | 0 | 0 | 0 | 0
Commercial_Grocery (WA)_New_Space Heating_Natural Gas_Furnace_E9_Baseline Forecast | Commercial | Grocery (WA) | New | Space Heating | Natural Gas | Furnace | E9 |  | Baseline Forecast | 0 | 0 | 0 | 0 | 0 | 0 | 0 | 0 | 0 | 0 | 0 | 0 | 0 | 0 | 0 | 0 | 0 | 0 | 0 | 0 | 0 | 0 | 0 | 0 | 0 | 0 | 0
Commercial_Grocery (WA)_New_Space Heating_Natural Gas_Furnace_E10_Baseline Forecast | Commercial | Grocery (WA) | New | Space Heating | Natural Gas | Furnace | E10 |  | Baseline Forecast | 0 | 0 | 0 | 0 | 0 | 0 | 0 | 0 | 0 | 0 | 0 | 0 | 0 | 0 | 0 | 0 | 0 | 0 | 0 | 0 | 0 | 0 | 0 | 0 | 0 | 0 | 0
Commercial_Grocery (WA)_New_Space Heating_Natural Gas_Furnace_Vintage_Baseline Forecast | Commercial | Grocery (WA) | New | Space Heating | Natural Gas | Furnace | Vintage | Vintage | Baseline Forecast | 0 | 0 | 0 | 0 | 0 | 0 | 0 | 0 | 0 | 0 | 0 | 0 | 0 | 0 | 0 | 0 | 0 | 0 | 0 | 0 | 0 | 0 | 0 | 0 | 0 | 0 | 0
Commercial_Grocery (WA)_New_Space Heating_Natural Gas_Boiler_E1_Baseline Forecast | Commercial | Grocery (WA) | New | Space Heating | Natural Gas | Boiler | E1 | AFUE 80% (Standard) | Baseline Forecast | 0 | 178.2627 | 344.847 | 512.4363 | 679.7651 | 843.7072 | 1004.7709 | 1162.4488 | 1317.5434 | 1470.1378 | 1620.1876 | 1765.196 | 1908.0336 | 2048.5692 | 2186.4175 | 2321.5727 | 2454.8315 | 2585.8066 | 2714.4479 | 3001.3957 | 3125.6823 | 3249.6372 | 3526.1575 | 3797.8423 | 4065.1463 | 4329.0032 | 4566.5221
Commercial_Grocery (WA)_New_Space Heating_Natural Gas_Boiler_E2_Baseline Forecast | Commercial | Grocery (WA) | New | Space Heating | Natural Gas | Boiler | E2 | AFUE 85% | Baseline Forecast | 0 | 0 | 0 | 0 | 0 | 0 | 0 | 0 | 0 | 0 | 0 | 0 | 0 | 0 | 0 | 0 | 0 | 0 | 0 | 0 | 0 | 0 | 0 | 0 | 0 | 0 | 0
Commercial_Grocery (WA)_New_Space Heating_Natural Gas_Boiler_E3_Baseline Forecast | Commercial | Grocery (WA) | New | Space Heating | Natural Gas | Boiler | E3 | AFUE 97% | Baseline Forecast | 0 | 226.8798 | 438.8962 | 652.1917 | 865.1556 | 1073.8092 | 1278.7993 | 1479.4803 | 1676.8734 | 1871.0845 | 2062.0569 | 2246.6131 | 2428.4064 | 2607.2699 | 2782.7132 | 2954.7289 | 3124.331 | 3291.0265 | 3454.7519 | 3454.7519 | 3612.9347 | 3770.6956 | 3770.6956 | 3770.6956 | 3770.6956 | 3770.6956 | 3770.6956
Commercial_Grocery (WA)_New_Space Heating_Natural Gas_Boiler_E4_Baseline Forecast | Commercial | Grocery (WA) | New | Space Heating | Natural Gas | Boiler | E4 | Convert to NG Air Source Heat Pump | Baseline Forecast | 0 | 0 | 0 | 0 | 0 | 0 | 0 | 0 | 0 | 0 | 0 | 0 | 0 | 0 | 0 | 0 | 0 | 0 | 0 | 0 | 0 | 0 | 0 | 0 | 0 | 0 | 0
Commercial_Grocery (WA)_New_Space Heating_Natural Gas_Boiler_E5_Baseline Forecast | Commercial | Grocery (WA) | New | Space Heating | Natural Gas | Boiler | E5 |  | Baseline Forecast | 0 | 0 | 0 | 0 | 0 | 0 | 0 | 0 | 0 | 0 | 0 | 0 | 0 | 0 | 0 | 0 | 0 | 0 | 0 | 0 | 0 | 0 | 0 | 0 | 0 | 0 | 0
Commercial_Grocery (WA)_New_Space Heating_Natural Gas_Boiler_E6_Baseline Forecast | Commercial | Grocery (WA) | New | Space Heating | Natural Gas | Boiler | E6 |  | Baseline Forecast | 0 | 0 | 0 | 0 | 0 | 0 | 0 | 0 | 0 | 0 | 0 | 0 | 0 | 0 | 0 | 0 | 0 | 0 | 0 | 0 | 0 | 0 | 0 | 0 | 0 | 0 | 0
Commercial_Grocery (WA)_New_Space Heating_Natural Gas_Boiler_E7_Baseline Forecast | Commercial | Grocery (WA) | New | Space Heating | Natural Gas | Boiler | E7 |  | Baseline Forecast | 0 | 0 | 0 | 0 | 0 | 0 | 0 | 0 | 0 | 0 | 0 | 0 | 0 | 0 | 0 | 0 | 0 | 0 | 0 | 0 | 0 | 0 | 0 | 0 | 0 | 0 | 0
Commercial_Grocery (WA)_New_Space Heating_Natural Gas_Boiler_E8_Baseline Forecast | Commercial | Grocery (WA) | New | Space Heating | Natural Gas | Boiler | E8 |  | Baseline Forecast | 0 | 0 | 0 | 0 | 0 | 0 | 0 | 0 | 0 | 0 | 0 | 0 | 0 | 0 | 0 | 0 | 0 | 0 | 0 | 0 | 0 | 0 | 0 | 0 | 0 | 0 | 0
Commercial_Grocery (WA)_New_Space Heating_Natural Gas_Boiler_E9_Baseline Forecast | Commercial | Grocery (WA) | New | Space Heating | Natural Gas | Boiler | E9 |  | Baseline Forecast | 0 | 0 | 0 | 0 | 0 | 0 | 0 | 0 | 0 | 0 | 0 | 0 | 0 | 0 | 0 | 0 | 0 | 0 | 0 | 0 | 0 | 0 | 0 | 0 | 0 | 0 | 0
Commercial_Grocery (WA)_New_Space Heating_Natural Gas_Boiler_E10_Baseline Forecast | Commercial | Grocery (WA) | New | Space Heating | Natural Gas | Boiler | E10 |  | Baseline Forecast | 0 | 0 | 0 | 0 | 0 | 0 | 0 | 0 | 0 | 0 | 0 | 0 | 0 | 0 | 0 | 0 | 0 | 0 | 0 | 0 | 0 | 0 | 0 | 0 | 0 | 0 | 0
Commercial_Grocery (WA)_New_Space Heating_Natural Gas_Boiler_Vintage_Baseline Forecast | Commercial | Grocery (WA) | New | Space Heating | Natural Gas | Boiler | Vintage | Vintage | Baseline Forecast | 0 | 0 | 0 | 0 | 0 | 0 | 0 | 0 | 0 | 0 | 0 | 0 | 0 | 0 | 0 | 0 | 0 | 0 | 0 | 0 | 0 | 0 | 0 | 0 | 0 | 0 | 0
Commercial_Grocery (WA)_New_Space Heating_Natural Gas_Unit Heater_E1_Baseline Forecast | Commercial | Grocery (WA) | New | Space Heating | Natural Gas | Unit Heater | E1 | Standard | Baseline Forecast | 0 | 0 | 0 | 0 | 0 | 0 | 0 | 0 | 0 | 0 | 0 | 0 | 0 | 0 | 0 | 0 | 0 | 0 | 0 | 0 | 0 | 0 | 0 | 0 | 0 | 0 | 0
Commercial_Grocery (WA)_New_Space Heating_Natural Gas_Unit Heater_E2_Baseline Forecast | Commercial | Grocery (WA) | New | Space Heating | Natural Gas | Unit Heater | E2 | Condensing | Baseline Forecast | 0 | 0 | 0 | 0 | 0 | 0 | 0 | 0 | 0 | 0 | 0 | 0 | 0 | 0 | 0 | 0 | 0 | 0 | 0 | 0 | 0 | 0 | 0 | 0 | 0 | 0 | 0
Commercial_Grocery (WA)_New_Space Heating_Natural Gas_Unit Heater_E3_Baseline Forecast | Commercial | Grocery (WA) | New | Space Heating | Natural Gas | Unit Heater | E3 | Infrared Radiant | Baseline Forecast | 0 | 0 | 0 | 0 | 0 | 0 | 0 | 0 | 0 | 0 | 0 | 0 | 0 | 0 | 0 | 0 | 0 | 0 | 0 | 0 | 0 | 0 | 0 | 0 | 0 | 0 | 0
Commercial_Grocery (WA)_New_Space Heating_Natural Gas_Unit Heater_E4_Baseline Forecast | Commercial | Grocery (WA) | New | Space Heating | Natural Gas | Unit Heater | E4 |  | Baseline Forecast | 0 | 0 | 0 | 0 | 0 | 0 | 0 | 0 | 0 | 0 | 0 | 0 | 0 | 0 | 0 | 0 | 0 | 0 | 0 | 0 | 0 | 0 | 0 | 0 | 0 | 0 | 0
Commercial_Grocery (WA)_New_Space Heating_Natural Gas_Unit Heater_E5_Baseline Forecast | Commercial | Grocery (WA) | New | Space Heating | Natural Gas | Unit Heater | E5 |  | Baseline Forecast | 0 | 0 | 0 | 0 | 0 | 0 | 0 | 0 | 0 | 0 | 0 | 0 | 0 | 0 | 0 | 0 | 0 | 0 | 0 | 0 | 0 | 0 | 0 | 0 | 0 | 0 | 0
Commercial_Grocery (WA)_New_Space Heating_Natural Gas_Unit Heater_E6_Baseline Forecast | Commercial | Grocery (WA) | New | Space Heating | Natural Gas | Unit Heater | E6 |  | Baseline Forecast | 0 | 0 | 0 | 0 | 0 | 0 | 0 | 0 | 0 | 0 | 0 | 0 | 0 | 0 | 0 | 0 | 0 | 0 | 0 | 0 | 0 | 0 | 0 | 0 | 0 | 0 | 0
Commercial_Grocery (WA)_New_Space Heating_Natural Gas_Unit Heater_E7_Baseline Forecast | Commercial | Grocery (WA) | New | Space Heating | Natural Gas | Unit Heater | E7 |  | Baseline Forecast | 0 | 0 | 0 | 0 | 0 | 0 | 0 | 0 | 0 | 0 | 0 | 0 | 0 | 0 | 0 | 0 | 0 | 0 | 0 | 0 | 0 | 0 | 0 | 0 | 0 | 0 | 0
Commercial_Grocery (WA)_New_Space Heating_Natural Gas_Unit Heater_E8_Baseline Forecast | Commercial | Grocery (WA) | New | Space Heating | Natural Gas | Unit Heater | E8 |  | Baseline Forecast | 0 | 0 | 0 | 0 | 0 | 0 | 0 | 0 | 0 | 0 | 0 | 0 | 0 | 0 | 0 | 0 | 0 | 0 | 0 | 0 | 0 | 0 | 0 | 0 | 0 | 0 | 0
Commercial_Grocery (WA)_New_Space Heating_Natural Gas_Unit Heater_E9_Baseline Forecast | Commercial | Grocery (WA) | New | Space Heating | Natural Gas | Unit Heater | E9 |  | Baseline Forecast | 0 | 0 | 0 | 0 | 0 | 0 | 0 | 0 | 0 | 0 | 0 | 0 | 0 | 0 | 0 | 0 | 0 | 0 | 0 | 0 | 0 | 0 | 0 | 0 | 0 | 0 | 0
Commercial_Grocery (WA)_New_Space Heating_Natural Gas_Unit Heater_E10_Baseline Forecast | Commercial | Grocery (WA) | New | Space Heating | Natural Gas | Unit Heater | E10 |  | Baseline Forecast | 0 | 0 | 0 | 0 | 0 | 0 | 0 | 0 | 0 | 0 | 0 | 0 | 0 | 0 | 0 | 0 | 0 | 0 | 0 | 0 | 0 | 0 | 0 | 0 | 0 | 0 | 0
Commercial_Grocery (WA)_New_Space Heating_Natural Gas_Unit Heater_Vintage_Baseline Forecast | Commercial | Grocery (WA) | New | Space Heating | Natural Gas | Unit Heater | Vintage | Vintage | Baseline Forecast | 0 | 0 | 0 | 0 | 0 | 0 | 0 | 0 | 0 | 0 | 0 | 0 | 0 | 0 | 0 | 0 | 0 | 0 | 0 | 0 | 0 | 0 | 0 | 0 | 0 | 0 | 0
Commercial_Grocery (WA)_New_Water Heating_Natural Gas_Water Heater_E1_Baseline Forecast | Commercial | Grocery (WA) | New | Water Heating | Natural Gas | Water Heater | E1 | TE 0.80 | Baseline Forecast | 0 | 23222.5818 | 44923.7908 | 66755.9271 | 88554.1264 | 109911.144 | 130893.1672 | 151434.1317 | 171638.5659 | 191517.2939 | 211064.5244 | 229955.0096 | 248562.7001 | 266870.5125 | 284828.2361 | 302435.1281 | 319794.9775 | 336857.3138 | 353615.6328 | 370063.3484 | 386254.3625 | 402402.1789 | 418252.1938 | 433825.0391 | 449146.7781 | 464270.9316 | 477885.4031
Commercial_Grocery (WA)_New_Water Heating_Natural Gas_Water Heater_E2_Baseline Forecast | Commercial | Grocery (WA) | New | Water Heating | Natural Gas | Water Heater | E2 | TE 0.90 | Baseline Forecast | 0 | 0 | 0 | 0 | 0 | 0 | 0 | 0 | 0 | 0 | 0 | 0 | 0 | 0 | 0 | 0 | 0 | 0 | 0 | 0 | 0 | 0 | 0 | 0 | 0 | 0 | 0
Commercial_Grocery (WA)_New_Water Heating_Natural Gas_Water Heater_E3_Baseline Forecast | Commercial | Grocery (WA) | New | Water Heating | Natural Gas | Water Heater | E3 | TE 0.94 | Baseline Forecast | 0 | 26187.1667 | 50658.7428 | 75277.9604 | 99858.9085 | 123942.3538 | 147602.9332 | 170766.1485 | 193549.8722 | 215966.3102 | 238008.9317 | 259310.9683 | 280294.1087 | 300939.0886 | 321189.2875 | 341043.8679 | 360619.8682 | 379860.3751 | 398758.054 | 417305.4779 | 435563.4301 | 453772.6698 | 471646.0909 | 489206.959 | 506484.6646 | 523539.5611 | 538892.0503
Commercial_Grocery (WA)_New_Water Heating_Natural Gas_Water Heater_E4_Baseline Forecast | Commercial | Grocery (WA) | New | Water Heating | Natural Gas | Water Heater | E4 | Instantaneous TE 0.94 | Baseline Forecast | 0 | 0 | 0 | 0 | 0 | 0 | 0 | 0 | 0 | 0 | 0 | 0 | 0 | 0 | 0 | 0 | 0 | 0 | 0 | 0 | 0 | 0 | 0 | 0 | 0 | 0 | 0
Commercial_Grocery (WA)_New_Water Heating_Natural Gas_Water Heater_E5_Baseline Forecast | Commercial | Grocery (WA) | New | Water Heating | Natural Gas | Water Heater | E5 | Gas-Fired Absorption HPWH | Baseline Forecast | 0 | 0 | 0 | 0 | 0 | 0 | 0 | 0 | 0 | 0 | 0 | 0 | 0 | 0 | 0 | 0 | 0 | 0 | 0 | 0 | 0 | 0 | 0 | 0 | 0 | 0 | 0
Commercial_Grocery (WA)_New_Water Heating_Natural Gas_Water Heater_E6_Baseline Forecast | Commercial | Grocery (WA) | New | Water Heating | Natural Gas | Water Heater | E6 |  | Baseline Forecast | 0 | 0 | 0 | 0 | 0 | 0 | 0 | 0 | 0 | 0 | 0 | 0 | 0 | 0 | 0 | 0 | 0 | 0 | 0 | 0 | 0 | 0 | 0 | 0 | 0 | 0 | 0
Commercial_Grocery (WA)_New_Water Heating_Natural Gas_Water Heater_E7_Baseline Forecast | Commercial | Grocery (WA) | New | Water Heating | Natural Gas | Water Heater | E7 |  | Baseline Forecast | 0 | 0 | 0 | 0 | 0 | 0 | 0 | 0 | 0 | 0 | 0 | 0 | 0 | 0 | 0 | 0 | 0 | 0 | 0 | 0 | 0 | 0 | 0 | 0 | 0 | 0 | 0
Commercial_Grocery (WA)_New_Water Heating_Natural Gas_Water Heater_E8_Baseline Forecast | Commercial | Grocery (WA) | New | Water Heating | Natural Gas | Water Heater | E8 |  | Baseline Forecast | 0 | 0 | 0 | 0 | 0 | 0 | 0 | 0 | 0 | 0 | 0 | 0 | 0 | 0 | 0 | 0 | 0 | 0 | 0 | 0 | 0 | 0 | 0 | 0 | 0 | 0 | 0
Commercial_Grocery (WA)_New_Water Heating_Natural Gas_Water Heater_E9_Baseline Forecast | Commercial | Grocery (WA) | New | Water Heating | Natural Gas | Water Heater | E9 |  | Baseline Forecast | 0 | 0 | 0 | 0 | 0 | 0 | 0 | 0 | 0 | 0 | 0 | 0 | 0 | 0 | 0 | 0 | 0 | 0 | 0 | 0 | 0 | 0 | 0 | 0 | 0 | 0 | 0
Commercial_Grocery (WA)_New_Water Heating_Natural Gas_Water Heater_E10_Baseline Forecast | Commercial | Grocery (WA) | New | Water Heating | Natural Gas | Water Heater | E10 |  | Baseline Forecast | 0 | 0 | 0 | 0 | 0 | 0 | 0 | 0 | 0 | 0 | 0 | 0 | 0 | 0 | 0 | 0 | 0 | 0 | 0 | 0 | 0 | 0 | 0 | 0 | 0 | 0 | 0
Commercial_Grocery (WA)_New_Water Heating_Natural Gas_Water Heater_Vintage_Baseline Forecast | Commercial | Grocery (WA) | New | Water Heating | Natural Gas | Water Heater | Vintage | Vintage | Baseline Forecast | 0 | 0 | 0 | 0 | 0 | 0 | 0 | 0 | 0 | 0 | 0 | 0 | 0 | 0 | 0 | 0 | 0 | 0 | 0 | 0 | 0 | 0 | 0 | 0 | 0 | 0 | 0
Commercial_Grocery (WA)_New_Food Preparation_Natural Gas_Oven_E1_Baseline Forecast | Commercial | Grocery (WA) | New | Food Preparation | Natural Gas | Oven | E1 | Standard | Baseline Forecast | 0 | 3752.749 | 7259.6456 | 10787.6998 | 14310.2699 | 17761.5453 | 21152.2221 | 24471.6241 | 27736.6431 | 30949.0282 | 34107.8437 | 37160.5297 | 40167.5163 | 43126.0429 | 46027.9954 | 48873.2538 | 51678.5904 | 54435.8491 | 57143.9789 | 59801.9155 | 62418.3693 | 65027.8424 | 67589.191 | 70105.7493 | 72581.729 | 75025.779 | 77225.8658
Commercial_Grocery (WA)_New_Food Preparation_Natural Gas_Oven_E2_Baseline Forecast | Commercial | Grocery (WA) | New | Food Preparation | Natural Gas | Oven | E2 | ENERGY STAR (>42% Baking Efficiency) | Baseline Forecast | 0 | 5400.2974 | 10446.807 | 15523.7631 | 20592.8274 | 25559.2969 | 30438.5634 | 35215.2639 | 39913.7059 | 44536.4065 | 49082.019 | 53474.9086 | 57802.0357 | 62059.4276 | 66235.408 | 70329.8043 | 74366.7521 | 78334.5146 | 82231.5794 | 86056.4149 | 89821.5558 | 93576.6512 | 97262.4944 | 100883.8831 | 104446.8783 | 107963.9259 | 111129.9045
Commercial_Grocery (WA)_New_Food Preparation_Natural Gas_Oven_E3_Baseline Forecast | Commercial | Grocery (WA) | New | Food Preparation | Natural Gas | Oven | E3 |  | Baseline Forecast | 0 | 0 | 0 | 0 | 0 | 0 | 0 | 0 | 0 | 0 | 0 | 0 | 0 | 0 | 0 | 0 | 0 | 0 | 0 | 0 | 0 | 0 | 0 | 0 | 0 | 0 | 0
Commercial_Grocery (WA)_New_Food Preparation_Natural Gas_Oven_E4_Baseline Forecast | Commercial | Grocery (WA) | New | Food Preparation | Natural Gas | Oven | E4 |  | Baseline Forecast | 0 | 0 | 0 | 0 | 0 | 0 | 0 | 0 | 0 | 0 | 0 | 0 | 0 | 0 | 0 | 0 | 0 | 0 | 0 | 0 | 0 | 0 | 0 | 0 | 0 | 0 | 0
Commercial_Grocery (WA)_New_Food Preparation_Natural Gas_Oven_E5_Baseline Forecast | Commercial | Grocery (WA) | New | Food Preparation | Natural Gas | Oven | E5 |  | Baseline Forecast | 0 | 0 | 0 | 0 | 0 | 0 | 0 | 0 | 0 | 0 | 0 | 0 | 0 | 0 | 0 | 0 | 0 | 0 | 0 | 0 | 0 | 0 | 0 | 0 | 0 | 0 | 0
Commercial_Grocery (WA)_New_Food Preparation_Natural Gas_Oven_E6_Baseline Forecast | Commercial | Grocery (WA) | New | Food Preparation | Natural Gas | Oven | E6 |  | Baseline Forecast | 0 | 0 | 0 | 0 | 0 | 0 | 0 | 0 | 0 | 0 | 0 | 0 | 0 | 0 | 0 | 0 | 0 | 0 | 0 | 0 | 0 | 0 | 0 | 0 | 0 | 0 | 0
Commercial_Grocery (WA)_New_Food Preparation_Natural Gas_Oven_E7_Baseline Forecast | Commercial | Grocery (WA) | New | Food Preparation | Natural Gas | Oven | E7 |  | Baseline Forecast | 0 | 0 | 0 | 0 | 0 | 0 | 0 | 0 | 0 | 0 | 0 | 0 | 0 | 0 | 0 | 0 | 0 | 0 | 0 | 0 | 0 | 0 | 0 | 0 | 0 | 0 | 0
Commercial_Grocery (WA)_New_Food Preparation_Natural Gas_Oven_E8_Baseline Forecast | Commercial | Grocery (WA) | New | Food Preparation | Natural Gas | Oven | E8 |  | Baseline Forecast | 0 | 0 | 0 | 0 | 0 | 0 | 0 | 0 | 0 | 0 | 0 | 0 | 0 | 0 | 0 | 0 | 0 | 0 | 0 | 0 | 0 | 0 | 0 | 0 | 0 | 0 | 0
Commercial_Grocery (WA)_New_Food Preparation_Natural Gas_Oven_E9_Baseline Forecast | Commercial | Grocery (WA) | New | Food Preparation | Natural Gas | Oven | E9 |  | Baseline Forecast | 0 | 0 | 0 | 0 | 0 | 0 | 0 | 0 | 0 | 0 | 0 | 0 | 0 | 0 | 0 | 0 | 0 | 0 | 0 | 0 | 0 | 0 | 0 | 0 | 0 | 0 | 0
Commercial_Grocery (WA)_New_Food Preparation_Natural Gas_Oven_E10_Baseline Forecast | Commercial | Grocery (WA) | New | Food Preparation | Natural Gas | Oven | E10 |  | Baseline Forecast | 0 | 0 | 0 | 0 | 0 | 0 | 0 | 0 | 0 | 0 | 0 | 0 | 0 | 0 | 0 | 0 | 0 | 0 | 0 | 0 | 0 | 0 | 0 | 0 | 0 | 0 | 0
Commercial_Grocery (WA)_New_Food Preparation_Natural Gas_Oven_Vintage_Baseline Forecast | Commercial | Grocery (WA) | New | Food Preparation | Natural Gas | Oven | Vintage | Vintage | Baseline Forecast | 0 | 0 | 0 | 0 | 0 | 0 | 0 | 0 | 0 | 0 | 0 | 0 | 0 | 0 | 0 | 0 | 0 | 0 | 0 | 0 | 0 | 0 | 0 | 0 | 0 | 0 | 0
Commercial_Grocery (WA)_New_Food Preparation_Natural Gas_Conveyor Oven_E1_Baseline Forecast | Commercial | Grocery (WA) | New | Food Preparation | Natural Gas | Conveyor Oven | E1 | Standard | Baseline Forecast | 0 | 1876.3745 | 3629.8228 | 5393.8499 | 7155.1349 | 8880.7727 | 10576.111 | 12235.812 | 13868.3215 | 15474.5141 | 17053.9218 | 18580.2648 | 20083.7582 | 21563.0214 | 23013.9977 | 24436.6269 | 25839.2952 | 27217.9246 | 28571.9895 | 29900.9577 | 31209.1846 | 32513.9212 | 33794.5955 | 35052.8746 | 36290.8645 | 37512.8895 | 38612.9329
Commercial_Grocery (WA)_New_Food Preparation_Natural Gas_Conveyor Oven_E2_Baseline Forecast | Commercial | Grocery (WA) | New | Food Preparation | Natural Gas | Conveyor Oven | E2 | ENERGY STAR (>42% Baking Efficiency) | Baseline Forecast | 0 | 2700.1487 | 5223.4035 | 7761.8816 | 10296.4137 | 12779.6485 | 15219.2817 | 17607.632 | 19956.8529 | 22268.2032 | 24541.0095 | 26737.4543 | 28901.0178 | 31029.7138 | 33117.704 | 35164.9022 | 37183.376 | 39167.2573 | 41115.7897 | 43028.2075 | 44910.7779 | 46788.3256 | 48631.2472 | 50441.9416 | 52223.4391 | 53981.963 | 55564.9522
Commercial_Grocery (WA)_New_Food Preparation_Natural Gas_Conveyor Oven_E3_Baseline Forecast | Commercial | Grocery (WA) | New | Food Preparation | Natural Gas | Conveyor Oven | E3 |  | Baseline Forecast | 0 | 0 | 0 | 0 | 0 | 0 | 0 | 0 | 0 | 0 | 0 | 0 | 0 | 0 | 0 | 0 | 0 | 0 | 0 | 0 | 0 | 0 | 0 | 0 | 0 | 0 | 0
Commercial_Grocery (WA)_New_Food Preparation_Natural Gas_Conveyor Oven_E4_Baseline Forecast | Commercial | Grocery (WA) | New | Food Preparation | Natural Gas | Conveyor Oven | E4 |  | Baseline Forecast | 0 | 0 | 0 | 0 | 0 | 0 | 0 | 0 | 0 | 0 | 0 | 0 | 0 | 0 | 0 | 0 | 0 | 0 | 0 | 0 | 0 | 0 | 0 | 0 | 0 | 0 | 0
Commercial_Grocery (WA)_New_Food Preparation_Natural Gas_Conveyor Oven_E5_Baseline Forecast | Commercial | Grocery (WA) | New | Food Preparation | Natural Gas | Conveyor Oven | E5 |  | Baseline Forecast | 0 | 0 | 0 | 0 | 0 | 0 | 0 | 0 | 0 | 0 | 0 | 0 | 0 | 0 | 0 | 0 | 0 | 0 | 0 | 0 | 0 | 0 | 0 | 0 | 0 | 0 | 0
Commercial_Grocery (WA)_New_Food Preparation_Natural Gas_Conveyor Oven_E6_Baseline Forecast | Commercial | Grocery (WA) | New | Food Preparation | Natural Gas | Conveyor Oven | E6 |  | Baseline Forecast | 0 | 0 | 0 | 0 | 0 | 0 | 0 | 0 | 0 | 0 | 0 | 0 | 0 | 0 | 0 | 0 | 0 | 0 | 0 | 0 | 0 | 0 | 0 | 0 | 0 | 0 | 0
Commercial_Grocery (WA)_New_Food Preparation_Natural Gas_Conveyor Oven_E7_Baseline Forecast | Commercial | Grocery (WA) | New | Food Preparation | Natural Gas | Conveyor Oven | E7 |  | Baseline Forecast | 0 | 0 | 0 | 0 | 0 | 0 | 0 | 0 | 0 | 0 | 0 | 0 | 0 | 0 | 0 | 0 | 0 | 0 | 0 | 0 | 0 | 0 | 0 | 0 | 0 | 0 | 0
Commercial_Grocery (WA)_New_Food Preparation_Natural Gas_Conveyor Oven_E8_Baseline Forecast | Commercial | Grocery (WA) | New | Food Preparation | Natural Gas | Conveyor Oven | E8 |  | Baseline Forecast | 0 | 0 | 0 | 0 | 0 | 0 | 0 | 0 | 0 | 0 | 0 | 0 | 0 | 0 | 0 | 0 | 0 | 0 | 0 | 0 | 0 | 0 | 0 | 0 | 0 | 0 | 0
Commercial_Grocery (WA)_New_Food Preparation_Natural Gas_Conveyor Oven_E9_Baseline Forecast | Commercial | Grocery (WA) | New | Food Preparation | Natural Gas | Conveyor Oven | E9 |  | Baseline Forecast | 0 | 0 | 0 | 0 | 0 | 0 | 0 | 0 | 0 | 0 | 0 | 0 | 0 | 0 | 0 | 0 | 0 | 0 | 0 | 0 | 0 | 0 | 0 | 0 | 0 | 0 | 0
Commercial_Grocery (WA)_New_Food Preparation_Natural Gas_Conveyor Oven_E10_Baseline Forecast | Commercial | Grocery (WA) | New | Food Preparation | Natural Gas | Conveyor Oven | E10 |  | Baseline Forecast | 0 | 0 | 0 | 0 | 0 | 0 | 0 | 0 | 0 | 0 | 0 | 0 | 0 | 0 | 0 | 0 | 0 | 0 | 0 | 0 | 0 | 0 | 0 | 0 | 0 | 0 | 0
Commercial_Grocery (WA)_New_Food Preparation_Natural Gas_Conveyor Oven_Vintage_Baseline Forecast | Commercial | Grocery (WA) | New | Food Preparation | Natural Gas | Conveyor Oven | Vintage | Vintage | Baseline Forecast | 0 | 0 | 0 | 0 | 0 | 0 | 0 | 0 | 0 | 0 | 0 | 0 | 0 | 0 | 0 | 0 | 0 | 0 | 0 | 0 | 0 | 0 | 0 | 0 | 0 | 0 | 0
Commercial_Grocery (WA)_New_Food Preparation_Natural Gas_Double Rack Oven_E1_Baseline Forecast | Commercial | Grocery (WA) | New | Food Preparation | Natural Gas | Double Rack Oven | E1 | Standard | Baseline Forecast | 0 | 1876.3745 | 3629.8228 | 5393.8499 | 7155.1349 | 8880.7727 | 10576.111 | 12235.812 | 13868.3215 | 15474.5141 | 17053.9218 | 18580.2648 | 20083.7582 | 21563.0214 | 23013.9977 | 24436.6269 | 25839.2952 | 27217.9246 | 28571.9895 | 29900.9577 | 31209.1846 | 32513.9212 | 33794.5955 | 35052.8746 | 36290.8645 | 37512.8895 | 38612.9329
Commercial_Grocery (WA)_New_Food Preparation_Natural Gas_Double Rack Oven_E2_Baseline Forecast | Commercial | Grocery (WA) | New | Food Preparation | Natural Gas | Double Rack Oven | E2 | FTSC Qualified (>50% Cooking Efficiency) | Baseline Forecast | 0 | 2700.1487 | 5223.4035 | 7761.8816 | 10296.4137 | 12779.6485 | 15219.2817 | 17607.632 | 19956.8529 | 22268.2032 | 24541.0095 | 26737.4543 | 28901.0178 | 31029.7138 | 33117.704 | 35164.9022 | 37183.376 | 39167.2573 | 41115.7897 | 43028.2075 | 44910.7779 | 46788.3256 | 48631.2472 | 50441.9416 | 52223.4391 | 53981.963 | 55564.9522
Commercial_Grocery (WA)_New_Food Preparation_Natural Gas_Double Rack Oven_E3_Baseline Forecast | Commercial | Grocery (WA) | New | Food Preparation | Natural Gas | Double Rack Oven | E3 |  | Baseline Forecast | 0 | 0 | 0 | 0 | 0 | 0 | 0 | 0 | 0 | 0 | 0 | 0 | 0 | 0 | 0 | 0 | 0 | 0 | 0 | 0 | 0 | 0 | 0 | 0 | 0 | 0 | 0
Commercial_Grocery (WA)_New_Food Preparation_Natural Gas_Double Rack Oven_E4_Baseline Forecast | Commercial | Grocery (WA) | New | Food Preparation | Natural Gas | Double Rack Oven | E4 |  | Baseline Forecast | 0 | 0 | 0 | 0 | 0 | 0 | 0 | 0 | 0 | 0 | 0 | 0 | 0 | 0 | 0 | 0 | 0 | 0 | 0 | 0 | 0 | 0 | 0 | 0 | 0 | 0 | 0
Commercial_Grocery (WA)_New_Food Preparation_Natural Gas_Double Rack Oven_E5_Baseline Forecast | Commercial | Grocery (WA) | New | Food Preparation | Natural Gas | Double Rack Oven | E5 |  | Baseline Forecast | 0 | 0 | 0 | 0 | 0 | 0 | 0 | 0 | 0 | 0 | 0 | 0 | 0 | 0 | 0 | 0 | 0 | 0 | 0 | 0 | 0 | 0 | 0 | 0 | 0 | 0 | 0
Commercial_Grocery (WA)_New_Food Preparation_Natural Gas_Double Rack Oven_E6_Baseline Forecast | Commercial | Grocery (WA) | New | Food Preparation | Natural Gas | Double Rack Oven | E6 |  | Baseline Forecast | 0 | 0 | 0 | 0 | 0 | 0 | 0 | 0 | 0 | 0 | 0 | 0 | 0 | 0 | 0 | 0 | 0 | 0 | 0 | 0 | 0 | 0 | 0 | 0 | 0 | 0 | 0
Commercial_Grocery (WA)_New_Food Preparation_Natural Gas_Double Rack Oven_E7_Baseline Forecast | Commercial | Grocery (WA) | New | Food Preparation | Natural Gas | Double Rack Oven | E7 |  | Baseline Forecast | 0 | 0 | 0 | 0 | 0 | 0 | 0 | 0 | 0 | 0 | 0 | 0 | 0 | 0 | 0 | 0 | 0 | 0 | 0 | 0 | 0 | 0 | 0 | 0 | 0 | 0 | 0
Commercial_Grocery (WA)_New_Food Preparation_Natural Gas_Double Rack Oven_E8_Baseline Forecast | Commercial | Grocery (WA) | New | Food Preparation | Natural Gas | Double Rack Oven | E8 |  | Baseline Forecast | 0 | 0 | 0 | 0 | 0 | 0 | 0 | 0 | 0 | 0 | 0 | 0 | 0 | 0 | 0 | 0 | 0 | 0 | 0 | 0 | 0 | 0 | 0 | 0 | 0 | 0 | 0
Commercial_Grocery (WA)_New_Food Preparation_Natural Gas_Double Rack Oven_E9_Baseline Forecast | Commercial | Grocery (WA) | New | Food Preparation | Natural Gas | Double Rack Oven | E9 |  | Baseline Forecast | 0 | 0 | 0 | 0 | 0 | 0 | 0 | 0 | 0 | 0 | 0 | 0 | 0 | 0 | 0 | 0 | 0 | 0 | 0 | 0 | 0 | 0 | 0 | 0 | 0 | 0 | 0
Commercial_Grocery (WA)_New_Food Preparation_Natural Gas_Double Rack Oven_E10_Baseline Forecast | Commercial | Grocery (WA) | New | Food Preparation | Natural Gas | Double Rack Oven | E10 |  | Baseline Forecast | 0 | 0 | 0 | 0 | 0 | 0 | 0 | 0 | 0 | 0 | 0 | 0 | 0 | 0 | 0 | 0 | 0 | 0 | 0 | 0 | 0 | 0 | 0 | 0 | 0 | 0 | 0
Commercial_Grocery (WA)_New_Food Preparation_Natural Gas_Double Rack Oven_Vintage_Baseline Forecast | Commercial | Grocery (WA) | New | Food Preparation | Natural Gas | Double Rack Oven | Vintage | Vintage | Baseline Forecast | 0 | 0 | 0 | 0 | 0 | 0 | 0 | 0 | 0 | 0 | 0 | 0 | 0 | 0 | 0 | 0 | 0 | 0 | 0 | 0 | 0 | 0 | 0 | 0 | 0 | 0 | 0
Commercial_Grocery (WA)_New_Food Preparation_Natural Gas_Fryer_E1_Baseline Forecast | Commercial | Grocery (WA) | New | Food Preparation | Natural Gas | Fryer | E1 | Standard | Baseline Forecast | 0 | 13546.5087 | 26205.5498 | 38940.9652 | 51656.5839 | 64114.8466 | 76354.3625 | 88336.5942 | 100122.5165 | 111718.4434 | 123120.9968 | 134140.4487 | 144994.9369 | 155674.4963 | 166149.8371 | 176420.5261 | 186547.1069 | 196500.1383 | 206275.8263 | 215870.329 | 225315.0891 | 234734.6505 | 243980.4944 | 253064.6559 | 262002.3387 | 270824.7633 | 278766.54
Commercial_Grocery (WA)_New_Food Preparation_Natural Gas_Fryer_E2_Baseline Forecast | Commercial | Grocery (WA) | New | Food Preparation | Natural Gas | Fryer | E2 | ENERGY STAR | Baseline Forecast | 0 | 4759.5841 | 9207.3553 | 13681.9607 | 18149.6106 | 22526.838 | 26827.2085 | 31037.1817 | 35178.1815 | 39252.4261 | 43258.7286 | 47130.4279 | 50944.167 | 54696.4446 | 58376.9698 | 61985.5902 | 65543.5781 | 69040.5891 | 72475.2903 | 75846.3318 | 79164.761 | 82474.3367 | 85722.8764 | 88914.6088 | 92054.8758 | 95154.6466 | 97945.0005
Commercial_Grocery (WA)_New_Food Preparation_Natural Gas_Fryer_E3_Baseline Forecast | Commercial | Grocery (WA) | New | Food Preparation | Natural Gas | Fryer | E3 |  | Baseline Forecast | 0 | 0 | 0 | 0 | 0 | 0 | 0 | 0 | 0 | 0 | 0 | 0 | 0 | 0 | 0 | 0 | 0 | 0 | 0 | 0 | 0 | 0 | 0 | 0 | 0 | 0 | 0
Commercial_Grocery (WA)_New_Food Preparation_Natural Gas_Fryer_E4_Baseline Forecast | Commercial | Grocery (WA) | New | Food Preparation | Natural Gas | Fryer | E4 |  | Baseline Forecast | 0 | 0 | 0 | 0 | 0 | 0 | 0 | 0 | 0 | 0 | 0 | 0 | 0 | 0 | 0 | 0 | 0 | 0 | 0 | 0 | 0 | 0 | 0 | 0 | 0 | 0 | 0
Commercial_Grocery (WA)_New_Food Preparation_Natural Gas_Fryer_E5_Baseline Forecast | Commercial | Grocery (WA) | New | Food Preparation | Natural Gas | Fryer | E5 |  | Baseline Forecast | 0 | 0 | 0 | 0 | 0 | 0 | 0 | 0 | 0 | 0 | 0 | 0 | 0 | 0 | 0 | 0 | 0 | 0 | 0 | 0 | 0 | 0 | 0 | 0 | 0 | 0 | 0
Commercial_Grocery (WA)_New_Food Preparation_Natural Gas_Fryer_E6_Baseline Forecast | Commercial | Grocery (WA) | New | Food Preparation | Natural Gas | Fryer | E6 |  | Baseline Forecast | 0 | 0 | 0 | 0 | 0 | 0 | 0 | 0 | 0 | 0 | 0 | 0 | 0 | 0 | 0 | 0 | 0 | 0 | 0 | 0 | 0 | 0 | 0 | 0 | 0 | 0 | 0
Commercial_Grocery (WA)_New_Food Preparation_Natural Gas_Fryer_E7_Baseline Forecast | Commercial | Grocery (WA) | New | Food Preparation | Natural Gas | Fryer | E7 |  | Baseline Forecast | 0 | 0 | 0 | 0 | 0 | 0 | 0 | 0 | 0 | 0 | 0 | 0 | 0 | 0 | 0 | 0 | 0 | 0 | 0 | 0 | 0 | 0 | 0 | 0 | 0 | 0 | 0
Commercial_Grocery (WA)_New_Food Preparation_Natural Gas_Fryer_E8_Baseline Forecast | Commercial | Grocery (WA) | New | Food Preparation | Natural Gas | Fryer | E8 |  | Baseline Forecast | 0 | 0 | 0 | 0 | 0 | 0 | 0 | 0 | 0 | 0 | 0 | 0 | 0 | 0 | 0 | 0 | 0 | 0 | 0 | 0 | 0 | 0 | 0 | 0 | 0 | 0 | 0
Commercial_Grocery (WA)_New_Food Preparation_Natural Gas_Fryer_E9_Baseline Forecast | Commercial | Grocery (WA) | New | Food Preparation | Natural Gas | Fryer | E9 |  | Baseline Forecast | 0 | 0 | 0 | 0 | 0 | 0 | 0 | 0 | 0 | 0 | 0 | 0 | 0 | 0 | 0 | 0 | 0 | 0 | 0 | 0 | 0 | 0 | 0 | 0 | 0 | 0 | 0
Commercial_Grocery (WA)_New_Food Preparation_Natural Gas_Fryer_E10_Baseline Forecast | Commercial | Grocery (WA) | New | Food Preparation | Natural Gas | Fryer | E10 |  | Baseline Forecast | 0 | 0 | 0 | 0 | 0 | 0 | 0 | 0 | 0 | 0 | 0 | 0 | 0 | 0 | 0 | 0 | 0 | 0 | 0 | 0 | 0 | 0 | 0 | 0 | 0 | 0 | 0
Commercial_Grocery (WA)_New_Food Preparation_Natural Gas_Fryer_Vintage_Baseline Forecast | Commercial | Grocery (WA) | New | Food Preparation | Natural Gas | Fryer | Vintage | Vintage | Baseline Forecast | 0 | 0 | 0 | 0 | 0 | 0 | 0 | 0 | 0 | 0 | 0 | 0 | 0 | 0 | 0 | 0 | 0 | 0 | 0 | 0 | 0 | 0 | 0 | 0 | 0 | 0 | 0
Commercial_Grocery (WA)_New_Food Preparation_Natural Gas_Broiler_E1_Baseline Forecast | Commercial | Grocery (WA) | New | Food Preparation | Natural Gas | Broiler | E1 | Standard | Baseline Forecast | 0 | 0 | 0 | 0 | 0 | 0 | 0 | 0 | 0 | 0 | 0 | 0 | 0 | 0 | 0 | 0 | 0 | 0 | 0 | 0 | 0 | 0 | 0 | 0 | 0 | 0 | 0
Commercial_Grocery (WA)_New_Food Preparation_Natural Gas_Broiler_E2_Baseline Forecast | Commercial | Grocery (WA) | New | Food Preparation | Natural Gas | Broiler | E2 | Infrared Burners | Baseline Forecast | 0 | 0 | 0 | 0 | 0 | 0 | 0 | 0 | 0 | 0 | 0 | 0 | 0 | 0 | 0 | 0 | 0 | 0 | 0 | 0 | 0 | 0 | 0 | 0 | 0 | 0 | 0
Commercial_Grocery (WA)_New_Food Preparation_Natural Gas_Broiler_E3_Baseline Forecast | Commercial | Grocery (WA) | New | Food Preparation | Natural Gas | Broiler | E3 |  | Baseline Forecast | 0 | 0 | 0 | 0 | 0 | 0 | 0 | 0 | 0 | 0 | 0 | 0 | 0 | 0 | 0 | 0 | 0 | 0 | 0 | 0 | 0 | 0 | 0 | 0 | 0 | 0 | 0
Commercial_Grocery (WA)_New_Food Preparation_Natural Gas_Broiler_E4_Baseline Forecast | Commercial | Grocery (WA) | New | Food Preparation | Natural Gas | Broiler | E4 |  | Baseline Forecast | 0 | 0 | 0 | 0 | 0 | 0 | 0 | 0 | 0 | 0 | 0 | 0 | 0 | 0 | 0 | 0 | 0 | 0 | 0 | 0 | 0 | 0 | 0 | 0 | 0 | 0 | 0
Commercial_Grocery (WA)_New_Food Preparation_Natural Gas_Broiler_E5_Baseline Forecast | Commercial | Grocery (WA) | New | Food Preparation | Natural Gas | Broiler | E5 |  | Baseline Forecast | 0 | 0 | 0 | 0 | 0 | 0 | 0 | 0 | 0 | 0 | 0 | 0 | 0 | 0 | 0 | 0 | 0 | 0 | 0 | 0 | 0 | 0 | 0 | 0 | 0 | 0 | 0
Commercial_Grocery (WA)_New_Food Preparation_Natural Gas_Broiler_E6_Baseline Forecast | Commercial | Grocery (WA) | New | Food Preparation | Natural Gas | Broiler | E6 |  | Baseline Forecast | 0 | 0 | 0 | 0 | 0 | 0 | 0 | 0 | 0 | 0 | 0 | 0 | 0 | 0 | 0 | 0 | 0 | 0 | 0 | 0 | 0 | 0 | 0 | 0 | 0 | 0 | 0
Commercial_Grocery (WA)_New_Food Preparation_Natural Gas_Broiler_E7_Baseline Forecast | Commercial | Grocery (WA) | New | Food Preparation | Natural Gas | Broiler | E7 |  | Baseline Forecast | 0 | 0 | 0 | 0 | 0 | 0 | 0 | 0 | 0 | 0 | 0 | 0 | 0 | 0 | 0 | 0 | 0 | 0 | 0 | 0 | 0 | 0 | 0 | 0 | 0 | 0 | 0
Commercial_Grocery (WA)_New_Food Preparation_Natural Gas_Broiler_E8_Baseline Forecast | Commercial | Grocery (WA) | New | Food Preparation | Natural Gas | Broiler | E8 |  | Baseline Forecast | 0 | 0 | 0 | 0 | 0 | 0 | 0 | 0 | 0 | 0 | 0 | 0 | 0 | 0 | 0 | 0 | 0 | 0 | 0 | 0 | 0 | 0 | 0 | 0 | 0 | 0 | 0
Commercial_Grocery (WA)_New_Food Preparation_Natural Gas_Broiler_E9_Baseline Forecast | Commercial | Grocery (WA) | New | Food Preparation | Natural Gas | Broiler | E9 |  | Baseline Forecast | 0 | 0 | 0 | 0 | 0 | 0 | 0 | 0 | 0 | 0 | 0 | 0 | 0 | 0 | 0 | 0 | 0 | 0 | 0 | 0 | 0 | 0 | 0 | 0 | 0 | 0 | 0
Commercial_Grocery (WA)_New_Food Preparation_Natural Gas_Broiler_E10_Baseline Forecast | Commercial | Grocery (WA) | New | Food Preparation | Natural Gas | Broiler | E10 |  | Baseline Forecast | 0 | 0 | 0 | 0 | 0 | 0 | 0 | 0 | 0 | 0 | 0 | 0 | 0 | 0 | 0 | 0 | 0 | 0 | 0 | 0 | 0 | 0 | 0 | 0 | 0 | 0 | 0
Commercial_Grocery (WA)_New_Food Preparation_Natural Gas_Broiler_Vintage_Baseline Forecast | Commercial | Grocery (WA) | New | Food Preparation | Natural Gas | Broiler | Vintage | Vintage | Baseline Forecast | 0 | 0 | 0 | 0 | 0 | 0 | 0 | 0 | 0 | 0 | 0 | 0 | 0 | 0 | 0 | 0 | 0 | 0 | 0 | 0 | 0 | 0 | 0 | 0 | 0 | 0 | 0
Commercial_Grocery (WA)_New_Food Preparation_Natural Gas_Griddle_E1_Baseline Forecast | Commercial | Grocery (WA) | New | Food Preparation | Natural Gas | Griddle | E1 | Standard | Baseline Forecast | 0 | 12997.3259 | 25143.1626 | 37362.2774 | 49562.398 | 61515.596 | 73258.9154 | 84755.3809 | 96063.4955 | 107189.3173 | 118129.605 | 128702.3224 | 139116.7638 | 149363.368 | 159414.0329 | 169268.3426 | 178984.3863 | 188533.9165 | 197913.2928 | 207118.8292 | 216180.6936 | 225218.3809 | 234089.3933 | 242805.278 | 251380.6223 | 259845.381 | 267465.1938
Commercial_Grocery (WA)_New_Food Preparation_Natural Gas_Griddle_E2_Baseline Forecast | Commercial | Grocery (WA) | New | Food Preparation | Natural Gas | Griddle | E2 | ENERGY STAR | Baseline Forecast | 0 | 5308.7669 | 10269.7425 | 15260.6485 | 20243.7964 | 25126.0885 | 29922.6556 | 34618.395 | 39237.2024 | 43781.5522 | 48250.1204 | 52568.5542 | 56822.3401 | 61007.5729 | 65112.774 | 69137.7737 | 73106.2986 | 77006.811 | 80837.8238 | 84597.8316 | 88299.1565 | 91990.6063 | 95613.9775 | 99173.9868 | 102676.5922 | 106134.0289 | 109246.3468
Commercial_Grocery (WA)_New_Food Preparation_Natural Gas_Griddle_E3_Baseline Forecast | Commercial | Grocery (WA) | New | Food Preparation | Natural Gas | Griddle | E3 |  | Baseline Forecast | 0 | 0 | 0 | 0 | 0 | 0 | 0 | 0 | 0 | 0 | 0 | 0 | 0 | 0 | 0 | 0 | 0 | 0 | 0 | 0 | 0 | 0 | 0 | 0 | 0 | 0 | 0
Commercial_Grocery (WA)_New_Food Preparation_Natural Gas_Griddle_E4_Baseline Forecast | Commercial | Grocery (WA) | New | Food Preparation | Natural Gas | Griddle | E4 |  | Baseline Forecast | 0 | 0 | 0 | 0 | 0 | 0 | 0 | 0 | 0 | 0 | 0 | 0 | 0 | 0 | 0 | 0 | 0 | 0 | 0 | 0 | 0 | 0 | 0 | 0 | 0 | 0 | 0
Commercial_Grocery (WA)_New_Food Preparation_Natural Gas_Griddle_E5_Baseline Forecast | Commercial | Grocery (WA) | New | Food Preparation | Natural Gas | Griddle | E5 |  | Baseline Forecast | 0 | 0 | 0 | 0 | 0 | 0 | 0 | 0 | 0 | 0 | 0 | 0 | 0 | 0 | 0 | 0 | 0 | 0 | 0 | 0 | 0 | 0 | 0 | 0 | 0 | 0 | 0
Commercial_Grocery (WA)_New_Food Preparation_Natural Gas_Griddle_E6_Baseline Forecast | Commercial | Grocery (WA) | New | Food Preparation | Natural Gas | Griddle | E6 |  | Baseline Forecast | 0 | 0 | 0 | 0 | 0 | 0 | 0 | 0 | 0 | 0 | 0 | 0 | 0 | 0 | 0 | 0 | 0 | 0 | 0 | 0 | 0 | 0 | 0 | 0 | 0 | 0 | 0
Commercial_Grocery (WA)_New_Food Preparation_Natural Gas_Griddle_E7_Baseline Forecast | Commercial | Grocery (WA) | New | Food Preparation | Natural Gas | Griddle | E7 |  | Baseline Forecast | 0 | 0 | 0 | 0 | 0 | 0 | 0 | 0 | 0 | 0 | 0 | 0 | 0 | 0 | 0 | 0 | 0 | 0 | 0 | 0 | 0 | 0 | 0 | 0 | 0 | 0 | 0
Commercial_Grocery (WA)_New_Food Preparation_Natural Gas_Griddle_E8_Baseline Forecast | Commercial | Grocery (WA) | New | Food Preparation | Natural Gas | Griddle | E8 |  | Baseline Forecast | 0 | 0 | 0 | 0 | 0 | 0 | 0 | 0 | 0 | 0 | 0 | 0 | 0 | 0 | 0 | 0 | 0 | 0 | 0 | 0 | 0 | 0 | 0 | 0 | 0 | 0 | 0
Commercial_Grocery (WA)_New_Food Preparation_Natural Gas_Griddle_E9_Baseline Forecast | Commercial | Grocery (WA) | New | Food Preparation | Natural Gas | Griddle | E9 |  | Baseline Forecast | 0 | 0 | 0 | 0 | 0 | 0 | 0 | 0 | 0 | 0 | 0 | 0 | 0 | 0 | 0 | 0 | 0 | 0 | 0 | 0 | 0 | 0 | 0 | 0 | 0 | 0 | 0
Commercial_Grocery (WA)_New_Food Preparation_Natural Gas_Griddle_E10_Baseline Forecast | Commercial | Grocery (WA) | New | Food Preparation | Natural Gas | Griddle | E10 |  | Baseline Forecast | 0 | 0 | 0 | 0 | 0 | 0 | 0 | 0 | 0 | 0 | 0 | 0 | 0 | 0 | 0 | 0 | 0 | 0 | 0 | 0 | 0 | 0 | 0 | 0 | 0 | 0 | 0
Commercial_Grocery (WA)_New_Food Preparation_Natural Gas_Griddle_Vintage_Baseline Forecast | Commercial | Grocery (WA) | New | Food Preparation | Natural Gas | Griddle | Vintage | Vintage | Baseline Forecast | 0 | 0 | 0 | 0 | 0 | 0 | 0 | 0 | 0 | 0 | 0 | 0 | 0 | 0 | 0 | 0 | 0 | 0 | 0 | 0 | 0 | 0 | 0 | 0 | 0 | 0 | 0
Commercial_Grocery (WA)_New_Food Preparation_Natural Gas_Range_E1_Baseline Forecast | Commercial | Grocery (WA) | New | Food Preparation | Natural Gas | Range | E1 | Standard | Baseline Forecast | 0 | 7505.4981 | 14519.2911 | 21575.3996 | 28620.5397 | 35523.0907 | 42304.4441 | 48943.2481 | 55473.2862 | 61898.0565 | 68215.6874 | 74321.0594 | 80335.0326 | 86252.0858 | 92055.9908 | 97746.5077 | 103357.1808 | 108871.6983 | 114287.9578 | 119603.8309 | 124836.7386 | 130055.6847 | 135178.382 | 140211.4986 | 145163.4579 | 150051.5581 | 154451.7316
Commercial_Grocery (WA)_New_Food Preparation_Natural Gas_Range_E2_Baseline Forecast | Commercial | Grocery (WA) | New | Food Preparation | Natural Gas | Range | E2 | High Efficiency | Baseline Forecast | 0 | 10800.5948 | 20893.614 | 31047.5263 | 41185.6547 | 51118.5939 | 60877.1269 | 70430.5278 | 79827.4118 | 89072.813 | 98164.038 | 106949.8172 | 115604.0713 | 124118.8551 | 132470.816 | 140659.6086 | 148733.5041 | 156669.0292 | 164463.1588 | 172112.8299 | 179643.1116 | 187153.3024 | 194524.9888 | 201767.7662 | 208893.7566 | 215927.8519 | 222259.8089
Commercial_Grocery (WA)_New_Food Preparation_Natural Gas_Range_E3_Baseline Forecast | Commercial | Grocery (WA) | New | Food Preparation | Natural Gas | Range | E3 |  | Baseline Forecast | 0 | 0 | 0 | 0 | 0 | 0 | 0 | 0 | 0 | 0 | 0 | 0 | 0 | 0 | 0 | 0 | 0 | 0 | 0 | 0 | 0 | 0 | 0 | 0 | 0 | 0 | 0
Commercial_Grocery (WA)_New_Food Preparation_Natural Gas_Range_E4_Baseline Forecast | Commercial | Grocery (WA) | New | Food Preparation | Natural Gas | Range | E4 |  | Baseline Forecast | 0 | 0 | 0 | 0 | 0 | 0 | 0 | 0 | 0 | 0 | 0 | 0 | 0 | 0 | 0 | 0 | 0 | 0 | 0 | 0 | 0 | 0 | 0 | 0 | 0 | 0 | 0
Commercial_Grocery (WA)_New_Food Preparation_Natural Gas_Range_E5_Baseline Forecast | Commercial | Grocery (WA) | New | Food Preparation | Natural Gas | Range | E5 |  | Baseline Forecast | 0 | 0 | 0 | 0 | 0 | 0 | 0 | 0 | 0 | 0 | 0 | 0 | 0 | 0 | 0 | 0 | 0 | 0 | 0 | 0 | 0 | 0 | 0 | 0 | 0 | 0 | 0
Commercial_Grocery (WA)_New_Food Preparation_Natural Gas_Range_E6_Baseline Forecast | Commercial | Grocery (WA) | New | Food Preparation | Natural Gas | Range | E6 |  | Baseline Forecast | 0 | 0 | 0 | 0 | 0 | 0 | 0 | 0 | 0 | 0 | 0 | 0 | 0 | 0 | 0 | 0 | 0 | 0 | 0 | 0 | 0 | 0 | 0 | 0 | 0 | 0 | 0
Commercial_Grocery (WA)_New_Food Preparation_Natural Gas_Range_E7_Baseline Forecast | Commercial | Grocery (WA) | New | Food Preparation | Natural Gas | Range | E7 |  | Baseline Forecast | 0 | 0 | 0 | 0 | 0 | 0 | 0 | 0 | 0 | 0 | 0 | 0 | 0 | 0 | 0 | 0 | 0 | 0 | 0 | 0 | 0 | 0 | 0 | 0 | 0 | 0 | 0
Commercial_Grocery (WA)_New_Food Preparation_Natural Gas_Range_E8_Baseline Forecast | Commercial | Grocery (WA) | New | Food Preparation | Natural Gas | Range | E8 |  | Baseline Forecast | 0 | 0 | 0 | 0 | 0 | 0 | 0 | 0 | 0 | 0 | 0 | 0 | 0 | 0 | 0 | 0 | 0 | 0 | 0 | 0 | 0 | 0 | 0 | 0 | 0 | 0 | 0
Commercial_Grocery (WA)_New_Food Preparation_Natural Gas_Range_E9_Baseline Forecast | Commercial | Grocery (WA) | New | Food Preparation | Natural Gas | Range | E9 |  | Baseline Forecast | 0 | 0 | 0 | 0 | 0 | 0 | 0 | 0 | 0 | 0 | 0 | 0 | 0 | 0 | 0 | 0 | 0 | 0 | 0 | 0 | 0 | 0 | 0 | 0 | 0 | 0 | 0
Commercial_Grocery (WA)_New_Food Preparation_Natural Gas_Range_E10_Baseline Forecast | Commercial | Grocery (WA) | New | Food Preparation | Natural Gas | Range | E10 |  | Baseline Forecast | 0 | 0 | 0 | 0 | 0 | 0 | 0 | 0 | 0 | 0 | 0 | 0 | 0 | 0 | 0 | 0 | 0 | 0 | 0 | 0 | 0 | 0 | 0 | 0 | 0 | 0 | 0
Commercial_Grocery (WA)_New_Food Preparation_Natural Gas_Range_Vintage_Baseline Forecast | Commercial | Grocery (WA) | New | Food Preparation | Natural Gas | Range | Vintage | Vintage | Baseline Forecast | 0 | 0 | 0 | 0 | 0 | 0 | 0 | 0 | 0 | 0 | 0 | 0 | 0 | 0 | 0 | 0 | 0 | 0 | 0 | 0 | 0 | 0 | 0 | 0 | 0 | 0 | 0
Commercial_Grocery (WA)_New_Food Preparation_Natural Gas_Steamer_E1_Baseline Forecast | Commercial | Grocery (WA) | New | Food Preparation | Natural Gas | Steamer | E1 | Standard | Baseline Forecast | 0 | 449.774 | 870.0821 | 1292.9261 | 1715.1127 | 2128.7545 | 2535.1335 | 2932.97 | 3324.2887 | 3709.2991 | 4087.889 | 4453.7592 | 4814.1522 | 5168.7371 | 5516.5416 | 5857.5512 | 6193.776 | 6524.2386 | 6848.8131 | 7167.3717 | 7480.9586 | 7793.7089 | 8100.6913 | 8402.3056 | 8699.0564 | 8991.9804 | 9255.6649
Commercial_Grocery (WA)_New_Food Preparation_Natural Gas_Steamer_E2_Baseline Forecast | Commercial | Grocery (WA) | New | Food Preparation | Natural Gas | Steamer | E2 | ENERGY STAR | Baseline Forecast | 0 | 449.774 | 870.0821 | 1292.9261 | 1715.1127 | 2128.7545 | 2535.1335 | 2932.97 | 3324.2887 | 3709.2991 | 4087.889 | 4453.7592 | 4814.1522 | 5168.7371 | 5516.5416 | 5857.5512 | 6193.776 | 6524.2386 | 6848.8131 | 7167.3717 | 7480.9586 | 7793.7089 | 8100.6913 | 8402.3056 | 8699.0564 | 8991.9804 | 9255.6649
Commercial_Grocery (WA)_New_Food Preparation_Natural Gas_Steamer_E3_Baseline Forecast | Commercial | Grocery (WA) | New | Food Preparation | Natural Gas | Steamer | E3 |  | Baseline Forecast | 0 | 0 | 0 | 0 | 0 | 0 | 0 | 0 | 0 | 0 | 0 | 0 | 0 | 0 | 0 | 0 | 0 | 0 | 0 | 0 | 0 | 0 | 0 | 0 | 0 | 0 | 0
Commercial_Grocery (WA)_New_Food Preparation_Natural Gas_Steamer_E4_Baseline Forecast | Commercial | Grocery (WA) | New | Food Preparation | Natural Gas | Steamer | E4 |  | Baseline Forecast | 0 | 0 | 0 | 0 | 0 | 0 | 0 | 0 | 0 | 0 | 0 | 0 | 0 | 0 | 0 | 0 | 0 | 0 | 0 | 0 | 0 | 0 | 0 | 0 | 0 | 0 | 0
Commercial_Grocery (WA)_New_Food Preparation_Natural Gas_Steamer_E5_Baseline Forecast | Commercial | Grocery (WA) | New | Food Preparation | Natural Gas | Steamer | E5 |  | Baseline Forecast | 0 | 0 | 0 | 0 | 0 | 0 | 0 | 0 | 0 | 0 | 0 | 0 | 0 | 0 | 0 | 0 | 0 | 0 | 0 | 0 | 0 | 0 | 0 | 0 | 0 | 0 | 0
Commercial_Grocery (WA)_New_Food Preparation_Natural Gas_Steamer_E6_Baseline Forecast | Commercial | Grocery (WA) | New | Food Preparation | Natural Gas | Steamer | E6 |  | Baseline Forecast | 0 | 0 | 0 | 0 | 0 | 0 | 0 | 0 | 0 | 0 | 0 | 0 | 0 | 0 | 0 | 0 | 0 | 0 | 0 | 0 | 0 | 0 | 0 | 0 | 0 | 0 | 0
Commercial_Grocery (WA)_New_Food Preparation_Natural Gas_Steamer_E7_Baseline Forecast | Commercial | Grocery (WA) | New | Food Preparation | Natural Gas | Steamer | E7 |  | Baseline Forecast | 0 | 0 | 0 | 0 | 0 | 0 | 0 | 0 | 0 | 0 | 0 | 0 | 0 | 0 | 0 | 0 | 0 | 0 | 0 | 0 | 0 | 0 | 0 | 0 | 0 | 0 | 0
Commercial_Grocery (WA)_New_Food Preparation_Natural Gas_Steamer_E8_Baseline Forecast | Commercial | Grocery (WA) | New | Food Preparation | Natural Gas | Steamer | E8 |  | Baseline Forecast | 0 | 0 | 0 | 0 | 0 | 0 | 0 | 0 | 0 | 0 | 0 | 0 | 0 | 0 | 0 | 0 | 0 | 0 | 0 | 0 | 0 | 0 | 0 | 0 | 0 | 0 | 0
Commercial_Grocery (WA)_New_Food Preparation_Natural Gas_Steamer_E9_Baseline Forecast | Commercial | Grocery (WA) | New | Food Preparation | Natural Gas | Steamer | E9 |  | Baseline Forecast | 0 | 0 | 0 | 0 | 0 | 0 | 0 | 0 | 0 | 0 | 0 | 0 | 0 | 0 | 0 | 0 | 0 | 0 | 0 | 0 | 0 | 0 | 0 | 0 | 0 | 0 | 0
Commercial_Grocery (WA)_New_Food Preparation_Natural Gas_Steamer_E10_Baseline Forecast | Commercial | Grocery (WA) | New | Food Preparation | Natural Gas | Steamer | E10 |  | Baseline Forecast | 0 | 0 | 0 | 0 | 0 | 0 | 0 | 0 | 0 | 0 | 0 | 0 | 0 | 0 | 0 | 0 | 0 | 0 | 0 | 0 | 0 | 0 | 0 | 0 | 0 | 0 | 0
Commercial_Grocery (WA)_New_Food Preparation_Natural Gas_Steamer_Vintage_Baseline Forecast | Commercial | Grocery (WA) | New | Food Preparation | Natural Gas | Steamer | Vintage | Vintage | Baseline Forecast | 0 | 0 | 0 | 0 | 0 | 0 | 0 | 0 | 0 | 0 | 0 | 0 | 0 | 0 | 0 | 0 | 0 | 0 | 0 | 0 | 0 | 0 | 0 | 0 | 0 | 0 | 0
Commercial_Grocery (WA)_New_Food Preparation_Natural Gas_Food Prep Other_E1_Baseline Forecast | Commercial | Grocery (WA) | New | Food Preparation | Natural Gas | Food Prep Other | E1 | Standard | Baseline Forecast | 0 | 0 | 0 | 0 | 0 | 0 | 0 | 0 | 0 | 0 | 0 | 0 | 0 | 0 | 0 | 0 | 0 | 0 | 0 | 0 | 0 | 0 | 0 | 0 | 0 | 0 | 0
Commercial_Grocery (WA)_New_Food Preparation_Natural Gas_Food Prep Other_E2_Baseline Forecast | Commercial | Grocery (WA) | New | Food Preparation | Natural Gas | Food Prep Other | E2 | ENERGY STAR | Baseline Forecast | 0 | 0 | 0 | 0 | 0 | 0 | 0 | 0 | 0 | 0 | 0 | 0 | 0 | 0 | 0 | 0 | 0 | 0 | 0 | 0 | 0 | 0 | 0 | 0 | 0 | 0 | 0
Commercial_Grocery (WA)_New_Food Preparation_Natural Gas_Food Prep Other_E3_Baseline Forecast | Commercial | Grocery (WA) | New | Food Preparation | Natural Gas | Food Prep Other | E3 |  | Baseline Forecast | 0 | 0 | 0 | 0 | 0 | 0 | 0 | 0 | 0 | 0 | 0 | 0 | 0 | 0 | 0 | 0 | 0 | 0 | 0 | 0 | 0 | 0 | 0 | 0 | 0 | 0 | 0
Commercial_Grocery (WA)_New_Food Preparation_Natural Gas_Food Prep Other_E4_Baseline Forecast | Commercial | Grocery (WA) | New | Food Preparation | Natural Gas | Food Prep Other | E4 |  | Baseline Forecast | 0 | 0 | 0 | 0 | 0 | 0 | 0 | 0 | 0 | 0 | 0 | 0 | 0 | 0 | 0 | 0 | 0 | 0 | 0 | 0 | 0 | 0 | 0 | 0 | 0 | 0 | 0
Commercial_Grocery (WA)_New_Food Preparation_Natural Gas_Food Prep Other_E5_Baseline Forecast | Commercial | Grocery (WA) | New | Food Preparation | Natural Gas | Food Prep Other | E5 |  | Baseline Forecast | 0 | 0 | 0 | 0 | 0 | 0 | 0 | 0 | 0 | 0 | 0 | 0 | 0 | 0 | 0 | 0 | 0 | 0 | 0 | 0 | 0 | 0 | 0 | 0 | 0 | 0 | 0
Commercial_Grocery (WA)_New_Food Preparation_Natural Gas_Food Prep Other_E6_Baseline Forecast | Commercial | Grocery (WA) | New | Food Preparation | Natural Gas | Food Prep Other | E6 |  | Baseline Forecast | 0 | 0 | 0 | 0 | 0 | 0 | 0 | 0 | 0 | 0 | 0 | 0 | 0 | 0 | 0 | 0 | 0 | 0 | 0 | 0 | 0 | 0 | 0 | 0 | 0 | 0 | 0
Commercial_Grocery (WA)_New_Food Preparation_Natural Gas_Food Prep Other_E7_Baseline Forecast | Commercial | Grocery (WA) | New | Food Preparation | Natural Gas | Food Prep Other | E7 |  | Baseline Forecast | 0 | 0 | 0 | 0 | 0 | 0 | 0 | 0 | 0 | 0 | 0 | 0 | 0 | 0 | 0 | 0 | 0 | 0 | 0 | 0 | 0 | 0 | 0 | 0 | 0 | 0 | 0
Commercial_Grocery (WA)_New_Food Preparation_Natural Gas_Food Prep Other_E8_Baseline Forecast | Commercial | Grocery (WA) | New | Food Preparation | Natural Gas | Food Prep Other | E8 |  | Baseline Forecast | 0 | 0 | 0 | 0 | 0 | 0 | 0 | 0 | 0 | 0 | 0 | 0 | 0 | 0 | 0 | 0 | 0 | 0 | 0 | 0 | 0 | 0 | 0 | 0 | 0 | 0 | 0
Commercial_Grocery (WA)_New_Food Preparation_Natural Gas_Food Prep Other_E9_Baseline Forecast | Commercial | Grocery (WA) | New | Food Preparation | Natural Gas | Food Prep Other | E9 |  | Baseline Forecast | 0 | 0 | 0 | 0 | 0 | 0 | 0 | 0 | 0 | 0 | 0 | 0 | 0 | 0 | 0 | 0 | 0 | 0 | 0 | 0 | 0 | 0 | 0 | 0 | 0 | 0 | 0
Commercial_Grocery (WA)_New_Food Preparation_Natural Gas_Food Prep Other_E10_Baseline Forecast | Commercial | Grocery (WA) | New | Food Preparation | Natural Gas | Food Prep Other | E10 |  | Baseline Forecast | 0 | 0 | 0 | 0 | 0 | 0 | 0 | 0 | 0 | 0 | 0 | 0 | 0 | 0 | 0 | 0 | 0 | 0 | 0 | 0 | 0 | 0 | 0 | 0 | 0 | 0 | 0
Commercial_Grocery (WA)_New_Food Preparation_Natural Gas_Food Prep Other_Vintage_Baseline Forecast | Commercial | Grocery (WA) | New | Food Preparation | Natural Gas | Food Prep Other | Vintage | Vintage | Baseline Forecast | 0 | 0 | 0 | 0 | 0 | 0 | 0 | 0 | 0 | 0 | 0 | 0 | 0 | 0 | 0 | 0 | 0 | 0 | 0 | 0 | 0 | 0 | 0 | 0 | 0 | 0 | 0
Commercial_Grocery (WA)_New_Miscellaneous_Natural Gas_Pool Heater_E1_Baseline Forecast | Commercial | Grocery (WA) | New | Miscellaneous | Natural Gas | Pool Heater | E1 | Standard (EF .82) | Baseline Forecast | 0 | 0 | 0 | 0 | 0 | 0 | 0 | 0 | 0 | 0 | 0 | 0 | 0 | 0 | 0 | 0 | 0 | 0 | 0 | 0 | 0 | 0 | 0 | 0 | 0 | 0 | 0
Commercial_Grocery (WA)_New_Miscellaneous_Natural Gas_Pool Heater_E2_Baseline Forecast | Commercial | Grocery (WA) | New | Miscellaneous | Natural Gas | Pool Heater | E2 | Condensing (EF .90) | Baseline Forecast | 0 | 0 | 0 | 0 | 0 | 0 | 0 | 0 | 0 | 0 | 0 | 0 | 0 | 0 | 0 | 0 | 0 | 0 | 0 | 0 | 0 | 0 | 0 | 0 | 0 | 0 | 0
Commercial_Grocery (WA)_New_Miscellaneous_Natural Gas_Pool Heater_E3_Baseline Forecast | Commercial | Grocery (WA) | New | Miscellaneous | Natural Gas | Pool Heater | E3 |  | Baseline Forecast | 0 | 0 | 0 | 0 | 0 | 0 | 0 | 0 | 0 | 0 | 0 | 0 | 0 | 0 | 0 | 0 | 0 | 0 | 0 | 0 | 0 | 0 | 0 | 0 | 0 | 0 | 0
Commercial_Grocery (WA)_New_Miscellaneous_Natural Gas_Pool Heater_E4_Baseline Forecast | Commercial | Grocery (WA) | New | Miscellaneous | Natural Gas | Pool Heater | E4 |  | Baseline Forecast | 0 | 0 | 0 | 0 | 0 | 0 | 0 | 0 | 0 | 0 | 0 | 0 | 0 | 0 | 0 | 0 | 0 | 0 | 0 | 0 | 0 | 0 | 0 | 0 | 0 | 0 | 0
Commercial_Grocery (WA)_New_Miscellaneous_Natural Gas_Pool Heater_E5_Baseline Forecast | Commercial | Grocery (WA) | New | Miscellaneous | Natural Gas | Pool Heater | E5 |  | Baseline Forecast | 0 | 0 | 0 | 0 | 0 | 0 | 0 | 0 | 0 | 0 | 0 | 0 | 0 | 0 | 0 | 0 | 0 | 0 | 0 | 0 | 0 | 0 | 0 | 0 | 0 | 0 | 0
Commercial_Grocery (WA)_New_Miscellaneous_Natural Gas_Pool Heater_E6_Baseline Forecast | Commercial | Grocery (WA) | New | Miscellaneous | Natural Gas | Pool Heater | E6 |  | Baseline Forecast | 0 | 0 | 0 | 0 | 0 | 0 | 0 | 0 | 0 | 0 | 0 | 0 | 0 | 0 | 0 | 0 | 0 | 0 | 0 | 0 | 0 | 0 | 0 | 0 | 0 | 0 | 0
Commercial_Grocery (WA)_New_Miscellaneous_Natural Gas_Pool Heater_E7_Baseline Forecast | Commercial | Grocery (WA) | New | Miscellaneous | Natural Gas | Pool Heater | E7 |  | Baseline Forecast | 0 | 0 | 0 | 0 | 0 | 0 | 0 | 0 | 0 | 0 | 0 | 0 | 0 | 0 | 0 | 0 | 0 | 0 | 0 | 0 | 0 | 0 | 0 | 0 | 0 | 0 | 0
Commercial_Grocery (WA)_New_Miscellaneous_Natural Gas_Pool Heater_E8_Baseline Forecast | Commercial | Grocery (WA) | New | Miscellaneous | Natural Gas | Pool Heater | E8 |  | Baseline Forecast | 0 | 0 | 0 | 0 | 0 | 0 | 0 | 0 | 0 | 0 | 0 | 0 | 0 | 0 | 0 | 0 | 0 | 0 | 0 | 0 | 0 | 0 | 0 | 0 | 0 | 0 | 0
Commercial_Grocery (WA)_New_Miscellaneous_Natural Gas_Pool Heater_E9_Baseline Forecast | Commercial | Grocery (WA) | New | Miscellaneous | Natural Gas | Pool Heater | E9 |  | Baseline Forecast | 0 | 0 | 0 | 0 | 0 | 0 | 0 | 0 | 0 | 0 | 0 | 0 | 0 | 0 | 0 | 0 | 0 | 0 | 0 | 0 | 0 | 0 | 0 | 0 | 0 | 0 | 0
Commercial_Grocery (WA)_New_Miscellaneous_Natural Gas_Pool Heater_E10_Baseline Forecast | Commercial | Grocery (WA) | New | Miscellaneous | Natural Gas | Pool Heater | E10 |  | Baseline Forecast | 0 | 0 | 0 | 0 | 0 | 0 | 0 | 0 | 0 | 0 | 0 | 0 | 0 | 0 | 0 | 0 | 0 | 0 | 0 | 0 | 0 | 0 | 0 | 0 | 0 | 0 | 0
Commercial_Grocery (WA)_New_Miscellaneous_Natural Gas_Pool Heater_Vintage_Baseline Forecast | Commercial | Grocery (WA) | New | Miscellaneous | Natural Gas | Pool Heater | Vintage | Vintage | Baseline Forecast | 0 | 0 | 0 | 0 | 0 | 0 | 0 | 0 | 0 | 0 | 0 | 0 | 0 | 0 | 0 | 0 | 0 | 0 | 0 | 0 | 0 | 0 | 0 | 0 | 0 | 0 | 0
Commercial_Grocery (WA)_New_Miscellaneous_Natural Gas_Miscellaneous_E1_Baseline Forecast | Commercial | Grocery (WA) | New | Miscellaneous | Natural Gas | Miscellaneous | E1 | Standard | Baseline Forecast | 0 | 63910.7451 | 123634.5284 | 183718.636 | 243709.3455 | 302485.8812 | 360230.397 | 416761.0774 | 472365.5946 | 527073.7373 | 580869.5675 | 632857.9726 | 684068.0998 | 734452.934 | 783874.2906 | 832330.1255 | 880106.0757 | 927063.2416 | 973183.7232 | 1018449.3948 | 1063008.5997 | 1107448.9202 | 1151069.6629 | 1193927.6086 | 1236094.4857 | 1277717.5891 | 1315185.9046
Commercial_Grocery (WA)_New_Miscellaneous_Natural Gas_Miscellaneous_E2_Baseline Forecast | Commercial | Grocery (WA) | New | Miscellaneous | Natural Gas | Miscellaneous | E2 |  | Baseline Forecast | 0 | 0 | 0 | 0 | 0 | 0 | 0 | 0 | 0 | 0 | 0 | 0 | 0 | 0 | 0 | 0 | 0 | 0 | 0 | 0 | 0 | 0 | 0 | 0 | 0 | 0 | 0
Commercial_Grocery (WA)_New_Miscellaneous_Natural Gas_Miscellaneous_E3_Baseline Forecast | Commercial | Grocery (WA) | New | Miscellaneous | Natural Gas | Miscellaneous | E3 |  | Baseline Forecast | 0 | 0 | 0 | 0 | 0 | 0 | 0 | 0 | 0 | 0 | 0 | 0 | 0 | 0 | 0 | 0 | 0 | 0 | 0 | 0 | 0 | 0 | 0 | 0 | 0 | 0 | 0
Commercial_Grocery (WA)_New_Miscellaneous_Natural Gas_Miscellaneous_E4_Baseline Forecast | Commercial | Grocery (WA) | New | Miscellaneous | Natural Gas | Miscellaneous | E4 |  | Baseline Forecast | 0 | 0 | 0 | 0 | 0 | 0 | 0 | 0 | 0 | 0 | 0 | 0 | 0 | 0 | 0 | 0 | 0 | 0 | 0 | 0 | 0 | 0 | 0 | 0 | 0 | 0 | 0
Commercial_Grocery (WA)_New_Miscellaneous_Natural Gas_Miscellaneous_E5_Baseline Forecast | Commercial | Grocery (WA) | New | Miscellaneous | Natural Gas | Miscellaneous | E5 |  | Baseline Forecast | 0 | 0 | 0 | 0 | 0 | 0 | 0 | 0 | 0 | 0 | 0 | 0 | 0 | 0 | 0 | 0 | 0 | 0 | 0 | 0 | 0 | 0 | 0 | 0 | 0 | 0 | 0
Commercial_Grocery (WA)_New_Miscellaneous_Natural Gas_Miscellaneous_E6_Baseline Forecast | Commercial | Grocery (WA) | New | Miscellaneous | Natural Gas | Miscellaneous | E6 |  | Baseline Forecast | 0 | 0 | 0 | 0 | 0 | 0 | 0 | 0 | 0 | 0 | 0 | 0 | 0 | 0 | 0 | 0 | 0 | 0 | 0 | 0 | 0 | 0 | 0 | 0 | 0 | 0 | 0
Commercial_Grocery (WA)_New_Miscellaneous_Natural Gas_Miscellaneous_E7_Baseline Forecast | Commercial | Grocery (WA) | New | Miscellaneous | Natural Gas | Miscellaneous | E7 |  | Baseline Forecast | 0 | 0 | 0 | 0 | 0 | 0 | 0 | 0 | 0 | 0 | 0 | 0 | 0 | 0 | 0 | 0 | 0 | 0 | 0 | 0 | 0 | 0 | 0 | 0 | 0 | 0 | 0
Commercial_Grocery (WA)_New_Miscellaneous_Natural Gas_Miscellaneous_E8_Baseline Forecast | Commercial | Grocery (WA) | New | Miscellaneous | Natural Gas | Miscellaneous | E8 |  | Baseline Forecast | 0 | 0 | 0 | 0 | 0 | 0 | 0 | 0 | 0 | 0 | 0 | 0 | 0 | 0 | 0 | 0 | 0 | 0 | 0 | 0 | 0 | 0 | 0 | 0 | 0 | 0 | 0
Commercial_Grocery (WA)_New_Miscellaneous_Natural Gas_Miscellaneous_E9_Baseline Forecast | Commercial | Grocery (WA) | New | Miscellaneous | Natural Gas | Miscellaneous | E9 |  | Baseline Forecast | 0 | 0 | 0 | 0 | 0 | 0 | 0 | 0 | 0 | 0 | 0 | 0 | 0 | 0 | 0 | 0 | 0 | 0 | 0 | 0 | 0 | 0 | 0 | 0 | 0 | 0 | 0
Commercial_Grocery (WA)_New_Miscellaneous_Natural Gas_Miscellaneous_E10_Baseline Forecast | Commercial | Grocery (WA) | New | Miscellaneous | Natural Gas | Miscellaneous | E10 |  | Baseline Forecast | 0 | 0 | 0 | 0 | 0 | 0 | 0 | 0 | 0 | 0 | 0 | 0 | 0 | 0 | 0 | 0 | 0 | 0 | 0 | 0 | 0 | 0 | 0 | 0 | 0 | 0 | 0
Commercial_Grocery (WA)_New_Miscellaneous_Natural Gas_Miscellaneous_Vintage_Baseline Forecast | Commercial | Grocery (WA) | New | Miscellaneous | Natural Gas | Miscellaneous | Vintage | Vintage | Baseline Forecast | 0 | 0 | 0 | 0 | 0 | 0 | 0 | 0 | 0 | 0 | 0 | 0 | 0 | 0 | 0 | 0 | 0 | 0 | 0 | 0 | 0 | 0 | 0 | 0 | 0 | 0 | 0
Commercial_School (WA)_Existing_Space Heating_Natural Gas_Furnace_E1_Baseline Forecast | Commercial | School (WA) | Existing | Space Heating | Natural Gas | Furnace | E1 | AFUE 80% (Standard) | Baseline Forecast | 0 | 74350.3346 | 148485.6062 | 222121.6881 | 295013.5818 | 366951.0025 | 437754.4427 | 507271.6641 | 575374.5705 | 641956.4218 | 706929.3514 | 770222.1544 | 824183.1971 | 869861.0964 | 908190.9708 | 940006.65 | 966051.5718 | 986988.5085 | 1003408.2476 | 1015837.3402 | 1024745.0161 | 1030549.3558 | 1033622.7994 | 1034297.0633 | 1032867.5285 | 1029597.1566 | 1024719.9857
Commercial_School (WA)_Existing_Space Heating_Natural Gas_Furnace_E2_Baseline Forecast | Commercial | School (WA) | Existing | Space Heating | Natural Gas | Furnace | E2 | AFUE 90% | Baseline Forecast | 0 | 0 | 0 | 0 | 0 | 0 | 0 | 0 | 0 | 0 | 0 | 0 | 0 | 0 | 0 | 0 | 0 | 0 | 0 | 0 | 0 | 0 | 0 | 0 | 0 | 0 | 0
Commercial_School (WA)_Existing_Space Heating_Natural Gas_Furnace_E3_Baseline Forecast | Commercial | School (WA) | Existing | Space Heating | Natural Gas | Furnace | E3 | AFUE 96% | Baseline Forecast | 0 | 0 | 0 | 0 | 0 | 0 | 0 | 0 | 0 | 0 | 0 | 0 | 0 | 0 | 0 | 0 | 0 | 0 | 0 | 0 | 0 | 0 | 0 | 0 | 0 | 0 | 0
Commercial_School (WA)_Existing_Space Heating_Natural Gas_Furnace_E4_Baseline Forecast | Commercial | School (WA) | Existing | Space Heating | Natural Gas | Furnace | E4 |  | Baseline Forecast | 0 | 0 | 0 | 0 | 0 | 0 | 0 | 0 | 0 | 0 | 0 | 0 | 0 | 0 | 0 | 0 | 0 | 0 | 0 | 0 | 0 | 0 | 0 | 0 | 0 | 0 | 0
Commercial_School (WA)_Existing_Space Heating_Natural Gas_Furnace_E5_Baseline Forecast | Commercial | School (WA) | Existing | Space Heating | Natural Gas | Furnace | E5 |  | Baseline Forecast | 0 | 0 | 0 | 0 | 0 | 0 | 0 | 0 | 0 | 0 | 0 | 0 | 0 | 0 | 0 | 0 | 0 | 0 | 0 | 0 | 0 | 0 | 0 | 0 | 0 | 0 | 0
Commercial_School (WA)_Existing_Space Heating_Natural Gas_Furnace_E6_Baseline Forecast | Commercial | School (WA) | Existing | Space Heating | Natural Gas | Furnace | E6 |  | Baseline Forecast | 0 | 0 | 0 | 0 | 0 | 0 | 0 | 0 | 0 | 0 | 0 | 0 | 0 | 0 | 0 | 0 | 0 | 0 | 0 | 0 | 0 | 0 | 0 | 0 | 0 | 0 | 0
Commercial_School (WA)_Existing_Space Heating_Natural Gas_Furnace_E7_Baseline Forecast | Commercial | School (WA) | Existing | Space Heating | Natural Gas | Furnace | E7 |  | Baseline Forecast | 0 | 0 | 0 | 0 | 0 | 0 | 0 | 0 | 0 | 0 | 0 | 0 | 0 | 0 | 0 | 0 | 0 | 0 | 0 | 0 | 0 | 0 | 0 | 0 | 0 | 0 | 0
Commercial_School (WA)_Existing_Space Heating_Natural Gas_Furnace_E8_Baseline Forecast | Commercial | School (WA) | Existing | Space Heating | Natural Gas | Furnace | E8 |  | Baseline Forecast | 0 | 0 | 0 | 0 | 0 | 0 | 0 | 0 | 0 | 0 | 0 | 0 | 0 | 0 | 0 | 0 | 0 | 0 | 0 | 0 | 0 | 0 | 0 | 0 | 0 | 0 | 0
Commercial_School (WA)_Existing_Space Heating_Natural Gas_Furnace_E9_Baseline Forecast | Commercial | School (WA) | Existing | Space Heating | Natural Gas | Furnace | E9 |  | Baseline Forecast | 0 | 0 | 0 | 0 | 0 | 0 | 0 | 0 | 0 | 0 | 0 | 0 | 0 | 0 | 0 | 0 | 0 | 0 | 0 | 0 | 0 | 0 | 0 | 0 | 0 | 0 | 0
Commercial_School (WA)_Existing_Space Heating_Natural Gas_Furnace_E10_Baseline Forecast | Commercial | School (WA) | Existing | Space Heating | Natural Gas | Furnace | E10 |  | Baseline Forecast | 0 | 0 | 0 | 0 | 0 | 0 | 0 | 0 | 0 | 0 | 0 | 0 | 0 | 0 | 0 | 0 | 0 | 0 | 0 | 0 | 0 | 0 | 0 | 0 | 0 | 0 | 0
Commercial_School (WA)_Existing_Space Heating_Natural Gas_Furnace_Vintage_Baseline Forecast | Commercial | School (WA) | Existing | Space Heating | Natural Gas | Furnace | Vintage | Vintage | Baseline Forecast | 1874248.0178 | 1765820.4465 | 1658227.5243 | 1551742.1129 | 1446598.15 | 1342995.0615 | 1241101.6928 | 1141059.8144 | 1042987.2448 | 946980.6332 | 853117.939 | 761460.6398 | 679650.819 | 606630.483 | 541455.3072 | 483282.4229 | 431359.518 | 385015.107 | 343649.8475 | 306728.7895 | 273774.4568 | 244360.6722 | 218107.0462 | 194674.0578 | 173758.6632 | 155090.377 | 138427.7745
Commercial_School (WA)_Existing_Space Heating_Natural Gas_Boiler_E1_Baseline Forecast | Commercial | School (WA) | Existing | Space Heating | Natural Gas | Boiler | E1 | AFUE 80% (Standard) | Baseline Forecast | 0 | 44165.4804 | 90791.3899 | 140855.6108 | 192048.0975 | 244663.9181 | 299524.9441 | 354043.5801 | 408861.7252 | 462614.8826 | 517627.9581 | 572191.2602 | 624896.6296 | 678554.9955 | 731276.3764 | 781579.1316 | 830763.0649 | 877280.5986 | 926016.1737 | 971877.1844 | 1014482.1355 | 1059100.3175 | 1100788.7446 | 1141043.9648 | 1179857.8086 | 1217227.8739 | 1253156.7819
Commercial_School (WA)_Existing_Space Heating_Natural Gas_Boiler_E2_Baseline Forecast | Commercial | School (WA) | Existing | Space Heating | Natural Gas | Boiler | E2 | AFUE 85% | Baseline Forecast | 0 | 0 | 0 | 0 | 0 | 0 | 0 | 0 | 0 | 0 | 0 | 0 | 0 | 0 | 0 | 0 | 0 | 0 | 0 | 0 | 0 | 0 | 0 | 0 | 0 | 0 | 0
Commercial_School (WA)_Existing_Space Heating_Natural Gas_Boiler_E3_Baseline Forecast | Commercial | School (WA) | Existing | Space Heating | Natural Gas | Boiler | E3 | AFUE 97% | Baseline Forecast | 0 | 23781.4125 | 49909.2174 | 76426.3843 | 104781.8321 | 133924.394 | 162369.5376 | 192125.2973 | 222044.0925 | 253050.3948 | 282437.5961 | 311585.4704 | 341618.2136 | 369481.6901 | 396858.7982 | 425056.0902 | 452626.9873 | 480997.3272 | 505183.0427 | 530196.6247 | 556356.6475 | 578346.0308 | 601073.2647 | 623018.9659 | 644178.6744 | 664551.076 | 684137.5967
Commercial_School (WA)_Existing_Space Heating_Natural Gas_Boiler_E4_Baseline Forecast | Commercial | School (WA) | Existing | Space Heating | Natural Gas | Boiler | E4 | Convert to NG Air Source Heat Pump | Baseline Forecast | 0 | 0 | 0 | 0 | 0 | 0 | 0 | 0 | 0 | 0 | 0 | 0 | 0 | 0 | 0 | 0 | 0 | 0 | 0 | 0 | 0 | 0 | 0 | 0 | 0 | 0 | 0
Commercial_School (WA)_Existing_Space Heating_Natural Gas_Boiler_E5_Baseline Forecast | Commercial | School (WA) | Existing | Space Heating | Natural Gas | Boiler | E5 |  | Baseline Forecast | 0 | 0 | 0 | 0 | 0 | 0 | 0 | 0 | 0 | 0 | 0 | 0 | 0 | 0 | 0 | 0 | 0 | 0 | 0 | 0 | 0 | 0 | 0 | 0 | 0 | 0 | 0
Commercial_School (WA)_Existing_Space Heating_Natural Gas_Boiler_E6_Baseline Forecast | Commercial | School (WA) | Existing | Space Heating | Natural Gas | Boiler | E6 |  | Baseline Forecast | 0 | 0 | 0 | 0 | 0 | 0 | 0 | 0 | 0 | 0 | 0 | 0 | 0 | 0 | 0 | 0 | 0 | 0 | 0 | 0 | 0 | 0 | 0 | 0 | 0 | 0 | 0
Commercial_School (WA)_Existing_Space Heating_Natural Gas_Boiler_E7_Baseline Forecast | Commercial | School (WA) | Existing | Space Heating | Natural Gas | Boiler | E7 |  | Baseline Forecast | 0 | 0 | 0 | 0 | 0 | 0 | 0 | 0 | 0 | 0 | 0 | 0 | 0 | 0 | 0 | 0 | 0 | 0 | 0 | 0 | 0 | 0 | 0 | 0 | 0 | 0 | 0
Commercial_School (WA)_Existing_Space Heating_Natural Gas_Boiler_E8_Baseline Forecast | Commercial | School (WA) | Existing | Space Heating | Natural Gas | Boiler | E8 |  | Baseline Forecast | 0 | 0 | 0 | 0 | 0 | 0 | 0 | 0 | 0 | 0 | 0 | 0 | 0 | 0 | 0 | 0 | 0 | 0 | 0 | 0 | 0 | 0 | 0 | 0 | 0 | 0 | 0
Commercial_School (WA)_Existing_Space Heating_Natural Gas_Boiler_E9_Baseline Forecast | Commercial | School (WA) | Existing | Space Heating | Natural Gas | Boiler | E9 |  | Baseline Forecast | 0 | 0 | 0 | 0 | 0 | 0 | 0 | 0 | 0 | 0 | 0 | 0 | 0 | 0 | 0 | 0 | 0 | 0 | 0 | 0 | 0 | 0 | 0 | 0 | 0 | 0 | 0
Commercial_School (WA)_Existing_Space Heating_Natural Gas_Boiler_E10_Baseline Forecast | Commercial | School (WA) | Existing | Space Heating | Natural Gas | Boiler | E10 |  | Baseline Forecast | 0 | 0 | 0 | 0 | 0 | 0 | 0 | 0 | 0 | 0 | 0 | 0 | 0 | 0 | 0 | 0 | 0 | 0 | 0 | 0 | 0 | 0 | 0 | 0 | 0 | 0 | 0
Commercial_School (WA)_Existing_Space Heating_Natural Gas_Boiler_Vintage_Baseline Forecast | Commercial | School (WA) | Existing | Space Heating | Natural Gas | Boiler | Vintage | Vintage | Baseline Forecast | 4567541.1326 | 4416548.0373 | 4262258.0515 | 4105622.8699 | 3947476.6651 | 3788549.0718 | 3629476.7679 | 3470813.804 | 3313040.8149 | 3156573.2347 | 3001768.6213 | 2848933.1872 | 2698327.6215 | 2550172.2798 | 2404651.8095 | 2261919.2718 | 2122099.8143 | 1985293.9431 | 1851580.4366 | 1721018.9412 | 1593652.2809 | 1469508.5145 | 1348602.765 | 1230938.8477 | 1116510.7177 | 1005303.7562 | 897295.9146
Commercial_School (WA)_Existing_Space Heating_Natural Gas_Unit Heater_E1_Baseline Forecast | Commercial | School (WA) | Existing | Space Heating | Natural Gas | Unit Heater | E1 | Standard | Baseline Forecast | 0 | 258.3599 | 991.5894 | 2379.3573 | 4568.9457 | 7679.2121 | 11804.1101 | 17015.8179 | 23367.5166 | 30895.8571 | 39404.117 | 48718.6517 | 58686.3672 | 69172.466 | 80058.4361 | 91240.2569 | 102626.7995 | 112404.7361 | 120753.8968 | 127834.6639 | 133790.0633 | 138747.6318 | 142821.0833 | 146111.7964 | 148710.1413 | 150696.6651 | 152143.1489
Commercial_School (WA)_Existing_Space Heating_Natural Gas_Unit Heater_E2_Baseline Forecast | Commercial | School (WA) | Existing | Space Heating | Natural Gas | Unit Heater | E2 | Condensing | Baseline Forecast | 0 | 0 | 0 | 0 | 0 | 0 | 0 | 0 | 0 | 0 | 0 | 0 | 0 | 0 | 0 | 0 | 0 | 0 | 0 | 0 | 0 | 0 | 0 | 0 | 0 | 0 | 0
Commercial_School (WA)_Existing_Space Heating_Natural Gas_Unit Heater_E3_Baseline Forecast | Commercial | School (WA) | Existing | Space Heating | Natural Gas | Unit Heater | E3 | Infrared Radiant | Baseline Forecast | 0 | 0 | 0 | 0 | 0 | 0 | 0 | 0 | 0 | 0 | 0 | 0 | 0 | 0 | 0 | 0 | 0 | 0 | 0 | 0 | 0 | 0 | 0 | 0 | 0 | 0 | 0
Commercial_School (WA)_Existing_Space Heating_Natural Gas_Unit Heater_E4_Baseline Forecast | Commercial | School (WA) | Existing | Space Heating | Natural Gas | Unit Heater | E4 |  | Baseline Forecast | 0 | 0 | 0 | 0 | 0 | 0 | 0 | 0 | 0 | 0 | 0 | 0 | 0 | 0 | 0 | 0 | 0 | 0 | 0 | 0 | 0 | 0 | 0 | 0 | 0 | 0 | 0
Commercial_School (WA)_Existing_Space Heating_Natural Gas_Unit Heater_E5_Baseline Forecast | Commercial | School (WA) | Existing | Space Heating | Natural Gas | Unit Heater | E5 |  | Baseline Forecast | 0 | 0 | 0 | 0 | 0 | 0 | 0 | 0 | 0 | 0 | 0 | 0 | 0 | 0 | 0 | 0 | 0 | 0 | 0 | 0 | 0 | 0 | 0 | 0 | 0 | 0 | 0
Commercial_School (WA)_Existing_Space Heating_Natural Gas_Unit Heater_E6_Baseline Forecast | Commercial | School (WA) | Existing | Space Heating | Natural Gas | Unit Heater | E6 |  | Baseline Forecast | 0 | 0 | 0 | 0 | 0 | 0 | 0 | 0 | 0 | 0 | 0 | 0 | 0 | 0 | 0 | 0 | 0 | 0 | 0 | 0 | 0 | 0 | 0 | 0 | 0 | 0 | 0
Commercial_School (WA)_Existing_Space Heating_Natural Gas_Unit Heater_E7_Baseline Forecast | Commercial | School (WA) | Existing | Space Heating | Natural Gas | Unit Heater | E7 |  | Baseline Forecast | 0 | 0 | 0 | 0 | 0 | 0 | 0 | 0 | 0 | 0 | 0 | 0 | 0 | 0 | 0 | 0 | 0 | 0 | 0 | 0 | 0 | 0 | 0 | 0 | 0 | 0 | 0
Commercial_School (WA)_Existing_Space Heating_Natural Gas_Unit Heater_E8_Baseline Forecast | Commercial | School (WA) | Existing | Space Heating | Natural Gas | Unit Heater | E8 |  | Baseline Forecast | 0 | 0 | 0 | 0 | 0 | 0 | 0 | 0 | 0 | 0 | 0 | 0 | 0 | 0 | 0 | 0 | 0 | 0 | 0 | 0 | 0 | 0 | 0 | 0 | 0 | 0 | 0
Commercial_School (WA)_Existing_Space Heating_Natural Gas_Unit Heater_E9_Baseline Forecast | Commercial | School (WA) | Existing | Space Heating | Natural Gas | Unit Heater | E9 |  | Baseline Forecast | 0 | 0 | 0 | 0 | 0 | 0 | 0 | 0 | 0 | 0 | 0 | 0 | 0 | 0 | 0 | 0 | 0 | 0 | 0 | 0 | 0 | 0 | 0 | 0 | 0 | 0 | 0
Commercial_School (WA)_Existing_Space Heating_Natural Gas_Unit Heater_E10_Baseline Forecast | Commercial | School (WA) | Existing | Space Heating | Natural Gas | Unit Heater | E10 |  | Baseline Forecast | 0 | 0 | 0 | 0 | 0 | 0 | 0 | 0 | 0 | 0 | 0 | 0 | 0 | 0 | 0 | 0 | 0 | 0 | 0 | 0 | 0 | 0 | 0 | 0 | 0 | 0 | 0
Commercial_School (WA)_Existing_Space Heating_Natural Gas_Unit Heater_Vintage_Baseline Forecast | Commercial | School (WA) | Existing | Space Heating | Natural Gas | Unit Heater | Vintage | Vintage | Baseline Forecast | 312615.4402 | 306673.1632 | 300359.3605 | 293492.4845 | 285923.408 | 277531.4625 | 268220.9158 | 257917.8439 | 246567.3513 | 234131.1042 | 220804.1723 | 206758.5778 | 192145.8217 | 177099.1376 | 161735.5021 | 146157.4278 | 130454.5637 | 116438.7841 | 103928.8321 | 92762.9245 | 82796.6599 | 73901.151 | 65961.3579 | 58874.6004 | 52549.2301 | 46903.4451 | 41864.232
Commercial_School (WA)_Existing_Water Heating_Natural Gas_Water Heater_E1_Baseline Forecast | Commercial | School (WA) | Existing | Water Heating | Natural Gas | Water Heater | E1 | TE 0.80 | Baseline Forecast | 0 | 77999.4561 | 161516.8902 | 249428.2919 | 340745.133 | 434599.452 | 530230.5492 | 626973.1191 | 724246.6657 | 821546.0632 | 918433.1379 | 1014529.1615 | 1096759.5343 | 1166678.3412 | 1225671.5288 | 1274974.9909 | 1315690.7109 | 1348801.1691 | 1375182.2024 | 1395614.4816 | 1410793.7549 | 1421339.9913 | 1427805.5406 | 1430682.4169 | 1430408.7987 | 1427374.8309 | 1421927.8027
Commercial_School (WA)_Existing_Water Heating_Natural Gas_Water Heater_E2_Baseline Forecast | Commercial | School (WA) | Existing | Water Heating | Natural Gas | Water Heater | E2 | TE 0.90 | Baseline Forecast | 0 | 0 | 0 | 0 | 0 | 0 | 0 | 0 | 0 | 0 | 0 | 0 | 0 | 0 | 0 | 0 | 0 | 0 | 0 | 0 | 0 | 0 | 0 | 0 | 0 | 0 | 0
Commercial_School (WA)_Existing_Water Heating_Natural Gas_Water Heater_E3_Baseline Forecast | Commercial | School (WA) | Existing | Water Heating | Natural Gas | Water Heater | E3 | TE 0.94 | Baseline Forecast | 0 | 87956.8334 | 182136.0676 | 281270.2015 | 384244.5117 | 490080.2332 | 597919.5555 | 707012.2406 | 816703.6868 | 926424.2841 | 1035679.9215 | 1144043.5226 | 1236771.3898 | 1315616.0018 | 1382140.2347 | 1437737.7557 | 1483651.2271 | 1520988.5523 | 1550737.3772 | 1573778.0324 | 1590895.0853 | 1602787.6498 | 1610078.5884 | 1613322.7254 | 1613014.1773 | 1609592.8945 | 1603450.5009
Commercial_School (WA)_Existing_Water Heating_Natural Gas_Water Heater_E4_Baseline Forecast | Commercial | School (WA) | Existing | Water Heating | Natural Gas | Water Heater | E4 | Instantaneous TE 0.94 | Baseline Forecast | 0 | 0 | 0 | 0 | 0 | 0 | 0 | 0 | 0 | 0 | 0 | 0 | 0 | 0 | 0 | 0 | 0 | 0 | 0 | 0 | 0 | 0 | 0 | 0 | 0 | 0 | 0
Commercial_School (WA)_Existing_Water Heating_Natural Gas_Water Heater_E5_Baseline Forecast | Commercial | School (WA) | Existing | Water Heating | Natural Gas | Water Heater | E5 | Gas-Fired Absorption HPWH | Baseline Forecast | 0 | 0 | 0 | 0 | 0 | 0 | 0 | 0 | 0 | 0 | 0 | 0 | 0 | 0 | 0 | 0 | 0 | 0 | 0 | 0 | 0 | 0 | 0 | 0 | 0 | 0 | 0
Commercial_School (WA)_Existing_Water Heating_Natural Gas_Water Heater_E6_Baseline Forecast | Commercial | School (WA) | Existing | Water Heating | Natural Gas | Water Heater | E6 |  | Baseline Forecast | 0 | 0 | 0 | 0 | 0 | 0 | 0 | 0 | 0 | 0 | 0 | 0 | 0 | 0 | 0 | 0 | 0 | 0 | 0 | 0 | 0 | 0 | 0 | 0 | 0 | 0 | 0
Commercial_School (WA)_Existing_Water Heating_Natural Gas_Water Heater_E7_Baseline Forecast | Commercial | School (WA) | Existing | Water Heating | Natural Gas | Water Heater | E7 |  | Baseline Forecast | 0 | 0 | 0 | 0 | 0 | 0 | 0 | 0 | 0 | 0 | 0 | 0 | 0 | 0 | 0 | 0 | 0 | 0 | 0 | 0 | 0 | 0 | 0 | 0 | 0 | 0 | 0
Commercial_School (WA)_Existing_Water Heating_Natural Gas_Water Heater_E8_Baseline Forecast | Commercial | School (WA) | Existing | Water Heating | Natural Gas | Water Heater | E8 |  | Baseline Forecast | 0 | 0 | 0 | 0 | 0 | 0 | 0 | 0 | 0 | 0 | 0 | 0 | 0 | 0 | 0 | 0 | 0 | 0 | 0 | 0 | 0 | 0 | 0 | 0 | 0 | 0 | 0
Commercial_School (WA)_Existing_Water Heating_Natural Gas_Water Heater_E9_Baseline Forecast | Commercial | School (WA) | Existing | Water Heating | Natural Gas | Water Heater | E9 |  | Baseline Forecast | 0 | 0 | 0 | 0 | 0 | 0 | 0 | 0 | 0 | 0 | 0 | 0 | 0 | 0 | 0 | 0 | 0 | 0 | 0 | 0 | 0 | 0 | 0 | 0 | 0 | 0 | 0
Commercial_School (WA)_Existing_Water Heating_Natural Gas_Water Heater_E10_Baseline Forecast | Commercial | School (WA) | Existing | Water Heating | Natural Gas | Water Heater | E10 |  | Baseline Forecast | 0 | 0 | 0 | 0 | 0 | 0 | 0 | 0 | 0 | 0 | 0 | 0 | 0 | 0 | 0 | 0 | 0 | 0 | 0 | 0 | 0 | 0 | 0 | 0 | 0 | 0 | 0
Commercial_School (WA)_Existing_Water Heating_Natural Gas_Water Heater_Vintage_Baseline Forecast | Commercial | School (WA) | Existing | Water Heating | Natural Gas | Water Heater | Vintage | Vintage | Baseline Forecast | 5577975.2858 | 5310601.2638 | 5033330.8218 | 4748521.9448 | 4458244.9674 | 4164314.2975 | 3868316.7146 | 3571636.6084 | 3275478.4889 | 2980887.0606 | 2688765.123 | 2399889.5313 | 2142050.1601 | 1911912.5396 | 1706500.4486 | 1523157.4252 | 1359512.4126 | 1213449.0955 | 1083078.5315 | 966714.7224 | 862852.81 | 770149.6156 | 687406.2684 | 613552.7024 | 547633.817 | 488797.1259 | 436281.7322
Commercial_School (WA)_Existing_Food Preparation_Natural Gas_Oven_E1_Baseline Forecast | Commercial | School (WA) | Existing | Food Preparation | Natural Gas | Oven | E1 | Standard | Baseline Forecast | 0 | 9862.1456 | 22270.5179 | 36506.0442 | 52008.6677 | 68343.1161 | 85172.017 | 102234.7834 | 119331.0328 | 136307.5648 | 148867.7051 | 157973.0461 | 164378.6189 | 168677.2147 | 171334.1976 | 172714.8475 | 173105.8376 | 172732.103 | 171770.0908 | 170358.1671 | 168604.7913 | 166594.9362 | 164395.1311 | 162057.4228 | 159622.486 | 157122.0676 | 154580.9051
Commercial_School (WA)_Existing_Food Preparation_Natural Gas_Oven_E2_Baseline Forecast | Commercial | School (WA) | Existing | Food Preparation | Natural Gas | Oven | E2 | ENERGY STAR (>42% Baking Efficiency) | Baseline Forecast | 0 | 14191.8681 | 32047.8184 | 52533.0879 | 74841.7413 | 98347.411 | 122564.6098 | 147118.3469 | 171720.2667 | 196149.9103 | 214224.2586 | 227327.0664 | 236544.8418 | 242730.626 | 246554.0892 | 248540.8782 | 249103.5224 | 248565.7092 | 247181.3502 | 245149.5576 | 242626.407 | 239734.1764 | 236568.6033 | 233204.584 | 229700.6506 | 226102.4875 | 222445.6928
Commercial_School (WA)_Existing_Food Preparation_Natural Gas_Oven_E3_Baseline Forecast | Commercial | School (WA) | Existing | Food Preparation | Natural Gas | Oven | E3 |  | Baseline Forecast | 0 | 0 | 0 | 0 | 0 | 0 | 0 | 0 | 0 | 0 | 0 | 0 | 0 | 0 | 0 | 0 | 0 | 0 | 0 | 0 | 0 | 0 | 0 | 0 | 0 | 0 | 0
Commercial_School (WA)_Existing_Food Preparation_Natural Gas_Oven_E4_Baseline Forecast | Commercial | School (WA) | Existing | Food Preparation | Natural Gas | Oven | E4 |  | Baseline Forecast | 0 | 0 | 0 | 0 | 0 | 0 | 0 | 0 | 0 | 0 | 0 | 0 | 0 | 0 | 0 | 0 | 0 | 0 | 0 | 0 | 0 | 0 | 0 | 0 | 0 | 0 | 0
Commercial_School (WA)_Existing_Food Preparation_Natural Gas_Oven_E5_Baseline Forecast | Commercial | School (WA) | Existing | Food Preparation | Natural Gas | Oven | E5 |  | Baseline Forecast | 0 | 0 | 0 | 0 | 0 | 0 | 0 | 0 | 0 | 0 | 0 | 0 | 0 | 0 | 0 | 0 | 0 | 0 | 0 | 0 | 0 | 0 | 0 | 0 | 0 | 0 | 0
Commercial_School (WA)_Existing_Food Preparation_Natural Gas_Oven_E6_Baseline Forecast | Commercial | School (WA) | Existing | Food Preparation | Natural Gas | Oven | E6 |  | Baseline Forecast | 0 | 0 | 0 | 0 | 0 | 0 | 0 | 0 | 0 | 0 | 0 | 0 | 0 | 0 | 0 | 0 | 0 | 0 | 0 | 0 | 0 | 0 | 0 | 0 | 0 | 0 | 0
Commercial_School (WA)_Existing_Food Preparation_Natural Gas_Oven_E7_Baseline Forecast | Commercial | School (WA) | Existing | Food Preparation | Natural Gas | Oven | E7 |  | Baseline Forecast | 0 | 0 | 0 | 0 | 0 | 0 | 0 | 0 | 0 | 0 | 0 | 0 | 0 | 0 | 0 | 0 | 0 | 0 | 0 | 0 | 0 | 0 | 0 | 0 | 0 | 0 | 0
Commercial_School (WA)_Existing_Food Preparation_Natural Gas_Oven_E8_Baseline Forecast | Commercial | School (WA) | Existing | Food Preparation | Natural Gas | Oven | E8 |  | Baseline Forecast | 0 | 0 | 0 | 0 | 0 | 0 | 0 | 0 | 0 | 0 | 0 | 0 | 0 | 0 | 0 | 0 | 0 | 0 | 0 | 0 | 0 | 0 | 0 | 0 | 0 | 0 | 0
Commercial_School (WA)_Existing_Food Preparation_Natural Gas_Oven_E9_Baseline Forecast | Commercial | School (WA) | Existing | Food Preparation | Natural Gas | Oven | E9 |  | Baseline Forecast | 0 | 0 | 0 | 0 | 0 | 0 | 0 | 0 | 0 | 0 | 0 | 0 | 0 | 0 | 0 | 0 | 0 | 0 | 0 | 0 | 0 | 0 | 0 | 0 | 0 | 0 | 0
Commercial_School (WA)_Existing_Food Preparation_Natural Gas_Oven_E10_Baseline Forecast | Commercial | School (WA) | Existing | Food Preparation | Natural Gas | Oven | E10 |  | Baseline Forecast | 0 | 0 | 0 | 0 | 0 | 0 | 0 | 0 | 0 | 0 | 0 | 0 | 0 | 0 | 0 | 0 | 0 | 0 | 0 | 0 | 0 | 0 | 0 | 0 | 0 | 0 | 0
Commercial_School (WA)_Existing_Food Preparation_Natural Gas_Oven_Vintage_Baseline Forecast | Commercial | School (WA) | Existing | Food Preparation | Natural Gas | Oven | Vintage | Vintage | Baseline Forecast | 612486.4587 | 577296.3277 | 536098.3625 | 490642.7176 | 442291.7707 | 392103.6129 | 340897.6198 | 289305.9482 | 237813.9776 | 186792.0696 | 146716.6802 | 115239.2833 | 90515.2189 | 71095.5901 | 55842.3544 | 43861.6311 | 34451.3175 | 27059.9439 | 21254.356 | 16694.3305 | 13112.6378 | 10299.3809 | 8089.6956 | 6354.0882 | 4990.8474 | 3920.0838 | 3079.0476
Commercial_School (WA)_Existing_Food Preparation_Natural Gas_Conveyor Oven_E1_Baseline Forecast | Commercial | School (WA) | Existing | Food Preparation | Natural Gas | Conveyor Oven | E1 | Standard | Baseline Forecast | 0 | 0 | 0 | 0 | 0 | 458.2112 | 1709.5443 | 3992.972 | 7472.9933 | 12256.4659 | 17987.7587 | 24389.6244 | 31246.3329 | 38390.4226 | 45692.297 | 53052.0528 | 60393.0638 | 65818.6745 | 69746.0147 | 72502.6086 | 74345.6007 | 75476.8583 | 76054.832 | 76203.8734 | 76021.5521 | 75584.4039 | 74952.445
Commercial_School (WA)_Existing_Food Preparation_Natural Gas_Conveyor Oven_E2_Baseline Forecast | Commercial | School (WA) | Existing | Food Preparation | Natural Gas | Conveyor Oven | E2 | ENERGY STAR (>42% Baking Efficiency) | Baseline Forecast | 0 | 0 | 0 | 0 | 0 | 659.3771 | 2460.076 | 5745.9841 | 10753.8196 | 17637.3534 | 25884.8234 | 35097.2644 | 44964.2351 | 55244.7545 | 65752.3298 | 76343.198 | 86907.0919 | 94714.6779 | 100366.2163 | 104333.0221 | 106985.1328 | 108613.0399 | 109444.7583 | 109659.2325 | 109396.8677 | 108767.8007 | 107858.3965
Commercial_School (WA)_Existing_Food Preparation_Natural Gas_Conveyor Oven_E3_Baseline Forecast | Commercial | School (WA) | Existing | Food Preparation | Natural Gas | Conveyor Oven | E3 |  | Baseline Forecast | 0 | 0 | 0 | 0 | 0 | 0 | 0 | 0 | 0 | 0 | 0 | 0 | 0 | 0 | 0 | 0 | 0 | 0 | 0 | 0 | 0 | 0 | 0 | 0 | 0 | 0 | 0
Commercial_School (WA)_Existing_Food Preparation_Natural Gas_Conveyor Oven_E4_Baseline Forecast | Commercial | School (WA) | Existing | Food Preparation | Natural Gas | Conveyor Oven | E4 |  | Baseline Forecast | 0 | 0 | 0 | 0 | 0 | 0 | 0 | 0 | 0 | 0 | 0 | 0 | 0 | 0 | 0 | 0 | 0 | 0 | 0 | 0 | 0 | 0 | 0 | 0 | 0 | 0 | 0
Commercial_School (WA)_Existing_Food Preparation_Natural Gas_Conveyor Oven_E5_Baseline Forecast | Commercial | School (WA) | Existing | Food Preparation | Natural Gas | Conveyor Oven | E5 |  | Baseline Forecast | 0 | 0 | 0 | 0 | 0 | 0 | 0 | 0 | 0 | 0 | 0 | 0 | 0 | 0 | 0 | 0 | 0 | 0 | 0 | 0 | 0 | 0 | 0 | 0 | 0 | 0 | 0
Commercial_School (WA)_Existing_Food Preparation_Natural Gas_Conveyor Oven_E6_Baseline Forecast | Commercial | School (WA) | Existing | Food Preparation | Natural Gas | Conveyor Oven | E6 |  | Baseline Forecast | 0 | 0 | 0 | 0 | 0 | 0 | 0 | 0 | 0 | 0 | 0 | 0 | 0 | 0 | 0 | 0 | 0 | 0 | 0 | 0 | 0 | 0 | 0 | 0 | 0 | 0 | 0
Commercial_School (WA)_Existing_Food Preparation_Natural Gas_Conveyor Oven_E7_Baseline Forecast | Commercial | School (WA) | Existing | Food Preparation | Natural Gas | Conveyor Oven | E7 |  | Baseline Forecast | 0 | 0 | 0 | 0 | 0 | 0 | 0 | 0 | 0 | 0 | 0 | 0 | 0 | 0 | 0 | 0 | 0 | 0 | 0 | 0 | 0 | 0 | 0 | 0 | 0 | 0 | 0
Commercial_School (WA)_Existing_Food Preparation_Natural Gas_Conveyor Oven_E8_Baseline Forecast | Commercial | School (WA) | Existing | Food Preparation | Natural Gas | Conveyor Oven | E8 |  | Baseline Forecast | 0 | 0 | 0 | 0 | 0 | 0 | 0 | 0 | 0 | 0 | 0 | 0 | 0 | 0 | 0 | 0 | 0 | 0 | 0 | 0 | 0 | 0 | 0 | 0 | 0 | 0 | 0
Commercial_School (WA)_Existing_Food Preparation_Natural Gas_Conveyor Oven_E9_Baseline Forecast | Commercial | School (WA) | Existing | Food Preparation | Natural Gas | Conveyor Oven | E9 |  | Baseline Forecast | 0 | 0 | 0 | 0 | 0 | 0 | 0 | 0 | 0 | 0 | 0 | 0 | 0 | 0 | 0 | 0 | 0 | 0 | 0 | 0 | 0 | 0 | 0 | 0 | 0 | 0 | 0
Commercial_School (WA)_Existing_Food Preparation_Natural Gas_Conveyor Oven_E10_Baseline Forecast | Commercial | School (WA) | Existing | Food Preparation | Natural Gas | Conveyor Oven | E10 |  | Baseline Forecast | 0 | 0 | 0 | 0 | 0 | 0 | 0 | 0 | 0 | 0 | 0 | 0 | 0 | 0 | 0 | 0 | 0 | 0 | 0 | 0 | 0 | 0 | 0 | 0 | 0 | 0 | 0
Commercial_School (WA)_Existing_Food Preparation_Natural Gas_Conveyor Oven_Vintage_Baseline Forecast | Commercial | School (WA) | Existing | Food Preparation | Natural Gas | Conveyor Oven | Vintage | Vintage | Baseline Forecast | 306243.2294 | 300675.1707 | 295208.3494 | 289840.9248 | 284571.0898 | 278279.4817 | 270147.503 | 259590.5831 | 246205.8256 | 229730.953 | 211031.7399 | 190782.8091 | 169508.7718 | 147616.5382 | 125420.6938 | 103163.4276 | 81030.1831 | 63645.5256 | 49990.6674 | 39265.397 | 30841.1845 | 24224.3486 | 19027.1247 | 14944.9416 | 11738.5723 | 9220.115 | 7241.9812
Commercial_School (WA)_Existing_Food Preparation_Natural Gas_Double Rack Oven_E1_Baseline Forecast | Commercial | School (WA) | Existing | Food Preparation | Natural Gas | Double Rack Oven | E1 | Standard | Baseline Forecast | 0 | 2739.4849 | 6425.3373 | 10889.1128 | 15985.1228 | 21587.5059 | 27587.6734 | 33892.0804 | 40420.2811 | 47103.2324 | 52720.5835 | 57411.8662 | 61298.7825 | 64487.4752 | 67070.5096 | 69128.6027 | 70732.1323 | 71942.4543 | 72813.0517 | 73390.5384 | 73715.5341 | 73823.4282 | 73745.0473 | 73507.2362 | 73133.3661 | 72643.7777 | 72056.1679
Commercial_School (WA)_Existing_Food Preparation_Natural Gas_Double Rack Oven_E2_Baseline Forecast | Commercial | School (WA) | Existing | Food Preparation | Natural Gas | Double Rack Oven | E2 | FTSC Qualified (>50% Cooking Efficiency) | Baseline Forecast | 0 | 3942.1856 | 9246.2171 | 15669.6989 | 23002.9816 | 31064.9475 | 39699.3349 | 48771.5303 | 58165.7703 | 67782.7003 | 75866.2056 | 82617.0758 | 88210.4431 | 92799.0496 | 96516.0992 | 99477.7454 | 101785.2636 | 103526.9464 | 104779.7574 | 105610.7748 | 106078.4514 | 106233.7138 | 106120.9217 | 105778.7057 | 105240.6975 | 104536.1679 | 103690.5831
Commercial_School (WA)_Existing_Food Preparation_Natural Gas_Double Rack Oven_E3_Baseline Forecast | Commercial | School (WA) | Existing | Food Preparation | Natural Gas | Double Rack Oven | E3 |  | Baseline Forecast | 0 | 0 | 0 | 0 | 0 | 0 | 0 | 0 | 0 | 0 | 0 | 0 | 0 | 0 | 0 | 0 | 0 | 0 | 0 | 0 | 0 | 0 | 0 | 0 | 0 | 0 | 0
Commercial_School (WA)_Existing_Food Preparation_Natural Gas_Double Rack Oven_E4_Baseline Forecast | Commercial | School (WA) | Existing | Food Preparation | Natural Gas | Double Rack Oven | E4 |  | Baseline Forecast | 0 | 0 | 0 | 0 | 0 | 0 | 0 | 0 | 0 | 0 | 0 | 0 | 0 | 0 | 0 | 0 | 0 | 0 | 0 | 0 | 0 | 0 | 0 | 0 | 0 | 0 | 0
Commercial_School (WA)_Existing_Food Preparation_Natural Gas_Double Rack Oven_E5_Baseline Forecast | Commercial | School (WA) | Existing | Food Preparation | Natural Gas | Double Rack Oven | E5 |  | Baseline Forecast | 0 | 0 | 0 | 0 | 0 | 0 | 0 | 0 | 0 | 0 | 0 | 0 | 0 | 0 | 0 | 0 | 0 | 0 | 0 | 0 | 0 | 0 | 0 | 0 | 0 | 0 | 0
Commercial_School (WA)_Existing_Food Preparation_Natural Gas_Double Rack Oven_E6_Baseline Forecast | Commercial | School (WA) | Existing | Food Preparation | Natural Gas | Double Rack Oven | E6 |  | Baseline Forecast | 0 | 0 | 0 | 0 | 0 | 0 | 0 | 0 | 0 | 0 | 0 | 0 | 0 | 0 | 0 | 0 | 0 | 0 | 0 | 0 | 0 | 0 | 0 | 0 | 0 | 0 | 0
Commercial_School (WA)_Existing_Food Preparation_Natural Gas_Double Rack Oven_E7_Baseline Forecast | Commercial | School (WA) | Existing | Food Preparation | Natural Gas | Double Rack Oven | E7 |  | Baseline Forecast | 0 | 0 | 0 | 0 | 0 | 0 | 0 | 0 | 0 | 0 | 0 | 0 | 0 | 0 | 0 | 0 | 0 | 0 | 0 | 0 | 0 | 0 | 0 | 0 | 0 | 0 | 0
Commercial_School (WA)_Existing_Food Preparation_Natural Gas_Double Rack Oven_E8_Baseline Forecast | Commercial | School (WA) | Existing | Food Preparation | Natural Gas | Double Rack Oven | E8 |  | Baseline Forecast | 0 | 0 | 0 | 0 | 0 | 0 | 0 | 0 | 0 | 0 | 0 | 0 | 0 | 0 | 0 | 0 | 0 | 0 | 0 | 0 | 0 | 0 | 0 | 0 | 0 | 0 | 0
Commercial_School (WA)_Existing_Food Preparation_Natural Gas_Double Rack Oven_E9_Baseline Forecast | Commercial | School (WA) | Existing | Food Preparation | Natural Gas | Double Rack Oven | E9 |  | Baseline Forecast | 0 | 0 | 0 | 0 | 0 | 0 | 0 | 0 | 0 | 0 | 0 | 0 | 0 | 0 | 0 | 0 | 0 | 0 | 0 | 0 | 0 | 0 | 0 | 0 | 0 | 0 | 0
Commercial_School (WA)_Existing_Food Preparation_Natural Gas_Double Rack Oven_E10_Baseline Forecast | Commercial | School (WA) | Existing | Food Preparation | Natural Gas | Double Rack Oven | E10 |  | Baseline Forecast | 0 | 0 | 0 | 0 | 0 | 0 | 0 | 0 | 0 | 0 | 0 | 0 | 0 | 0 | 0 | 0 | 0 | 0 | 0 | 0 | 0 | 0 | 0 | 0 | 0 | 0 | 0
Commercial_School (WA)_Existing_Food Preparation_Natural Gas_Double Rack Oven_Vintage_Baseline Forecast | Commercial | School (WA) | Existing | Food Preparation | Natural Gas | Double Rack Oven | Vintage | Vintage | Baseline Forecast | 306243.2294 | 293993.5002 | 279536.795 | 263282.1131 | 245582.9855 | 226744.6167 | 207030.1151 | 186665.9286 | 165846.5872 | 144738.8397 | 126317.5328 | 110240.7559 | 96210.1143 | 83965.1906 | 73278.7118 | 63952.3303 | 55812.9428 | 48709.4774 | 42510.0893 | 37099.7143 | 32377.9325 | 28257.1047 | 24660.746 | 21522.1056 | 18782.9285 | 16392.374 | 14306.0718
Commercial_School (WA)_Existing_Food Preparation_Natural Gas_Fryer_E1_Baseline Forecast | Commercial | School (WA) | Existing | Food Preparation | Natural Gas | Fryer | E1 | Standard | Baseline Forecast | 0 | 17450.9511 | 36136.4488 | 55805.0163 | 76235.4886 | 97233.6752 | 118629.3834 | 140273.7632 | 162036.9394 | 183805.8992 | 205482.6094 | 226982.3363 | 245379.8776 | 261022.9313 | 274221.5776 | 285252.3251 | 294361.7224 | 301769.5816 | 307671.8551 | 312243.2037 | 315639.2883 | 317998.8158 | 319445.3641 | 320089.0125 | 320027.7955 | 319349.0007 | 318130.3278
Commercial_School (WA)_Existing_Food Preparation_Natural Gas_Fryer_E2_Baseline Forecast | Commercial | School (WA) | Existing | Food Preparation | Natural Gas | Fryer | E2 | ENERGY STAR | Baseline Forecast | 0 | 6131.4152 | 12696.5901 | 19607.1679 | 26785.442 | 34163.1832 | 41680.5942 | 49285.3763 | 56931.8976 | 64580.4511 | 72196.5925 | 79750.5506 | 86214.5516 | 91710.7596 | 96348.1218 | 100223.7899 | 103424.389 | 106027.1503 | 108100.9221 | 109707.0716 | 110900.2905 | 111729.3136 | 112237.5604 | 112463.7071 | 112442.1984 | 112203.7029 | 111775.5206
Commercial_School (WA)_Existing_Food Preparation_Natural Gas_Fryer_E3_Baseline Forecast | Commercial | School (WA) | Existing | Food Preparation | Natural Gas | Fryer | E3 |  | Baseline Forecast | 0 | 0 | 0 | 0 | 0 | 0 | 0 | 0 | 0 | 0 | 0 | 0 | 0 | 0 | 0 | 0 | 0 | 0 | 0 | 0 | 0 | 0 | 0 | 0 | 0 | 0 | 0
Commercial_School (WA)_Existing_Food Preparation_Natural Gas_Fryer_E4_Baseline Forecast | Commercial | School (WA) | Existing | Food Preparation | Natural Gas | Fryer | E4 |  | Baseline Forecast | 0 | 0 | 0 | 0 | 0 | 0 | 0 | 0 | 0 | 0 | 0 | 0 | 0 | 0 | 0 | 0 | 0 | 0 | 0 | 0 | 0 | 0 | 0 | 0 | 0 | 0 | 0
Commercial_School (WA)_Existing_Food Preparation_Natural Gas_Fryer_E5_Baseline Forecast | Commercial | School (WA) | Existing | Food Preparation | Natural Gas | Fryer | E5 |  | Baseline Forecast | 0 | 0 | 0 | 0 | 0 | 0 | 0 | 0 | 0 | 0 | 0 | 0 | 0 | 0 | 0 | 0 | 0 | 0 | 0 | 0 | 0 | 0 | 0 | 0 | 0 | 0 | 0
Commercial_School (WA)_Existing_Food Preparation_Natural Gas_Fryer_E6_Baseline Forecast | Commercial | School (WA) | Existing | Food Preparation | Natural Gas | Fryer | E6 |  | Baseline Forecast | 0 | 0 | 0 | 0 | 0 | 0 | 0 | 0 | 0 | 0 | 0 | 0 | 0 | 0 | 0 | 0 | 0 | 0 | 0 | 0 | 0 | 0 | 0 | 0 | 0 | 0 | 0
Commercial_School (WA)_Existing_Food Preparation_Natural Gas_Fryer_E7_Baseline Forecast | Commercial | School (WA) | Existing | Food Preparation | Natural Gas | Fryer | E7 |  | Baseline Forecast | 0 | 0 | 0 | 0 | 0 | 0 | 0 | 0 | 0 | 0 | 0 | 0 | 0 | 0 | 0 | 0 | 0 | 0 | 0 | 0 | 0 | 0 | 0 | 0 | 0 | 0 | 0
Commercial_School (WA)_Existing_Food Preparation_Natural Gas_Fryer_E8_Baseline Forecast | Commercial | School (WA) | Existing | Food Preparation | Natural Gas | Fryer | E8 |  | Baseline Forecast | 0 | 0 | 0 | 0 | 0 | 0 | 0 | 0 | 0 | 0 | 0 | 0 | 0 | 0 | 0 | 0 | 0 | 0 | 0 | 0 | 0 | 0 | 0 | 0 | 0 | 0 | 0
Commercial_School (WA)_Existing_Food Preparation_Natural Gas_Fryer_E9_Baseline Forecast | Commercial | School (WA) | Existing | Food Preparation | Natural Gas | Fryer | E9 |  | Baseline Forecast | 0 | 0 | 0 | 0 | 0 | 0 | 0 | 0 | 0 | 0 | 0 | 0 | 0 | 0 | 0 | 0 | 0 | 0 | 0 | 0 | 0 | 0 | 0 | 0 | 0 | 0 | 0
Commercial_School (WA)_Existing_Food Preparation_Natural Gas_Fryer_E10_Baseline Forecast | Commercial | School (WA) | Existing | Food Preparation | Natural Gas | Fryer | E10 |  | Baseline Forecast | 0 | 0 | 0 | 0 | 0 | 0 | 0 | 0 | 0 | 0 | 0 | 0 | 0 | 0 | 0 | 0 | 0 | 0 | 0 | 0 | 0 | 0 | 0 | 0 | 0 | 0 | 0
Commercial_School (WA)_Existing_Food Preparation_Natural Gas_Fryer_Vintage_Baseline Forecast | Commercial | School (WA) | Existing | Food Preparation | Natural Gas | Fryer | Vintage | Vintage | Baseline Forecast | 792629.5348 | 754635.7224 | 715235.6301 | 674764.3271 | 633516.0078 | 591748.4993 | 549687.2828 | 507529.0797 | 465445.0509 | 423583.6488 | 382073.1609 | 341023.9783 | 304385.0385 | 271682.5137 | 242493.4833 | 216440.4644 | 193186.5302 | 172430.9526 | 153905.3131 | 137370.0315 | 122611.2678 | 109438.1564 | 97680.3379 | 87185.7562 | 77818.6914 | 69458.0056 | 61995.5752
Commercial_School (WA)_Existing_Food Preparation_Natural Gas_Broiler_E1_Baseline Forecast | Commercial | School (WA) | Existing | Food Preparation | Natural Gas | Broiler | E1 | Standard | Baseline Forecast | 0 | 32962.9076 | 69222.106 | 108074.7496 | 148915.272 | 191222.8138 | 234550.2552 | 278514.6486 | 322788.8733 | 367094.356 | 404208.4554 | 435074.6657 | 460515.8871 | 481249.7828 | 497902.1826 | 511018.7792 | 521075.3369 | 528486.5998 | 533614.0667 | 536772.7759 | 538237.2272 | 538246.5485 | 537009.0064 | 534705.9412 | 531495.2018 | 527514.143 | 522882.2411
Commercial_School (WA)_Existing_Food Preparation_Natural Gas_Broiler_E2_Baseline Forecast | Commercial | School (WA) | Existing | Food Preparation | Natural Gas | Broiler | E2 | Infrared Burners | Baseline Forecast | 0 | 11581.5621 | 24321.2805 | 37972.2093 | 52321.5821 | 67186.3941 | 82409.5491 | 97856.4982 | 113412.3068 | 128979.0981 | 142019.187 | 152864.0717 | 161802.8793 | 169087.7615 | 174938.6047 | 179547.1386 | 183080.5238 | 185684.481 | 187486.0234 | 188595.8402 | 189110.3771 | 189113.6522 | 188678.8401 | 187869.655 | 186741.5574 | 185342.807 | 183715.382
Commercial_School (WA)_Existing_Food Preparation_Natural Gas_Broiler_E3_Baseline Forecast | Commercial | School (WA) | Existing | Food Preparation | Natural Gas | Broiler | E3 |  | Baseline Forecast | 0 | 0 | 0 | 0 | 0 | 0 | 0 | 0 | 0 | 0 | 0 | 0 | 0 | 0 | 0 | 0 | 0 | 0 | 0 | 0 | 0 | 0 | 0 | 0 | 0 | 0 | 0
Commercial_School (WA)_Existing_Food Preparation_Natural Gas_Broiler_E4_Baseline Forecast | Commercial | School (WA) | Existing | Food Preparation | Natural Gas | Broiler | E4 |  | Baseline Forecast | 0 | 0 | 0 | 0 | 0 | 0 | 0 | 0 | 0 | 0 | 0 | 0 | 0 | 0 | 0 | 0 | 0 | 0 | 0 | 0 | 0 | 0 | 0 | 0 | 0 | 0 | 0
Commercial_School (WA)_Existing_Food Preparation_Natural Gas_Broiler_E5_Baseline Forecast | Commercial | School (WA) | Existing | Food Preparation | Natural Gas | Broiler | E5 |  | Baseline Forecast | 0 | 0 | 0 | 0 | 0 | 0 | 0 | 0 | 0 | 0 | 0 | 0 | 0 | 0 | 0 | 0 | 0 | 0 | 0 | 0 | 0 | 0 | 0 | 0 | 0 | 0 | 0
Commercial_School (WA)_Existing_Food Preparation_Natural Gas_Broiler_E6_Baseline Forecast | Commercial | School (WA) | Existing | Food Preparation | Natural Gas | Broiler | E6 |  | Baseline Forecast | 0 | 0 | 0 | 0 | 0 | 0 | 0 | 0 | 0 | 0 | 0 | 0 | 0 | 0 | 0 | 0 | 0 | 0 | 0 | 0 | 0 | 0 | 0 | 0 | 0 | 0 | 0
Commercial_School (WA)_Existing_Food Preparation_Natural Gas_Broiler_E7_Baseline Forecast | Commercial | School (WA) | Existing | Food Preparation | Natural Gas | Broiler | E7 |  | Baseline Forecast | 0 | 0 | 0 | 0 | 0 | 0 | 0 | 0 | 0 | 0 | 0 | 0 | 0 | 0 | 0 | 0 | 0 | 0 | 0 | 0 | 0 | 0 | 0 | 0 | 0 | 0 | 0
Commercial_School (WA)_Existing_Food Preparation_Natural Gas_Broiler_E8_Baseline Forecast | Commercial | School (WA) | Existing | Food Preparation | Natural Gas | Broiler | E8 |  | Baseline Forecast | 0 | 0 | 0 | 0 | 0 | 0 | 0 | 0 | 0 | 0 | 0 | 0 | 0 | 0 | 0 | 0 | 0 | 0 | 0 | 0 | 0 | 0 | 0 | 0 | 0 | 0 | 0
Commercial_School (WA)_Existing_Food Preparation_Natural Gas_Broiler_E9_Baseline Forecast | Commercial | School (WA) | Existing | Food Preparation | Natural Gas | Broiler | E9 |  | Baseline Forecast | 0 | 0 | 0 | 0 | 0 | 0 | 0 | 0 | 0 | 0 | 0 | 0 | 0 | 0 | 0 | 0 | 0 | 0 | 0 | 0 | 0 | 0 | 0 | 0 | 0 | 0 | 0
Commercial_School (WA)_Existing_Food Preparation_Natural Gas_Broiler_E10_Baseline Forecast | Commercial | School (WA) | Existing | Food Preparation | Natural Gas | Broiler | E10 |  | Baseline Forecast | 0 | 0 | 0 | 0 | 0 | 0 | 0 | 0 | 0 | 0 | 0 | 0 | 0 | 0 | 0 | 0 | 0 | 0 | 0 | 0 | 0 | 0 | 0 | 0 | 0 | 0 | 0
Commercial_School (WA)_Existing_Food Preparation_Natural Gas_Broiler_Vintage_Baseline Forecast | Commercial | School (WA) | Existing | Food Preparation | Natural Gas | Broiler | Vintage | Vintage | Baseline Forecast | 1224972.9175 | 1158156.2129 | 1087290.011 | 1013316.7404 | 937047.5052 | 859179.0722 | 780308.6888 | 700947.0101 | 621529.3739 | 542425.6354 | 473389.6454 | 413140.0542 | 360558.5928 | 314669.3173 | 274620.4951 | 239668.7957 | 209165.4945 | 182544.4315 | 159311.5039 | 139035.4943 | 121340.0677 | 105896.7864 | 92419.0136 | 80656.5937 | 70391.209 | 61432.3279 | 53613.668
Commercial_School (WA)_Existing_Food Preparation_Natural Gas_Griddle_E1_Baseline Forecast | Commercial | School (WA) | Existing | Food Preparation | Natural Gas | Griddle | E1 | Standard | Baseline Forecast | 0 | 44649.2802 | 93763.4885 | 146390.5988 | 201710.3526 | 259017.2296 | 317705.5921 | 377256.726 | 437227.5359 | 497240.6857 | 547512.8839 | 589322.1228 | 623783.0458 | 651867.7504 | 674423.9421 | 692190.7789 | 705812.698 | 715851.4834 | 722796.7962 | 727075.3658 | 729059.0104 | 729071.6365 | 727395.3473 | 724275.7741 | 719926.7281 | 714534.2605 | 708260.2057
Commercial_School (WA)_Existing_Food Preparation_Natural Gas_Griddle_E2_Baseline Forecast | Commercial | School (WA) | Existing | Food Preparation | Natural Gas | Griddle | E2 | ENERGY STAR | Baseline Forecast | 0 | 18237.03 | 38297.7629 | 59793.3432 | 82388.7356 | 105795.7698 | 129767.0728 | 154090.7754 | 178585.8949 | 203098.3083 | 223632.023 | 240709.0361 | 254784.6243 | 266255.8417 | 275468.9341 | 282725.8111 | 288289.6936 | 292390.0425 | 295226.8604 | 296974.4452 | 297784.6662 | 297789.8233 | 297105.1419 | 295830.95 | 294054.5791 | 291852.0219 | 289289.3798
Commercial_School (WA)_Existing_Food Preparation_Natural Gas_Griddle_E3_Baseline Forecast | Commercial | School (WA) | Existing | Food Preparation | Natural Gas | Griddle | E3 |  | Baseline Forecast | 0 | 0 | 0 | 0 | 0 | 0 | 0 | 0 | 0 | 0 | 0 | 0 | 0 | 0 | 0 | 0 | 0 | 0 | 0 | 0 | 0 | 0 | 0 | 0 | 0 | 0 | 0
Commercial_School (WA)_Existing_Food Preparation_Natural Gas_Griddle_E4_Baseline Forecast | Commercial | School (WA) | Existing | Food Preparation | Natural Gas | Griddle | E4 |  | Baseline Forecast | 0 | 0 | 0 | 0 | 0 | 0 | 0 | 0 | 0 | 0 | 0 | 0 | 0 | 0 | 0 | 0 | 0 | 0 | 0 | 0 | 0 | 0 | 0 | 0 | 0 | 0 | 0
Commercial_School (WA)_Existing_Food Preparation_Natural Gas_Griddle_E5_Baseline Forecast | Commercial | School (WA) | Existing | Food Preparation | Natural Gas | Griddle | E5 |  | Baseline Forecast | 0 | 0 | 0 | 0 | 0 | 0 | 0 | 0 | 0 | 0 | 0 | 0 | 0 | 0 | 0 | 0 | 0 | 0 | 0 | 0 | 0 | 0 | 0 | 0 | 0 | 0 | 0
Commercial_School (WA)_Existing_Food Preparation_Natural Gas_Griddle_E6_Baseline Forecast | Commercial | School (WA) | Existing | Food Preparation | Natural Gas | Griddle | E6 |  | Baseline Forecast | 0 | 0 | 0 | 0 | 0 | 0 | 0 | 0 | 0 | 0 | 0 | 0 | 0 | 0 | 0 | 0 | 0 | 0 | 0 | 0 | 0 | 0 | 0 | 0 | 0 | 0 | 0
Commercial_School (WA)_Existing_Food Preparation_Natural Gas_Griddle_E7_Baseline Forecast | Commercial | School (WA) | Existing | Food Preparation | Natural Gas | Griddle | E7 |  | Baseline Forecast | 0 | 0 | 0 | 0 | 0 | 0 | 0 | 0 | 0 | 0 | 0 | 0 | 0 | 0 | 0 | 0 | 0 | 0 | 0 | 0 | 0 | 0 | 0 | 0 | 0 | 0 | 0
Commercial_School (WA)_Existing_Food Preparation_Natural Gas_Griddle_E8_Baseline Forecast | Commercial | School (WA) | Existing | Food Preparation | Natural Gas | Griddle | E8 |  | Baseline Forecast | 0 | 0 | 0 | 0 | 0 | 0 | 0 | 0 | 0 | 0 | 0 | 0 | 0 | 0 | 0 | 0 | 0 | 0 | 0 | 0 | 0 | 0 | 0 | 0 | 0 | 0 | 0
Commercial_School (WA)_Existing_Food Preparation_Natural Gas_Griddle_E9_Baseline Forecast | Commercial | School (WA) | Existing | Food Preparation | Natural Gas | Griddle | E9 |  | Baseline Forecast | 0 | 0 | 0 | 0 | 0 | 0 | 0 | 0 | 0 | 0 | 0 | 0 | 0 | 0 | 0 | 0 | 0 | 0 | 0 | 0 | 0 | 0 | 0 | 0 | 0 | 0 | 0
Commercial_School (WA)_Existing_Food Preparation_Natural Gas_Griddle_E10_Baseline Forecast | Commercial | School (WA) | Existing | Food Preparation | Natural Gas | Griddle | E10 |  | Baseline Forecast | 0 | 0 | 0 | 0 | 0 | 0 | 0 | 0 | 0 | 0 | 0 | 0 | 0 | 0 | 0 | 0 | 0 | 0 | 0 | 0 | 0 | 0 | 0 | 0 | 0 | 0 | 0
Commercial_School (WA)_Existing_Food Preparation_Natural Gas_Griddle_Vintage_Baseline Forecast | Commercial | School (WA) | Existing | Food Preparation | Natural Gas | Griddle | Vintage | Vintage | Baseline Forecast | 1729373.5305 | 1635044.0652 | 1534997.6627 | 1430564.81 | 1322890.5956 | 1212958.6901 | 1101612.2666 | 989572.2496 | 877453.2337 | 765777.3676 | 668314.7936 | 583256.5471 | 509023.8957 | 444239.0362 | 387699.5225 | 338355.9469 | 295292.4628 | 257709.7857 | 224910.3584 | 196285.4037 | 171303.6251 | 149501.3455 | 130473.9015 | 113868.1322 | 99375.8245 | 86727.9923 | 75689.8842
Commercial_School (WA)_Existing_Food Preparation_Natural Gas_Range_E1_Baseline Forecast | Commercial | School (WA) | Existing | Food Preparation | Natural Gas | Range | E1 | Standard | Baseline Forecast | 0 | 34420.8219 | 77728.4742 | 127413.2522 | 181520.448 | 238530.8759 | 297267.0396 | 356819.4402 | 416488.7027 | 475740.1281 | 519577.4807 | 551356.9061 | 573713.611 | 588716.5532 | 597989.9445 | 602808.6836 | 604173.3156 | 602868.9086 | 599511.2973 | 594583.4068 | 588463.7813 | 581448.9929 | 573771.242 | 565612.1815 | 557113.7748 | 548386.8242 | 539517.6689
Commercial_School (WA)_Existing_Food Preparation_Natural Gas_Range_E2_Baseline Forecast | Commercial | School (WA) | Existing | Food Preparation | Natural Gas | Range | E2 | High Efficiency | Baseline Forecast | 0 | 49532.4022 | 111853.1701 | 183350.7775 | 261212.352 | 343251.7483 | 427774.5204 | 513471.8773 | 599337.4014 | 684601.6477 | 747684.6673 | 793416.0356 | 825587.8792 | 847177.4791 | 860522.1152 | 867456.3983 | 869420.1371 | 867543.0635 | 862711.3791 | 855620.0245 | 846813.7341 | 836719.2825 | 825670.8116 | 813929.7245 | 801700.3101 | 789142.0153 | 776379.0845
Commercial_School (WA)_Existing_Food Preparation_Natural Gas_Range_E3_Baseline Forecast | Commercial | School (WA) | Existing | Food Preparation | Natural Gas | Range | E3 |  | Baseline Forecast | 0 | 0 | 0 | 0 | 0 | 0 | 0 | 0 | 0 | 0 | 0 | 0 | 0 | 0 | 0 | 0 | 0 | 0 | 0 | 0 | 0 | 0 | 0 | 0 | 0 | 0 | 0
Commercial_School (WA)_Existing_Food Preparation_Natural Gas_Range_E4_Baseline Forecast | Commercial | School (WA) | Existing | Food Preparation | Natural Gas | Range | E4 |  | Baseline Forecast | 0 | 0 | 0 | 0 | 0 | 0 | 0 | 0 | 0 | 0 | 0 | 0 | 0 | 0 | 0 | 0 | 0 | 0 | 0 | 0 | 0 | 0 | 0 | 0 | 0 | 0 | 0
Commercial_School (WA)_Existing_Food Preparation_Natural Gas_Range_E5_Baseline Forecast | Commercial | School (WA) | Existing | Food Preparation | Natural Gas | Range | E5 |  | Baseline Forecast | 0 | 0 | 0 | 0 | 0 | 0 | 0 | 0 | 0 | 0 | 0 | 0 | 0 | 0 | 0 | 0 | 0 | 0 | 0 | 0 | 0 | 0 | 0 | 0 | 0 | 0 | 0
Commercial_School (WA)_Existing_Food Preparation_Natural Gas_Range_E6_Baseline Forecast | Commercial | School (WA) | Existing | Food Preparation | Natural Gas | Range | E6 |  | Baseline Forecast | 0 | 0 | 0 | 0 | 0 | 0 | 0 | 0 | 0 | 0 | 0 | 0 | 0 | 0 | 0 | 0 | 0 | 0 | 0 | 0 | 0 | 0 | 0 | 0 | 0 | 0 | 0
Commercial_School (WA)_Existing_Food Preparation_Natural Gas_Range_E7_Baseline Forecast | Commercial | School (WA) | Existing | Food Preparation | Natural Gas | Range | E7 |  | Baseline Forecast | 0 | 0 | 0 | 0 | 0 | 0 | 0 | 0 | 0 | 0 | 0 | 0 | 0 | 0 | 0 | 0 | 0 | 0 | 0 | 0 | 0 | 0 | 0 | 0 | 0 | 0 | 0
Commercial_School (WA)_Existing_Food Preparation_Natural Gas_Range_E8_Baseline Forecast | Commercial | School (WA) | Existing | Food Preparation | Natural Gas | Range | E8 |  | Baseline Forecast | 0 | 0 | 0 | 0 | 0 | 0 | 0 | 0 | 0 | 0 | 0 | 0 | 0 | 0 | 0 | 0 | 0 | 0 | 0 | 0 | 0 | 0 | 0 | 0 | 0 | 0 | 0
Commercial_School (WA)_Existing_Food Preparation_Natural Gas_Range_E9_Baseline Forecast | Commercial | School (WA) | Existing | Food Preparation | Natural Gas | Range | E9 |  | Baseline Forecast | 0 | 0 | 0 | 0 | 0 | 0 | 0 | 0 | 0 | 0 | 0 | 0 | 0 | 0 | 0 | 0 | 0 | 0 | 0 | 0 | 0 | 0 | 0 | 0 | 0 | 0 | 0
Commercial_School (WA)_Existing_Food Preparation_Natural Gas_Range_E10_Baseline Forecast | Commercial | School (WA) | Existing | Food Preparation | Natural Gas | Range | E10 |  | Baseline Forecast | 0 | 0 | 0 | 0 | 0 | 0 | 0 | 0 | 0 | 0 | 0 | 0 | 0 | 0 | 0 | 0 | 0 | 0 | 0 | 0 | 0 | 0 | 0 | 0 | 0 | 0 | 0
Commercial_School (WA)_Existing_Food Preparation_Natural Gas_Range_Vintage_Baseline Forecast | Commercial | School (WA) | Existing | Food Preparation | Natural Gas | Range | Vintage | Vintage | Baseline Forecast | 2137697.8364 | 2014877.3789 | 1871088.4023 | 1712439.2887 | 1543685.0035 | 1368518.4921 | 1189799.5359 | 1009734.4858 | 830017.4119 | 651940.949 | 512069.9817 | 402207.6947 | 315915.862 | 248137.5498 | 194900.7664 | 153085.6929 | 120241.8533 | 94444.5102 | 74181.8699 | 58266.4869 | 45765.677 | 35946.859 | 28234.6238 | 22177.0136 | 17419.0361 | 13681.8611 | 10746.48
Commercial_School (WA)_Existing_Food Preparation_Natural Gas_Steamer_E1_Baseline Forecast | Commercial | School (WA) | Existing | Food Preparation | Natural Gas | Steamer | E1 | Standard | Baseline Forecast | 0 | 13974.7356 | 29346.9448 | 45818.6538 | 63133.1307 | 81069.5554 | 99438.37 | 118077.2225 | 136847.4291 | 155630.8876 | 171365.5349 | 184451.3686 | 195237.26 | 204027.4649 | 211087.3058 | 216648.1311 | 220911.6426 | 224053.6724 | 226227.4792 | 227566.6247 | 228187.4837 | 228191.4355 | 227666.7754 | 226690.3831 | 225329.1794 | 223641.3961 | 221677.6857
Commercial_School (WA)_Existing_Food Preparation_Natural Gas_Steamer_E2_Baseline Forecast | Commercial | School (WA) | Existing | Food Preparation | Natural Gas | Steamer | E2 | ENERGY STAR | Baseline Forecast | 0 | 13974.7356 | 29346.9448 | 45818.6538 | 63133.1307 | 81069.5554 | 99438.37 | 118077.2225 | 136847.4291 | 155630.8876 | 171365.5349 | 184451.3686 | 195237.26 | 204027.4649 | 211087.3058 | 216648.1311 | 220911.6426 | 224053.6724 | 226227.4792 | 227566.6247 | 228187.4837 | 228191.4355 | 227666.7754 | 226690.3831 | 225329.1794 | 223641.3961 | 221677.6857
Commercial_School (WA)_Existing_Food Preparation_Natural Gas_Steamer_E3_Baseline Forecast | Commercial | School (WA) | Existing | Food Preparation | Natural Gas | Steamer | E3 |  | Baseline Forecast | 0 | 0 | 0 | 0 | 0 | 0 | 0 | 0 | 0 | 0 | 0 | 0 | 0 | 0 | 0 | 0 | 0 | 0 | 0 | 0 | 0 | 0 | 0 | 0 | 0 | 0 | 0
Commercial_School (WA)_Existing_Food Preparation_Natural Gas_Steamer_E4_Baseline Forecast | Commercial | School (WA) | Existing | Food Preparation | Natural Gas | Steamer | E4 |  | Baseline Forecast | 0 | 0 | 0 | 0 | 0 | 0 | 0 | 0 | 0 | 0 | 0 | 0 | 0 | 0 | 0 | 0 | 0 | 0 | 0 | 0 | 0 | 0 | 0 | 0 | 0 | 0 | 0
Commercial_School (WA)_Existing_Food Preparation_Natural Gas_Steamer_E5_Baseline Forecast | Commercial | School (WA) | Existing | Food Preparation | Natural Gas | Steamer | E5 |  | Baseline Forecast | 0 | 0 | 0 | 0 | 0 | 0 | 0 | 0 | 0 | 0 | 0 | 0 | 0 | 0 | 0 | 0 | 0 | 0 | 0 | 0 | 0 | 0 | 0 | 0 | 0 | 0 | 0
Commercial_School (WA)_Existing_Food Preparation_Natural Gas_Steamer_E6_Baseline Forecast | Commercial | School (WA) | Existing | Food Preparation | Natural Gas | Steamer | E6 |  | Baseline Forecast | 0 | 0 | 0 | 0 | 0 | 0 | 0 | 0 | 0 | 0 | 0 | 0 | 0 | 0 | 0 | 0 | 0 | 0 | 0 | 0 | 0 | 0 | 0 | 0 | 0 | 0 | 0
Commercial_School (WA)_Existing_Food Preparation_Natural Gas_Steamer_E7_Baseline Forecast | Commercial | School (WA) | Existing | Food Preparation | Natural Gas | Steamer | E7 |  | Baseline Forecast | 0 | 0 | 0 | 0 | 0 | 0 | 0 | 0 | 0 | 0 | 0 | 0 | 0 | 0 | 0 | 0 | 0 | 0 | 0 | 0 | 0 | 0 | 0 | 0 | 0 | 0 | 0
Commercial_School (WA)_Existing_Food Preparation_Natural Gas_Steamer_E8_Baseline Forecast | Commercial | School (WA) | Existing | Food Preparation | Natural Gas | Steamer | E8 |  | Baseline Forecast | 0 | 0 | 0 | 0 | 0 | 0 | 0 | 0 | 0 | 0 | 0 | 0 | 0 | 0 | 0 | 0 | 0 | 0 | 0 | 0 | 0 | 0 | 0 | 0 | 0 | 0 | 0
Commercial_School (WA)_Existing_Food Preparation_Natural Gas_Steamer_E9_Baseline Forecast | Commercial | School (WA) | Existing | Food Preparation | Natural Gas | Steamer | E9 |  | Baseline Forecast | 0 | 0 | 0 | 0 | 0 | 0 | 0 | 0 | 0 | 0 | 0 | 0 | 0 | 0 | 0 | 0 | 0 | 0 | 0 | 0 | 0 | 0 | 0 | 0 | 0 | 0 | 0
Commercial_School (WA)_Existing_Food Preparation_Natural Gas_Steamer_E10_Baseline Forecast | Commercial | School (WA) | Existing | Food Preparation | Natural Gas | Steamer | E10 |  | Baseline Forecast | 0 | 0 | 0 | 0 | 0 | 0 | 0 | 0 | 0 | 0 | 0 | 0 | 0 | 0 | 0 | 0 | 0 | 0 | 0 | 0 | 0 | 0 | 0 | 0 | 0 | 0 | 0
Commercial_School (WA)_Existing_Food Preparation_Natural Gas_Steamer_Vintage_Baseline Forecast | Commercial | School (WA) | Existing | Food Preparation | Natural Gas | Steamer | Vintage | Vintage | Baseline Forecast | 768610.458 | 726686.2512 | 682221.1834 | 635806.5822 | 587951.3758 | 539092.7512 | 489605.4518 | 439809.8887 | 389979.215 | 340345.4967 | 297028.7971 | 259225.132 | 226232.8425 | 197439.5716 | 172310.8989 | 150380.4209 | 131241.0946 | 114537.6825 | 99960.1593 | 87237.9572 | 76134.9445 | 66445.0424 | 57988.4007 | 50608.0588 | 44167.0331 | 38545.7744 | 33639.9485
Commercial_School (WA)_Existing_Food Preparation_Natural Gas_Food Prep Other_E1_Baseline Forecast | Commercial | School (WA) | Existing | Food Preparation | Natural Gas | Food Prep Other | E1 | Standard | Baseline Forecast | 0 | 2792.1522 | 6305.1873 | 10335.5228 | 14724.5965 | 19349.1749 | 24113.7418 | 28944.5202 | 33784.7783 | 38591.1422 | 42147.1456 | 44725.0327 | 46538.5664 | 47755.5768 | 48507.8168 | 48898.7038 | 49009.4002 | 48903.5892 | 48631.2261 | 48231.4849 | 47735.0724 | 47166.046 | 46543.2413 | 45881.3937 | 45192.019 | 44484.1052 | 43764.6561
Commercial_School (WA)_Existing_Food Preparation_Natural Gas_Food Prep Other_E2_Baseline Forecast | Commercial | School (WA) | Existing | Food Preparation | Natural Gas | Food Prep Other | E2 | ENERGY STAR | Baseline Forecast | 0 | 981.0264 | 2215.3361 | 3631.3999 | 5173.5069 | 6798.3588 | 8472.3958 | 10169.6963 | 11870.3275 | 13559.05 | 14808.4566 | 15714.2007 | 16351.3882 | 16778.9864 | 17043.287 | 17180.6257 | 17219.519 | 17182.3421 | 17086.647 | 16946.1974 | 16771.7822 | 16571.854 | 16353.0307 | 16120.4897 | 15878.2769 | 15629.5505 | 15376.7711
Commercial_School (WA)_Existing_Food Preparation_Natural Gas_Food Prep Other_E3_Baseline Forecast | Commercial | School (WA) | Existing | Food Preparation | Natural Gas | Food Prep Other | E3 |  | Baseline Forecast | 0 | 0 | 0 | 0 | 0 | 0 | 0 | 0 | 0 | 0 | 0 | 0 | 0 | 0 | 0 | 0 | 0 | 0 | 0 | 0 | 0 | 0 | 0 | 0 | 0 | 0 | 0
Commercial_School (WA)_Existing_Food Preparation_Natural Gas_Food Prep Other_E4_Baseline Forecast | Commercial | School (WA) | Existing | Food Preparation | Natural Gas | Food Prep Other | E4 |  | Baseline Forecast | 0 | 0 | 0 | 0 | 0 | 0 | 0 | 0 | 0 | 0 | 0 | 0 | 0 | 0 | 0 | 0 | 0 | 0 | 0 | 0 | 0 | 0 | 0 | 0 | 0 | 0 | 0
Commercial_School (WA)_Existing_Food Preparation_Natural Gas_Food Prep Other_E5_Baseline Forecast | Commercial | School (WA) | Existing | Food Preparation | Natural Gas | Food Prep Other | E5 |  | Baseline Forecast | 0 | 0 | 0 | 0 | 0 | 0 | 0 | 0 | 0 | 0 | 0 | 0 | 0 | 0 | 0 | 0 | 0 | 0 | 0 | 0 | 0 | 0 | 0 | 0 | 0 | 0 | 0
Commercial_School (WA)_Existing_Food Preparation_Natural Gas_Food Prep Other_E6_Baseline Forecast | Commercial | School (WA) | Existing | Food Preparation | Natural Gas | Food Prep Other | E6 |  | Baseline Forecast | 0 | 0 | 0 | 0 | 0 | 0 | 0 | 0 | 0 | 0 | 0 | 0 | 0 | 0 | 0 | 0 | 0 | 0 | 0 | 0 | 0 | 0 | 0 | 0 | 0 | 0 | 0
Commercial_School (WA)_Existing_Food Preparation_Natural Gas_Food Prep Other_E7_Baseline Forecast | Commercial | School (WA) | Existing | Food Preparation | Natural Gas | Food Prep Other | E7 |  | Baseline Forecast | 0 | 0 | 0 | 0 | 0 | 0 | 0 | 0 | 0 | 0 | 0 | 0 | 0 | 0 | 0 | 0 | 0 | 0 | 0 | 0 | 0 | 0 | 0 | 0 | 0 | 0 | 0
Commercial_School (WA)_Existing_Food Preparation_Natural Gas_Food Prep Other_E8_Baseline Forecast | Commercial | School (WA) | Existing | Food Preparation | Natural Gas | Food Prep Other | E8 |  | Baseline Forecast | 0 | 0 | 0 | 0 | 0 | 0 | 0 | 0 | 0 | 0 | 0 | 0 | 0 | 0 | 0 | 0 | 0 | 0 | 0 | 0 | 0 | 0 | 0 | 0 | 0 | 0 | 0
Commercial_School (WA)_Existing_Food Preparation_Natural Gas_Food Prep Other_E9_Baseline Forecast | Commercial | School (WA) | Existing | Food Preparation | Natural Gas | Food Prep Other | E9 |  | Baseline Forecast | 0 | 0 | 0 | 0 | 0 | 0 | 0 | 0 | 0 | 0 | 0 | 0 | 0 | 0 | 0 | 0 | 0 | 0 | 0 | 0 | 0 | 0 | 0 | 0 | 0 | 0 | 0
Commercial_School (WA)_Existing_Food Preparation_Natural Gas_Food Prep Other_E10_Baseline Forecast | Commercial | School (WA) | Existing | Food Preparation | Natural Gas | Food Prep Other | E10 |  | Baseline Forecast | 0 | 0 | 0 | 0 | 0 | 0 | 0 | 0 | 0 | 0 | 0 | 0 | 0 | 0 | 0 | 0 | 0 | 0 | 0 | 0 | 0 | 0 | 0 | 0 | 0 | 0 | 0
Commercial_School (WA)_Existing_Food Preparation_Natural Gas_Food Prep Other_Vintage_Baseline Forecast | Commercial | School (WA) | Existing | Food Preparation | Natural Gas | Food Prep Other | Vintage | Vintage | Baseline Forecast | 96076.3073 | 90556.2867 | 84093.8608 | 76963.5635 | 69379.1013 | 61506.4491 | 53474.1364 | 45381.3252 | 37304.1533 | 29300.7168 | 23014.3812 | 18076.7503 | 14198.4657 | 11152.2494 | 8759.585 | 6880.2559 | 5404.1282 | 4244.6971 | 3334.0166 | 2618.7185 | 2056.8844 | 1615.5892 | 1268.9719 | 996.7197 | 782.878 | 614.9151 | 482.9879
Commercial_School (WA)_Existing_Miscellaneous_Natural Gas_Pool Heater_E1_Baseline Forecast | Commercial | School (WA) | Existing | Miscellaneous | Natural Gas | Pool Heater | E1 | Standard (EF .82) | Baseline Forecast | 0 | 2359.3178 | 4555.6282 | 6610.6447 | 8541.7909 | 10363.1122 | 11727.2423 | 12733.4774 | 13459.7883 | 13967.3957 | 14304.3647 | 14508.4274 | 14609.2004 | 14629.9258 | 14588.84 | 14500.2471 | 14375.3637 | 14222.9811 | 14049.9863 | 13861.7707 | 13662.5515 | 13455.6236 | 13243.5583 | 13028.3583 | 12811.5804 | 12594.4312 | 12377.8428
Commercial_School (WA)_Existing_Miscellaneous_Natural Gas_Pool Heater_E2_Baseline Forecast | Commercial | School (WA) | Existing | Miscellaneous | Natural Gas | Pool Heater | E2 | Condensing (EF .90) | Baseline Forecast | 0 | 262.1464 | 506.1809 | 734.5161 | 949.0879 | 1151.4569 | 1303.0269 | 1414.8308 | 1495.532 | 1551.9329 | 1589.3739 | 1612.0475 | 1623.2445 | 1625.5473 | 1620.9822 | 1611.1386 | 1597.2626 | 1580.3312 | 1561.1096 | 1540.1967 | 1518.0613 | 1495.0693 | 1471.5065 | 1447.5954 | 1423.5089 | 1399.3812 | 1375.3159
Commercial_School (WA)_Existing_Miscellaneous_Natural Gas_Pool Heater_E3_Baseline Forecast | Commercial | School (WA) | Existing | Miscellaneous | Natural Gas | Pool Heater | E3 |  | Baseline Forecast | 0 | 0 | 0 | 0 | 0 | 0 | 0 | 0 | 0 | 0 | 0 | 0 | 0 | 0 | 0 | 0 | 0 | 0 | 0 | 0 | 0 | 0 | 0 | 0 | 0 | 0 | 0
Commercial_School (WA)_Existing_Miscellaneous_Natural Gas_Pool Heater_E4_Baseline Forecast | Commercial | School (WA) | Existing | Miscellaneous | Natural Gas | Pool Heater | E4 |  | Baseline Forecast | 0 | 0 | 0 | 0 | 0 | 0 | 0 | 0 | 0 | 0 | 0 | 0 | 0 | 0 | 0 | 0 | 0 | 0 | 0 | 0 | 0 | 0 | 0 | 0 | 0 | 0 | 0
Commercial_School (WA)_Existing_Miscellaneous_Natural Gas_Pool Heater_E5_Baseline Forecast | Commercial | School (WA) | Existing | Miscellaneous | Natural Gas | Pool Heater | E5 |  | Baseline Forecast | 0 | 0 | 0 | 0 | 0 | 0 | 0 | 0 | 0 | 0 | 0 | 0 | 0 | 0 | 0 | 0 | 0 | 0 | 0 | 0 | 0 | 0 | 0 | 0 | 0 | 0 | 0
Commercial_School (WA)_Existing_Miscellaneous_Natural Gas_Pool Heater_E6_Baseline Forecast | Commercial | School (WA) | Existing | Miscellaneous | Natural Gas | Pool Heater | E6 |  | Baseline Forecast | 0 | 0 | 0 | 0 | 0 | 0 | 0 | 0 | 0 | 0 | 0 | 0 | 0 | 0 | 0 | 0 | 0 | 0 | 0 | 0 | 0 | 0 | 0 | 0 | 0 | 0 | 0
Commercial_School (WA)_Existing_Miscellaneous_Natural Gas_Pool Heater_E7_Baseline Forecast | Commercial | School (WA) | Existing | Miscellaneous | Natural Gas | Pool Heater | E7 |  | Baseline Forecast | 0 | 0 | 0 | 0 | 0 | 0 | 0 | 0 | 0 | 0 | 0 | 0 | 0 | 0 | 0 | 0 | 0 | 0 | 0 | 0 | 0 | 0 | 0 | 0 | 0 | 0 | 0
Commercial_School (WA)_Existing_Miscellaneous_Natural Gas_Pool Heater_E8_Baseline Forecast | Commercial | School (WA) | Existing | Miscellaneous | Natural Gas | Pool Heater | E8 |  | Baseline Forecast | 0 | 0 | 0 | 0 | 0 | 0 | 0 | 0 | 0 | 0 | 0 | 0 | 0 | 0 | 0 | 0 | 0 | 0 | 0 | 0 | 0 | 0 | 0 | 0 | 0 | 0 | 0
Commercial_School (WA)_Existing_Miscellaneous_Natural Gas_Pool Heater_E9_Baseline Forecast | Commercial | School (WA) | Existing | Miscellaneous | Natural Gas | Pool Heater | E9 |  | Baseline Forecast | 0 | 0 | 0 | 0 | 0 | 0 | 0 | 0 | 0 | 0 | 0 | 0 | 0 | 0 | 0 | 0 | 0 | 0 | 0 | 0 | 0 | 0 | 0 | 0 | 0 | 0 | 0
Commercial_School (WA)_Existing_Miscellaneous_Natural Gas_Pool Heater_E10_Baseline Forecast | Commercial | School (WA) | Existing | Miscellaneous | Natural Gas | Pool Heater | E10 |  | Baseline Forecast | 0 | 0 | 0 | 0 | 0 | 0 | 0 | 0 | 0 | 0 | 0 | 0 | 0 | 0 | 0 | 0 | 0 | 0 | 0 | 0 | 0 | 0 | 0 | 0 | 0 | 0 | 0
Commercial_School (WA)_Existing_Miscellaneous_Natural Gas_Pool Heater_Vintage_Baseline Forecast | Commercial | School (WA) | Existing | Miscellaneous | Natural Gas | Pool Heater | Vintage | Vintage | Baseline Forecast | 22250.082 | 19224.0709 | 16386.5345 | 13713.2129 | 11184.6153 | 8785.0069 | 6900.2236 | 5419.812 | 4257.016 | 3343.6926 | 2626.3185 | 2062.8538 | 1620.2779 | 1272.6546 | 999.6124 | 785.1501 | 616.6997 | 484.3896 | 380.466 | 298.8388 | 234.7243 | 184.3652 | 144.8105 | 113.7421 | 89.3392 | 70.1719 | 55.1168
Commercial_School (WA)_Existing_Miscellaneous_Natural Gas_Miscellaneous_E1_Baseline Forecast | Commercial | School (WA) | Existing | Miscellaneous | Natural Gas | Miscellaneous | E1 | Standard | Baseline Forecast | 0 | 616510.4339 | 1325897.7644 | 2106313.2526 | 2745069.5347 | 3264938.7517 | 3685079.0378 | 4021607.2372 | 4288080.8776 | 4495903.7763 | 4654667.3798 | 4772438.0196 | 4855998.6522 | 4911052.2961 | 4942393.2341 | 4954051.0884 | 4949412.0661 | 4931320.9931 | 4902167.18 | 4863956.6812 | 4818373.104 | 4766828.7818 | 4710507.8364 | 4650402.4178 | 4587343.1994 | 4522025.0401 | 4455028.5801
Commercial_School (WA)_Existing_Miscellaneous_Natural Gas_Miscellaneous_E2_Baseline Forecast | Commercial | School (WA) | Existing | Miscellaneous | Natural Gas | Miscellaneous | E2 |  | Baseline Forecast | 0 | 0 | 0 | 0 | 0 | 0 | 0 | 0 | 0 | 0 | 0 | 0 | 0 | 0 | 0 | 0 | 0 | 0 | 0 | 0 | 0 | 0 | 0 | 0 | 0 | 0 | 0
Commercial_School (WA)_Existing_Miscellaneous_Natural Gas_Miscellaneous_E3_Baseline Forecast | Commercial | School (WA) | Existing | Miscellaneous | Natural Gas | Miscellaneous | E3 |  | Baseline Forecast | 0 | 0 | 0 | 0 | 0 | 0 | 0 | 0 | 0 | 0 | 0 | 0 | 0 | 0 | 0 | 0 | 0 | 0 | 0 | 0 | 0 | 0 | 0 | 0 | 0 | 0 | 0
Commercial_School (WA)_Existing_Miscellaneous_Natural Gas_Miscellaneous_E4_Baseline Forecast | Commercial | School (WA) | Existing | Miscellaneous | Natural Gas | Miscellaneous | E4 |  | Baseline Forecast | 0 | 0 | 0 | 0 | 0 | 0 | 0 | 0 | 0 | 0 | 0 | 0 | 0 | 0 | 0 | 0 | 0 | 0 | 0 | 0 | 0 | 0 | 0 | 0 | 0 | 0 | 0
Commercial_School (WA)_Existing_Miscellaneous_Natural Gas_Miscellaneous_E5_Baseline Forecast | Commercial | School (WA) | Existing | Miscellaneous | Natural Gas | Miscellaneous | E5 |  | Baseline Forecast | 0 | 0 | 0 | 0 | 0 | 0 | 0 | 0 | 0 | 0 | 0 | 0 | 0 | 0 | 0 | 0 | 0 | 0 | 0 | 0 | 0 | 0 | 0 | 0 | 0 | 0 | 0
Commercial_School (WA)_Existing_Miscellaneous_Natural Gas_Miscellaneous_E6_Baseline Forecast | Commercial | School (WA) | Existing | Miscellaneous | Natural Gas | Miscellaneous | E6 |  | Baseline Forecast | 0 | 0 | 0 | 0 | 0 | 0 | 0 | 0 | 0 | 0 | 0 | 0 | 0 | 0 | 0 | 0 | 0 | 0 | 0 | 0 | 0 | 0 | 0 | 0 | 0 | 0 | 0
Commercial_School (WA)_Existing_Miscellaneous_Natural Gas_Miscellaneous_E7_Baseline Forecast | Commercial | School (WA) | Existing | Miscellaneous | Natural Gas | Miscellaneous | E7 |  | Baseline Forecast | 0 | 0 | 0 | 0 | 0 | 0 | 0 | 0 | 0 | 0 | 0 | 0 | 0 | 0 | 0 | 0 | 0 | 0 | 0 | 0 | 0 | 0 | 0 | 0 | 0 | 0 | 0
Commercial_School (WA)_Existing_Miscellaneous_Natural Gas_Miscellaneous_E8_Baseline Forecast | Commercial | School (WA) | Existing | Miscellaneous | Natural Gas | Miscellaneous | E8 |  | Baseline Forecast | 0 | 0 | 0 | 0 | 0 | 0 | 0 | 0 | 0 | 0 | 0 | 0 | 0 | 0 | 0 | 0 | 0 | 0 | 0 | 0 | 0 | 0 | 0 | 0 | 0 | 0 | 0
Commercial_School (WA)_Existing_Miscellaneous_Natural Gas_Miscellaneous_E9_Baseline Forecast | Commercial | School (WA) | Existing | Miscellaneous | Natural Gas | Miscellaneous | E9 |  | Baseline Forecast | 0 | 0 | 0 | 0 | 0 | 0 | 0 | 0 | 0 | 0 | 0 | 0 | 0 | 0 | 0 | 0 | 0 | 0 | 0 | 0 | 0 | 0 | 0 | 0 | 0 | 0 | 0
Commercial_School (WA)_Existing_Miscellaneous_Natural Gas_Miscellaneous_E10_Baseline Forecast | Commercial | School (WA) | Existing | Miscellaneous | Natural Gas | Miscellaneous | E10 |  | Baseline Forecast | 0 | 0 | 0 | 0 | 0 | 0 | 0 | 0 | 0 | 0 | 0 | 0 | 0 | 0 | 0 | 0 | 0 | 0 | 0 | 0 | 0 | 0 | 0 | 0 | 0 | 0 | 0
Commercial_School (WA)_Existing_Miscellaneous_Natural Gas_Miscellaneous_Vintage_Baseline Forecast | Commercial | School (WA) | Existing | Miscellaneous | Natural Gas | Miscellaneous | Vintage | Vintage | Baseline Forecast | 7325818.428 | 6576111.2954 | 5735949.0244 | 4827136.3218 | 4062317.3202 | 3418677.4331 | 2877016.8528 | 2421177.819 | 2037562.6321 | 1714728.0332 | 1443043.8513 | 1214405.7346 | 1021993.3974 | 860067.1708 | 723796.7879 | 609117.2969 | 512607.8031 | 431389.4239 | 363039.4113 | 305518.8812 | 257111.9935 | 216374.7686 | 182092.013 | 153241.0707 | 128961.3166 | 108528.4847 | 91333.0624
Commercial_School (WA)_New_Space Heating_Natural Gas_Furnace_E1_Baseline Forecast | Commercial | School (WA) | New | Space Heating | Natural Gas | Furnace | E1 | AFUE 80% (Standard) | Baseline Forecast | 0 | 44065.8148 | 85244.7616 | 126672.1484 | 168035.1381 | 208560.9673 | 248375.2291 | 287352.5636 | 325691.3179 | 363412.0311 | 400503.714 | 436349.1954 | 471658.0622 | 506397.8977 | 540473.4251 | 573883.235 | 606824.2713 | 639200.764 | 671000.3714 | 702210.5958 | 732933.7187 | 763574.8718 | 793650.9344 | 823201.0561 | 852274.693 | 880973.4034 | 906807.4295
Commercial_School (WA)_New_Space Heating_Natural Gas_Furnace_E2_Baseline Forecast | Commercial | School (WA) | New | Space Heating | Natural Gas | Furnace | E2 | AFUE 90% | Baseline Forecast | 0 | 0 | 0 | 0 | 0 | 0 | 0 | 0 | 0 | 0 | 0 | 0 | 0 | 0 | 0 | 0 | 0 | 0 | 0 | 0 | 0 | 0 | 0 | 0 | 0 | 0 | 0
Commercial_School (WA)_New_Space Heating_Natural Gas_Furnace_E3_Baseline Forecast | Commercial | School (WA) | New | Space Heating | Natural Gas | Furnace | E3 | AFUE 96% | Baseline Forecast | 0 | 0 | 0 | 0 | 0 | 0 | 0 | 0 | 0 | 0 | 0 | 0 | 0 | 0 | 0 | 0 | 0 | 0 | 0 | 0 | 0 | 0 | 0 | 0 | 0 | 0 | 0
Commercial_School (WA)_New_Space Heating_Natural Gas_Furnace_E4_Baseline Forecast | Commercial | School (WA) | New | Space Heating | Natural Gas | Furnace | E4 |  | Baseline Forecast | 0 | 0 | 0 | 0 | 0 | 0 | 0 | 0 | 0 | 0 | 0 | 0 | 0 | 0 | 0 | 0 | 0 | 0 | 0 | 0 | 0 | 0 | 0 | 0 | 0 | 0 | 0
Commercial_School (WA)_New_Space Heating_Natural Gas_Furnace_E5_Baseline Forecast | Commercial | School (WA) | New | Space Heating | Natural Gas | Furnace | E5 |  | Baseline Forecast | 0 | 0 | 0 | 0 | 0 | 0 | 0 | 0 | 0 | 0 | 0 | 0 | 0 | 0 | 0 | 0 | 0 | 0 | 0 | 0 | 0 | 0 | 0 | 0 | 0 | 0 | 0
Commercial_School (WA)_New_Space Heating_Natural Gas_Furnace_E6_Baseline Forecast | Commercial | School (WA) | New | Space Heating | Natural Gas | Furnace | E6 |  | Baseline Forecast | 0 | 0 | 0 | 0 | 0 | 0 | 0 | 0 | 0 | 0 | 0 | 0 | 0 | 0 | 0 | 0 | 0 | 0 | 0 | 0 | 0 | 0 | 0 | 0 | 0 | 0 | 0
Commercial_School (WA)_New_Space Heating_Natural Gas_Furnace_E7_Baseline Forecast | Commercial | School (WA) | New | Space Heating | Natural Gas | Furnace | E7 |  | Baseline Forecast | 0 | 0 | 0 | 0 | 0 | 0 | 0 | 0 | 0 | 0 | 0 | 0 | 0 | 0 | 0 | 0 | 0 | 0 | 0 | 0 | 0 | 0 | 0 | 0 | 0 | 0 | 0
Commercial_School (WA)_New_Space Heating_Natural Gas_Furnace_E8_Baseline Forecast | Commercial | School (WA) | New | Space Heating | Natural Gas | Furnace | E8 |  | Baseline Forecast | 0 | 0 | 0 | 0 | 0 | 0 | 0 | 0 | 0 | 0 | 0 | 0 | 0 | 0 | 0 | 0 | 0 | 0 | 0 | 0 | 0 | 0 | 0 | 0 | 0 | 0 | 0
Commercial_School (WA)_New_Space Heating_Natural Gas_Furnace_E9_Baseline Forecast | Commercial | School (WA) | New | Space Heating | Natural Gas | Furnace | E9 |  | Baseline Forecast | 0 | 0 | 0 | 0 | 0 | 0 | 0 | 0 | 0 | 0 | 0 | 0 | 0 | 0 | 0 | 0 | 0 | 0 | 0 | 0 | 0 | 0 | 0 | 0 | 0 | 0 | 0
Commercial_School (WA)_New_Space Heating_Natural Gas_Furnace_E10_Baseline Forecast | Commercial | School (WA) | New | Space Heating | Natural Gas | Furnace | E10 |  | Baseline Forecast | 0 | 0 | 0 | 0 | 0 | 0 | 0 | 0 | 0 | 0 | 0 | 0 | 0 | 0 | 0 | 0 | 0 | 0 | 0 | 0 | 0 | 0 | 0 | 0 | 0 | 0 | 0
Commercial_School (WA)_New_Space Heating_Natural Gas_Furnace_Vintage_Baseline Forecast | Commercial | School (WA) | New | Space Heating | Natural Gas | Furnace | Vintage | Vintage | Baseline Forecast | 0 | 0 | 0 | 0 | 0 | 0 | 0 | 0 | 0 | 0 | 0 | 0 | 0 | 0 | 0 | 0 | 0 | 0 | 0 | 0 | 0 | 0 | 0 | 0 | 0 | 0 | 0
Commercial_School (WA)_New_Space Heating_Natural Gas_Boiler_E1_Baseline Forecast | Commercial | School (WA) | New | Space Heating | Natural Gas | Boiler | E1 | AFUE 80% (Standard) | Baseline Forecast | 0 | 107388.3604 | 207741.4255 | 308699.9386 | 409501.5162 | 508262.9341 | 576388.5053 | 643082.023 | 708682.8761 | 773226.2085 | 836693.2167 | 890077.0806 | 942661.7764 | 994399.0268 | 1045146.9383 | 1094903.4117 | 1143961.7512 | 1192179.3288 | 1239537.764 | 1286018.4447 | 1331773.6958 | 1377406.8715 | 1422198.4706 | 1466206.7978 | 1509505.5069 | 1552245.8465 | 1590719.8765
Commercial_School (WA)_New_Space Heating_Natural Gas_Boiler_E2_Baseline Forecast | Commercial | School (WA) | New | Space Heating | Natural Gas | Boiler | E2 | AFUE 85% | Baseline Forecast | 0 | 0 | 0 | 0 | 0 | 0 | 0 | 0 | 0 | 0 | 0 | 0 | 0 | 0 | 0 | 0 | 0 | 0 | 0 | 0 | 0 | 0 | 0 | 0 | 0 | 0 | 0
Commercial_School (WA)_New_Space Heating_Natural Gas_Boiler_E3_Baseline Forecast | Commercial | School (WA) | New | Space Heating | Natural Gas | Boiler | E3 | AFUE 97% | Baseline Forecast | 0 | 0 | 0 | 0 | 0 | 0 | 28901.7575 | 57195.9771 | 85026.6421 | 112408.6619 | 139334.0593 | 173305.6091 | 206768.5973 | 239692.3021 | 271986.4276 | 303649.6379 | 334868.5812 | 365552.4943 | 395689.6803 | 425268.2953 | 454385.2733 | 483424.5669 | 511928.3118 | 539933.6109 | 567487.3349 | 594685.7328 | 619169.2065
Commercial_School (WA)_New_Space Heating_Natural Gas_Boiler_E4_Baseline Forecast | Commercial | School (WA) | New | Space Heating | Natural Gas | Boiler | E4 | Convert to NG Air Source Heat Pump | Baseline Forecast | 0 | 0 | 0 | 0 | 0 | 0 | 0 | 0 | 0 | 0 | 0 | 0 | 0 | 0 | 0 | 0 | 0 | 0 | 0 | 0 | 0 | 0 | 0 | 0 | 0 | 0 | 0
Commercial_School (WA)_New_Space Heating_Natural Gas_Boiler_E5_Baseline Forecast | Commercial | School (WA) | New | Space Heating | Natural Gas | Boiler | E5 |  | Baseline Forecast | 0 | 0 | 0 | 0 | 0 | 0 | 0 | 0 | 0 | 0 | 0 | 0 | 0 | 0 | 0 | 0 | 0 | 0 | 0 | 0 | 0 | 0 | 0 | 0 | 0 | 0 | 0
Commercial_School (WA)_New_Space Heating_Natural Gas_Boiler_E6_Baseline Forecast | Commercial | School (WA) | New | Space Heating | Natural Gas | Boiler | E6 |  | Baseline Forecast | 0 | 0 | 0 | 0 | 0 | 0 | 0 | 0 | 0 | 0 | 0 | 0 | 0 | 0 | 0 | 0 | 0 | 0 | 0 | 0 | 0 | 0 | 0 | 0 | 0 | 0 | 0
Commercial_School (WA)_New_Space Heating_Natural Gas_Boiler_E7_Baseline Forecast | Commercial | School (WA) | New | Space Heating | Natural Gas | Boiler | E7 |  | Baseline Forecast | 0 | 0 | 0 | 0 | 0 | 0 | 0 | 0 | 0 | 0 | 0 | 0 | 0 | 0 | 0 | 0 | 0 | 0 | 0 | 0 | 0 | 0 | 0 | 0 | 0 | 0 | 0
Commercial_School (WA)_New_Space Heating_Natural Gas_Boiler_E8_Baseline Forecast | Commercial | School (WA) | New | Space Heating | Natural Gas | Boiler | E8 |  | Baseline Forecast | 0 | 0 | 0 | 0 | 0 | 0 | 0 | 0 | 0 | 0 | 0 | 0 | 0 | 0 | 0 | 0 | 0 | 0 | 0 | 0 | 0 | 0 | 0 | 0 | 0 | 0 | 0
Commercial_School (WA)_New_Space Heating_Natural Gas_Boiler_E9_Baseline Forecast | Commercial | School (WA) | New | Space Heating | Natural Gas | Boiler | E9 |  | Baseline Forecast | 0 | 0 | 0 | 0 | 0 | 0 | 0 | 0 | 0 | 0 | 0 | 0 | 0 | 0 | 0 | 0 | 0 | 0 | 0 | 0 | 0 | 0 | 0 | 0 | 0 | 0 | 0
Commercial_School (WA)_New_Space Heating_Natural Gas_Boiler_E10_Baseline Forecast | Commercial | School (WA) | New | Space Heating | Natural Gas | Boiler | E10 |  | Baseline Forecast | 0 | 0 | 0 | 0 | 0 | 0 | 0 | 0 | 0 | 0 | 0 | 0 | 0 | 0 | 0 | 0 | 0 | 0 | 0 | 0 | 0 | 0 | 0 | 0 | 0 | 0 | 0
Commercial_School (WA)_New_Space Heating_Natural Gas_Boiler_Vintage_Baseline Forecast | Commercial | School (WA) | New | Space Heating | Natural Gas | Boiler | Vintage | Vintage | Baseline Forecast | 0 | 0 | 0 | 0 | 0 | 0 | 0 | 0 | 0 | 0 | 0 | 0 | 0 | 0 | 0 | 0 | 0 | 0 | 0 | 0 | 0 | 0 | 0 | 0 | 0 | 0 | 0
Commercial_School (WA)_New_Space Heating_Natural Gas_Unit Heater_E1_Baseline Forecast | Commercial | School (WA) | New | Space Heating | Natural Gas | Unit Heater | E1 | Standard | Baseline Forecast | 0 | 7349.9633 | 14218.411 | 21128.2973 | 28027.4426 | 34786.9535 | 41427.7784 | 47929.008 | 54323.7254 | 60615.3567 | 66802.0687 | 72780.9204 | 78670.2674 | 84464.7027 | 90148.3347 | 95720.9283 | 101215.3327 | 106615.574 | 111919.5936 | 117125.307 | 122249.7743 | 127360.5694 | 132377.1101 | 137305.9265 | 142155.2675 | 146942.0726 | 151251.0623
Commercial_School (WA)_New_Space Heating_Natural Gas_Unit Heater_E2_Baseline Forecast | Commercial | School (WA) | New | Space Heating | Natural Gas | Unit Heater | E2 | Condensing | Baseline Forecast | 0 | 0 | 0 | 0 | 0 | 0 | 0 | 0 | 0 | 0 | 0 | 0 | 0 | 0 | 0 | 0 | 0 | 0 | 0 | 0 | 0 | 0 | 0 | 0 | 0 | 0 | 0
Commercial_School (WA)_New_Space Heating_Natural Gas_Unit Heater_E3_Baseline Forecast | Commercial | School (WA) | New | Space Heating | Natural Gas | Unit Heater | E3 | Infrared Radiant | Baseline Forecast | 0 | 0 | 0 | 0 | 0 | 0 | 0 | 0 | 0 | 0 | 0 | 0 | 0 | 0 | 0 | 0 | 0 | 0 | 0 | 0 | 0 | 0 | 0 | 0 | 0 | 0 | 0
Commercial_School (WA)_New_Space Heating_Natural Gas_Unit Heater_E4_Baseline Forecast | Commercial | School (WA) | New | Space Heating | Natural Gas | Unit Heater | E4 |  | Baseline Forecast | 0 | 0 | 0 | 0 | 0 | 0 | 0 | 0 | 0 | 0 | 0 | 0 | 0 | 0 | 0 | 0 | 0 | 0 | 0 | 0 | 0 | 0 | 0 | 0 | 0 | 0 | 0
Commercial_School (WA)_New_Space Heating_Natural Gas_Unit Heater_E5_Baseline Forecast | Commercial | School (WA) | New | Space Heating | Natural Gas | Unit Heater | E5 |  | Baseline Forecast | 0 | 0 | 0 | 0 | 0 | 0 | 0 | 0 | 0 | 0 | 0 | 0 | 0 | 0 | 0 | 0 | 0 | 0 | 0 | 0 | 0 | 0 | 0 | 0 | 0 | 0 | 0
Commercial_School (WA)_New_Space Heating_Natural Gas_Unit Heater_E6_Baseline Forecast | Commercial | School (WA) | New | Space Heating | Natural Gas | Unit Heater | E6 |  | Baseline Forecast | 0 | 0 | 0 | 0 | 0 | 0 | 0 | 0 | 0 | 0 | 0 | 0 | 0 | 0 | 0 | 0 | 0 | 0 | 0 | 0 | 0 | 0 | 0 | 0 | 0 | 0 | 0
Commercial_School (WA)_New_Space Heating_Natural Gas_Unit Heater_E7_Baseline Forecast | Commercial | School (WA) | New | Space Heating | Natural Gas | Unit Heater | E7 |  | Baseline Forecast | 0 | 0 | 0 | 0 | 0 | 0 | 0 | 0 | 0 | 0 | 0 | 0 | 0 | 0 | 0 | 0 | 0 | 0 | 0 | 0 | 0 | 0 | 0 | 0 | 0 | 0 | 0
Commercial_School (WA)_New_Space Heating_Natural Gas_Unit Heater_E8_Baseline Forecast | Commercial | School (WA) | New | Space Heating | Natural Gas | Unit Heater | E8 |  | Baseline Forecast | 0 | 0 | 0 | 0 | 0 | 0 | 0 | 0 | 0 | 0 | 0 | 0 | 0 | 0 | 0 | 0 | 0 | 0 | 0 | 0 | 0 | 0 | 0 | 0 | 0 | 0 | 0
Commercial_School (WA)_New_Space Heating_Natural Gas_Unit Heater_E9_Baseline Forecast | Commercial | School (WA) | New | Space Heating | Natural Gas | Unit Heater | E9 |  | Baseline Forecast | 0 | 0 | 0 | 0 | 0 | 0 | 0 | 0 | 0 | 0 | 0 | 0 | 0 | 0 | 0 | 0 | 0 | 0 | 0 | 0 | 0 | 0 | 0 | 0 | 0 | 0 | 0
Commercial_School (WA)_New_Space Heating_Natural Gas_Unit Heater_E10_Baseline Forecast | Commercial | School (WA) | New | Space Heating | Natural Gas | Unit Heater | E10 |  | Baseline Forecast | 0 | 0 | 0 | 0 | 0 | 0 | 0 | 0 | 0 | 0 | 0 | 0 | 0 | 0 | 0 | 0 | 0 | 0 | 0 | 0 | 0 | 0 | 0 | 0 | 0 | 0 | 0
Commercial_School (WA)_New_Space Heating_Natural Gas_Unit Heater_Vintage_Baseline Forecast | Commercial | School (WA) | New | Space Heating | Natural Gas | Unit Heater | Vintage | Vintage | Baseline Forecast | 0 | 0 | 0 | 0 | 0 | 0 | 0 | 0 | 0 | 0 | 0 | 0 | 0 | 0 | 0 | 0 | 0 | 0 | 0 | 0 | 0 | 0 | 0 | 0 | 0 | 0 | 0
Commercial_School (WA)_New_Water Heating_Natural Gas_Water Heater_E1_Baseline Forecast | Commercial | School (WA) | New | Water Heating | Natural Gas | Water Heater | E1 | TE 0.80 | Baseline Forecast | 0 | 67801.9014 | 131161.9211 | 194904.2032 | 258547.4006 | 320902.5003 | 382162.7464 | 442135.2535 | 501125.2087 | 559164.2145 | 616235.3622 | 671389.0411 | 725717.0574 | 779169.5333 | 831599.871 | 883005.9019 | 933690.6539 | 983506.7706 | 1032435.262 | 1080456.8991 | 1127729.0568 | 1174875.0918 | 1221151.6497 | 1266618.9683 | 1311353.1432 | 1355510.437 | 1395259.982
Commercial_School (WA)_New_Water Heating_Natural Gas_Water Heater_E2_Baseline Forecast | Commercial | School (WA) | New | Water Heating | Natural Gas | Water Heater | E2 | TE 0.90 | Baseline Forecast | 0 | 0 | 0 | 0 | 0 | 0 | 0 | 0 | 0 | 0 | 0 | 0 | 0 | 0 | 0 | 0 | 0 | 0 | 0 | 0 | 0 | 0 | 0 | 0 | 0 | 0 | 0
Commercial_School (WA)_New_Water Heating_Natural Gas_Water Heater_E3_Baseline Forecast | Commercial | School (WA) | New | Water Heating | Natural Gas | Water Heater | E3 | TE 0.94 | Baseline Forecast | 0 | 76457.4633 | 147905.9962 | 219785.5908 | 291553.4518 | 361868.777 | 430949.4799 | 498578.0518 | 565098.6396 | 630546.8802 | 694903.7063 | 757098.2804 | 818361.7881 | 878637.9843 | 937761.5567 | 995730.0596 | 1052885.2055 | 1109060.8264 | 1164235.5083 | 1218387.5671 | 1271694.4683 | 1324859.1461 | 1377043.3497 | 1428315.0068 | 1478759.9274 | 1528554.3225 | 1573378.2776
Commercial_School (WA)_New_Water Heating_Natural Gas_Water Heater_E4_Baseline Forecast | Commercial | School (WA) | New | Water Heating | Natural Gas | Water Heater | E4 | Instantaneous TE 0.94 | Baseline Forecast | 0 | 0 | 0 | 0 | 0 | 0 | 0 | 0 | 0 | 0 | 0 | 0 | 0 | 0 | 0 | 0 | 0 | 0 | 0 | 0 | 0 | 0 | 0 | 0 | 0 | 0 | 0
Commercial_School (WA)_New_Water Heating_Natural Gas_Water Heater_E5_Baseline Forecast | Commercial | School (WA) | New | Water Heating | Natural Gas | Water Heater | E5 | Gas-Fired Absorption HPWH | Baseline Forecast | 0 | 0 | 0 | 0 | 0 | 0 | 0 | 0 | 0 | 0 | 0 | 0 | 0 | 0 | 0 | 0 | 0 | 0 | 0 | 0 | 0 | 0 | 0 | 0 | 0 | 0 | 0
Commercial_School (WA)_New_Water Heating_Natural Gas_Water Heater_E6_Baseline Forecast | Commercial | School (WA) | New | Water Heating | Natural Gas | Water Heater | E6 |  | Baseline Forecast | 0 | 0 | 0 | 0 | 0 | 0 | 0 | 0 | 0 | 0 | 0 | 0 | 0 | 0 | 0 | 0 | 0 | 0 | 0 | 0 | 0 | 0 | 0 | 0 | 0 | 0 | 0
Commercial_School (WA)_New_Water Heating_Natural Gas_Water Heater_E7_Baseline Forecast | Commercial | School (WA) | New | Water Heating | Natural Gas | Water Heater | E7 |  | Baseline Forecast | 0 | 0 | 0 | 0 | 0 | 0 | 0 | 0 | 0 | 0 | 0 | 0 | 0 | 0 | 0 | 0 | 0 | 0 | 0 | 0 | 0 | 0 | 0 | 0 | 0 | 0 | 0
Commercial_School (WA)_New_Water Heating_Natural Gas_Water Heater_E8_Baseline Forecast | Commercial | School (WA) | New | Water Heating | Natural Gas | Water Heater | E8 |  | Baseline Forecast | 0 | 0 | 0 | 0 | 0 | 0 | 0 | 0 | 0 | 0 | 0 | 0 | 0 | 0 | 0 | 0 | 0 | 0 | 0 | 0 | 0 | 0 | 0 | 0 | 0 | 0 | 0
Commercial_School (WA)_New_Water Heating_Natural Gas_Water Heater_E9_Baseline Forecast | Commercial | School (WA) | New | Water Heating | Natural Gas | Water Heater | E9 |  | Baseline Forecast | 0 | 0 | 0 | 0 | 0 | 0 | 0 | 0 | 0 | 0 | 0 | 0 | 0 | 0 | 0 | 0 | 0 | 0 | 0 | 0 | 0 | 0 | 0 | 0 | 0 | 0 | 0
Commercial_School (WA)_New_Water Heating_Natural Gas_Water Heater_E10_Baseline Forecast | Commercial | School (WA) | New | Water Heating | Natural Gas | Water Heater | E10 |  | Baseline Forecast | 0 | 0 | 0 | 0 | 0 | 0 | 0 | 0 | 0 | 0 | 0 | 0 | 0 | 0 | 0 | 0 | 0 | 0 | 0 | 0 | 0 | 0 | 0 | 0 | 0 | 0 | 0
Commercial_School (WA)_New_Water Heating_Natural Gas_Water Heater_Vintage_Baseline Forecast | Commercial | School (WA) | New | Water Heating | Natural Gas | Water Heater | Vintage | Vintage | Baseline Forecast | 0 | 0 | 0 | 0 | 0 | 0 | 0 | 0 | 0 | 0 | 0 | 0 | 0 | 0 | 0 | 0 | 0 | 0 | 0 | 0 | 0 | 0 | 0 | 0 | 0 | 0 | 0
Commercial_School (WA)_New_Food Preparation_Natural Gas_Oven_E1_Baseline Forecast | Commercial | School (WA) | New | Food Preparation | Natural Gas | Oven | E1 | Standard | Baseline Forecast | 0 | 5904.1189 | 11421.4433 | 16972.0548 | 22514.038 | 27943.8551 | 33278.3334 | 38500.6768 | 43637.4606 | 48691.4367 | 53661.1327 | 58463.8575 | 63194.6845 | 67849.2704 | 72414.8495 | 76891.2331 | 81304.8085 | 85642.7439 | 89903.386 | 94085.06 | 98201.4702 | 102306.8978 | 106336.6122 | 110295.8589 | 114191.2642 | 118036.4353 | 121497.7842
Commercial_School (WA)_New_Food Preparation_Natural Gas_Oven_E2_Baseline Forecast | Commercial | School (WA) | New | Food Preparation | Natural Gas | Oven | E2 | ENERGY STAR (>42% Baking Efficiency) | Baseline Forecast | 0 | 8496.1711 | 16435.7355 | 24423.2007 | 32398.2498 | 40211.889 | 47888.3335 | 55403.413 | 62795.3701 | 70068.165 | 77219.6788 | 84130.917 | 90938.6924 | 97636.755 | 104206.7347 | 110648.3598 | 116999.6024 | 123241.9974 | 129373.1652 | 135390.6961 | 141314.3108 | 147222.1212 | 153020.9785 | 158718.4311 | 164324.0143 | 169857.3093 | 174838.2748
Commercial_School (WA)_New_Food Preparation_Natural Gas_Oven_E3_Baseline Forecast | Commercial | School (WA) | New | Food Preparation | Natural Gas | Oven | E3 |  | Baseline Forecast | 0 | 0 | 0 | 0 | 0 | 0 | 0 | 0 | 0 | 0 | 0 | 0 | 0 | 0 | 0 | 0 | 0 | 0 | 0 | 0 | 0 | 0 | 0 | 0 | 0 | 0 | 0
Commercial_School (WA)_New_Food Preparation_Natural Gas_Oven_E4_Baseline Forecast | Commercial | School (WA) | New | Food Preparation | Natural Gas | Oven | E4 |  | Baseline Forecast | 0 | 0 | 0 | 0 | 0 | 0 | 0 | 0 | 0 | 0 | 0 | 0 | 0 | 0 | 0 | 0 | 0 | 0 | 0 | 0 | 0 | 0 | 0 | 0 | 0 | 0 | 0
Commercial_School (WA)_New_Food Preparation_Natural Gas_Oven_E5_Baseline Forecast | Commercial | School (WA) | New | Food Preparation | Natural Gas | Oven | E5 |  | Baseline Forecast | 0 | 0 | 0 | 0 | 0 | 0 | 0 | 0 | 0 | 0 | 0 | 0 | 0 | 0 | 0 | 0 | 0 | 0 | 0 | 0 | 0 | 0 | 0 | 0 | 0 | 0 | 0
Commercial_School (WA)_New_Food Preparation_Natural Gas_Oven_E6_Baseline Forecast | Commercial | School (WA) | New | Food Preparation | Natural Gas | Oven | E6 |  | Baseline Forecast | 0 | 0 | 0 | 0 | 0 | 0 | 0 | 0 | 0 | 0 | 0 | 0 | 0 | 0 | 0 | 0 | 0 | 0 | 0 | 0 | 0 | 0 | 0 | 0 | 0 | 0 | 0
Commercial_School (WA)_New_Food Preparation_Natural Gas_Oven_E7_Baseline Forecast | Commercial | School (WA) | New | Food Preparation | Natural Gas | Oven | E7 |  | Baseline Forecast | 0 | 0 | 0 | 0 | 0 | 0 | 0 | 0 | 0 | 0 | 0 | 0 | 0 | 0 | 0 | 0 | 0 | 0 | 0 | 0 | 0 | 0 | 0 | 0 | 0 | 0 | 0
Commercial_School (WA)_New_Food Preparation_Natural Gas_Oven_E8_Baseline Forecast | Commercial | School (WA) | New | Food Preparation | Natural Gas | Oven | E8 |  | Baseline Forecast | 0 | 0 | 0 | 0 | 0 | 0 | 0 | 0 | 0 | 0 | 0 | 0 | 0 | 0 | 0 | 0 | 0 | 0 | 0 | 0 | 0 | 0 | 0 | 0 | 0 | 0 | 0
Commercial_School (WA)_New_Food Preparation_Natural Gas_Oven_E9_Baseline Forecast | Commercial | School (WA) | New | Food Preparation | Natural Gas | Oven | E9 |  | Baseline Forecast | 0 | 0 | 0 | 0 | 0 | 0 | 0 | 0 | 0 | 0 | 0 | 0 | 0 | 0 | 0 | 0 | 0 | 0 | 0 | 0 | 0 | 0 | 0 | 0 | 0 | 0 | 0
Commercial_School (WA)_New_Food Preparation_Natural Gas_Oven_E10_Baseline Forecast | Commercial | School (WA) | New | Food Preparation | Natural Gas | Oven | E10 |  | Baseline Forecast | 0 | 0 | 0 | 0 | 0 | 0 | 0 | 0 | 0 | 0 | 0 | 0 | 0 | 0 | 0 | 0 | 0 | 0 | 0 | 0 | 0 | 0 | 0 | 0 | 0 | 0 | 0
Commercial_School (WA)_New_Food Preparation_Natural Gas_Oven_Vintage_Baseline Forecast | Commercial | School (WA) | New | Food Preparation | Natural Gas | Oven | Vintage | Vintage | Baseline Forecast | 0 | 0 | 0 | 0 | 0 | 0 | 0 | 0 | 0 | 0 | 0 | 0 | 0 | 0 | 0 | 0 | 0 | 0 | 0 | 0 | 0 | 0 | 0 | 0 | 0 | 0 | 0
Commercial_School (WA)_New_Food Preparation_Natural Gas_Conveyor Oven_E1_Baseline Forecast | Commercial | School (WA) | New | Food Preparation | Natural Gas | Conveyor Oven | E1 | Standard | Baseline Forecast | 0 | 2952.0594 | 5710.7217 | 8486.0274 | 11257.019 | 13971.9275 | 16639.1667 | 19250.3384 | 21818.7303 | 24345.7183 | 26830.5664 | 29231.9288 | 31597.3423 | 33924.6352 | 36207.4248 | 38445.6166 | 40652.4042 | 42821.372 | 44951.693 | 47042.53 | 49100.7351 | 51153.4489 | 53168.3061 | 55147.9294 | 57095.6321 | 59018.2176 | 60748.8921
Commercial_School (WA)_New_Food Preparation_Natural Gas_Conveyor Oven_E2_Baseline Forecast | Commercial | School (WA) | New | Food Preparation | Natural Gas | Conveyor Oven | E2 | ENERGY STAR (>42% Baking Efficiency) | Baseline Forecast | 0 | 4248.0855 | 8217.8677 | 12211.6004 | 16199.1249 | 20105.9445 | 23944.1667 | 27701.7065 | 31397.6851 | 35034.0825 | 38609.8394 | 42065.4585 | 45469.3462 | 48818.3775 | 52103.3674 | 55324.1799 | 58499.8012 | 61620.9987 | 64686.5826 | 67695.3481 | 70657.1554 | 73611.0606 | 76510.4893 | 79359.2155 | 82162.0071 | 84928.6546 | 87419.1374
Commercial_School (WA)_New_Food Preparation_Natural Gas_Conveyor Oven_E3_Baseline Forecast | Commercial | School (WA) | New | Food Preparation | Natural Gas | Conveyor Oven | E3 |  | Baseline Forecast | 0 | 0 | 0 | 0 | 0 | 0 | 0 | 0 | 0 | 0 | 0 | 0 | 0 | 0 | 0 | 0 | 0 | 0 | 0 | 0 | 0 | 0 | 0 | 0 | 0 | 0 | 0
Commercial_School (WA)_New_Food Preparation_Natural Gas_Conveyor Oven_E4_Baseline Forecast | Commercial | School (WA) | New | Food Preparation | Natural Gas | Conveyor Oven | E4 |  | Baseline Forecast | 0 | 0 | 0 | 0 | 0 | 0 | 0 | 0 | 0 | 0 | 0 | 0 | 0 | 0 | 0 | 0 | 0 | 0 | 0 | 0 | 0 | 0 | 0 | 0 | 0 | 0 | 0
Commercial_School (WA)_New_Food Preparation_Natural Gas_Conveyor Oven_E5_Baseline Forecast | Commercial | School (WA) | New | Food Preparation | Natural Gas | Conveyor Oven | E5 |  | Baseline Forecast | 0 | 0 | 0 | 0 | 0 | 0 | 0 | 0 | 0 | 0 | 0 | 0 | 0 | 0 | 0 | 0 | 0 | 0 | 0 | 0 | 0 | 0 | 0 | 0 | 0 | 0 | 0
Commercial_School (WA)_New_Food Preparation_Natural Gas_Conveyor Oven_E6_Baseline Forecast | Commercial | School (WA) | New | Food Preparation | Natural Gas | Conveyor Oven | E6 |  | Baseline Forecast | 0 | 0 | 0 | 0 | 0 | 0 | 0 | 0 | 0 | 0 | 0 | 0 | 0 | 0 | 0 | 0 | 0 | 0 | 0 | 0 | 0 | 0 | 0 | 0 | 0 | 0 | 0
Commercial_School (WA)_New_Food Preparation_Natural Gas_Conveyor Oven_E7_Baseline Forecast | Commercial | School (WA) | New | Food Preparation | Natural Gas | Conveyor Oven | E7 |  | Baseline Forecast | 0 | 0 | 0 | 0 | 0 | 0 | 0 | 0 | 0 | 0 | 0 | 0 | 0 | 0 | 0 | 0 | 0 | 0 | 0 | 0 | 0 | 0 | 0 | 0 | 0 | 0 | 0
Commercial_School (WA)_New_Food Preparation_Natural Gas_Conveyor Oven_E8_Baseline Forecast | Commercial | School (WA) | New | Food Preparation | Natural Gas | Conveyor Oven | E8 |  | Baseline Forecast | 0 | 0 | 0 | 0 | 0 | 0 | 0 | 0 | 0 | 0 | 0 | 0 | 0 | 0 | 0 | 0 | 0 | 0 | 0 | 0 | 0 | 0 | 0 | 0 | 0 | 0 | 0
Commercial_School (WA)_New_Food Preparation_Natural Gas_Conveyor Oven_E9_Baseline Forecast | Commercial | School (WA) | New | Food Preparation | Natural Gas | Conveyor Oven | E9 |  | Baseline Forecast | 0 | 0 | 0 | 0 | 0 | 0 | 0 | 0 | 0 | 0 | 0 | 0 | 0 | 0 | 0 | 0 | 0 | 0 | 0 | 0 | 0 | 0 | 0 | 0 | 0 | 0 | 0
Commercial_School (WA)_New_Food Preparation_Natural Gas_Conveyor Oven_E10_Baseline Forecast | Commercial | School (WA) | New | Food Preparation | Natural Gas | Conveyor Oven | E10 |  | Baseline Forecast | 0 | 0 | 0 | 0 | 0 | 0 | 0 | 0 | 0 | 0 | 0 | 0 | 0 | 0 | 0 | 0 | 0 | 0 | 0 | 0 | 0 | 0 | 0 | 0 | 0 | 0 | 0
Commercial_School (WA)_New_Food Preparation_Natural Gas_Conveyor Oven_Vintage_Baseline Forecast | Commercial | School (WA) | New | Food Preparation | Natural Gas | Conveyor Oven | Vintage | Vintage | Baseline Forecast | 0 | 0 | 0 | 0 | 0 | 0 | 0 | 0 | 0 | 0 | 0 | 0 | 0 | 0 | 0 | 0 | 0 | 0 | 0 | 0 | 0 | 0 | 0 | 0 | 0 | 0 | 0
Commercial_School (WA)_New_Food Preparation_Natural Gas_Double Rack Oven_E1_Baseline Forecast | Commercial | School (WA) | New | Food Preparation | Natural Gas | Double Rack Oven | E1 | Standard | Baseline Forecast | 0 | 2952.0594 | 5710.7217 | 8486.0274 | 11257.019 | 13971.9275 | 16639.1667 | 19250.3384 | 21818.7303 | 24345.7183 | 26830.5664 | 29231.9288 | 31597.3423 | 33924.6352 | 36207.4248 | 38445.6166 | 40652.4042 | 42821.372 | 44951.693 | 47042.53 | 49100.7351 | 51153.4489 | 53168.3061 | 55147.9294 | 57095.6321 | 59018.2176 | 60748.8921
Commercial_School (WA)_New_Food Preparation_Natural Gas_Double Rack Oven_E2_Baseline Forecast | Commercial | School (WA) | New | Food Preparation | Natural Gas | Double Rack Oven | E2 | FTSC Qualified (>50% Cooking Efficiency) | Baseline Forecast | 0 | 4248.0855 | 8217.8677 | 12211.6004 | 16199.1249 | 20105.9445 | 23944.1667 | 27701.7065 | 31397.6851 | 35034.0825 | 38609.8394 | 42065.4585 | 45469.3462 | 48818.3775 | 52103.3674 | 55324.1799 | 58499.8012 | 61620.9987 | 64686.5826 | 67695.3481 | 70657.1554 | 73611.0606 | 76510.4893 | 79359.2155 | 82162.0071 | 84928.6546 | 87419.1374
Commercial_School (WA)_New_Food Preparation_Natural Gas_Double Rack Oven_E3_Baseline Forecast | Commercial | School (WA) | New | Food Preparation | Natural Gas | Double Rack Oven | E3 |  | Baseline Forecast | 0 | 0 | 0 | 0 | 0 | 0 | 0 | 0 | 0 | 0 | 0 | 0 | 0 | 0 | 0 | 0 | 0 | 0 | 0 | 0 | 0 | 0 | 0 | 0 | 0 | 0 | 0
Commercial_School (WA)_New_Food Preparation_Natural Gas_Double Rack Oven_E4_Baseline Forecast | Commercial | School (WA) | New | Food Preparation | Natural Gas | Double Rack Oven | E4 |  | Baseline Forecast | 0 | 0 | 0 | 0 | 0 | 0 | 0 | 0 | 0 | 0 | 0 | 0 | 0 | 0 | 0 | 0 | 0 | 0 | 0 | 0 | 0 | 0 | 0 | 0 | 0 | 0 | 0
Commercial_School (WA)_New_Food Preparation_Natural Gas_Double Rack Oven_E5_Baseline Forecast | Commercial | School (WA) | New | Food Preparation | Natural Gas | Double Rack Oven | E5 |  | Baseline Forecast | 0 | 0 | 0 | 0 | 0 | 0 | 0 | 0 | 0 | 0 | 0 | 0 | 0 | 0 | 0 | 0 | 0 | 0 | 0 | 0 | 0 | 0 | 0 | 0 | 0 | 0 | 0
Commercial_School (WA)_New_Food Preparation_Natural Gas_Double Rack Oven_E6_Baseline Forecast | Commercial | School (WA) | New | Food Preparation | Natural Gas | Double Rack Oven | E6 |  | Baseline Forecast | 0 | 0 | 0 | 0 | 0 | 0 | 0 | 0 | 0 | 0 | 0 | 0 | 0 | 0 | 0 | 0 | 0 | 0 | 0 | 0 | 0 | 0 | 0 | 0 | 0 | 0 | 0
Commercial_School (WA)_New_Food Preparation_Natural Gas_Double Rack Oven_E7_Baseline Forecast | Commercial | School (WA) | New | Food Preparation | Natural Gas | Double Rack Oven | E7 |  | Baseline Forecast | 0 | 0 | 0 | 0 | 0 | 0 | 0 | 0 | 0 | 0 | 0 | 0 | 0 | 0 | 0 | 0 | 0 | 0 | 0 | 0 | 0 | 0 | 0 | 0 | 0 | 0 | 0
Commercial_School (WA)_New_Food Preparation_Natural Gas_Double Rack Oven_E8_Baseline Forecast | Commercial | School (WA) | New | Food Preparation | Natural Gas | Double Rack Oven | E8 |  | Baseline Forecast | 0 | 0 | 0 | 0 | 0 | 0 | 0 | 0 | 0 | 0 | 0 | 0 | 0 | 0 | 0 | 0 | 0 | 0 | 0 | 0 | 0 | 0 | 0 | 0 | 0 | 0 | 0
Commercial_School (WA)_New_Food Preparation_Natural Gas_Double Rack Oven_E9_Baseline Forecast | Commercial | School (WA) | New | Food Preparation | Natural Gas | Double Rack Oven | E9 |  | Baseline Forecast | 0 | 0 | 0 | 0 | 0 | 0 | 0 | 0 | 0 | 0 | 0 | 0 | 0 | 0 | 0 | 0 | 0 | 0 | 0 | 0 | 0 | 0 | 0 | 0 | 0 | 0 | 0
Commercial_School (WA)_New_Food Preparation_Natural Gas_Double Rack Oven_E10_Baseline Forecast | Commercial | School (WA) | New | Food Preparation | Natural Gas | Double Rack Oven | E10 |  | Baseline Forecast | 0 | 0 | 0 | 0 | 0 | 0 | 0 | 0 | 0 | 0 | 0 | 0 | 0 | 0 | 0 | 0 | 0 | 0 | 0 | 0 | 0 | 0 | 0 | 0 | 0 | 0 | 0
Commercial_School (WA)_New_Food Preparation_Natural Gas_Double Rack Oven_Vintage_Baseline Forecast | Commercial | School (WA) | New | Food Preparation | Natural Gas | Double Rack Oven | Vintage | Vintage | Baseline Forecast | 0 | 0 | 0 | 0 | 0 | 0 | 0 | 0 | 0 | 0 | 0 | 0 | 0 | 0 | 0 | 0 | 0 | 0 | 0 | 0 | 0 | 0 | 0 | 0 | 0 | 0 | 0
Commercial_School (WA)_New_Food Preparation_Natural Gas_Fryer_E1_Baseline Forecast | Commercial | School (WA) | New | Food Preparation | Natural Gas | Fryer | E1 | Standard | Baseline Forecast | 0 | 13790.3953 | 26677.3454 | 39642.0447 | 52586.591 | 65269.1479 | 77729.0198 | 89926.9754 | 101925.0873 | 113729.7832 | 125337.6242 | 136555.4664 | 147605.3751 | 158477.2055 | 169141.1407 | 179596.7396 | 189905.6358 | 200037.8582 | 209989.5442 | 219756.783 | 229371.5832 | 238960.7311 | 248373.0339 | 257620.7436 | 266719.3373 | 275700.5977 | 283785.3553
Commercial_School (WA)_New_Food Preparation_Natural Gas_Fryer_E2_Baseline Forecast | Commercial | School (WA) | New | Food Preparation | Natural Gas | Fryer | E2 | ENERGY STAR | Baseline Forecast | 0 | 4845.274 | 9373.1213 | 13928.286 | 18476.3698 | 22932.4033 | 27310.1961 | 31595.9643 | 35811.5171 | 39959.113 | 44037.5436 | 47978.9477 | 51861.348 | 55681.1803 | 59427.9683 | 63101.5572 | 66723.6018 | 70283.5718 | 73780.1101 | 77211.8427 | 80590.0157 | 83959.1758 | 87266.2011 | 90515.3964 | 93712.1996 | 96867.7776 | 99708.3681
Commercial_School (WA)_New_Food Preparation_Natural Gas_Fryer_E3_Baseline Forecast | Commercial | School (WA) | New | Food Preparation | Natural Gas | Fryer | E3 |  | Baseline Forecast | 0 | 0 | 0 | 0 | 0 | 0 | 0 | 0 | 0 | 0 | 0 | 0 | 0 | 0 | 0 | 0 | 0 | 0 | 0 | 0 | 0 | 0 | 0 | 0 | 0 | 0 | 0
Commercial_School (WA)_New_Food Preparation_Natural Gas_Fryer_E4_Baseline Forecast | Commercial | School (WA) | New | Food Preparation | Natural Gas | Fryer | E4 |  | Baseline Forecast | 0 | 0 | 0 | 0 | 0 | 0 | 0 | 0 | 0 | 0 | 0 | 0 | 0 | 0 | 0 | 0 | 0 | 0 | 0 | 0 | 0 | 0 | 0 | 0 | 0 | 0 | 0
Commercial_School (WA)_New_Food Preparation_Natural Gas_Fryer_E5_Baseline Forecast | Commercial | School (WA) | New | Food Preparation | Natural Gas | Fryer | E5 |  | Baseline Forecast | 0 | 0 | 0 | 0 | 0 | 0 | 0 | 0 | 0 | 0 | 0 | 0 | 0 | 0 | 0 | 0 | 0 | 0 | 0 | 0 | 0 | 0 | 0 | 0 | 0 | 0 | 0
Commercial_School (WA)_New_Food Preparation_Natural Gas_Fryer_E6_Baseline Forecast | Commercial | School (WA) | New | Food Preparation | Natural Gas | Fryer | E6 |  | Baseline Forecast | 0 | 0 | 0 | 0 | 0 | 0 | 0 | 0 | 0 | 0 | 0 | 0 | 0 | 0 | 0 | 0 | 0 | 0 | 0 | 0 | 0 | 0 | 0 | 0 | 0 | 0 | 0
Commercial_School (WA)_New_Food Preparation_Natural Gas_Fryer_E7_Baseline Forecast | Commercial | School (WA) | New | Food Preparation | Natural Gas | Fryer | E7 |  | Baseline Forecast | 0 | 0 | 0 | 0 | 0 | 0 | 0 | 0 | 0 | 0 | 0 | 0 | 0 | 0 | 0 | 0 | 0 | 0 | 0 | 0 | 0 | 0 | 0 | 0 | 0 | 0 | 0
Commercial_School (WA)_New_Food Preparation_Natural Gas_Fryer_E8_Baseline Forecast | Commercial | School (WA) | New | Food Preparation | Natural Gas | Fryer | E8 |  | Baseline Forecast | 0 | 0 | 0 | 0 | 0 | 0 | 0 | 0 | 0 | 0 | 0 | 0 | 0 | 0 | 0 | 0 | 0 | 0 | 0 | 0 | 0 | 0 | 0 | 0 | 0 | 0 | 0
Commercial_School (WA)_New_Food Preparation_Natural Gas_Fryer_E9_Baseline Forecast | Commercial | School (WA) | New | Food Preparation | Natural Gas | Fryer | E9 |  | Baseline Forecast | 0 | 0 | 0 | 0 | 0 | 0 | 0 | 0 | 0 | 0 | 0 | 0 | 0 | 0 | 0 | 0 | 0 | 0 | 0 | 0 | 0 | 0 | 0 | 0 | 0 | 0 | 0
Commercial_School (WA)_New_Food Preparation_Natural Gas_Fryer_E10_Baseline Forecast | Commercial | School (WA) | New | Food Preparation | Natural Gas | Fryer | E10 |  | Baseline Forecast | 0 | 0 | 0 | 0 | 0 | 0 | 0 | 0 | 0 | 0 | 0 | 0 | 0 | 0 | 0 | 0 | 0 | 0 | 0 | 0 | 0 | 0 | 0 | 0 | 0 | 0 | 0
Commercial_School (WA)_New_Food Preparation_Natural Gas_Fryer_Vintage_Baseline Forecast | Commercial | School (WA) | New | Food Preparation | Natural Gas | Fryer | Vintage | Vintage | Baseline Forecast | 0 | 0 | 0 | 0 | 0 | 0 | 0 | 0 | 0 | 0 | 0 | 0 | 0 | 0 | 0 | 0 | 0 | 0 | 0 | 0 | 0 | 0 | 0 | 0 | 0 | 0 | 0
Commercial_School (WA)_New_Food Preparation_Natural Gas_Broiler_E1_Baseline Forecast | Commercial | School (WA) | New | Food Preparation | Natural Gas | Broiler | E1 | Standard | Baseline Forecast | 0 | 21312.4291 | 41228.6246 | 61264.9782 | 81270.186 | 100870.5013 | 120126.667 | 138978.0528 | 157520.5894 | 175764.2105 | 193703.601 | 211040.2663 | 228117.3979 | 244919.3176 | 261399.9447 | 277558.5975 | 293490.5281 | 309149.4172 | 324529.2956 | 339624.1191 | 354483.3559 | 369302.9481 | 383849.2343 | 398141.1491 | 412202.6121 | 426082.742 | 438577.3673
Commercial_School (WA)_New_Food Preparation_Natural Gas_Broiler_E2_Baseline Forecast | Commercial | School (WA) | New | Food Preparation | Natural Gas | Broiler | E2 | Infrared Burners | Baseline Forecast | 0 | 7488.1508 | 14485.733 | 21525.5329 | 28554.3897 | 35440.9869 | 42206.6668 | 48830.1267 | 55345.072 | 61754.9929 | 68058.022 | 74149.2827 | 80149.356 | 86052.7332 | 91843.2238 | 97520.5883 | 103118.2936 | 108620.0655 | 114023.8066 | 119327.3932 | 124548.2061 | 129755.0899 | 134865.9472 | 139887.4308 | 144827.9448 | 149704.7472 | 154094.7507
Commercial_School (WA)_New_Food Preparation_Natural Gas_Broiler_E3_Baseline Forecast | Commercial | School (WA) | New | Food Preparation | Natural Gas | Broiler | E3 |  | Baseline Forecast | 0 | 0 | 0 | 0 | 0 | 0 | 0 | 0 | 0 | 0 | 0 | 0 | 0 | 0 | 0 | 0 | 0 | 0 | 0 | 0 | 0 | 0 | 0 | 0 | 0 | 0 | 0
Commercial_School (WA)_New_Food Preparation_Natural Gas_Broiler_E4_Baseline Forecast | Commercial | School (WA) | New | Food Preparation | Natural Gas | Broiler | E4 |  | Baseline Forecast | 0 | 0 | 0 | 0 | 0 | 0 | 0 | 0 | 0 | 0 | 0 | 0 | 0 | 0 | 0 | 0 | 0 | 0 | 0 | 0 | 0 | 0 | 0 | 0 | 0 | 0 | 0
Commercial_School (WA)_New_Food Preparation_Natural Gas_Broiler_E5_Baseline Forecast | Commercial | School (WA) | New | Food Preparation | Natural Gas | Broiler | E5 |  | Baseline Forecast | 0 | 0 | 0 | 0 | 0 | 0 | 0 | 0 | 0 | 0 | 0 | 0 | 0 | 0 | 0 | 0 | 0 | 0 | 0 | 0 | 0 | 0 | 0 | 0 | 0 | 0 | 0
Commercial_School (WA)_New_Food Preparation_Natural Gas_Broiler_E6_Baseline Forecast | Commercial | School (WA) | New | Food Preparation | Natural Gas | Broiler | E6 |  | Baseline Forecast | 0 | 0 | 0 | 0 | 0 | 0 | 0 | 0 | 0 | 0 | 0 | 0 | 0 | 0 | 0 | 0 | 0 | 0 | 0 | 0 | 0 | 0 | 0 | 0 | 0 | 0 | 0
Commercial_School (WA)_New_Food Preparation_Natural Gas_Broiler_E7_Baseline Forecast | Commercial | School (WA) | New | Food Preparation | Natural Gas | Broiler | E7 |  | Baseline Forecast | 0 | 0 | 0 | 0 | 0 | 0 | 0 | 0 | 0 | 0 | 0 | 0 | 0 | 0 | 0 | 0 | 0 | 0 | 0 | 0 | 0 | 0 | 0 | 0 | 0 | 0 | 0
Commercial_School (WA)_New_Food Preparation_Natural Gas_Broiler_E8_Baseline Forecast | Commercial | School (WA) | New | Food Preparation | Natural Gas | Broiler | E8 |  | Baseline Forecast | 0 | 0 | 0 | 0 | 0 | 0 | 0 | 0 | 0 | 0 | 0 | 0 | 0 | 0 | 0 | 0 | 0 | 0 | 0 | 0 | 0 | 0 | 0 | 0 | 0 | 0 | 0
Commercial_School (WA)_New_Food Preparation_Natural Gas_Broiler_E9_Baseline Forecast | Commercial | School (WA) | New | Food Preparation | Natural Gas | Broiler | E9 |  | Baseline Forecast | 0 | 0 | 0 | 0 | 0 | 0 | 0 | 0 | 0 | 0 | 0 | 0 | 0 | 0 | 0 | 0 | 0 | 0 | 0 | 0 | 0 | 0 | 0 | 0 | 0 | 0 | 0
Commercial_School (WA)_New_Food Preparation_Natural Gas_Broiler_E10_Baseline Forecast | Commercial | School (WA) | New | Food Preparation | Natural Gas | Broiler | E10 |  | Baseline Forecast | 0 | 0 | 0 | 0 | 0 | 0 | 0 | 0 | 0 | 0 | 0 | 0 | 0 | 0 | 0 | 0 | 0 | 0 | 0 | 0 | 0 | 0 | 0 | 0 | 0 | 0 | 0
Commercial_School (WA)_New_Food Preparation_Natural Gas_Broiler_Vintage_Baseline Forecast | Commercial | School (WA) | New | Food Preparation | Natural Gas | Broiler | Vintage | Vintage | Baseline Forecast | 0 | 0 | 0 | 0 | 0 | 0 | 0 | 0 | 0 | 0 | 0 | 0 | 0 | 0 | 0 | 0 | 0 | 0 | 0 | 0 | 0 | 0 | 0 | 0 | 0 | 0 | 0
Commercial_School (WA)_New_Food Preparation_Natural Gas_Griddle_E1_Baseline Forecast | Commercial | School (WA) | New | Food Preparation | Natural Gas | Griddle | E1 | Standard | Baseline Forecast | 0 | 28868.3459 | 55845.4502 | 82985.3122 | 110082.9865 | 136632.2211 | 162715.2945 | 188250.0811 | 213366.5217 | 238078.072 | 262377.5326 | 285860.5833 | 308992.0874 | 331750.8085 | 354074.3289 | 375961.7251 | 397542.0189 | 418752.4697 | 439584.9919 | 460031.3982 | 480158.6951 | 500232.2922 | 519935.6877 | 539294.5295 | 558341.2171 | 577142.2832 | 594066.6407
Commercial_School (WA)_New_Food Preparation_Natural Gas_Griddle_E2_Baseline Forecast | Commercial | School (WA) | New | Food Preparation | Natural Gas | Griddle | E2 | ENERGY STAR | Baseline Forecast | 0 | 11791.2962 | 22810.1135 | 33895.4092 | 44963.4734 | 55807.5269 | 66461.1766 | 76890.8782 | 87149.7061 | 97243.1562 | 107168.288 | 116759.9565 | 126208.0357 | 135503.8514 | 144621.909 | 153561.8314 | 162376.3176 | 171039.7411 | 179548.7995 | 187900.1486 | 196121.1572 | 204320.232 | 212368.0978 | 220275.2304 | 228054.8633 | 235734.172 | 242646.9377
Commercial_School (WA)_New_Food Preparation_Natural Gas_Griddle_E3_Baseline Forecast | Commercial | School (WA) | New | Food Preparation | Natural Gas | Griddle | E3 |  | Baseline Forecast | 0 | 0 | 0 | 0 | 0 | 0 | 0 | 0 | 0 | 0 | 0 | 0 | 0 | 0 | 0 | 0 | 0 | 0 | 0 | 0 | 0 | 0 | 0 | 0 | 0 | 0 | 0
Commercial_School (WA)_New_Food Preparation_Natural Gas_Griddle_E4_Baseline Forecast | Commercial | School (WA) | New | Food Preparation | Natural Gas | Griddle | E4 |  | Baseline Forecast | 0 | 0 | 0 | 0 | 0 | 0 | 0 | 0 | 0 | 0 | 0 | 0 | 0 | 0 | 0 | 0 | 0 | 0 | 0 | 0 | 0 | 0 | 0 | 0 | 0 | 0 | 0
Commercial_School (WA)_New_Food Preparation_Natural Gas_Griddle_E5_Baseline Forecast | Commercial | School (WA) | New | Food Preparation | Natural Gas | Griddle | E5 |  | Baseline Forecast | 0 | 0 | 0 | 0 | 0 | 0 | 0 | 0 | 0 | 0 | 0 | 0 | 0 | 0 | 0 | 0 | 0 | 0 | 0 | 0 | 0 | 0 | 0 | 0 | 0 | 0 | 0
Commercial_School (WA)_New_Food Preparation_Natural Gas_Griddle_E6_Baseline Forecast | Commercial | School (WA) | New | Food Preparation | Natural Gas | Griddle | E6 |  | Baseline Forecast | 0 | 0 | 0 | 0 | 0 | 0 | 0 | 0 | 0 | 0 | 0 | 0 | 0 | 0 | 0 | 0 | 0 | 0 | 0 | 0 | 0 | 0 | 0 | 0 | 0 | 0 | 0
Commercial_School (WA)_New_Food Preparation_Natural Gas_Griddle_E7_Baseline Forecast | Commercial | School (WA) | New | Food Preparation | Natural Gas | Griddle | E7 |  | Baseline Forecast | 0 | 0 | 0 | 0 | 0 | 0 | 0 | 0 | 0 | 0 | 0 | 0 | 0 | 0 | 0 | 0 | 0 | 0 | 0 | 0 | 0 | 0 | 0 | 0 | 0 | 0 | 0
Commercial_School (WA)_New_Food Preparation_Natural Gas_Griddle_E8_Baseline Forecast | Commercial | School (WA) | New | Food Preparation | Natural Gas | Griddle | E8 |  | Baseline Forecast | 0 | 0 | 0 | 0 | 0 | 0 | 0 | 0 | 0 | 0 | 0 | 0 | 0 | 0 | 0 | 0 | 0 | 0 | 0 | 0 | 0 | 0 | 0 | 0 | 0 | 0 | 0
Commercial_School (WA)_New_Food Preparation_Natural Gas_Griddle_E9_Baseline Forecast | Commercial | School (WA) | New | Food Preparation | Natural Gas | Griddle | E9 |  | Baseline Forecast | 0 | 0 | 0 | 0 | 0 | 0 | 0 | 0 | 0 | 0 | 0 | 0 | 0 | 0 | 0 | 0 | 0 | 0 | 0 | 0 | 0 | 0 | 0 | 0 | 0 | 0 | 0
Commercial_School (WA)_New_Food Preparation_Natural Gas_Griddle_E10_Baseline Forecast | Commercial | School (WA) | New | Food Preparation | Natural Gas | Griddle | E10 |  | Baseline Forecast | 0 | 0 | 0 | 0 | 0 | 0 | 0 | 0 | 0 | 0 | 0 | 0 | 0 | 0 | 0 | 0 | 0 | 0 | 0 | 0 | 0 | 0 | 0 | 0 | 0 | 0 | 0
Commercial_School (WA)_New_Food Preparation_Natural Gas_Griddle_Vintage_Baseline Forecast | Commercial | School (WA) | New | Food Preparation | Natural Gas | Griddle | Vintage | Vintage | Baseline Forecast | 0 | 0 | 0 | 0 | 0 | 0 | 0 | 0 | 0 | 0 | 0 | 0 | 0 | 0 | 0 | 0 | 0 | 0 | 0 | 0 | 0 | 0 | 0 | 0 | 0 | 0 | 0
Commercial_School (WA)_New_Food Preparation_Natural Gas_Range_E1_Baseline Forecast | Commercial | School (WA) | New | Food Preparation | Natural Gas | Range | E1 | Standard | Baseline Forecast | 0 | 20606.5325 | 39863.0767 | 59235.799 | 78578.4072 | 97529.5334 | 116147.9088 | 134374.9112 | 152303.2938 | 169942.6614 | 187287.8749 | 204050.3263 | 220561.8402 | 236807.2575 | 252742.0239 | 268365.4802 | 283769.7236 | 298909.969 | 313780.4451 | 328375.3076 | 342742.3863 | 357071.1334 | 371135.6269 | 384954.1741 | 398549.9024 | 411970.3035 | 424051.0899
Commercial_School (WA)_New_Food Preparation_Natural Gas_Range_E2_Baseline Forecast | Commercial | School (WA) | New | Food Preparation | Natural Gas | Range | E2 | High Efficiency | Baseline Forecast | 0 | 29653.3029 | 57363.9396 | 85241.7595 | 113076.2445 | 140347.3774 | 167139.6736 | 193368.7746 | 219168.1545 | 244551.6346 | 269511.82 | 293633.3965 | 317393.8676 | 340771.4193 | 363701.9368 | 386184.4716 | 408351.5535 | 430138.7359 | 451537.7137 | 472540.0767 | 493214.6534 | 513834.0701 | 534073.2192 | 553958.4457 | 573523.0303 | 592835.3148 | 610219.8611
Commercial_School (WA)_New_Food Preparation_Natural Gas_Range_E3_Baseline Forecast | Commercial | School (WA) | New | Food Preparation | Natural Gas | Range | E3 |  | Baseline Forecast | 0 | 0 | 0 | 0 | 0 | 0 | 0 | 0 | 0 | 0 | 0 | 0 | 0 | 0 | 0 | 0 | 0 | 0 | 0 | 0 | 0 | 0 | 0 | 0 | 0 | 0 | 0
Commercial_School (WA)_New_Food Preparation_Natural Gas_Range_E4_Baseline Forecast | Commercial | School (WA) | New | Food Preparation | Natural Gas | Range | E4 |  | Baseline Forecast | 0 | 0 | 0 | 0 | 0 | 0 | 0 | 0 | 0 | 0 | 0 | 0 | 0 | 0 | 0 | 0 | 0 | 0 | 0 | 0 | 0 | 0 | 0 | 0 | 0 | 0 | 0
Commercial_School (WA)_New_Food Preparation_Natural Gas_Range_E5_Baseline Forecast | Commercial | School (WA) | New | Food Preparation | Natural Gas | Range | E5 |  | Baseline Forecast | 0 | 0 | 0 | 0 | 0 | 0 | 0 | 0 | 0 | 0 | 0 | 0 | 0 | 0 | 0 | 0 | 0 | 0 | 0 | 0 | 0 | 0 | 0 | 0 | 0 | 0 | 0
Commercial_School (WA)_New_Food Preparation_Natural Gas_Range_E6_Baseline Forecast | Commercial | School (WA) | New | Food Preparation | Natural Gas | Range | E6 |  | Baseline Forecast | 0 | 0 | 0 | 0 | 0 | 0 | 0 | 0 | 0 | 0 | 0 | 0 | 0 | 0 | 0 | 0 | 0 | 0 | 0 | 0 | 0 | 0 | 0 | 0 | 0 | 0 | 0
Commercial_School (WA)_New_Food Preparation_Natural Gas_Range_E7_Baseline Forecast | Commercial | School (WA) | New | Food Preparation | Natural Gas | Range | E7 |  | Baseline Forecast | 0 | 0 | 0 | 0 | 0 | 0 | 0 | 0 | 0 | 0 | 0 | 0 | 0 | 0 | 0 | 0 | 0 | 0 | 0 | 0 | 0 | 0 | 0 | 0 | 0 | 0 | 0
Commercial_School (WA)_New_Food Preparation_Natural Gas_Range_E8_Baseline Forecast | Commercial | School (WA) | New | Food Preparation | Natural Gas | Range | E8 |  | Baseline Forecast | 0 | 0 | 0 | 0 | 0 | 0 | 0 | 0 | 0 | 0 | 0 | 0 | 0 | 0 | 0 | 0 | 0 | 0 | 0 | 0 | 0 | 0 | 0 | 0 | 0 | 0 | 0
Commercial_School (WA)_New_Food Preparation_Natural Gas_Range_E9_Baseline Forecast | Commercial | School (WA) | New | Food Preparation | Natural Gas | Range | E9 |  | Baseline Forecast | 0 | 0 | 0 | 0 | 0 | 0 | 0 | 0 | 0 | 0 | 0 | 0 | 0 | 0 | 0 | 0 | 0 | 0 | 0 | 0 | 0 | 0 | 0 | 0 | 0 | 0 | 0
Commercial_School (WA)_New_Food Preparation_Natural Gas_Range_E10_Baseline Forecast | Commercial | School (WA) | New | Food Preparation | Natural Gas | Range | E10 |  | Baseline Forecast | 0 | 0 | 0 | 0 | 0 | 0 | 0 | 0 | 0 | 0 | 0 | 0 | 0 | 0 | 0 | 0 | 0 | 0 | 0 | 0 | 0 | 0 | 0 | 0 | 0 | 0 | 0
Commercial_School (WA)_New_Food Preparation_Natural Gas_Range_Vintage_Baseline Forecast | Commercial | School (WA) | New | Food Preparation | Natural Gas | Range | Vintage | Vintage | Baseline Forecast | 0 | 0 | 0 | 0 | 0 | 0 | 0 | 0 | 0 | 0 | 0 | 0 | 0 | 0 | 0 | 0 | 0 | 0 | 0 | 0 | 0 | 0 | 0 | 0 | 0 | 0 | 0
Commercial_School (WA)_New_Food Preparation_Natural Gas_Steamer_E1_Baseline Forecast | Commercial | School (WA) | New | Food Preparation | Natural Gas | Steamer | E1 | Standard | Baseline Forecast | 0 | 9035.476 | 17479.0142 | 25973.4937 | 34454.7689 | 42764.3885 | 50928.1047 | 58920.2132 | 66781.384 | 74515.8285 | 82121.2935 | 89471.2311 | 96711.1385 | 103834.3689 | 110821.3862 | 117671.9014 | 124426.297 | 131064.9357 | 137585.287 | 143984.7882 | 150284.4116 | 156567.2276 | 162734.1746 | 168793.28 | 174754.6845 | 180639.2123 | 185936.3508
Commercial_School (WA)_New_Food Preparation_Natural Gas_Steamer_E2_Baseline Forecast | Commercial | School (WA) | New | Food Preparation | Natural Gas | Steamer | E2 | ENERGY STAR | Baseline Forecast | 0 | 9035.476 | 17479.0142 | 25973.4937 | 34454.7689 | 42764.3885 | 50928.1047 | 58920.2132 | 66781.384 | 74515.8285 | 82121.2935 | 89471.2311 | 96711.1385 | 103834.3689 | 110821.3862 | 117671.9014 | 124426.297 | 131064.9357 | 137585.287 | 143984.7882 | 150284.4116 | 156567.2276 | 162734.1746 | 168793.28 | 174754.6845 | 180639.2123 | 185936.3508
Commercial_School (WA)_New_Food Preparation_Natural Gas_Steamer_E3_Baseline Forecast | Commercial | School (WA) | New | Food Preparation | Natural Gas | Steamer | E3 |  | Baseline Forecast | 0 | 0 | 0 | 0 | 0 | 0 | 0 | 0 | 0 | 0 | 0 | 0 | 0 | 0 | 0 | 0 | 0 | 0 | 0 | 0 | 0 | 0 | 0 | 0 | 0 | 0 | 0
Commercial_School (WA)_New_Food Preparation_Natural Gas_Steamer_E4_Baseline Forecast | Commercial | School (WA) | New | Food Preparation | Natural Gas | Steamer | E4 |  | Baseline Forecast | 0 | 0 | 0 | 0 | 0 | 0 | 0 | 0 | 0 | 0 | 0 | 0 | 0 | 0 | 0 | 0 | 0 | 0 | 0 | 0 | 0 | 0 | 0 | 0 | 0 | 0 | 0
Commercial_School (WA)_New_Food Preparation_Natural Gas_Steamer_E5_Baseline Forecast | Commercial | School (WA) | New | Food Preparation | Natural Gas | Steamer | E5 |  | Baseline Forecast | 0 | 0 | 0 | 0 | 0 | 0 | 0 | 0 | 0 | 0 | 0 | 0 | 0 | 0 | 0 | 0 | 0 | 0 | 0 | 0 | 0 | 0 | 0 | 0 | 0 | 0 | 0
Commercial_School (WA)_New_Food Preparation_Natural Gas_Steamer_E6_Baseline Forecast | Commercial | School (WA) | New | Food Preparation | Natural Gas | Steamer | E6 |  | Baseline Forecast | 0 | 0 | 0 | 0 | 0 | 0 | 0 | 0 | 0 | 0 | 0 | 0 | 0 | 0 | 0 | 0 | 0 | 0 | 0 | 0 | 0 | 0 | 0 | 0 | 0 | 0 | 0
Commercial_School (WA)_New_Food Preparation_Natural Gas_Steamer_E7_Baseline Forecast | Commercial | School (WA) | New | Food Preparation | Natural Gas | Steamer | E7 |  | Baseline Forecast | 0 | 0 | 0 | 0 | 0 | 0 | 0 | 0 | 0 | 0 | 0 | 0 | 0 | 0 | 0 | 0 | 0 | 0 | 0 | 0 | 0 | 0 | 0 | 0 | 0 | 0 | 0
Commercial_School (WA)_New_Food Preparation_Natural Gas_Steamer_E8_Baseline Forecast | Commercial | School (WA) | New | Food Preparation | Natural Gas | Steamer | E8 |  | Baseline Forecast | 0 | 0 | 0 | 0 | 0 | 0 | 0 | 0 | 0 | 0 | 0 | 0 | 0 | 0 | 0 | 0 | 0 | 0 | 0 | 0 | 0 | 0 | 0 | 0 | 0 | 0 | 0
Commercial_School (WA)_New_Food Preparation_Natural Gas_Steamer_E9_Baseline Forecast | Commercial | School (WA) | New | Food Preparation | Natural Gas | Steamer | E9 |  | Baseline Forecast | 0 | 0 | 0 | 0 | 0 | 0 | 0 | 0 | 0 | 0 | 0 | 0 | 0 | 0 | 0 | 0 | 0 | 0 | 0 | 0 | 0 | 0 | 0 | 0 | 0 | 0 | 0
Commercial_School (WA)_New_Food Preparation_Natural Gas_Steamer_E10_Baseline Forecast | Commercial | School (WA) | New | Food Preparation | Natural Gas | Steamer | E10 |  | Baseline Forecast | 0 | 0 | 0 | 0 | 0 | 0 | 0 | 0 | 0 | 0 | 0 | 0 | 0 | 0 | 0 | 0 | 0 | 0 | 0 | 0 | 0 | 0 | 0 | 0 | 0 | 0 | 0
Commercial_School (WA)_New_Food Preparation_Natural Gas_Steamer_Vintage_Baseline Forecast | Commercial | School (WA) | New | Food Preparation | Natural Gas | Steamer | Vintage | Vintage | Baseline Forecast | 0 | 0 | 0 | 0 | 0 | 0 | 0 | 0 | 0 | 0 | 0 | 0 | 0 | 0 | 0 | 0 | 0 | 0 | 0 | 0 | 0 | 0 | 0 | 0 | 0 | 0 | 0
Commercial_School (WA)_New_Food Preparation_Natural Gas_Food Prep Other_E1_Baseline Forecast | Commercial | School (WA) | New | Food Preparation | Natural Gas | Food Prep Other | E1 | Standard | Baseline Forecast | 0 | 1671.5631 | 3233.6176 | 4805.0963 | 6374.1322 | 7911.4119 | 9421.6994 | 10900.2394 | 12354.556 | 13785.4283 | 15192.4393 | 16552.1777 | 17891.5606 | 19209.3582 | 20501.9564 | 21769.3018 | 23018.8649 | 24247.0131 | 25453.2781 | 26637.1858 | 27802.6162 | 28964.9371 | 30105.8223 | 31226.7568 | 32329.6166 | 33418.2543 | 34398.2249
Commercial_School (WA)_New_Food Preparation_Natural Gas_Food Prep Other_E2_Baseline Forecast | Commercial | School (WA) | New | Food Preparation | Natural Gas | Food Prep Other | E2 | ENERGY STAR | Baseline Forecast | 0 | 587.3059 | 1136.1359 | 1688.2771 | 2239.56 | 2779.6852 | 3310.3268 | 3829.8139 | 4340.79 | 4843.5289 | 5337.8841 | 5815.63 | 6286.224 | 6749.234 | 7203.3901 | 7648.6736 | 8087.7093 | 8519.2208 | 8943.0437 | 9359.0112 | 9768.4868 | 10176.8698 | 10577.7213 | 10971.5632 | 11359.0545 | 11741.5488 | 12085.8628
Commercial_School (WA)_New_Food Preparation_Natural Gas_Food Prep Other_E3_Baseline Forecast | Commercial | School (WA) | New | Food Preparation | Natural Gas | Food Prep Other | E3 |  | Baseline Forecast | 0 | 0 | 0 | 0 | 0 | 0 | 0 | 0 | 0 | 0 | 0 | 0 | 0 | 0 | 0 | 0 | 0 | 0 | 0 | 0 | 0 | 0 | 0 | 0 | 0 | 0 | 0
Commercial_School (WA)_New_Food Preparation_Natural Gas_Food Prep Other_E4_Baseline Forecast | Commercial | School (WA) | New | Food Preparation | Natural Gas | Food Prep Other | E4 |  | Baseline Forecast | 0 | 0 | 0 | 0 | 0 | 0 | 0 | 0 | 0 | 0 | 0 | 0 | 0 | 0 | 0 | 0 | 0 | 0 | 0 | 0 | 0 | 0 | 0 | 0 | 0 | 0 | 0
Commercial_School (WA)_New_Food Preparation_Natural Gas_Food Prep Other_E5_Baseline Forecast | Commercial | School (WA) | New | Food Preparation | Natural Gas | Food Prep Other | E5 |  | Baseline Forecast | 0 | 0 | 0 | 0 | 0 | 0 | 0 | 0 | 0 | 0 | 0 | 0 | 0 | 0 | 0 | 0 | 0 | 0 | 0 | 0 | 0 | 0 | 0 | 0 | 0 | 0 | 0
Commercial_School (WA)_New_Food Preparation_Natural Gas_Food Prep Other_E6_Baseline Forecast | Commercial | School (WA) | New | Food Preparation | Natural Gas | Food Prep Other | E6 |  | Baseline Forecast | 0 | 0 | 0 | 0 | 0 | 0 | 0 | 0 | 0 | 0 | 0 | 0 | 0 | 0 | 0 | 0 | 0 | 0 | 0 | 0 | 0 | 0 | 0 | 0 | 0 | 0 | 0
Commercial_School (WA)_New_Food Preparation_Natural Gas_Food Prep Other_E7_Baseline Forecast | Commercial | School (WA) | New | Food Preparation | Natural Gas | Food Prep Other | E7 |  | Baseline Forecast | 0 | 0 | 0 | 0 | 0 | 0 | 0 | 0 | 0 | 0 | 0 | 0 | 0 | 0 | 0 | 0 | 0 | 0 | 0 | 0 | 0 | 0 | 0 | 0 | 0 | 0 | 0
Commercial_School (WA)_New_Food Preparation_Natural Gas_Food Prep Other_E8_Baseline Forecast | Commercial | School (WA) | New | Food Preparation | Natural Gas | Food Prep Other | E8 |  | Baseline Forecast | 0 | 0 | 0 | 0 | 0 | 0 | 0 | 0 | 0 | 0 | 0 | 0 | 0 | 0 | 0 | 0 | 0 | 0 | 0 | 0 | 0 | 0 | 0 | 0 | 0 | 0 | 0
Commercial_School (WA)_New_Food Preparation_Natural Gas_Food Prep Other_E9_Baseline Forecast | Commercial | School (WA) | New | Food Preparation | Natural Gas | Food Prep Other | E9 |  | Baseline Forecast | 0 | 0 | 0 | 0 | 0 | 0 | 0 | 0 | 0 | 0 | 0 | 0 | 0 | 0 | 0 | 0 | 0 | 0 | 0 | 0 | 0 | 0 | 0 | 0 | 0 | 0 | 0
Commercial_School (WA)_New_Food Preparation_Natural Gas_Food Prep Other_E10_Baseline Forecast | Commercial | School (WA) | New | Food Preparation | Natural Gas | Food Prep Other | E10 |  | Baseline Forecast | 0 | 0 | 0 | 0 | 0 | 0 | 0 | 0 | 0 | 0 | 0 | 0 | 0 | 0 | 0 | 0 | 0 | 0 | 0 | 0 | 0 | 0 | 0 | 0 | 0 | 0 | 0
Commercial_School (WA)_New_Food Preparation_Natural Gas_Food Prep Other_Vintage_Baseline Forecast | Commercial | School (WA) | New | Food Preparation | Natural Gas | Food Prep Other | Vintage | Vintage | Baseline Forecast | 0 | 0 | 0 | 0 | 0 | 0 | 0 | 0 | 0 | 0 | 0 | 0 | 0 | 0 | 0 | 0 | 0 | 0 | 0 | 0 | 0 | 0 | 0 | 0 | 0 | 0 | 0
Commercial_School (WA)_New_Miscellaneous_Natural Gas_Pool Heater_E1_Baseline Forecast | Commercial | School (WA) | New | Miscellaneous | Natural Gas | Pool Heater | E1 | Standard (EF .82) | Baseline Forecast | 0 | 470.8135 | 910.7827 | 1353.4063 | 1795.3419 | 2228.333 | 2653.7215 | 3070.168 | 3479.7917 | 3882.812 | 4279.1116 | 4662.0964 | 5039.3477 | 5410.5194 | 5774.5934 | 6131.5547 | 6483.5074 | 6829.4283 | 7169.1856 | 7502.6458 | 7830.9016 | 8158.2816 | 8479.624 | 8795.3471 | 9105.9793 | 9412.6056 | 9688.6247
Commercial_School (WA)_New_Miscellaneous_Natural Gas_Pool Heater_E2_Baseline Forecast | Commercial | School (WA) | New | Miscellaneous | Natural Gas | Pool Heater | E2 | Condensing (EF .90) | Baseline Forecast | 0 | 52.3126 | 101.1981 | 150.3785 | 199.4824 | 247.5926 | 294.8579 | 341.1298 | 386.6435 | 431.4236 | 475.4568 | 518.0107 | 559.9275 | 601.1688 | 641.6215 | 681.2839 | 720.3897 | 758.8254 | 796.5762 | 833.6273 | 870.1002 | 906.4757 | 942.1804 | 977.2608 | 1011.7755 | 1045.8451 | 1076.5139
Commercial_School (WA)_New_Miscellaneous_Natural Gas_Pool Heater_E3_Baseline Forecast | Commercial | School (WA) | New | Miscellaneous | Natural Gas | Pool Heater | E3 |  | Baseline Forecast | 0 | 0 | 0 | 0 | 0 | 0 | 0 | 0 | 0 | 0 | 0 | 0 | 0 | 0 | 0 | 0 | 0 | 0 | 0 | 0 | 0 | 0 | 0 | 0 | 0 | 0 | 0
Commercial_School (WA)_New_Miscellaneous_Natural Gas_Pool Heater_E4_Baseline Forecast | Commercial | School (WA) | New | Miscellaneous | Natural Gas | Pool Heater | E4 |  | Baseline Forecast | 0 | 0 | 0 | 0 | 0 | 0 | 0 | 0 | 0 | 0 | 0 | 0 | 0 | 0 | 0 | 0 | 0 | 0 | 0 | 0 | 0 | 0 | 0 | 0 | 0 | 0 | 0
Commercial_School (WA)_New_Miscellaneous_Natural Gas_Pool Heater_E5_Baseline Forecast | Commercial | School (WA) | New | Miscellaneous | Natural Gas | Pool Heater | E5 |  | Baseline Forecast | 0 | 0 | 0 | 0 | 0 | 0 | 0 | 0 | 0 | 0 | 0 | 0 | 0 | 0 | 0 | 0 | 0 | 0 | 0 | 0 | 0 | 0 | 0 | 0 | 0 | 0 | 0
Commercial_School (WA)_New_Miscellaneous_Natural Gas_Pool Heater_E6_Baseline Forecast | Commercial | School (WA) | New | Miscellaneous | Natural Gas | Pool Heater | E6 |  | Baseline Forecast | 0 | 0 | 0 | 0 | 0 | 0 | 0 | 0 | 0 | 0 | 0 | 0 | 0 | 0 | 0 | 0 | 0 | 0 | 0 | 0 | 0 | 0 | 0 | 0 | 0 | 0 | 0
Commercial_School (WA)_New_Miscellaneous_Natural Gas_Pool Heater_E7_Baseline Forecast | Commercial | School (WA) | New | Miscellaneous | Natural Gas | Pool Heater | E7 |  | Baseline Forecast | 0 | 0 | 0 | 0 | 0 | 0 | 0 | 0 | 0 | 0 | 0 | 0 | 0 | 0 | 0 | 0 | 0 | 0 | 0 | 0 | 0 | 0 | 0 | 0 | 0 | 0 | 0
Commercial_School (WA)_New_Miscellaneous_Natural Gas_Pool Heater_E8_Baseline Forecast | Commercial | School (WA) | New | Miscellaneous | Natural Gas | Pool Heater | E8 |  | Baseline Forecast | 0 | 0 | 0 | 0 | 0 | 0 | 0 | 0 | 0 | 0 | 0 | 0 | 0 | 0 | 0 | 0 | 0 | 0 | 0 | 0 | 0 | 0 | 0 | 0 | 0 | 0 | 0
Commercial_School (WA)_New_Miscellaneous_Natural Gas_Pool Heater_E9_Baseline Forecast | Commercial | School (WA) | New | Miscellaneous | Natural Gas | Pool Heater | E9 |  | Baseline Forecast | 0 | 0 | 0 | 0 | 0 | 0 | 0 | 0 | 0 | 0 | 0 | 0 | 0 | 0 | 0 | 0 | 0 | 0 | 0 | 0 | 0 | 0 | 0 | 0 | 0 | 0 | 0
Commercial_School (WA)_New_Miscellaneous_Natural Gas_Pool Heater_E10_Baseline Forecast | Commercial | School (WA) | New | Miscellaneous | Natural Gas | Pool Heater | E10 |  | Baseline Forecast | 0 | 0 | 0 | 0 | 0 | 0 | 0 | 0 | 0 | 0 | 0 | 0 | 0 | 0 | 0 | 0 | 0 | 0 | 0 | 0 | 0 | 0 | 0 | 0 | 0 | 0 | 0
Commercial_School (WA)_New_Miscellaneous_Natural Gas_Pool Heater_Vintage_Baseline Forecast | Commercial | School (WA) | New | Miscellaneous | Natural Gas | Pool Heater | Vintage | Vintage | Baseline Forecast | 0 | 0 | 0 | 0 | 0 | 0 | 0 | 0 | 0 | 0 | 0 | 0 | 0 | 0 | 0 | 0 | 0 | 0 | 0 | 0 | 0 | 0 | 0 | 0 | 0 | 0 | 0
Commercial_School (WA)_New_Miscellaneous_Natural Gas_Miscellaneous_E1_Baseline Forecast | Commercial | School (WA) | New | Miscellaneous | Natural Gas | Miscellaneous | E1 | Standard | Baseline Forecast | 0 | 172238.7619 | 333193.7073 | 495119.7227 | 656794.0313 | 815196.1549 | 970816.996 | 1123166.5637 | 1273020.1317 | 1420457.9806 | 1565437.1568 | 1705545.3422 | 1843556.0772 | 1979342.6565 | 2112532.6743 | 2243120.6214 | 2371876.2867 | 2498425.3374 | 2622719.5328 | 2744710.0247 | 2864796.5966 | 2984562.7762 | 3102120.2027 | 3217621.8994 | 3331261.1739 | 3443434.984 | 3544411.6863
Commercial_School (WA)_New_Miscellaneous_Natural Gas_Miscellaneous_E2_Baseline Forecast | Commercial | School (WA) | New | Miscellaneous | Natural Gas | Miscellaneous | E2 |  | Baseline Forecast | 0 | 0 | 0 | 0 | 0 | 0 | 0 | 0 | 0 | 0 | 0 | 0 | 0 | 0 | 0 | 0 | 0 | 0 | 0 | 0 | 0 | 0 | 0 | 0 | 0 | 0 | 0
Commercial_School (WA)_New_Miscellaneous_Natural Gas_Miscellaneous_E3_Baseline Forecast | Commercial | School (WA) | New | Miscellaneous | Natural Gas | Miscellaneous | E3 |  | Baseline Forecast | 0 | 0 | 0 | 0 | 0 | 0 | 0 | 0 | 0 | 0 | 0 | 0 | 0 | 0 | 0 | 0 | 0 | 0 | 0 | 0 | 0 | 0 | 0 | 0 | 0 | 0 | 0
Commercial_School (WA)_New_Miscellaneous_Natural Gas_Miscellaneous_E4_Baseline Forecast | Commercial | School (WA) | New | Miscellaneous | Natural Gas | Miscellaneous | E4 |  | Baseline Forecast | 0 | 0 | 0 | 0 | 0 | 0 | 0 | 0 | 0 | 0 | 0 | 0 | 0 | 0 | 0 | 0 | 0 | 0 | 0 | 0 | 0 | 0 | 0 | 0 | 0 | 0 | 0
Commercial_School (WA)_New_Miscellaneous_Natural Gas_Miscellaneous_E5_Baseline Forecast | Commercial | School (WA) | New | Miscellaneous | Natural Gas | Miscellaneous | E5 |  | Baseline Forecast | 0 | 0 | 0 | 0 | 0 | 0 | 0 | 0 | 0 | 0 | 0 | 0 | 0 | 0 | 0 | 0 | 0 | 0 | 0 | 0 | 0 | 0 | 0 | 0 | 0 | 0 | 0
Commercial_School (WA)_New_Miscellaneous_Natural Gas_Miscellaneous_E6_Baseline Forecast | Commercial | School (WA) | New | Miscellaneous | Natural Gas | Miscellaneous | E6 |  | Baseline Forecast | 0 | 0 | 0 | 0 | 0 | 0 | 0 | 0 | 0 | 0 | 0 | 0 | 0 | 0 | 0 | 0 | 0 | 0 | 0 | 0 | 0 | 0 | 0 | 0 | 0 | 0 | 0
Commercial_School (WA)_New_Miscellaneous_Natural Gas_Miscellaneous_E7_Baseline Forecast | Commercial | School (WA) | New | Miscellaneous | Natural Gas | Miscellaneous | E7 |  | Baseline Forecast | 0 | 0 | 0 | 0 | 0 | 0 | 0 | 0 | 0 | 0 | 0 | 0 | 0 | 0 | 0 | 0 | 0 | 0 | 0 | 0 | 0 | 0 | 0 | 0 | 0 | 0 | 0
Commercial_School (WA)_New_Miscellaneous_Natural Gas_Miscellaneous_E8_Baseline Forecast | Commercial | School (WA) | New | Miscellaneous | Natural Gas | Miscellaneous | E8 |  | Baseline Forecast | 0 | 0 | 0 | 0 | 0 | 0 | 0 | 0 | 0 | 0 | 0 | 0 | 0 | 0 | 0 | 0 | 0 | 0 | 0 | 0 | 0 | 0 | 0 | 0 | 0 | 0 | 0
Commercial_School (WA)_New_Miscellaneous_Natural Gas_Miscellaneous_E9_Baseline Forecast | Commercial | School (WA) | New | Miscellaneous | Natural Gas | Miscellaneous | E9 |  | Baseline Forecast | 0 | 0 | 0 | 0 | 0 | 0 | 0 | 0 | 0 | 0 | 0 | 0 | 0 | 0 | 0 | 0 | 0 | 0 | 0 | 0 | 0 | 0 | 0 | 0 | 0 | 0 | 0
Commercial_School (WA)_New_Miscellaneous_Natural Gas_Miscellaneous_E10_Baseline Forecast | Commercial | School (WA) | New | Miscellaneous | Natural Gas | Miscellaneous | E10 |  | Baseline Forecast | 0 | 0 | 0 | 0 | 0 | 0 | 0 | 0 | 0 | 0 | 0 | 0 | 0 | 0 | 0 | 0 | 0 | 0 | 0 | 0 | 0 | 0 | 0 | 0 | 0 | 0 | 0
Commercial_School (WA)_New_Miscellaneous_Natural Gas_Miscellaneous_Vintage_Baseline Forecast | Commercial | School (WA) | New | Miscellaneous | Natural Gas | Miscellaneous | Vintage | Vintage | Baseline Forecast | 0 | 0 | 0 | 0 | 0 | 0 | 0 | 0 | 0 | 0 | 0 | 0 | 0 | 0 | 0 | 0 | 0 | 0 | 0 | 0 | 0 | 0 | 0 | 0 | 0 | 0 | 0
Commercial_College (WA)_Existing_Space Heating_Natural Gas_Furnace_E1_Baseline Forecast | Commercial | College (WA) | Existing | Space Heating | Natural Gas | Furnace | E1 | AFUE 80% (Standard) | Baseline Forecast | 0 | 12999.5303 | 25961.4587 | 38836.1079 | 51580.6421 | 64158.2947 | 76537.6803 | 88692.1815 | 100599.4015 | 112240.6779 | 123600.6478 | 134666.8618 | 144101.496 | 152087.8923 | 158789.5483 | 164352.252 | 168905.9874 | 172566.6346 | 175437.4878 | 177610.6101 | 179168.0422 | 180182.8822 | 180720.2479 | 180838.1373 | 180588.1951 | 180016.3981 | 179163.6659
Commercial_College (WA)_Existing_Space Heating_Natural Gas_Furnace_E2_Baseline Forecast | Commercial | College (WA) | Existing | Space Heating | Natural Gas | Furnace | E2 | AFUE 90% | Baseline Forecast | 0 | 0 | 0 | 0 | 0 | 0 | 0 | 0 | 0 | 0 | 0 | 0 | 0 | 0 | 0 | 0 | 0 | 0 | 0 | 0 | 0 | 0 | 0 | 0 | 0 | 0 | 0
Commercial_College (WA)_Existing_Space Heating_Natural Gas_Furnace_E3_Baseline Forecast | Commercial | College (WA) | Existing | Space Heating | Natural Gas | Furnace | E3 | AFUE 96% | Baseline Forecast | 0 | 0 | 0 | 0 | 0 | 0 | 0 | 0 | 0 | 0 | 0 | 0 | 0 | 0 | 0 | 0 | 0 | 0 | 0 | 0 | 0 | 0 | 0 | 0 | 0 | 0 | 0
Commercial_College (WA)_Existing_Space Heating_Natural Gas_Furnace_E4_Baseline Forecast | Commercial | College (WA) | Existing | Space Heating | Natural Gas | Furnace | E4 |  | Baseline Forecast | 0 | 0 | 0 | 0 | 0 | 0 | 0 | 0 | 0 | 0 | 0 | 0 | 0 | 0 | 0 | 0 | 0 | 0 | 0 | 0 | 0 | 0 | 0 | 0 | 0 | 0 | 0
Commercial_College (WA)_Existing_Space Heating_Natural Gas_Furnace_E5_Baseline Forecast | Commercial | College (WA) | Existing | Space Heating | Natural Gas | Furnace | E5 |  | Baseline Forecast | 0 | 0 | 0 | 0 | 0 | 0 | 0 | 0 | 0 | 0 | 0 | 0 | 0 | 0 | 0 | 0 | 0 | 0 | 0 | 0 | 0 | 0 | 0 | 0 | 0 | 0 | 0
Commercial_College (WA)_Existing_Space Heating_Natural Gas_Furnace_E6_Baseline Forecast | Commercial | College (WA) | Existing | Space Heating | Natural Gas | Furnace | E6 |  | Baseline Forecast | 0 | 0 | 0 | 0 | 0 | 0 | 0 | 0 | 0 | 0 | 0 | 0 | 0 | 0 | 0 | 0 | 0 | 0 | 0 | 0 | 0 | 0 | 0 | 0 | 0 | 0 | 0
Commercial_College (WA)_Existing_Space Heating_Natural Gas_Furnace_E7_Baseline Forecast | Commercial | College (WA) | Existing | Space Heating | Natural Gas | Furnace | E7 |  | Baseline Forecast | 0 | 0 | 0 | 0 | 0 | 0 | 0 | 0 | 0 | 0 | 0 | 0 | 0 | 0 | 0 | 0 | 0 | 0 | 0 | 0 | 0 | 0 | 0 | 0 | 0 | 0 | 0
Commercial_College (WA)_Existing_Space Heating_Natural Gas_Furnace_E8_Baseline Forecast | Commercial | College (WA) | Existing | Space Heating | Natural Gas | Furnace | E8 |  | Baseline Forecast | 0 | 0 | 0 | 0 | 0 | 0 | 0 | 0 | 0 | 0 | 0 | 0 | 0 | 0 | 0 | 0 | 0 | 0 | 0 | 0 | 0 | 0 | 0 | 0 | 0 | 0 | 0
Commercial_College (WA)_Existing_Space Heating_Natural Gas_Furnace_E9_Baseline Forecast | Commercial | College (WA) | Existing | Space Heating | Natural Gas | Furnace | E9 |  | Baseline Forecast | 0 | 0 | 0 | 0 | 0 | 0 | 0 | 0 | 0 | 0 | 0 | 0 | 0 | 0 | 0 | 0 | 0 | 0 | 0 | 0 | 0 | 0 | 0 | 0 | 0 | 0 | 0
Commercial_College (WA)_Existing_Space Heating_Natural Gas_Furnace_E10_Baseline Forecast | Commercial | College (WA) | Existing | Space Heating | Natural Gas | Furnace | E10 |  | Baseline Forecast | 0 | 0 | 0 | 0 | 0 | 0 | 0 | 0 | 0 | 0 | 0 | 0 | 0 | 0 | 0 | 0 | 0 | 0 | 0 | 0 | 0 | 0 | 0 | 0 | 0 | 0 | 0
Commercial_College (WA)_Existing_Space Heating_Natural Gas_Furnace_Vintage_Baseline Forecast | Commercial | College (WA) | Existing | Space Heating | Natural Gas | Furnace | Vintage | Vintage | Baseline Forecast | 327696.493 | 308738.8446 | 289927.1276 | 271309.0496 | 252925.5125 | 234811.3844 | 216996.1864 | 199504.7058 | 182357.5424 | 165571.5943 | 149160.4921 | 133134.9847 | 118831.226 | 106064.2348 | 94668.9038 | 84497.8645 | 75419.5816 | 67316.6513 | 60084.2838 | 53628.9475 | 47867.1598 | 42724.4071 | 38134.1815 | 34037.1207 | 30380.24 | 27116.2472 | 24202.9314
Commercial_College (WA)_Existing_Space Heating_Natural Gas_Boiler_E1_Baseline Forecast | Commercial | College (WA) | Existing | Space Heating | Natural Gas | Boiler | E1 | AFUE 80% (Standard) | Baseline Forecast | 0 | 27026.5794 | 55558.7912 | 86195.04 | 117521.7184 | 149719.3904 | 183290.9912 | 216653.0702 | 250198.4304 | 283092.0831 | 316756.7288 | 350146.1407 | 382398.6112 | 415234.2573 | 447496.5258 | 478278.7429 | 508376.3092 | 536842.2018 | 566665.4003 | 594729.5407 | 620801.1714 | 648104.7765 | 673615.5504 | 698249.2891 | 722000.9934 | 744869.1934 | 766855.493
Commercial_College (WA)_Existing_Space Heating_Natural Gas_Boiler_E2_Baseline Forecast | Commercial | College (WA) | Existing | Space Heating | Natural Gas | Boiler | E2 | AFUE 85% | Baseline Forecast | 0 | 0 | 0 | 0 | 0 | 0 | 0 | 0 | 0 | 0 | 0 | 0 | 0 | 0 | 0 | 0 | 0 | 0 | 0 | 0 | 0 | 0 | 0 | 0 | 0 | 0 | 0
Commercial_College (WA)_Existing_Space Heating_Natural Gas_Boiler_E3_Baseline Forecast | Commercial | College (WA) | Existing | Space Heating | Natural Gas | Boiler | E3 | AFUE 97% | Baseline Forecast | 0 | 14552.7735 | 30541.396 | 46768.2842 | 64120.0883 | 81953.5582 | 99360.2505 | 117568.96 | 135877.4373 | 154851.4025 | 172834.5768 | 190671.2974 | 209049.5039 | 226100.2515 | 242853.3714 | 260108.3937 | 276980.1005 | 294341.0176 | 309141.1999 | 324447.986 | 340456.3239 | 353912.4848 | 367820.1653 | 381249.5955 | 394198.0461 | 406664.7129 | 418650.4686
Commercial_College (WA)_Existing_Space Heating_Natural Gas_Boiler_E4_Baseline Forecast | Commercial | College (WA) | Existing | Space Heating | Natural Gas | Boiler | E4 | Convert to NG Air Source Heat Pump | Baseline Forecast | 0 | 0 | 0 | 0 | 0 | 0 | 0 | 0 | 0 | 0 | 0 | 0 | 0 | 0 | 0 | 0 | 0 | 0 | 0 | 0 | 0 | 0 | 0 | 0 | 0 | 0 | 0
Commercial_College (WA)_Existing_Space Heating_Natural Gas_Boiler_E5_Baseline Forecast | Commercial | College (WA) | Existing | Space Heating | Natural Gas | Boiler | E5 |  | Baseline Forecast | 0 | 0 | 0 | 0 | 0 | 0 | 0 | 0 | 0 | 0 | 0 | 0 | 0 | 0 | 0 | 0 | 0 | 0 | 0 | 0 | 0 | 0 | 0 | 0 | 0 | 0 | 0
Commercial_College (WA)_Existing_Space Heating_Natural Gas_Boiler_E6_Baseline Forecast | Commercial | College (WA) | Existing | Space Heating | Natural Gas | Boiler | E6 |  | Baseline Forecast | 0 | 0 | 0 | 0 | 0 | 0 | 0 | 0 | 0 | 0 | 0 | 0 | 0 | 0 | 0 | 0 | 0 | 0 | 0 | 0 | 0 | 0 | 0 | 0 | 0 | 0 | 0
Commercial_College (WA)_Existing_Space Heating_Natural Gas_Boiler_E7_Baseline Forecast | Commercial | College (WA) | Existing | Space Heating | Natural Gas | Boiler | E7 |  | Baseline Forecast | 0 | 0 | 0 | 0 | 0 | 0 | 0 | 0 | 0 | 0 | 0 | 0 | 0 | 0 | 0 | 0 | 0 | 0 | 0 | 0 | 0 | 0 | 0 | 0 | 0 | 0 | 0
Commercial_College (WA)_Existing_Space Heating_Natural Gas_Boiler_E8_Baseline Forecast | Commercial | College (WA) | Existing | Space Heating | Natural Gas | Boiler | E8 |  | Baseline Forecast | 0 | 0 | 0 | 0 | 0 | 0 | 0 | 0 | 0 | 0 | 0 | 0 | 0 | 0 | 0 | 0 | 0 | 0 | 0 | 0 | 0 | 0 | 0 | 0 | 0 | 0 | 0
Commercial_College (WA)_Existing_Space Heating_Natural Gas_Boiler_E9_Baseline Forecast | Commercial | College (WA) | Existing | Space Heating | Natural Gas | Boiler | E9 |  | Baseline Forecast | 0 | 0 | 0 | 0 | 0 | 0 | 0 | 0 | 0 | 0 | 0 | 0 | 0 | 0 | 0 | 0 | 0 | 0 | 0 | 0 | 0 | 0 | 0 | 0 | 0 | 0 | 0
Commercial_College (WA)_Existing_Space Heating_Natural Gas_Boiler_E10_Baseline Forecast | Commercial | College (WA) | Existing | Space Heating | Natural Gas | Boiler | E10 |  | Baseline Forecast | 0 | 0 | 0 | 0 | 0 | 0 | 0 | 0 | 0 | 0 | 0 | 0 | 0 | 0 | 0 | 0 | 0 | 0 | 0 | 0 | 0 | 0 | 0 | 0 | 0 | 0 | 0
Commercial_College (WA)_Existing_Space Heating_Natural Gas_Boiler_Vintage_Baseline Forecast | Commercial | College (WA) | Existing | Space Heating | Natural Gas | Boiler | Vintage | Vintage | Baseline Forecast | 2795056.4986 | 2702657.9366 | 2608241.8788 | 2512390.7043 | 2415614.8758 | 2318360.8852 | 2221018.3405 | 2123926.2869 | 2027378.8436 | 1931630.231 | 1836899.2525 | 1743373.2916 | 1651211.8741 | 1560549.8443 | 1471500.1949 | 1384156.5902 | 1298595.6129 | 1214878.7665 | 1133054.2587 | 1053158.5893 | 975217.9641 | 899249.5533 | 825262.6113 | 753259.4728 | 683236.4387 | 615184.5632 | 549090.354
Commercial_College (WA)_Existing_Space Heating_Natural Gas_Unit Heater_E1_Baseline Forecast | Commercial | College (WA) | Existing | Space Heating | Natural Gas | Unit Heater | E1 | Standard | Baseline Forecast | 0 | 0 | 0 | 0 | 0 | 0 | 0 | 0 | 0 | 0 | 0 | 0 | 0 | 0 | 0 | 0 | 0 | 0 | 0 | 0 | 0 | 0 | 0 | 0 | 0 | 0 | 0
Commercial_College (WA)_Existing_Space Heating_Natural Gas_Unit Heater_E2_Baseline Forecast | Commercial | College (WA) | Existing | Space Heating | Natural Gas | Unit Heater | E2 | Condensing | Baseline Forecast | 0 | 0 | 0 | 0 | 0 | 0 | 0 | 0 | 0 | 0 | 0 | 0 | 0 | 0 | 0 | 0 | 0 | 0 | 0 | 0 | 0 | 0 | 0 | 0 | 0 | 0 | 0
Commercial_College (WA)_Existing_Space Heating_Natural Gas_Unit Heater_E3_Baseline Forecast | Commercial | College (WA) | Existing | Space Heating | Natural Gas | Unit Heater | E3 | Infrared Radiant | Baseline Forecast | 0 | 0 | 0 | 0 | 0 | 0 | 0 | 0 | 0 | 0 | 0 | 0 | 0 | 0 | 0 | 0 | 0 | 0 | 0 | 0 | 0 | 0 | 0 | 0 | 0 | 0 | 0
Commercial_College (WA)_Existing_Space Heating_Natural Gas_Unit Heater_E4_Baseline Forecast | Commercial | College (WA) | Existing | Space Heating | Natural Gas | Unit Heater | E4 |  | Baseline Forecast | 0 | 0 | 0 | 0 | 0 | 0 | 0 | 0 | 0 | 0 | 0 | 0 | 0 | 0 | 0 | 0 | 0 | 0 | 0 | 0 | 0 | 0 | 0 | 0 | 0 | 0 | 0
Commercial_College (WA)_Existing_Space Heating_Natural Gas_Unit Heater_E5_Baseline Forecast | Commercial | College (WA) | Existing | Space Heating | Natural Gas | Unit Heater | E5 |  | Baseline Forecast | 0 | 0 | 0 | 0 | 0 | 0 | 0 | 0 | 0 | 0 | 0 | 0 | 0 | 0 | 0 | 0 | 0 | 0 | 0 | 0 | 0 | 0 | 0 | 0 | 0 | 0 | 0
Commercial_College (WA)_Existing_Space Heating_Natural Gas_Unit Heater_E6_Baseline Forecast | Commercial | College (WA) | Existing | Space Heating | Natural Gas | Unit Heater | E6 |  | Baseline Forecast | 0 | 0 | 0 | 0 | 0 | 0 | 0 | 0 | 0 | 0 | 0 | 0 | 0 | 0 | 0 | 0 | 0 | 0 | 0 | 0 | 0 | 0 | 0 | 0 | 0 | 0 | 0
Commercial_College (WA)_Existing_Space Heating_Natural Gas_Unit Heater_E7_Baseline Forecast | Commercial | College (WA) | Existing | Space Heating | Natural Gas | Unit Heater | E7 |  | Baseline Forecast | 0 | 0 | 0 | 0 | 0 | 0 | 0 | 0 | 0 | 0 | 0 | 0 | 0 | 0 | 0 | 0 | 0 | 0 | 0 | 0 | 0 | 0 | 0 | 0 | 0 | 0 | 0
Commercial_College (WA)_Existing_Space Heating_Natural Gas_Unit Heater_E8_Baseline Forecast | Commercial | College (WA) | Existing | Space Heating | Natural Gas | Unit Heater | E8 |  | Baseline Forecast | 0 | 0 | 0 | 0 | 0 | 0 | 0 | 0 | 0 | 0 | 0 | 0 | 0 | 0 | 0 | 0 | 0 | 0 | 0 | 0 | 0 | 0 | 0 | 0 | 0 | 0 | 0
Commercial_College (WA)_Existing_Space Heating_Natural Gas_Unit Heater_E9_Baseline Forecast | Commercial | College (WA) | Existing | Space Heating | Natural Gas | Unit Heater | E9 |  | Baseline Forecast | 0 | 0 | 0 | 0 | 0 | 0 | 0 | 0 | 0 | 0 | 0 | 0 | 0 | 0 | 0 | 0 | 0 | 0 | 0 | 0 | 0 | 0 | 0 | 0 | 0 | 0 | 0
Commercial_College (WA)_Existing_Space Heating_Natural Gas_Unit Heater_E10_Baseline Forecast | Commercial | College (WA) | Existing | Space Heating | Natural Gas | Unit Heater | E10 |  | Baseline Forecast | 0 | 0 | 0 | 0 | 0 | 0 | 0 | 0 | 0 | 0 | 0 | 0 | 0 | 0 | 0 | 0 | 0 | 0 | 0 | 0 | 0 | 0 | 0 | 0 | 0 | 0 | 0
Commercial_College (WA)_Existing_Space Heating_Natural Gas_Unit Heater_Vintage_Baseline Forecast | Commercial | College (WA) | Existing | Space Heating | Natural Gas | Unit Heater | Vintage | Vintage | Baseline Forecast | 0 | 0 | 0 | 0 | 0 | 0 | 0 | 0 | 0 | 0 | 0 | 0 | 0 | 0 | 0 | 0 | 0 | 0 | 0 | 0 | 0 | 0 | 0 | 0 | 0 | 0 | 0
Commercial_College (WA)_Existing_Water Heating_Natural Gas_Water Heater_E1_Baseline Forecast | Commercial | College (WA) | Existing | Water Heating | Natural Gas | Water Heater | E1 | TE 0.80 | Baseline Forecast | 0 | 36698.2081 | 75992.587 | 117354.2974 | 160318.2437 | 204476.0559 | 249469.83 | 294986.5443 | 340753.0796 | 386531.7775 | 432116.4804 | 477328.9992 | 516017.8246 | 548914.1428 | 576670.0322 | 599866.9723 | 619023.4387 | 634601.6818 | 647013.7767 | 656627.0237 | 663768.7675 | 668730.6992 | 671772.6958 | 673126.2463 | 672997.5108 | 671570.0498 | 669007.2604
Commercial_College (WA)_Existing_Water Heating_Natural Gas_Water Heater_E2_Baseline Forecast | Commercial | College (WA) | Existing | Water Heating | Natural Gas | Water Heater | E2 | TE 0.90 | Baseline Forecast | 0 | 0 | 0 | 0 | 0 | 0 | 0 | 0 | 0 | 0 | 0 | 0 | 0 | 0 | 0 | 0 | 0 | 0 | 0 | 0 | 0 | 0 | 0 | 0 | 0 | 0 | 0
Commercial_College (WA)_Existing_Water Heating_Natural Gas_Water Heater_E3_Baseline Forecast | Commercial | College (WA) | Existing | Water Heating | Natural Gas | Water Heater | E3 | TE 0.94 | Baseline Forecast | 0 | 41383.0857 | 85693.7683 | 132335.6971 | 180784.4024 | 230579.3821 | 281317.0423 | 332644.401 | 384253.4727 | 435876.2598 | 487280.2864 | 538264.6161 | 581892.4405 | 618988.2887 | 650287.4831 | 676445.7347 | 698047.7075 | 715614.6625 | 729611.2801 | 740451.7501 | 748505.2059 | 754100.5757 | 757530.9122 | 759057.2564 | 758912.0866 | 757302.3966 | 754412.4426
Commercial_College (WA)_Existing_Water Heating_Natural Gas_Water Heater_E4_Baseline Forecast | Commercial | College (WA) | Existing | Water Heating | Natural Gas | Water Heater | E4 | Instantaneous TE 0.94 | Baseline Forecast | 0 | 0 | 0 | 0 | 0 | 0 | 0 | 0 | 0 | 0 | 0 | 0 | 0 | 0 | 0 | 0 | 0 | 0 | 0 | 0 | 0 | 0 | 0 | 0 | 0 | 0 | 0
Commercial_College (WA)_Existing_Water Heating_Natural Gas_Water Heater_E5_Baseline Forecast | Commercial | College (WA) | Existing | Water Heating | Natural Gas | Water Heater | E5 | Gas-Fired Absorption HPWH | Baseline Forecast | 0 | 0 | 0 | 0 | 0 | 0 | 0 | 0 | 0 | 0 | 0 | 0 | 0 | 0 | 0 | 0 | 0 | 0 | 0 | 0 | 0 | 0 | 0 | 0 | 0 | 0 | 0
Commercial_College (WA)_Existing_Water Heating_Natural Gas_Water Heater_E6_Baseline Forecast | Commercial | College (WA) | Existing | Water Heating | Natural Gas | Water Heater | E6 |  | Baseline Forecast | 0 | 0 | 0 | 0 | 0 | 0 | 0 | 0 | 0 | 0 | 0 | 0 | 0 | 0 | 0 | 0 | 0 | 0 | 0 | 0 | 0 | 0 | 0 | 0 | 0 | 0 | 0
Commercial_College (WA)_Existing_Water Heating_Natural Gas_Water Heater_E7_Baseline Forecast | Commercial | College (WA) | Existing | Water Heating | Natural Gas | Water Heater | E7 |  | Baseline Forecast | 0 | 0 | 0 | 0 | 0 | 0 | 0 | 0 | 0 | 0 | 0 | 0 | 0 | 0 | 0 | 0 | 0 | 0 | 0 | 0 | 0 | 0 | 0 | 0 | 0 | 0 | 0
Commercial_College (WA)_Existing_Water Heating_Natural Gas_Water Heater_E8_Baseline Forecast | Commercial | College (WA) | Existing | Water Heating | Natural Gas | Water Heater | E8 |  | Baseline Forecast | 0 | 0 | 0 | 0 | 0 | 0 | 0 | 0 | 0 | 0 | 0 | 0 | 0 | 0 | 0 | 0 | 0 | 0 | 0 | 0 | 0 | 0 | 0 | 0 | 0 | 0 | 0
Commercial_College (WA)_Existing_Water Heating_Natural Gas_Water Heater_E9_Baseline Forecast | Commercial | College (WA) | Existing | Water Heating | Natural Gas | Water Heater | E9 |  | Baseline Forecast | 0 | 0 | 0 | 0 | 0 | 0 | 0 | 0 | 0 | 0 | 0 | 0 | 0 | 0 | 0 | 0 | 0 | 0 | 0 | 0 | 0 | 0 | 0 | 0 | 0 | 0 | 0
Commercial_College (WA)_Existing_Water Heating_Natural Gas_Water Heater_E10_Baseline Forecast | Commercial | College (WA) | Existing | Water Heating | Natural Gas | Water Heater | E10 |  | Baseline Forecast | 0 | 0 | 0 | 0 | 0 | 0 | 0 | 0 | 0 | 0 | 0 | 0 | 0 | 0 | 0 | 0 | 0 | 0 | 0 | 0 | 0 | 0 | 0 | 0 | 0 | 0 | 0
Commercial_College (WA)_Existing_Water Heating_Natural Gas_Water Heater_Vintage_Baseline Forecast | Commercial | College (WA) | Existing | Water Heating | Natural Gas | Water Heater | Vintage | Vintage | Baseline Forecast | 2624399.0431 | 2498601.403 | 2368147.5653 | 2234146.9458 | 2097573.6225 | 1959281.2621 | 1820016.4332 | 1680430.4819 | 1541090.1217 | 1402486.879 | 1265045.5146 | 1129131.5337 | 1007819.8813 | 899541.7123 | 802896.7349 | 716635.1022 | 639641.2483 | 570919.4613 | 509581.0068 | 454832.6341 | 405966.3181 | 362350.1021 | 323419.9258 | 288672.3305 | 257657.9479 | 229975.689 | 205267.5571
Commercial_College (WA)_Existing_Food Preparation_Natural Gas_Oven_E1_Baseline Forecast | Commercial | College (WA) | Existing | Food Preparation | Natural Gas | Oven | E1 | Standard | Baseline Forecast | 0 | 4640.0717 | 10478.1256 | 17175.8429 | 24469.7208 | 32154.9665 | 40072.8487 | 48100.7631 | 56144.4309 | 64131.7726 | 70041.2323 | 74325.2327 | 77339.0107 | 79361.4705 | 80611.5626 | 81261.149 | 81445.1071 | 81269.2675 | 80816.6474 | 80152.347 | 79327.3957 | 78381.7727 | 77346.7796 | 76246.9038 | 75101.2828 | 73924.8532 | 72729.2537
Commercial_College (WA)_Existing_Food Preparation_Natural Gas_Oven_E2_Baseline Forecast | Commercial | College (WA) | Existing | Food Preparation | Natural Gas | Oven | E2 | ENERGY STAR (>42% Baking Efficiency) | Baseline Forecast | 0 | 6677.1764 | 15078.2783 | 24716.4569 | 35212.525 | 46271.7811 | 57665.8067 | 69218.1713 | 80793.2055 | 92287.185 | 100791.0416 | 106955.8227 | 111292.7227 | 114203.0916 | 116002.0048 | 116936.7753 | 117201.4956 | 116948.4582 | 116297.1268 | 115341.1823 | 114154.0573 | 112793.2827 | 111303.9023 | 109721.1543 | 108072.5778 | 106379.6667 | 104659.1699
Commercial_College (WA)_Existing_Food Preparation_Natural Gas_Oven_E3_Baseline Forecast | Commercial | College (WA) | Existing | Food Preparation | Natural Gas | Oven | E3 |  | Baseline Forecast | 0 | 0 | 0 | 0 | 0 | 0 | 0 | 0 | 0 | 0 | 0 | 0 | 0 | 0 | 0 | 0 | 0 | 0 | 0 | 0 | 0 | 0 | 0 | 0 | 0 | 0 | 0
Commercial_College (WA)_Existing_Food Preparation_Natural Gas_Oven_E4_Baseline Forecast | Commercial | College (WA) | Existing | Food Preparation | Natural Gas | Oven | E4 |  | Baseline Forecast | 0 | 0 | 0 | 0 | 0 | 0 | 0 | 0 | 0 | 0 | 0 | 0 | 0 | 0 | 0 | 0 | 0 | 0 | 0 | 0 | 0 | 0 | 0 | 0 | 0 | 0 | 0
Commercial_College (WA)_Existing_Food Preparation_Natural Gas_Oven_E5_Baseline Forecast | Commercial | College (WA) | Existing | Food Preparation | Natural Gas | Oven | E5 |  | Baseline Forecast | 0 | 0 | 0 | 0 | 0 | 0 | 0 | 0 | 0 | 0 | 0 | 0 | 0 | 0 | 0 | 0 | 0 | 0 | 0 | 0 | 0 | 0 | 0 | 0 | 0 | 0 | 0
Commercial_College (WA)_Existing_Food Preparation_Natural Gas_Oven_E6_Baseline Forecast | Commercial | College (WA) | Existing | Food Preparation | Natural Gas | Oven | E6 |  | Baseline Forecast | 0 | 0 | 0 | 0 | 0 | 0 | 0 | 0 | 0 | 0 | 0 | 0 | 0 | 0 | 0 | 0 | 0 | 0 | 0 | 0 | 0 | 0 | 0 | 0 | 0 | 0 | 0
Commercial_College (WA)_Existing_Food Preparation_Natural Gas_Oven_E7_Baseline Forecast | Commercial | College (WA) | Existing | Food Preparation | Natural Gas | Oven | E7 |  | Baseline Forecast | 0 | 0 | 0 | 0 | 0 | 0 | 0 | 0 | 0 | 0 | 0 | 0 | 0 | 0 | 0 | 0 | 0 | 0 | 0 | 0 | 0 | 0 | 0 | 0 | 0 | 0 | 0
Commercial_College (WA)_Existing_Food Preparation_Natural Gas_Oven_E8_Baseline Forecast | Commercial | College (WA) | Existing | Food Preparation | Natural Gas | Oven | E8 |  | Baseline Forecast | 0 | 0 | 0 | 0 | 0 | 0 | 0 | 0 | 0 | 0 | 0 | 0 | 0 | 0 | 0 | 0 | 0 | 0 | 0 | 0 | 0 | 0 | 0 | 0 | 0 | 0 | 0
Commercial_College (WA)_Existing_Food Preparation_Natural Gas_Oven_E9_Baseline Forecast | Commercial | College (WA) | Existing | Food Preparation | Natural Gas | Oven | E9 |  | Baseline Forecast | 0 | 0 | 0 | 0 | 0 | 0 | 0 | 0 | 0 | 0 | 0 | 0 | 0 | 0 | 0 | 0 | 0 | 0 | 0 | 0 | 0 | 0 | 0 | 0 | 0 | 0 | 0
Commercial_College (WA)_Existing_Food Preparation_Natural Gas_Oven_E10_Baseline Forecast | Commercial | College (WA) | Existing | Food Preparation | Natural Gas | Oven | E10 |  | Baseline Forecast | 0 | 0 | 0 | 0 | 0 | 0 | 0 | 0 | 0 | 0 | 0 | 0 | 0 | 0 | 0 | 0 | 0 | 0 | 0 | 0 | 0 | 0 | 0 | 0 | 0 | 0 | 0
Commercial_College (WA)_Existing_Food Preparation_Natural Gas_Oven_Vintage_Baseline Forecast | Commercial | College (WA) | Existing | Food Preparation | Natural Gas | Oven | Vintage | Vintage | Baseline Forecast | 288170.6702 | 271613.9553 | 252230.5958 | 230844.0272 | 208095.2389 | 184482.0555 | 160389.9877 | 136116.4607 | 111889.8423 | 87884.3852 | 69029.1899 | 54219.2909 | 42586.7885 | 33449.9866 | 26273.444 | 20636.596 | 16209.1082 | 12731.5177 | 10000.0284 | 7854.5678 | 6169.406 | 4845.788 | 3806.1462 | 2989.5548 | 2348.1594 | 1844.3725 | 1448.6708
Commercial_College (WA)_Existing_Food Preparation_Natural Gas_Conveyor Oven_E1_Baseline Forecast | Commercial | College (WA) | Existing | Food Preparation | Natural Gas | Conveyor Oven | E1 | Standard | Baseline Forecast | 0 | 0 | 0 | 0 | 0 | 215.5852 | 804.3289 | 1878.6659 | 3515.992 | 5766.583 | 8463.1168 | 11475.1507 | 14701.1849 | 18062.4301 | 21497.9118 | 24960.6263 | 28414.5215 | 30967.2341 | 32815.0207 | 34111.9791 | 34979.0943 | 35511.3432 | 35783.2759 | 35853.3988 | 35767.6179 | 35561.9426 | 35264.6104
Commercial_College (WA)_Existing_Food Preparation_Natural Gas_Conveyor Oven_E2_Baseline Forecast | Commercial | College (WA) | Existing | Food Preparation | Natural Gas | Conveyor Oven | E2 | ENERGY STAR (>42% Baking Efficiency) | Baseline Forecast | 0 | 0 | 0 | 0 | 0 | 310.2324 | 1157.4488 | 2703.446 | 5059.5982 | 8298.2536 | 12178.6316 | 16513.0217 | 21155.3636 | 25992.2774 | 30936.0194 | 35918.9501 | 40889.1895 | 44562.6051 | 47221.6151 | 49087.97 | 50335.7698 | 51101.689 | 51493.0067 | 51593.9154 | 51470.4745 | 51174.5028 | 50746.6344
Commercial_College (WA)_Existing_Food Preparation_Natural Gas_Conveyor Oven_E3_Baseline Forecast | Commercial | College (WA) | Existing | Food Preparation | Natural Gas | Conveyor Oven | E3 |  | Baseline Forecast | 0 | 0 | 0 | 0 | 0 | 0 | 0 | 0 | 0 | 0 | 0 | 0 | 0 | 0 | 0 | 0 | 0 | 0 | 0 | 0 | 0 | 0 | 0 | 0 | 0 | 0 | 0
Commercial_College (WA)_Existing_Food Preparation_Natural Gas_Conveyor Oven_E4_Baseline Forecast | Commercial | College (WA) | Existing | Food Preparation | Natural Gas | Conveyor Oven | E4 |  | Baseline Forecast | 0 | 0 | 0 | 0 | 0 | 0 | 0 | 0 | 0 | 0 | 0 | 0 | 0 | 0 | 0 | 0 | 0 | 0 | 0 | 0 | 0 | 0 | 0 | 0 | 0 | 0 | 0
Commercial_College (WA)_Existing_Food Preparation_Natural Gas_Conveyor Oven_E5_Baseline Forecast | Commercial | College (WA) | Existing | Food Preparation | Natural Gas | Conveyor Oven | E5 |  | Baseline Forecast | 0 | 0 | 0 | 0 | 0 | 0 | 0 | 0 | 0 | 0 | 0 | 0 | 0 | 0 | 0 | 0 | 0 | 0 | 0 | 0 | 0 | 0 | 0 | 0 | 0 | 0 | 0
Commercial_College (WA)_Existing_Food Preparation_Natural Gas_Conveyor Oven_E6_Baseline Forecast | Commercial | College (WA) | Existing | Food Preparation | Natural Gas | Conveyor Oven | E6 |  | Baseline Forecast | 0 | 0 | 0 | 0 | 0 | 0 | 0 | 0 | 0 | 0 | 0 | 0 | 0 | 0 | 0 | 0 | 0 | 0 | 0 | 0 | 0 | 0 | 0 | 0 | 0 | 0 | 0
Commercial_College (WA)_Existing_Food Preparation_Natural Gas_Conveyor Oven_E7_Baseline Forecast | Commercial | College (WA) | Existing | Food Preparation | Natural Gas | Conveyor Oven | E7 |  | Baseline Forecast | 0 | 0 | 0 | 0 | 0 | 0 | 0 | 0 | 0 | 0 | 0 | 0 | 0 | 0 | 0 | 0 | 0 | 0 | 0 | 0 | 0 | 0 | 0 | 0 | 0 | 0 | 0
Commercial_College (WA)_Existing_Food Preparation_Natural Gas_Conveyor Oven_E8_Baseline Forecast | Commercial | College (WA) | Existing | Food Preparation | Natural Gas | Conveyor Oven | E8 |  | Baseline Forecast | 0 | 0 | 0 | 0 | 0 | 0 | 0 | 0 | 0 | 0 | 0 | 0 | 0 | 0 | 0 | 0 | 0 | 0 | 0 | 0 | 0 | 0 | 0 | 0 | 0 | 0 | 0
Commercial_College (WA)_Existing_Food Preparation_Natural Gas_Conveyor Oven_E9_Baseline Forecast | Commercial | College (WA) | Existing | Food Preparation | Natural Gas | Conveyor Oven | E9 |  | Baseline Forecast | 0 | 0 | 0 | 0 | 0 | 0 | 0 | 0 | 0 | 0 | 0 | 0 | 0 | 0 | 0 | 0 | 0 | 0 | 0 | 0 | 0 | 0 | 0 | 0 | 0 | 0 | 0
Commercial_College (WA)_Existing_Food Preparation_Natural Gas_Conveyor Oven_E10_Baseline Forecast | Commercial | College (WA) | Existing | Food Preparation | Natural Gas | Conveyor Oven | E10 |  | Baseline Forecast | 0 | 0 | 0 | 0 | 0 | 0 | 0 | 0 | 0 | 0 | 0 | 0 | 0 | 0 | 0 | 0 | 0 | 0 | 0 | 0 | 0 | 0 | 0 | 0 | 0 | 0 | 0
Commercial_College (WA)_Existing_Food Preparation_Natural Gas_Conveyor Oven_Vintage_Baseline Forecast | Commercial | College (WA) | Existing | Food Preparation | Natural Gas | Conveyor Oven | Vintage | Vintage | Baseline Forecast | 144085.3351 | 141465.6017 | 138893.4999 | 136368.1635 | 133888.7423 | 130928.584 | 127102.5439 | 122135.5856 | 115838.1492 | 108086.8348 | 99288.9835 | 89762.0007 | 79752.7124 | 69452.5669 | 59009.5746 | 48537.6838 | 38124.1444 | 29944.7825 | 23520.2655 | 18474.0995 | 14510.5654 | 11397.3895 | 8952.1314 | 7031.4923 | 5522.9176 | 4338.0007 | 3407.3024
Commercial_College (WA)_Existing_Food Preparation_Natural Gas_Double Rack Oven_E1_Baseline Forecast | Commercial | College (WA) | Existing | Food Preparation | Natural Gas | Double Rack Oven | E1 | Standard | Baseline Forecast | 0 | 1288.9088 | 3023.077 | 5123.2528 | 7520.8904 | 10156.7732 | 12979.8108 | 15945.9909 | 19017.4645 | 22161.7472 | 24804.6723 | 27011.8886 | 28840.6559 | 30340.9139 | 31556.2139 | 32524.5326 | 33278.9822 | 33848.4304 | 34258.0405 | 34529.744 | 34682.6522 | 34733.4157 | 34696.538 | 34584.6495 | 34408.7462 | 34178.3982 | 33901.9319
Commercial_College (WA)_Existing_Food Preparation_Natural Gas_Double Rack Oven_E2_Baseline Forecast | Commercial | College (WA) | Existing | Food Preparation | Natural Gas | Double Rack Oven | E2 | FTSC Qualified (>50% Cooking Efficiency) | Baseline Forecast | 0 | 1854.7712 | 4350.2816 | 7372.4857 | 10822.7448 | 14615.8443 | 18678.2643 | 22946.6699 | 27366.5952 | 31891.2947 | 35694.5284 | 38870.7665 | 41502.4073 | 43661.3152 | 45410.1615 | 46803.5956 | 47889.2671 | 48708.7169 | 49298.1559 | 49689.1439 | 49909.1825 | 49982.2324 | 49929.1645 | 49768.1542 | 49515.025 | 49183.5487 | 48785.7068
Commercial_College (WA)_Existing_Food Preparation_Natural Gas_Double Rack Oven_E3_Baseline Forecast | Commercial | College (WA) | Existing | Food Preparation | Natural Gas | Double Rack Oven | E3 |  | Baseline Forecast | 0 | 0 | 0 | 0 | 0 | 0 | 0 | 0 | 0 | 0 | 0 | 0 | 0 | 0 | 0 | 0 | 0 | 0 | 0 | 0 | 0 | 0 | 0 | 0 | 0 | 0 | 0
Commercial_College (WA)_Existing_Food Preparation_Natural Gas_Double Rack Oven_E4_Baseline Forecast | Commercial | College (WA) | Existing | Food Preparation | Natural Gas | Double Rack Oven | E4 |  | Baseline Forecast | 0 | 0 | 0 | 0 | 0 | 0 | 0 | 0 | 0 | 0 | 0 | 0 | 0 | 0 | 0 | 0 | 0 | 0 | 0 | 0 | 0 | 0 | 0 | 0 | 0 | 0 | 0
Commercial_College (WA)_Existing_Food Preparation_Natural Gas_Double Rack Oven_E5_Baseline Forecast | Commercial | College (WA) | Existing | Food Preparation | Natural Gas | Double Rack Oven | E5 |  | Baseline Forecast | 0 | 0 | 0 | 0 | 0 | 0 | 0 | 0 | 0 | 0 | 0 | 0 | 0 | 0 | 0 | 0 | 0 | 0 | 0 | 0 | 0 | 0 | 0 | 0 | 0 | 0 | 0
Commercial_College (WA)_Existing_Food Preparation_Natural Gas_Double Rack Oven_E6_Baseline Forecast | Commercial | College (WA) | Existing | Food Preparation | Natural Gas | Double Rack Oven | E6 |  | Baseline Forecast | 0 | 0 | 0 | 0 | 0 | 0 | 0 | 0 | 0 | 0 | 0 | 0 | 0 | 0 | 0 | 0 | 0 | 0 | 0 | 0 | 0 | 0 | 0 | 0 | 0 | 0 | 0
Commercial_College (WA)_Existing_Food Preparation_Natural Gas_Double Rack Oven_E7_Baseline Forecast | Commercial | College (WA) | Existing | Food Preparation | Natural Gas | Double Rack Oven | E7 |  | Baseline Forecast | 0 | 0 | 0 | 0 | 0 | 0 | 0 | 0 | 0 | 0 | 0 | 0 | 0 | 0 | 0 | 0 | 0 | 0 | 0 | 0 | 0 | 0 | 0 | 0 | 0 | 0 | 0
Commercial_College (WA)_Existing_Food Preparation_Natural Gas_Double Rack Oven_E8_Baseline Forecast | Commercial | College (WA) | Existing | Food Preparation | Natural Gas | Double Rack Oven | E8 |  | Baseline Forecast | 0 | 0 | 0 | 0 | 0 | 0 | 0 | 0 | 0 | 0 | 0 | 0 | 0 | 0 | 0 | 0 | 0 | 0 | 0 | 0 | 0 | 0 | 0 | 0 | 0 | 0 | 0
Commercial_College (WA)_Existing_Food Preparation_Natural Gas_Double Rack Oven_E9_Baseline Forecast | Commercial | College (WA) | Existing | Food Preparation | Natural Gas | Double Rack Oven | E9 |  | Baseline Forecast | 0 | 0 | 0 | 0 | 0 | 0 | 0 | 0 | 0 | 0 | 0 | 0 | 0 | 0 | 0 | 0 | 0 | 0 | 0 | 0 | 0 | 0 | 0 | 0 | 0 | 0 | 0
Commercial_College (WA)_Existing_Food Preparation_Natural Gas_Double Rack Oven_E10_Baseline Forecast | Commercial | College (WA) | Existing | Food Preparation | Natural Gas | Double Rack Oven | E10 |  | Baseline Forecast | 0 | 0 | 0 | 0 | 0 | 0 | 0 | 0 | 0 | 0 | 0 | 0 | 0 | 0 | 0 | 0 | 0 | 0 | 0 | 0 | 0 | 0 | 0 | 0 | 0 | 0 | 0
Commercial_College (WA)_Existing_Food Preparation_Natural Gas_Double Rack Oven_Vintage_Baseline Forecast | Commercial | College (WA) | Existing | Food Preparation | Natural Gas | Double Rack Oven | Vintage | Vintage | Baseline Forecast | 144085.3351 | 138321.9217 | 131520.1412 | 123872.4251 | 115545.1072 | 106681.7841 | 97406.2465 | 87825.0367 | 78029.6797 | 68098.6295 | 59431.5312 | 51867.5182 | 45266.1977 | 39505.0452 | 34477.1304 | 30089.132 | 26259.6061 | 22917.4744 | 20000.7049 | 17455.1607 | 15233.5948 | 13294.7736 | 11602.7115 | 10126.0028 | 8837.2388 | 7712.4993 | 6730.9085
Commercial_College (WA)_Existing_Food Preparation_Natural Gas_Fryer_E1_Baseline Forecast | Commercial | College (WA) | Existing | Food Preparation | Natural Gas | Fryer | E1 | Standard | Baseline Forecast | 0 | 8210.5526 | 17001.9508 | 26255.8767 | 35868.2736 | 45747.776 | 55814.3097 | 65997.8417 | 76237.2665 | 86479.4126 | 96678.1557 | 106793.6295 | 115449.5463 | 122809.4956 | 129019.3679 | 134209.2588 | 138495.1677 | 141980.5145 | 144757.4937 | 146908.2818 | 148506.1163 | 149616.2577 | 150296.8488 | 150599.6809 | 150570.8787 | 150251.5104 | 149678.1332
Commercial_College (WA)_Existing_Food Preparation_Natural Gas_Fryer_E2_Baseline Forecast | Commercial | College (WA) | Existing | Food Preparation | Natural Gas | Fryer | E2 | ENERGY STAR | Baseline Forecast | 0 | 2884.7887 | 5973.6584 | 9225.0378 | 12602.3664 | 16073.5429 | 19610.4331 | 23188.4309 | 26786.0666 | 30384.6585 | 33968.0007 | 37522.0861 | 40563.3541 | 43149.2822 | 45331.1293 | 47154.6045 | 48660.4643 | 49885.0456 | 50860.741 | 51616.4233 | 52177.8246 | 52567.8743 | 52807.0009 | 52913.4014 | 52903.2817 | 52791.0712 | 52589.6144
Commercial_College (WA)_Existing_Food Preparation_Natural Gas_Fryer_E3_Baseline Forecast | Commercial | College (WA) | Existing | Food Preparation | Natural Gas | Fryer | E3 |  | Baseline Forecast | 0 | 0 | 0 | 0 | 0 | 0 | 0 | 0 | 0 | 0 | 0 | 0 | 0 | 0 | 0 | 0 | 0 | 0 | 0 | 0 | 0 | 0 | 0 | 0 | 0 | 0 | 0
Commercial_College (WA)_Existing_Food Preparation_Natural Gas_Fryer_E4_Baseline Forecast | Commercial | College (WA) | Existing | Food Preparation | Natural Gas | Fryer | E4 |  | Baseline Forecast | 0 | 0 | 0 | 0 | 0 | 0 | 0 | 0 | 0 | 0 | 0 | 0 | 0 | 0 | 0 | 0 | 0 | 0 | 0 | 0 | 0 | 0 | 0 | 0 | 0 | 0 | 0
Commercial_College (WA)_Existing_Food Preparation_Natural Gas_Fryer_E5_Baseline Forecast | Commercial | College (WA) | Existing | Food Preparation | Natural Gas | Fryer | E5 |  | Baseline Forecast | 0 | 0 | 0 | 0 | 0 | 0 | 0 | 0 | 0 | 0 | 0 | 0 | 0 | 0 | 0 | 0 | 0 | 0 | 0 | 0 | 0 | 0 | 0 | 0 | 0 | 0 | 0
Commercial_College (WA)_Existing_Food Preparation_Natural Gas_Fryer_E6_Baseline Forecast | Commercial | College (WA) | Existing | Food Preparation | Natural Gas | Fryer | E6 |  | Baseline Forecast | 0 | 0 | 0 | 0 | 0 | 0 | 0 | 0 | 0 | 0 | 0 | 0 | 0 | 0 | 0 | 0 | 0 | 0 | 0 | 0 | 0 | 0 | 0 | 0 | 0 | 0 | 0
Commercial_College (WA)_Existing_Food Preparation_Natural Gas_Fryer_E7_Baseline Forecast | Commercial | College (WA) | Existing | Food Preparation | Natural Gas | Fryer | E7 |  | Baseline Forecast | 0 | 0 | 0 | 0 | 0 | 0 | 0 | 0 | 0 | 0 | 0 | 0 | 0 | 0 | 0 | 0 | 0 | 0 | 0 | 0 | 0 | 0 | 0 | 0 | 0 | 0 | 0
Commercial_College (WA)_Existing_Food Preparation_Natural Gas_Fryer_E8_Baseline Forecast | Commercial | College (WA) | Existing | Food Preparation | Natural Gas | Fryer | E8 |  | Baseline Forecast | 0 | 0 | 0 | 0 | 0 | 0 | 0 | 0 | 0 | 0 | 0 | 0 | 0 | 0 | 0 | 0 | 0 | 0 | 0 | 0 | 0 | 0 | 0 | 0 | 0 | 0 | 0
Commercial_College (WA)_Existing_Food Preparation_Natural Gas_Fryer_E9_Baseline Forecast | Commercial | College (WA) | Existing | Food Preparation | Natural Gas | Fryer | E9 |  | Baseline Forecast | 0 | 0 | 0 | 0 | 0 | 0 | 0 | 0 | 0 | 0 | 0 | 0 | 0 | 0 | 0 | 0 | 0 | 0 | 0 | 0 | 0 | 0 | 0 | 0 | 0 | 0 | 0
Commercial_College (WA)_Existing_Food Preparation_Natural Gas_Fryer_E10_Baseline Forecast | Commercial | College (WA) | Existing | Food Preparation | Natural Gas | Fryer | E10 |  | Baseline Forecast | 0 | 0 | 0 | 0 | 0 | 0 | 0 | 0 | 0 | 0 | 0 | 0 | 0 | 0 | 0 | 0 | 0 | 0 | 0 | 0 | 0 | 0 | 0 | 0 | 0 | 0 | 0
Commercial_College (WA)_Existing_Food Preparation_Natural Gas_Fryer_Vintage_Baseline Forecast | Commercial | College (WA) | Existing | Food Preparation | Natural Gas | Fryer | Vintage | Vintage | Baseline Forecast | 372926.7496 | 355050.9219 | 336513.4492 | 317471.9793 | 298064.9285 | 278413.6027 | 258624.0894 | 238788.9445 | 218988.6982 | 199293.1961 | 179762.7968 | 160449.4385 | 143211.069 | 127824.7558 | 114091.5176 | 101833.7512 | 90892.935 | 81127.5783 | 72411.3922 | 64631.6559 | 57687.759 | 51489.9006 | 45957.9278 | 41020.2992 | 36613.1596 | 32679.5144 | 29168.4921
Commercial_College (WA)_Existing_Food Preparation_Natural Gas_Broiler_E1_Baseline Forecast | Commercial | College (WA) | Existing | Food Preparation | Natural Gas | Broiler | E1 | Standard | Baseline Forecast | 0 | 15508.8215 | 32568.5252 | 50848.4271 | 70063.6122 | 89969.0199 | 110354.2834 | 131039.2284 | 151869.9469 | 172715.372 | 190177.3008 | 204699.6406 | 216669.5605 | 226424.7159 | 234259.5556 | 240430.8242 | 245162.3655 | 248649.3137 | 251061.7517 | 252547.9027 | 253236.9169 | 253241.3025 | 252659.0475 | 251575.4711 | 250064.8403 | 248191.7795 | 246012.5015
Commercial_College (WA)_Existing_Food Preparation_Natural Gas_Broiler_E2_Baseline Forecast | Commercial | College (WA) | Existing | Food Preparation | Natural Gas | Broiler | E2 | Infrared Burners | Baseline Forecast | 0 | 5449.0454 | 11442.9953 | 17865.6636 | 24616.9448 | 31610.7367 | 38773.1266 | 46040.81 | 53359.7111 | 60683.7794 | 66819.0516 | 71921.4954 | 76127.1429 | 79554.6299 | 82307.4114 | 84475.695 | 86138.1284 | 87363.2724 | 88210.8857 | 88733.0469 | 88975.133 | 88976.6739 | 88772.0978 | 88391.3817 | 87860.6196 | 87202.5171 | 86436.8248
Commercial_College (WA)_Existing_Food Preparation_Natural Gas_Broiler_E3_Baseline Forecast | Commercial | College (WA) | Existing | Food Preparation | Natural Gas | Broiler | E3 |  | Baseline Forecast | 0 | 0 | 0 | 0 | 0 | 0 | 0 | 0 | 0 | 0 | 0 | 0 | 0 | 0 | 0 | 0 | 0 | 0 | 0 | 0 | 0 | 0 | 0 | 0 | 0 | 0 | 0
Commercial_College (WA)_Existing_Food Preparation_Natural Gas_Broiler_E4_Baseline Forecast | Commercial | College (WA) | Existing | Food Preparation | Natural Gas | Broiler | E4 |  | Baseline Forecast | 0 | 0 | 0 | 0 | 0 | 0 | 0 | 0 | 0 | 0 | 0 | 0 | 0 | 0 | 0 | 0 | 0 | 0 | 0 | 0 | 0 | 0 | 0 | 0 | 0 | 0 | 0
Commercial_College (WA)_Existing_Food Preparation_Natural Gas_Broiler_E5_Baseline Forecast | Commercial | College (WA) | Existing | Food Preparation | Natural Gas | Broiler | E5 |  | Baseline Forecast | 0 | 0 | 0 | 0 | 0 | 0 | 0 | 0 | 0 | 0 | 0 | 0 | 0 | 0 | 0 | 0 | 0 | 0 | 0 | 0 | 0 | 0 | 0 | 0 | 0 | 0 | 0
Commercial_College (WA)_Existing_Food Preparation_Natural Gas_Broiler_E6_Baseline Forecast | Commercial | College (WA) | Existing | Food Preparation | Natural Gas | Broiler | E6 |  | Baseline Forecast | 0 | 0 | 0 | 0 | 0 | 0 | 0 | 0 | 0 | 0 | 0 | 0 | 0 | 0 | 0 | 0 | 0 | 0 | 0 | 0 | 0 | 0 | 0 | 0 | 0 | 0 | 0
Commercial_College (WA)_Existing_Food Preparation_Natural Gas_Broiler_E7_Baseline Forecast | Commercial | College (WA) | Existing | Food Preparation | Natural Gas | Broiler | E7 |  | Baseline Forecast | 0 | 0 | 0 | 0 | 0 | 0 | 0 | 0 | 0 | 0 | 0 | 0 | 0 | 0 | 0 | 0 | 0 | 0 | 0 | 0 | 0 | 0 | 0 | 0 | 0 | 0 | 0
Commercial_College (WA)_Existing_Food Preparation_Natural Gas_Broiler_E8_Baseline Forecast | Commercial | College (WA) | Existing | Food Preparation | Natural Gas | Broiler | E8 |  | Baseline Forecast | 0 | 0 | 0 | 0 | 0 | 0 | 0 | 0 | 0 | 0 | 0 | 0 | 0 | 0 | 0 | 0 | 0 | 0 | 0 | 0 | 0 | 0 | 0 | 0 | 0 | 0 | 0
Commercial_College (WA)_Existing_Food Preparation_Natural Gas_Broiler_E9_Baseline Forecast | Commercial | College (WA) | Existing | Food Preparation | Natural Gas | Broiler | E9 |  | Baseline Forecast | 0 | 0 | 0 | 0 | 0 | 0 | 0 | 0 | 0 | 0 | 0 | 0 | 0 | 0 | 0 | 0 | 0 | 0 | 0 | 0 | 0 | 0 | 0 | 0 | 0 | 0 | 0
Commercial_College (WA)_Existing_Food Preparation_Natural Gas_Broiler_E10_Baseline Forecast | Commercial | College (WA) | Existing | Food Preparation | Natural Gas | Broiler | E10 |  | Baseline Forecast | 0 | 0 | 0 | 0 | 0 | 0 | 0 | 0 | 0 | 0 | 0 | 0 | 0 | 0 | 0 | 0 | 0 | 0 | 0 | 0 | 0 | 0 | 0 | 0 | 0 | 0 | 0
Commercial_College (WA)_Existing_Food Preparation_Natural Gas_Broiler_Vintage_Baseline Forecast | Commercial | College (WA) | Existing | Food Preparation | Natural Gas | Broiler | Vintage | Vintage | Baseline Forecast | 576341.3403 | 544904.5399 | 511562.4789 | 476758.5634 | 440874.4123 | 404237.8496 | 367129.8762 | 329790.7517 | 292425.2996 | 255207.5342 | 222726.5753 | 194379.5566 | 169640.3403 | 148049.7516 | 129207.0559 | 112762.5215 | 98410.9279 | 85885.9007 | 74954.9679 | 65415.2447 | 57089.6681 | 49823.7103 | 43482.5108 | 37948.3731 | 33118.5802 | 28903.4881 | 25224.8624
Commercial_College (WA)_Existing_Food Preparation_Natural Gas_Griddle_E1_Baseline Forecast | Commercial | College (WA) | Existing | Food Preparation | Natural Gas | Griddle | E1 | Standard | Baseline Forecast | 0 | 21007.1795 | 44115.0771 | 68875.7708 | 94903.3348 | 121865.8267 | 149478.298 | 177496.6973 | 205712.5513 | 233948.3259 | 257601.0497 | 277272.0093 | 293485.6368 | 306699.2973 | 317311.8305 | 325671.0051 | 332080.0245 | 336803.204 | 340070.9259 | 342083.9635 | 343017.2547 | 343023.1952 | 342234.5126 | 340766.7749 | 338720.5786 | 336183.4597 | 333231.56
Commercial_College (WA)_Existing_Food Preparation_Natural Gas_Griddle_E2_Baseline Forecast | Commercial | College (WA) | Existing | Food Preparation | Natural Gas | Griddle | E2 | ENERGY STAR | Baseline Forecast | 0 | 8580.3973 | 18018.8343 | 28132.3571 | 38763.334 | 49776.1827 | 61054.5161 | 72498.651 | 84023.4364 | 95556.3585 | 105217.3301 | 113251.9474 | 119874.415 | 125271.5439 | 129606.2406 | 133020.5514 | 135638.3198 | 137567.5059 | 138902.2092 | 139724.4358 | 140105.6392 | 140108.0656 | 139785.9277 | 139186.4292 | 138350.6589 | 137314.3709 | 136108.6654
Commercial_College (WA)_Existing_Food Preparation_Natural Gas_Griddle_E3_Baseline Forecast | Commercial | College (WA) | Existing | Food Preparation | Natural Gas | Griddle | E3 |  | Baseline Forecast | 0 | 0 | 0 | 0 | 0 | 0 | 0 | 0 | 0 | 0 | 0 | 0 | 0 | 0 | 0 | 0 | 0 | 0 | 0 | 0 | 0 | 0 | 0 | 0 | 0 | 0 | 0
Commercial_College (WA)_Existing_Food Preparation_Natural Gas_Griddle_E4_Baseline Forecast | Commercial | College (WA) | Existing | Food Preparation | Natural Gas | Griddle | E4 |  | Baseline Forecast | 0 | 0 | 0 | 0 | 0 | 0 | 0 | 0 | 0 | 0 | 0 | 0 | 0 | 0 | 0 | 0 | 0 | 0 | 0 | 0 | 0 | 0 | 0 | 0 | 0 | 0 | 0
Commercial_College (WA)_Existing_Food Preparation_Natural Gas_Griddle_E5_Baseline Forecast | Commercial | College (WA) | Existing | Food Preparation | Natural Gas | Griddle | E5 |  | Baseline Forecast | 0 | 0 | 0 | 0 | 0 | 0 | 0 | 0 | 0 | 0 | 0 | 0 | 0 | 0 | 0 | 0 | 0 | 0 | 0 | 0 | 0 | 0 | 0 | 0 | 0 | 0 | 0
Commercial_College (WA)_Existing_Food Preparation_Natural Gas_Griddle_E6_Baseline Forecast | Commercial | College (WA) | Existing | Food Preparation | Natural Gas | Griddle | E6 |  | Baseline Forecast | 0 | 0 | 0 | 0 | 0 | 0 | 0 | 0 | 0 | 0 | 0 | 0 | 0 | 0 | 0 | 0 | 0 | 0 | 0 | 0 | 0 | 0 | 0 | 0 | 0 | 0 | 0
Commercial_College (WA)_Existing_Food Preparation_Natural Gas_Griddle_E7_Baseline Forecast | Commercial | College (WA) | Existing | Food Preparation | Natural Gas | Griddle | E7 |  | Baseline Forecast | 0 | 0 | 0 | 0 | 0 | 0 | 0 | 0 | 0 | 0 | 0 | 0 | 0 | 0 | 0 | 0 | 0 | 0 | 0 | 0 | 0 | 0 | 0 | 0 | 0 | 0 | 0
Commercial_College (WA)_Existing_Food Preparation_Natural Gas_Griddle_E8_Baseline Forecast | Commercial | College (WA) | Existing | Food Preparation | Natural Gas | Griddle | E8 |  | Baseline Forecast | 0 | 0 | 0 | 0 | 0 | 0 | 0 | 0 | 0 | 0 | 0 | 0 | 0 | 0 | 0 | 0 | 0 | 0 | 0 | 0 | 0 | 0 | 0 | 0 | 0 | 0 | 0
Commercial_College (WA)_Existing_Food Preparation_Natural Gas_Griddle_E9_Baseline Forecast | Commercial | College (WA) | Existing | Food Preparation | Natural Gas | Griddle | E9 |  | Baseline Forecast | 0 | 0 | 0 | 0 | 0 | 0 | 0 | 0 | 0 | 0 | 0 | 0 | 0 | 0 | 0 | 0 | 0 | 0 | 0 | 0 | 0 | 0 | 0 | 0 | 0 | 0 | 0
Commercial_College (WA)_Existing_Food Preparation_Natural Gas_Griddle_E10_Baseline Forecast | Commercial | College (WA) | Existing | Food Preparation | Natural Gas | Griddle | E10 |  | Baseline Forecast | 0 | 0 | 0 | 0 | 0 | 0 | 0 | 0 | 0 | 0 | 0 | 0 | 0 | 0 | 0 | 0 | 0 | 0 | 0 | 0 | 0 | 0 | 0 | 0 | 0 | 0 | 0
Commercial_College (WA)_Existing_Food Preparation_Natural Gas_Griddle_Vintage_Baseline Forecast | Commercial | College (WA) | Existing | Food Preparation | Natural Gas | Griddle | Vintage | Vintage | Baseline Forecast | 813658.3628 | 769276.9976 | 722205.8526 | 673070.913 | 622410.935 | 570688.7289 | 518301.0017 | 465586.9436 | 412835.7171 | 360292.9895 | 314437.5181 | 274418.1976 | 239492.2452 | 209011.414 | 182409.9613 | 159194.148 | 138933.0746 | 121250.6833 | 105818.7782 | 92350.9337 | 80597.1785 | 70339.3558 | 61387.0741 | 53574.1738 | 46755.6426 | 40804.9244 | 35611.5704
Commercial_College (WA)_Existing_Food Preparation_Natural Gas_Range_E1_Baseline Forecast | Commercial | College (WA) | Existing | Food Preparation | Natural Gas | Range | E1 | Standard | Baseline Forecast | 0 | 16194.7602 | 36570.713 | 59947.0596 | 85404.1235 | 112227.1381 | 139862.0995 | 167881.0947 | 195955.0727 | 223832.4612 | 244457.6344 | 259409.6357 | 269928.3117 | 276987.093 | 281350.1598 | 283617.3434 | 284259.3935 | 283645.6789 | 282065.9459 | 279747.4073 | 276868.1655 | 273567.7558 | 269955.4267 | 266116.6448 | 262118.2029 | 258012.2326 | 253839.3559
Commercial_College (WA)_Existing_Food Preparation_Natural Gas_Range_E2_Baseline Forecast | Commercial | College (WA) | Existing | Food Preparation | Natural Gas | Range | E2 | High Efficiency | Baseline Forecast | 0 | 23304.6549 | 52626.148 | 86265.2809 | 122898.6167 | 161497.5889 | 201264.9724 | 241584.99 | 281984.129 | 322100.371 | 351780.4983 | 373296.7928 | 388433.4242 | 398591.1826 | 404869.7422 | 408132.2747 | 409056.2003 | 408173.0501 | 405899.7758 | 402563.3422 | 398420.043 | 393670.6729 | 388472.4433 | 382948.3425 | 377194.4871 | 371285.8957 | 365281.0244
Commercial_College (WA)_Existing_Food Preparation_Natural Gas_Range_E3_Baseline Forecast | Commercial | College (WA) | Existing | Food Preparation | Natural Gas | Range | E3 |  | Baseline Forecast | 0 | 0 | 0 | 0 | 0 | 0 | 0 | 0 | 0 | 0 | 0 | 0 | 0 | 0 | 0 | 0 | 0 | 0 | 0 | 0 | 0 | 0 | 0 | 0 | 0 | 0 | 0
Commercial_College (WA)_Existing_Food Preparation_Natural Gas_Range_E4_Baseline Forecast | Commercial | College (WA) | Existing | Food Preparation | Natural Gas | Range | E4 |  | Baseline Forecast | 0 | 0 | 0 | 0 | 0 | 0 | 0 | 0 | 0 | 0 | 0 | 0 | 0 | 0 | 0 | 0 | 0 | 0 | 0 | 0 | 0 | 0 | 0 | 0 | 0 | 0 | 0
Commercial_College (WA)_Existing_Food Preparation_Natural Gas_Range_E5_Baseline Forecast | Commercial | College (WA) | Existing | Food Preparation | Natural Gas | Range | E5 |  | Baseline Forecast | 0 | 0 | 0 | 0 | 0 | 0 | 0 | 0 | 0 | 0 | 0 | 0 | 0 | 0 | 0 | 0 | 0 | 0 | 0 | 0 | 0 | 0 | 0 | 0 | 0 | 0 | 0
Commercial_College (WA)_Existing_Food Preparation_Natural Gas_Range_E6_Baseline Forecast | Commercial | College (WA) | Existing | Food Preparation | Natural Gas | Range | E6 |  | Baseline Forecast | 0 | 0 | 0 | 0 | 0 | 0 | 0 | 0 | 0 | 0 | 0 | 0 | 0 | 0 | 0 | 0 | 0 | 0 | 0 | 0 | 0 | 0 | 0 | 0 | 0 | 0 | 0
Commercial_College (WA)_Existing_Food Preparation_Natural Gas_Range_E7_Baseline Forecast | Commercial | College (WA) | Existing | Food Preparation | Natural Gas | Range | E7 |  | Baseline Forecast | 0 | 0 | 0 | 0 | 0 | 0 | 0 | 0 | 0 | 0 | 0 | 0 | 0 | 0 | 0 | 0 | 0 | 0 | 0 | 0 | 0 | 0 | 0 | 0 | 0 | 0 | 0
Commercial_College (WA)_Existing_Food Preparation_Natural Gas_Range_E8_Baseline Forecast | Commercial | College (WA) | Existing | Food Preparation | Natural Gas | Range | E8 |  | Baseline Forecast | 0 | 0 | 0 | 0 | 0 | 0 | 0 | 0 | 0 | 0 | 0 | 0 | 0 | 0 | 0 | 0 | 0 | 0 | 0 | 0 | 0 | 0 | 0 | 0 | 0 | 0 | 0
Commercial_College (WA)_Existing_Food Preparation_Natural Gas_Range_E9_Baseline Forecast | Commercial | College (WA) | Existing | Food Preparation | Natural Gas | Range | E9 |  | Baseline Forecast | 0 | 0 | 0 | 0 | 0 | 0 | 0 | 0 | 0 | 0 | 0 | 0 | 0 | 0 | 0 | 0 | 0 | 0 | 0 | 0 | 0 | 0 | 0 | 0 | 0 | 0 | 0
Commercial_College (WA)_Existing_Food Preparation_Natural Gas_Range_E10_Baseline Forecast | Commercial | College (WA) | Existing | Food Preparation | Natural Gas | Range | E10 |  | Baseline Forecast | 0 | 0 | 0 | 0 | 0 | 0 | 0 | 0 | 0 | 0 | 0 | 0 | 0 | 0 | 0 | 0 | 0 | 0 | 0 | 0 | 0 | 0 | 0 | 0 | 0 | 0 | 0
Commercial_College (WA)_Existing_Food Preparation_Natural Gas_Range_Vintage_Baseline Forecast | Commercial | College (WA) | Existing | Food Preparation | Natural Gas | Range | Vintage | Vintage | Baseline Forecast | 1005772.1429 | 947985.9616 | 880334.2362 | 805690.9184 | 726293.1868 | 643878.5468 | 559792.506 | 475073.1372 | 390517.4888 | 306733.7367 | 240925.4077 | 189235.9566 | 148636.2423 | 116747.0121 | 91699.4713 | 72025.7666 | 56572.9658 | 44435.4931 | 34902.06 | 27413.9817 | 21532.4365 | 16912.7502 | 13284.1965 | 10434.1325 | 8195.5368 | 6437.2216 | 5056.145
Commercial_College (WA)_Existing_Food Preparation_Natural Gas_Steamer_E1_Baseline Forecast | Commercial | College (WA) | Existing | Food Preparation | Natural Gas | Steamer | E1 | Standard | Baseline Forecast | 0 | 6575.0171 | 13807.5359 | 21557.3618 | 29703.7042 | 38142.6688 | 46785.0698 | 55554.5218 | 64385.775 | 73223.2632 | 80626.3066 | 86783.1015 | 91857.7893 | 95993.5203 | 99315.1269 | 101931.457 | 103937.4098 | 105415.7133 | 106438.4745 | 107068.5332 | 107360.6431 | 107362.5024 | 107115.6534 | 106656.2676 | 106015.8305 | 105221.7401 | 104297.8279
Commercial_College (WA)_Existing_Food Preparation_Natural Gas_Steamer_E2_Baseline Forecast | Commercial | College (WA) | Existing | Food Preparation | Natural Gas | Steamer | E2 | ENERGY STAR | Baseline Forecast | 0 | 6575.0171 | 13807.5359 | 21557.3618 | 29703.7042 | 38142.6688 | 46785.0698 | 55554.5218 | 64385.775 | 73223.2632 | 80626.3066 | 86783.1015 | 91857.7893 | 95993.5203 | 99315.1269 | 101931.457 | 103937.4098 | 105415.7133 | 106438.4745 | 107068.5332 | 107360.6431 | 107362.5024 | 107115.6534 | 106656.2676 | 106015.8305 | 105221.7401 | 104297.8279
Commercial_College (WA)_Existing_Food Preparation_Natural Gas_Steamer_E3_Baseline Forecast | Commercial | College (WA) | Existing | Food Preparation | Natural Gas | Steamer | E3 |  | Baseline Forecast | 0 | 0 | 0 | 0 | 0 | 0 | 0 | 0 | 0 | 0 | 0 | 0 | 0 | 0 | 0 | 0 | 0 | 0 | 0 | 0 | 0 | 0 | 0 | 0 | 0 | 0 | 0
Commercial_College (WA)_Existing_Food Preparation_Natural Gas_Steamer_E4_Baseline Forecast | Commercial | College (WA) | Existing | Food Preparation | Natural Gas | Steamer | E4 |  | Baseline Forecast | 0 | 0 | 0 | 0 | 0 | 0 | 0 | 0 | 0 | 0 | 0 | 0 | 0 | 0 | 0 | 0 | 0 | 0 | 0 | 0 | 0 | 0 | 0 | 0 | 0 | 0 | 0
Commercial_College (WA)_Existing_Food Preparation_Natural Gas_Steamer_E5_Baseline Forecast | Commercial | College (WA) | Existing | Food Preparation | Natural Gas | Steamer | E5 |  | Baseline Forecast | 0 | 0 | 0 | 0 | 0 | 0 | 0 | 0 | 0 | 0 | 0 | 0 | 0 | 0 | 0 | 0 | 0 | 0 | 0 | 0 | 0 | 0 | 0 | 0 | 0 | 0 | 0
Commercial_College (WA)_Existing_Food Preparation_Natural Gas_Steamer_E6_Baseline Forecast | Commercial | College (WA) | Existing | Food Preparation | Natural Gas | Steamer | E6 |  | Baseline Forecast | 0 | 0 | 0 | 0 | 0 | 0 | 0 | 0 | 0 | 0 | 0 | 0 | 0 | 0 | 0 | 0 | 0 | 0 | 0 | 0 | 0 | 0 | 0 | 0 | 0 | 0 | 0
Commercial_College (WA)_Existing_Food Preparation_Natural Gas_Steamer_E7_Baseline Forecast | Commercial | College (WA) | Existing | Food Preparation | Natural Gas | Steamer | E7 |  | Baseline Forecast | 0 | 0 | 0 | 0 | 0 | 0 | 0 | 0 | 0 | 0 | 0 | 0 | 0 | 0 | 0 | 0 | 0 | 0 | 0 | 0 | 0 | 0 | 0 | 0 | 0 | 0 | 0
Commercial_College (WA)_Existing_Food Preparation_Natural Gas_Steamer_E8_Baseline Forecast | Commercial | College (WA) | Existing | Food Preparation | Natural Gas | Steamer | E8 |  | Baseline Forecast | 0 | 0 | 0 | 0 | 0 | 0 | 0 | 0 | 0 | 0 | 0 | 0 | 0 | 0 | 0 | 0 | 0 | 0 | 0 | 0 | 0 | 0 | 0 | 0 | 0 | 0 | 0
Commercial_College (WA)_Existing_Food Preparation_Natural Gas_Steamer_E9_Baseline Forecast | Commercial | College (WA) | Existing | Food Preparation | Natural Gas | Steamer | E9 |  | Baseline Forecast | 0 | 0 | 0 | 0 | 0 | 0 | 0 | 0 | 0 | 0 | 0 | 0 | 0 | 0 | 0 | 0 | 0 | 0 | 0 | 0 | 0 | 0 | 0 | 0 | 0 | 0 | 0
Commercial_College (WA)_Existing_Food Preparation_Natural Gas_Steamer_E10_Baseline Forecast | Commercial | College (WA) | Existing | Food Preparation | Natural Gas | Steamer | E10 |  | Baseline Forecast | 0 | 0 | 0 | 0 | 0 | 0 | 0 | 0 | 0 | 0 | 0 | 0 | 0 | 0 | 0 | 0 | 0 | 0 | 0 | 0 | 0 | 0 | 0 | 0 | 0 | 0 | 0
Commercial_College (WA)_Existing_Food Preparation_Natural Gas_Steamer_Vintage_Baseline Forecast | Commercial | College (WA) | Existing | Food Preparation | Natural Gas | Steamer | Vintage | Vintage | Baseline Forecast | 361625.939 | 341900.8878 | 320980.3789 | 299142.628 | 276627.0822 | 253639.4351 | 230356.0008 | 206927.5305 | 183482.5409 | 160130.2175 | 139750.008 | 121963.6434 | 106440.9979 | 92893.9618 | 81071.0939 | 70752.9547 | 61748.0332 | 53889.1926 | 47030.5681 | 41044.8594 | 35820.9682 | 31261.9359 | 27283.1441 | 23810.7439 | 20780.2856 | 18135.522 | 15827.3646
Commercial_College (WA)_Existing_Food Preparation_Natural Gas_Food Prep Other_E1_Baseline Forecast | Commercial | College (WA) | Existing | Food Preparation | Natural Gas | Food Prep Other | E1 | Standard | Baseline Forecast | 0 | 1313.6884 | 2966.5473 | 4862.7925 | 6927.8215 | 9103.6538 | 11345.3498 | 13618.1979 | 15895.506 | 18156.8672 | 19829.9424 | 21042.8205 | 21896.0757 | 22468.6707 | 22822.5945 | 23006.5042 | 23058.586 | 23008.8027 | 22880.6577 | 22692.5822 | 22459.0236 | 22191.3005 | 21898.2752 | 21586.8805 | 21262.5344 | 20929.4658 | 20590.97
Commercial_College (WA)_Existing_Food Preparation_Natural Gas_Food Prep Other_E2_Baseline Forecast | Commercial | College (WA) | Existing | Food Preparation | Natural Gas | Food Prep Other | E2 | ENERGY STAR | Baseline Forecast | 0 | 461.5662 | 1042.3004 | 1708.5487 | 2434.0994 | 3198.5811 | 3986.204 | 4784.7722 | 5584.9075 | 6379.4398 | 6967.2771 | 7393.4234 | 7693.2158 | 7894.3978 | 8018.7494 | 8083.3663 | 8101.6654 | 8084.1739 | 8039.15 | 7973.0694 | 7891.0083 | 7796.9434 | 7693.9886 | 7584.5796 | 7470.6202 | 7353.5961 | 7234.6651
Commercial_College (WA)_Existing_Food Preparation_Natural Gas_Food Prep Other_E3_Baseline Forecast | Commercial | College (WA) | Existing | Food Preparation | Natural Gas | Food Prep Other | E3 |  | Baseline Forecast | 0 | 0 | 0 | 0 | 0 | 0 | 0 | 0 | 0 | 0 | 0 | 0 | 0 | 0 | 0 | 0 | 0 | 0 | 0 | 0 | 0 | 0 | 0 | 0 | 0 | 0 | 0
Commercial_College (WA)_Existing_Food Preparation_Natural Gas_Food Prep Other_E4_Baseline Forecast | Commercial | College (WA) | Existing | Food Preparation | Natural Gas | Food Prep Other | E4 |  | Baseline Forecast | 0 | 0 | 0 | 0 | 0 | 0 | 0 | 0 | 0 | 0 | 0 | 0 | 0 | 0 | 0 | 0 | 0 | 0 | 0 | 0 | 0 | 0 | 0 | 0 | 0 | 0 | 0
Commercial_College (WA)_Existing_Food Preparation_Natural Gas_Food Prep Other_E5_Baseline Forecast | Commercial | College (WA) | Existing | Food Preparation | Natural Gas | Food Prep Other | E5 |  | Baseline Forecast | 0 | 0 | 0 | 0 | 0 | 0 | 0 | 0 | 0 | 0 | 0 | 0 | 0 | 0 | 0 | 0 | 0 | 0 | 0 | 0 | 0 | 0 | 0 | 0 | 0 | 0 | 0
Commercial_College (WA)_Existing_Food Preparation_Natural Gas_Food Prep Other_E6_Baseline Forecast | Commercial | College (WA) | Existing | Food Preparation | Natural Gas | Food Prep Other | E6 |  | Baseline Forecast | 0 | 0 | 0 | 0 | 0 | 0 | 0 | 0 | 0 | 0 | 0 | 0 | 0 | 0 | 0 | 0 | 0 | 0 | 0 | 0 | 0 | 0 | 0 | 0 | 0 | 0 | 0
Commercial_College (WA)_Existing_Food Preparation_Natural Gas_Food Prep Other_E7_Baseline Forecast | Commercial | College (WA) | Existing | Food Preparation | Natural Gas | Food Prep Other | E7 |  | Baseline Forecast | 0 | 0 | 0 | 0 | 0 | 0 | 0 | 0 | 0 | 0 | 0 | 0 | 0 | 0 | 0 | 0 | 0 | 0 | 0 | 0 | 0 | 0 | 0 | 0 | 0 | 0 | 0
Commercial_College (WA)_Existing_Food Preparation_Natural Gas_Food Prep Other_E8_Baseline Forecast | Commercial | College (WA) | Existing | Food Preparation | Natural Gas | Food Prep Other | E8 |  | Baseline Forecast | 0 | 0 | 0 | 0 | 0 | 0 | 0 | 0 | 0 | 0 | 0 | 0 | 0 | 0 | 0 | 0 | 0 | 0 | 0 | 0 | 0 | 0 | 0 | 0 | 0 | 0 | 0
Commercial_College (WA)_Existing_Food Preparation_Natural Gas_Food Prep Other_E9_Baseline Forecast | Commercial | College (WA) | Existing | Food Preparation | Natural Gas | Food Prep Other | E9 |  | Baseline Forecast | 0 | 0 | 0 | 0 | 0 | 0 | 0 | 0 | 0 | 0 | 0 | 0 | 0 | 0 | 0 | 0 | 0 | 0 | 0 | 0 | 0 | 0 | 0 | 0 | 0 | 0 | 0
Commercial_College (WA)_Existing_Food Preparation_Natural Gas_Food Prep Other_E10_Baseline Forecast | Commercial | College (WA) | Existing | Food Preparation | Natural Gas | Food Prep Other | E10 |  | Baseline Forecast | 0 | 0 | 0 | 0 | 0 | 0 | 0 | 0 | 0 | 0 | 0 | 0 | 0 | 0 | 0 | 0 | 0 | 0 | 0 | 0 | 0 | 0 | 0 | 0 | 0 | 0 | 0
Commercial_College (WA)_Existing_Food Preparation_Natural Gas_Food Prep Other_Vintage_Baseline Forecast | Commercial | College (WA) | Existing | Food Preparation | Natural Gas | Food Prep Other | Vintage | Vintage | Baseline Forecast | 45203.2424 | 42606.1106 | 39565.5836 | 36210.8278 | 32642.3904 | 28938.3617 | 25159.2138 | 21351.6017 | 17551.3478 | 13785.7859 | 10828.1082 | 8504.9868 | 6680.2806 | 5247.0567 | 4121.3246 | 3237.1131 | 2542.6052 | 1997.1008 | 1568.6319 | 1232.0891 | 967.75 | 760.1236 | 597.0425 | 468.9498 | 368.3387 | 289.3133 | 227.2425
Commercial_College (WA)_Existing_Miscellaneous_Natural Gas_Pool Heater_E1_Baseline Forecast | Commercial | College (WA) | Existing | Miscellaneous | Natural Gas | Pool Heater | E1 | Standard (EF .82) | Baseline Forecast | 0 | 4440.1712 | 8573.567 | 12441.0516 | 16075.4158 | 19503.0924 | 22070.3477 | 23964.0545 | 25330.9515 | 26286.2547 | 26920.4211 | 27304.4616 | 27494.1135 | 27533.1183 | 27455.7958 | 27289.0665 | 27054.0393 | 26767.2595 | 26441.688 | 26087.4715 | 25712.5463 | 25323.1138 | 24924.0127 | 24519.0122 | 24111.0421 | 23702.3734 | 23294.76
Commercial_College (WA)_Existing_Miscellaneous_Natural Gas_Pool Heater_E2_Baseline Forecast | Commercial | College (WA) | Existing | Miscellaneous | Natural Gas | Pool Heater | E2 | Condensing (EF .90) | Baseline Forecast | 0 | 493.3524 | 952.6186 | 1382.3391 | 1786.1573 | 2167.0103 | 2452.2609 | 2662.6727 | 2814.5502 | 2920.695 | 2991.1579 | 3033.8291 | 3054.9015 | 3059.2354 | 3050.644 | 3032.1185 | 3006.0044 | 2974.1399 | 2937.9653 | 2898.6079 | 2856.9496 | 2813.6793 | 2769.3347 | 2724.3347 | 2679.0047 | 2633.597 | 2588.3067
Commercial_College (WA)_Existing_Miscellaneous_Natural Gas_Pool Heater_E3_Baseline Forecast | Commercial | College (WA) | Existing | Miscellaneous | Natural Gas | Pool Heater | E3 |  | Baseline Forecast | 0 | 0 | 0 | 0 | 0 | 0 | 0 | 0 | 0 | 0 | 0 | 0 | 0 | 0 | 0 | 0 | 0 | 0 | 0 | 0 | 0 | 0 | 0 | 0 | 0 | 0 | 0
Commercial_College (WA)_Existing_Miscellaneous_Natural Gas_Pool Heater_E4_Baseline Forecast | Commercial | College (WA) | Existing | Miscellaneous | Natural Gas | Pool Heater | E4 |  | Baseline Forecast | 0 | 0 | 0 | 0 | 0 | 0 | 0 | 0 | 0 | 0 | 0 | 0 | 0 | 0 | 0 | 0 | 0 | 0 | 0 | 0 | 0 | 0 | 0 | 0 | 0 | 0 | 0
Commercial_College (WA)_Existing_Miscellaneous_Natural Gas_Pool Heater_E5_Baseline Forecast | Commercial | College (WA) | Existing | Miscellaneous | Natural Gas | Pool Heater | E5 |  | Baseline Forecast | 0 | 0 | 0 | 0 | 0 | 0 | 0 | 0 | 0 | 0 | 0 | 0 | 0 | 0 | 0 | 0 | 0 | 0 | 0 | 0 | 0 | 0 | 0 | 0 | 0 | 0 | 0
Commercial_College (WA)_Existing_Miscellaneous_Natural Gas_Pool Heater_E6_Baseline Forecast | Commercial | College (WA) | Existing | Miscellaneous | Natural Gas | Pool Heater | E6 |  | Baseline Forecast | 0 | 0 | 0 | 0 | 0 | 0 | 0 | 0 | 0 | 0 | 0 | 0 | 0 | 0 | 0 | 0 | 0 | 0 | 0 | 0 | 0 | 0 | 0 | 0 | 0 | 0 | 0
Commercial_College (WA)_Existing_Miscellaneous_Natural Gas_Pool Heater_E7_Baseline Forecast | Commercial | College (WA) | Existing | Miscellaneous | Natural Gas | Pool Heater | E7 |  | Baseline Forecast | 0 | 0 | 0 | 0 | 0 | 0 | 0 | 0 | 0 | 0 | 0 | 0 | 0 | 0 | 0 | 0 | 0 | 0 | 0 | 0 | 0 | 0 | 0 | 0 | 0 | 0 | 0
Commercial_College (WA)_Existing_Miscellaneous_Natural Gas_Pool Heater_E8_Baseline Forecast | Commercial | College (WA) | Existing | Miscellaneous | Natural Gas | Pool Heater | E8 |  | Baseline Forecast | 0 | 0 | 0 | 0 | 0 | 0 | 0 | 0 | 0 | 0 | 0 | 0 | 0 | 0 | 0 | 0 | 0 | 0 | 0 | 0 | 0 | 0 | 0 | 0 | 0 | 0 | 0
Commercial_College (WA)_Existing_Miscellaneous_Natural Gas_Pool Heater_E9_Baseline Forecast | Commercial | College (WA) | Existing | Miscellaneous | Natural Gas | Pool Heater | E9 |  | Baseline Forecast | 0 | 0 | 0 | 0 | 0 | 0 | 0 | 0 | 0 | 0 | 0 | 0 | 0 | 0 | 0 | 0 | 0 | 0 | 0 | 0 | 0 | 0 | 0 | 0 | 0 | 0 | 0
Commercial_College (WA)_Existing_Miscellaneous_Natural Gas_Pool Heater_E10_Baseline Forecast | Commercial | College (WA) | Existing | Miscellaneous | Natural Gas | Pool Heater | E10 |  | Baseline Forecast | 0 | 0 | 0 | 0 | 0 | 0 | 0 | 0 | 0 | 0 | 0 | 0 | 0 | 0 | 0 | 0 | 0 | 0 | 0 | 0 | 0 | 0 | 0 | 0 | 0 | 0 | 0
Commercial_College (WA)_Existing_Miscellaneous_Natural Gas_Pool Heater_Vintage_Baseline Forecast | Commercial | College (WA) | Existing | Miscellaneous | Natural Gas | Pool Heater | Vintage | Vintage | Baseline Forecast | 41874.0428 | 36179.173 | 30839.0075 | 25807.8898 | 21049.1386 | 16533.1416 | 12986.0312 | 10199.9372 | 8011.5871 | 6292.7375 | 4942.6593 | 3882.2342 | 3049.3185 | 2395.1011 | 1881.243 | 1477.6309 | 1160.6119 | 911.6079 | 716.0266 | 562.4063 | 441.7446 | 346.9703 | 272.5294 | 214.0595 | 168.134 | 132.0616 | 103.7284
Commercial_College (WA)_Existing_Miscellaneous_Natural Gas_Miscellaneous_E1_Baseline Forecast | Commercial | College (WA) | Existing | Miscellaneous | Natural Gas | Miscellaneous | E1 | Standard | Baseline Forecast | 0 | 290063.9228 | 623825.7873 | 991005.9119 | 1291536.3535 | 1536131.2478 | 1733804.3654 | 1892138.5708 | 2017512.5875 | 2115291.8333 | 2189989.0178 | 2245399.2946 | 2284713.998 | 2310616.3592 | 2325362.0552 | 2330846.9955 | 2328664.3674 | 2320152.6419 | 2306435.9731 | 2288458.196 | 2267011.4362 | 2242760.1867 | 2216261.5689 | 2187982.3825 | 2158313.4535 | 2127581.7085 | 2096060.3344
Commercial_College (WA)_Existing_Miscellaneous_Natural Gas_Miscellaneous_E2_Baseline Forecast | Commercial | College (WA) | Existing | Miscellaneous | Natural Gas | Miscellaneous | E2 |  | Baseline Forecast | 0 | 0 | 0 | 0 | 0 | 0 | 0 | 0 | 0 | 0 | 0 | 0 | 0 | 0 | 0 | 0 | 0 | 0 | 0 | 0 | 0 | 0 | 0 | 0 | 0 | 0 | 0
Commercial_College (WA)_Existing_Miscellaneous_Natural Gas_Miscellaneous_E3_Baseline Forecast | Commercial | College (WA) | Existing | Miscellaneous | Natural Gas | Miscellaneous | E3 |  | Baseline Forecast | 0 | 0 | 0 | 0 | 0 | 0 | 0 | 0 | 0 | 0 | 0 | 0 | 0 | 0 | 0 | 0 | 0 | 0 | 0 | 0 | 0 | 0 | 0 | 0 | 0 | 0 | 0
Commercial_College (WA)_Existing_Miscellaneous_Natural Gas_Miscellaneous_E4_Baseline Forecast | Commercial | College (WA) | Existing | Miscellaneous | Natural Gas | Miscellaneous | E4 |  | Baseline Forecast | 0 | 0 | 0 | 0 | 0 | 0 | 0 | 0 | 0 | 0 | 0 | 0 | 0 | 0 | 0 | 0 | 0 | 0 | 0 | 0 | 0 | 0 | 0 | 0 | 0 | 0 | 0
Commercial_College (WA)_Existing_Miscellaneous_Natural Gas_Miscellaneous_E5_Baseline Forecast | Commercial | College (WA) | Existing | Miscellaneous | Natural Gas | Miscellaneous | E5 |  | Baseline Forecast | 0 | 0 | 0 | 0 | 0 | 0 | 0 | 0 | 0 | 0 | 0 | 0 | 0 | 0 | 0 | 0 | 0 | 0 | 0 | 0 | 0 | 0 | 0 | 0 | 0 | 0 | 0
Commercial_College (WA)_Existing_Miscellaneous_Natural Gas_Miscellaneous_E6_Baseline Forecast | Commercial | College (WA) | Existing | Miscellaneous | Natural Gas | Miscellaneous | E6 |  | Baseline Forecast | 0 | 0 | 0 | 0 | 0 | 0 | 0 | 0 | 0 | 0 | 0 | 0 | 0 | 0 | 0 | 0 | 0 | 0 | 0 | 0 | 0 | 0 | 0 | 0 | 0 | 0 | 0
Commercial_College (WA)_Existing_Miscellaneous_Natural Gas_Miscellaneous_E7_Baseline Forecast | Commercial | College (WA) | Existing | Miscellaneous | Natural Gas | Miscellaneous | E7 |  | Baseline Forecast | 0 | 0 | 0 | 0 | 0 | 0 | 0 | 0 | 0 | 0 | 0 | 0 | 0 | 0 | 0 | 0 | 0 | 0 | 0 | 0 | 0 | 0 | 0 | 0 | 0 | 0 | 0
Commercial_College (WA)_Existing_Miscellaneous_Natural Gas_Miscellaneous_E8_Baseline Forecast | Commercial | College (WA) | Existing | Miscellaneous | Natural Gas | Miscellaneous | E8 |  | Baseline Forecast | 0 | 0 | 0 | 0 | 0 | 0 | 0 | 0 | 0 | 0 | 0 | 0 | 0 | 0 | 0 | 0 | 0 | 0 | 0 | 0 | 0 | 0 | 0 | 0 | 0 | 0 | 0
Commercial_College (WA)_Existing_Miscellaneous_Natural Gas_Miscellaneous_E9_Baseline Forecast | Commercial | College (WA) | Existing | Miscellaneous | Natural Gas | Miscellaneous | E9 |  | Baseline Forecast | 0 | 0 | 0 | 0 | 0 | 0 | 0 | 0 | 0 | 0 | 0 | 0 | 0 | 0 | 0 | 0 | 0 | 0 | 0 | 0 | 0 | 0 | 0 | 0 | 0 | 0 | 0
Commercial_College (WA)_Existing_Miscellaneous_Natural Gas_Miscellaneous_E10_Baseline Forecast | Commercial | College (WA) | Existing | Miscellaneous | Natural Gas | Miscellaneous | E10 |  | Baseline Forecast | 0 | 0 | 0 | 0 | 0 | 0 | 0 | 0 | 0 | 0 | 0 | 0 | 0 | 0 | 0 | 0 | 0 | 0 | 0 | 0 | 0 | 0 | 0 | 0 | 0 | 0 | 0
Commercial_College (WA)_Existing_Miscellaneous_Natural Gas_Miscellaneous_Vintage_Baseline Forecast | Commercial | College (WA) | Existing | Miscellaneous | Natural Gas | Miscellaneous | Vintage | Vintage | Baseline Forecast | 3446747.2313 | 3094015.177 | 2698724.6016 | 2271134.4699 | 1911292.3851 | 1608464.2409 | 1353616.6599 | 1139147.5268 | 958659.2173 | 806767.7569 | 678942.2162 | 571369.5534 | 480840.8709 | 404655.694 | 340541.4152 | 286585.5026 | 241178.449 | 202965.7597 | 170807.5484 | 143744.5342 | 120969.4262 | 101802.8418 | 85673.0409 | 72098.8708 | 60675.4133 | 51061.9063 | 42971.5783
Commercial_College (WA)_New_Space Heating_Natural Gas_Furnace_E1_Baseline Forecast | Commercial | College (WA) | New | Space Heating | Natural Gas | Furnace | E1 | AFUE 80% (Standard) | Baseline Forecast | 0 | 7704.5369 | 14904.3292 | 22147.5591 | 29379.5298 | 36465.13 | 43426.3186 | 50241.1775 | 56944.386 | 63539.5353 | 70024.7039 | 76291.9847 | 82465.4429 | 88539.4108 | 94497.23 | 100338.6541 | 106098.117 | 111758.8743 | 117318.7681 | 122775.6132 | 128147.2926 | 133504.6404 | 138763.1868 | 143929.7769 | 149013.0577 | 154030.7857 | 158547.6477
Commercial_College (WA)_New_Space Heating_Natural Gas_Furnace_E2_Baseline Forecast | Commercial | College (WA) | New | Space Heating | Natural Gas | Furnace | E2 | AFUE 90% | Baseline Forecast | 0 | 0 | 0 | 0 | 0 | 0 | 0 | 0 | 0 | 0 | 0 | 0 | 0 | 0 | 0 | 0 | 0 | 0 | 0 | 0 | 0 | 0 | 0 | 0 | 0 | 0 | 0
Commercial_College (WA)_New_Space Heating_Natural Gas_Furnace_E3_Baseline Forecast | Commercial | College (WA) | New | Space Heating | Natural Gas | Furnace | E3 | AFUE 96% | Baseline Forecast | 0 | 0 | 0 | 0 | 0 | 0 | 0 | 0 | 0 | 0 | 0 | 0 | 0 | 0 | 0 | 0 | 0 | 0 | 0 | 0 | 0 | 0 | 0 | 0 | 0 | 0 | 0
Commercial_College (WA)_New_Space Heating_Natural Gas_Furnace_E4_Baseline Forecast | Commercial | College (WA) | New | Space Heating | Natural Gas | Furnace | E4 |  | Baseline Forecast | 0 | 0 | 0 | 0 | 0 | 0 | 0 | 0 | 0 | 0 | 0 | 0 | 0 | 0 | 0 | 0 | 0 | 0 | 0 | 0 | 0 | 0 | 0 | 0 | 0 | 0 | 0
Commercial_College (WA)_New_Space Heating_Natural Gas_Furnace_E5_Baseline Forecast | Commercial | College (WA) | New | Space Heating | Natural Gas | Furnace | E5 |  | Baseline Forecast | 0 | 0 | 0 | 0 | 0 | 0 | 0 | 0 | 0 | 0 | 0 | 0 | 0 | 0 | 0 | 0 | 0 | 0 | 0 | 0 | 0 | 0 | 0 | 0 | 0 | 0 | 0
Commercial_College (WA)_New_Space Heating_Natural Gas_Furnace_E6_Baseline Forecast | Commercial | College (WA) | New | Space Heating | Natural Gas | Furnace | E6 |  | Baseline Forecast | 0 | 0 | 0 | 0 | 0 | 0 | 0 | 0 | 0 | 0 | 0 | 0 | 0 | 0 | 0 | 0 | 0 | 0 | 0 | 0 | 0 | 0 | 0 | 0 | 0 | 0 | 0
Commercial_College (WA)_New_Space Heating_Natural Gas_Furnace_E7_Baseline Forecast | Commercial | College (WA) | New | Space Heating | Natural Gas | Furnace | E7 |  | Baseline Forecast | 0 | 0 | 0 | 0 | 0 | 0 | 0 | 0 | 0 | 0 | 0 | 0 | 0 | 0 | 0 | 0 | 0 | 0 | 0 | 0 | 0 | 0 | 0 | 0 | 0 | 0 | 0
Commercial_College (WA)_New_Space Heating_Natural Gas_Furnace_E8_Baseline Forecast | Commercial | College (WA) | New | Space Heating | Natural Gas | Furnace | E8 |  | Baseline Forecast | 0 | 0 | 0 | 0 | 0 | 0 | 0 | 0 | 0 | 0 | 0 | 0 | 0 | 0 | 0 | 0 | 0 | 0 | 0 | 0 | 0 | 0 | 0 | 0 | 0 | 0 | 0
Commercial_College (WA)_New_Space Heating_Natural Gas_Furnace_E9_Baseline Forecast | Commercial | College (WA) | New | Space Heating | Natural Gas | Furnace | E9 |  | Baseline Forecast | 0 | 0 | 0 | 0 | 0 | 0 | 0 | 0 | 0 | 0 | 0 | 0 | 0 | 0 | 0 | 0 | 0 | 0 | 0 | 0 | 0 | 0 | 0 | 0 | 0 | 0 | 0
Commercial_College (WA)_New_Space Heating_Natural Gas_Furnace_E10_Baseline Forecast | Commercial | College (WA) | New | Space Heating | Natural Gas | Furnace | E10 |  | Baseline Forecast | 0 | 0 | 0 | 0 | 0 | 0 | 0 | 0 | 0 | 0 | 0 | 0 | 0 | 0 | 0 | 0 | 0 | 0 | 0 | 0 | 0 | 0 | 0 | 0 | 0 | 0 | 0
Commercial_College (WA)_New_Space Heating_Natural Gas_Furnace_Vintage_Baseline Forecast | Commercial | College (WA) | New | Space Heating | Natural Gas | Furnace | Vintage | Vintage | Baseline Forecast | 0 | 0 | 0 | 0 | 0 | 0 | 0 | 0 | 0 | 0 | 0 | 0 | 0 | 0 | 0 | 0 | 0 | 0 | 0 | 0 | 0 | 0 | 0 | 0 | 0 | 0 | 0
Commercial_College (WA)_New_Space Heating_Natural Gas_Boiler_E1_Baseline Forecast | Commercial | College (WA) | New | Space Heating | Natural Gas | Boiler | E1 | AFUE 80% (Standard) | Baseline Forecast | 0 | 65715.1246 | 127125.0777 | 188905.5281 | 250589.9434 | 311025.9055 | 352714.5986 | 393526.9624 | 433670.682 | 473167.2635 | 512005.2003 | 544672.868 | 576851.4935 | 608511.5342 | 639566.1598 | 670014.0858 | 700034.7964 | 729541.012 | 758521.4849 | 786964.8256 | 814964.2477 | 842888.9671 | 870298.6929 | 897229.1041 | 923725.2723 | 949879.7525 | 973423.5115
Commercial_College (WA)_New_Space Heating_Natural Gas_Boiler_E2_Baseline Forecast | Commercial | College (WA) | New | Space Heating | Natural Gas | Boiler | E2 | AFUE 85% | Baseline Forecast | 0 | 0 | 0 | 0 | 0 | 0 | 0 | 0 | 0 | 0 | 0 | 0 | 0 | 0 | 0 | 0 | 0 | 0 | 0 | 0 | 0 | 0 | 0 | 0 | 0 | 0 | 0
Commercial_College (WA)_New_Space Heating_Natural Gas_Boiler_E3_Baseline Forecast | Commercial | College (WA) | New | Space Heating | Natural Gas | Boiler | E3 | AFUE 97% | Baseline Forecast | 0 | 0 | 0 | 0 | 0 | 0 | 17686.1122 | 35000.4484 | 52031.1173 | 68787.2428 | 85263.9432 | 106052.459 | 126529.7662 | 146677.0648 | 166439.0993 | 185815.0522 | 204919.1407 | 223695.8234 | 242137.9426 | 260238.2503 | 278056.0643 | 295826.3403 | 313268.8931 | 330406.4275 | 347267.6254 | 363911.3855 | 378893.7776
Commercial_College (WA)_New_Space Heating_Natural Gas_Boiler_E4_Baseline Forecast | Commercial | College (WA) | New | Space Heating | Natural Gas | Boiler | E4 | Convert to NG Air Source Heat Pump | Baseline Forecast | 0 | 0 | 0 | 0 | 0 | 0 | 0 | 0 | 0 | 0 | 0 | 0 | 0 | 0 | 0 | 0 | 0 | 0 | 0 | 0 | 0 | 0 | 0 | 0 | 0 | 0 | 0
Commercial_College (WA)_New_Space Heating_Natural Gas_Boiler_E5_Baseline Forecast | Commercial | College (WA) | New | Space Heating | Natural Gas | Boiler | E5 |  | Baseline Forecast | 0 | 0 | 0 | 0 | 0 | 0 | 0 | 0 | 0 | 0 | 0 | 0 | 0 | 0 | 0 | 0 | 0 | 0 | 0 | 0 | 0 | 0 | 0 | 0 | 0 | 0 | 0
Commercial_College (WA)_New_Space Heating_Natural Gas_Boiler_E6_Baseline Forecast | Commercial | College (WA) | New | Space Heating | Natural Gas | Boiler | E6 |  | Baseline Forecast | 0 | 0 | 0 | 0 | 0 | 0 | 0 | 0 | 0 | 0 | 0 | 0 | 0 | 0 | 0 | 0 | 0 | 0 | 0 | 0 | 0 | 0 | 0 | 0 | 0 | 0 | 0
Commercial_College (WA)_New_Space Heating_Natural Gas_Boiler_E7_Baseline Forecast | Commercial | College (WA) | New | Space Heating | Natural Gas | Boiler | E7 |  | Baseline Forecast | 0 | 0 | 0 | 0 | 0 | 0 | 0 | 0 | 0 | 0 | 0 | 0 | 0 | 0 | 0 | 0 | 0 | 0 | 0 | 0 | 0 | 0 | 0 | 0 | 0 | 0 | 0
Commercial_College (WA)_New_Space Heating_Natural Gas_Boiler_E8_Baseline Forecast | Commercial | College (WA) | New | Space Heating | Natural Gas | Boiler | E8 |  | Baseline Forecast | 0 | 0 | 0 | 0 | 0 | 0 | 0 | 0 | 0 | 0 | 0 | 0 | 0 | 0 | 0 | 0 | 0 | 0 | 0 | 0 | 0 | 0 | 0 | 0 | 0 | 0 | 0
Commercial_College (WA)_New_Space Heating_Natural Gas_Boiler_E9_Baseline Forecast | Commercial | College (WA) | New | Space Heating | Natural Gas | Boiler | E9 |  | Baseline Forecast | 0 | 0 | 0 | 0 | 0 | 0 | 0 | 0 | 0 | 0 | 0 | 0 | 0 | 0 | 0 | 0 | 0 | 0 | 0 | 0 | 0 | 0 | 0 | 0 | 0 | 0 | 0
Commercial_College (WA)_New_Space Heating_Natural Gas_Boiler_E10_Baseline Forecast | Commercial | College (WA) | New | Space Heating | Natural Gas | Boiler | E10 |  | Baseline Forecast | 0 | 0 | 0 | 0 | 0 | 0 | 0 | 0 | 0 | 0 | 0 | 0 | 0 | 0 | 0 | 0 | 0 | 0 | 0 | 0 | 0 | 0 | 0 | 0 | 0 | 0 | 0
Commercial_College (WA)_New_Space Heating_Natural Gas_Boiler_Vintage_Baseline Forecast | Commercial | College (WA) | New | Space Heating | Natural Gas | Boiler | Vintage | Vintage | Baseline Forecast | 0 | 0 | 0 | 0 | 0 | 0 | 0 | 0 | 0 | 0 | 0 | 0 | 0 | 0 | 0 | 0 | 0 | 0 | 0 | 0 | 0 | 0 | 0 | 0 | 0 | 0 | 0
Commercial_College (WA)_New_Space Heating_Natural Gas_Unit Heater_E1_Baseline Forecast | Commercial | College (WA) | New | Space Heating | Natural Gas | Unit Heater | E1 | Standard | Baseline Forecast | 0 | 0 | 0 | 0 | 0 | 0 | 0 | 0 | 0 | 0 | 0 | 0 | 0 | 0 | 0 | 0 | 0 | 0 | 0 | 0 | 0 | 0 | 0 | 0 | 0 | 0 | 0
Commercial_College (WA)_New_Space Heating_Natural Gas_Unit Heater_E2_Baseline Forecast | Commercial | College (WA) | New | Space Heating | Natural Gas | Unit Heater | E2 | Condensing | Baseline Forecast | 0 | 0 | 0 | 0 | 0 | 0 | 0 | 0 | 0 | 0 | 0 | 0 | 0 | 0 | 0 | 0 | 0 | 0 | 0 | 0 | 0 | 0 | 0 | 0 | 0 | 0 | 0
Commercial_College (WA)_New_Space Heating_Natural Gas_Unit Heater_E3_Baseline Forecast | Commercial | College (WA) | New | Space Heating | Natural Gas | Unit Heater | E3 | Infrared Radiant | Baseline Forecast | 0 | 0 | 0 | 0 | 0 | 0 | 0 | 0 | 0 | 0 | 0 | 0 | 0 | 0 | 0 | 0 | 0 | 0 | 0 | 0 | 0 | 0 | 0 | 0 | 0 | 0 | 0
Commercial_College (WA)_New_Space Heating_Natural Gas_Unit Heater_E4_Baseline Forecast | Commercial | College (WA) | New | Space Heating | Natural Gas | Unit Heater | E4 |  | Baseline Forecast | 0 | 0 | 0 | 0 | 0 | 0 | 0 | 0 | 0 | 0 | 0 | 0 | 0 | 0 | 0 | 0 | 0 | 0 | 0 | 0 | 0 | 0 | 0 | 0 | 0 | 0 | 0
Commercial_College (WA)_New_Space Heating_Natural Gas_Unit Heater_E5_Baseline Forecast | Commercial | College (WA) | New | Space Heating | Natural Gas | Unit Heater | E5 |  | Baseline Forecast | 0 | 0 | 0 | 0 | 0 | 0 | 0 | 0 | 0 | 0 | 0 | 0 | 0 | 0 | 0 | 0 | 0 | 0 | 0 | 0 | 0 | 0 | 0 | 0 | 0 | 0 | 0
Commercial_College (WA)_New_Space Heating_Natural Gas_Unit Heater_E6_Baseline Forecast | Commercial | College (WA) | New | Space Heating | Natural Gas | Unit Heater | E6 |  | Baseline Forecast | 0 | 0 | 0 | 0 | 0 | 0 | 0 | 0 | 0 | 0 | 0 | 0 | 0 | 0 | 0 | 0 | 0 | 0 | 0 | 0 | 0 | 0 | 0 | 0 | 0 | 0 | 0
Commercial_College (WA)_New_Space Heating_Natural Gas_Unit Heater_E7_Baseline Forecast | Commercial | College (WA) | New | Space Heating | Natural Gas | Unit Heater | E7 |  | Baseline Forecast | 0 | 0 | 0 | 0 | 0 | 0 | 0 | 0 | 0 | 0 | 0 | 0 | 0 | 0 | 0 | 0 | 0 | 0 | 0 | 0 | 0 | 0 | 0 | 0 | 0 | 0 | 0
Commercial_College (WA)_New_Space Heating_Natural Gas_Unit Heater_E8_Baseline Forecast | Commercial | College (WA) | New | Space Heating | Natural Gas | Unit Heater | E8 |  | Baseline Forecast | 0 | 0 | 0 | 0 | 0 | 0 | 0 | 0 | 0 | 0 | 0 | 0 | 0 | 0 | 0 | 0 | 0 | 0 | 0 | 0 | 0 | 0 | 0 | 0 | 0 | 0 | 0
Commercial_College (WA)_New_Space Heating_Natural Gas_Unit Heater_E9_Baseline Forecast | Commercial | College (WA) | New | Space Heating | Natural Gas | Unit Heater | E9 |  | Baseline Forecast | 0 | 0 | 0 | 0 | 0 | 0 | 0 | 0 | 0 | 0 | 0 | 0 | 0 | 0 | 0 | 0 | 0 | 0 | 0 | 0 | 0 | 0 | 0 | 0 | 0 | 0 | 0
Commercial_College (WA)_New_Space Heating_Natural Gas_Unit Heater_E10_Baseline Forecast | Commercial | College (WA) | New | Space Heating | Natural Gas | Unit Heater | E10 |  | Baseline Forecast | 0 | 0 | 0 | 0 | 0 | 0 | 0 | 0 | 0 | 0 | 0 | 0 | 0 | 0 | 0 | 0 | 0 | 0 | 0 | 0 | 0 | 0 | 0 | 0 | 0 | 0 | 0
Commercial_College (WA)_New_Space Heating_Natural Gas_Unit Heater_Vintage_Baseline Forecast | Commercial | College (WA) | New | Space Heating | Natural Gas | Unit Heater | Vintage | Vintage | Baseline Forecast | 0 | 0 | 0 | 0 | 0 | 0 | 0 | 0 | 0 | 0 | 0 | 0 | 0 | 0 | 0 | 0 | 0 | 0 | 0 | 0 | 0 | 0 | 0 | 0 | 0 | 0 | 0
Commercial_College (WA)_New_Water Heating_Natural Gas_Water Heater_E1_Baseline Forecast | Commercial | College (WA) | New | Water Heating | Natural Gas | Water Heater | E1 | TE 0.80 | Baseline Forecast | 0 | 30450.3138 | 58905.747 | 87532.857 | 116115.4674 | 144119.584 | 171631.994 | 198566.0714 | 225058.8778 | 251124.6061 | 276755.6624 | 301525.5699 | 325924.6665 | 349930.5518 | 373477.3875 | 396564.1998 | 419327.0806 | 441699.8512 | 463673.983 | 485240.84 | 506471.1006 | 527644.7186 | 548427.8483 | 568847.5428 | 588937.9774 | 608769.3305 | 626621.1325
Commercial_College (WA)_New_Water Heating_Natural Gas_Water Heater_E2_Baseline Forecast | Commercial | College (WA) | New | Water Heating | Natural Gas | Water Heater | E2 | TE 0.90 | Baseline Forecast | 0 | 0 | 0 | 0 | 0 | 0 | 0 | 0 | 0 | 0 | 0 | 0 | 0 | 0 | 0 | 0 | 0 | 0 | 0 | 0 | 0 | 0 | 0 | 0 | 0 | 0 | 0
Commercial_College (WA)_New_Water Heating_Natural Gas_Water Heater_E3_Baseline Forecast | Commercial | College (WA) | New | Water Heating | Natural Gas | Water Heater | E3 | TE 0.94 | Baseline Forecast | 0 | 34337.5879 | 66425.6296 | 98707.2643 | 130938.7186 | 162517.8288 | 193542.4614 | 223914.9316 | 253789.7984 | 283183.0664 | 312086.1725 | 340018.1959 | 367532.0708 | 394602.5371 | 421155.3519 | 447189.4168 | 472858.1973 | 498087.0662 | 522866.4063 | 547186.4792 | 571126.9858 | 595003.6188 | 618439.914 | 641466.3781 | 664121.5489 | 686484.5642 | 706615.3196
Commercial_College (WA)_New_Water Heating_Natural Gas_Water Heater_E4_Baseline Forecast | Commercial | College (WA) | New | Water Heating | Natural Gas | Water Heater | E4 | Instantaneous TE 0.94 | Baseline Forecast | 0 | 0 | 0 | 0 | 0 | 0 | 0 | 0 | 0 | 0 | 0 | 0 | 0 | 0 | 0 | 0 | 0 | 0 | 0 | 0 | 0 | 0 | 0 | 0 | 0 | 0 | 0
Commercial_College (WA)_New_Water Heating_Natural Gas_Water Heater_E5_Baseline Forecast | Commercial | College (WA) | New | Water Heating | Natural Gas | Water Heater | E5 | Gas-Fired Absorption HPWH | Baseline Forecast | 0 | 0 | 0 | 0 | 0 | 0 | 0 | 0 | 0 | 0 | 0 | 0 | 0 | 0 | 0 | 0 | 0 | 0 | 0 | 0 | 0 | 0 | 0 | 0 | 0 | 0 | 0
Commercial_College (WA)_New_Water Heating_Natural Gas_Water Heater_E6_Baseline Forecast | Commercial | College (WA) | New | Water Heating | Natural Gas | Water Heater | E6 |  | Baseline Forecast | 0 | 0 | 0 | 0 | 0 | 0 | 0 | 0 | 0 | 0 | 0 | 0 | 0 | 0 | 0 | 0 | 0 | 0 | 0 | 0 | 0 | 0 | 0 | 0 | 0 | 0 | 0
Commercial_College (WA)_New_Water Heating_Natural Gas_Water Heater_E7_Baseline Forecast | Commercial | College (WA) | New | Water Heating | Natural Gas | Water Heater | E7 |  | Baseline Forecast | 0 | 0 | 0 | 0 | 0 | 0 | 0 | 0 | 0 | 0 | 0 | 0 | 0 | 0 | 0 | 0 | 0 | 0 | 0 | 0 | 0 | 0 | 0 | 0 | 0 | 0 | 0
Commercial_College (WA)_New_Water Heating_Natural Gas_Water Heater_E8_Baseline Forecast | Commercial | College (WA) | New | Water Heating | Natural Gas | Water Heater | E8 |  | Baseline Forecast | 0 | 0 | 0 | 0 | 0 | 0 | 0 | 0 | 0 | 0 | 0 | 0 | 0 | 0 | 0 | 0 | 0 | 0 | 0 | 0 | 0 | 0 | 0 | 0 | 0 | 0 | 0
Commercial_College (WA)_New_Water Heating_Natural Gas_Water Heater_E9_Baseline Forecast | Commercial | College (WA) | New | Water Heating | Natural Gas | Water Heater | E9 |  | Baseline Forecast | 0 | 0 | 0 | 0 | 0 | 0 | 0 | 0 | 0 | 0 | 0 | 0 | 0 | 0 | 0 | 0 | 0 | 0 | 0 | 0 | 0 | 0 | 0 | 0 | 0 | 0 | 0
Commercial_College (WA)_New_Water Heating_Natural Gas_Water Heater_E10_Baseline Forecast | Commercial | College (WA) | New | Water Heating | Natural Gas | Water Heater | E10 |  | Baseline Forecast | 0 | 0 | 0 | 0 | 0 | 0 | 0 | 0 | 0 | 0 | 0 | 0 | 0 | 0 | 0 | 0 | 0 | 0 | 0 | 0 | 0 | 0 | 0 | 0 | 0 | 0 | 0
Commercial_College (WA)_New_Water Heating_Natural Gas_Water Heater_Vintage_Baseline Forecast | Commercial | College (WA) | New | Water Heating | Natural Gas | Water Heater | Vintage | Vintage | Baseline Forecast | 0 | 0 | 0 | 0 | 0 | 0 | 0 | 0 | 0 | 0 | 0 | 0 | 0 | 0 | 0 | 0 | 0 | 0 | 0 | 0 | 0 | 0 | 0 | 0 | 0 | 0 | 0
Commercial_College (WA)_New_Food Preparation_Natural Gas_Oven_E1_Baseline Forecast | Commercial | College (WA) | New | Food Preparation | Natural Gas | Oven | E1 | Standard | Baseline Forecast | 0 | 2777.8474 | 5373.7106 | 7985.2351 | 10592.7002 | 13147.3918 | 15657.2272 | 18114.3039 | 20531.1254 | 22908.9864 | 25247.1942 | 27506.8432 | 29732.6648 | 31922.6155 | 34070.6891 | 36176.7968 | 38253.3537 | 40294.3225 | 42298.9253 | 44266.3742 | 46203.117 | 48134.6924 | 50030.6453 | 51893.4437 | 53726.2051 | 55535.3317 | 57163.8726
Commercial_College (WA)_New_Food Preparation_Natural Gas_Oven_E2_Baseline Forecast | Commercial | College (WA) | New | Food Preparation | Natural Gas | Oven | E2 | ENERGY STAR (>42% Baking Efficiency) | Baseline Forecast | 0 | 3997.3901 | 7732.9006 | 11490.9481 | 15243.1539 | 18919.4175 | 22531.1318 | 26066.9251 | 29544.7901 | 32966.5902 | 36331.3282 | 39583.0183 | 42786.0299 | 45937.4223 | 49028.5526 | 52059.293 | 55047.509 | 57984.5129 | 60869.1852 | 63700.3922 | 66487.4122 | 69266.9964 | 71995.3189 | 74675.9312 | 77313.3196 | 79916.6969 | 82260.2069
Commercial_College (WA)_New_Food Preparation_Natural Gas_Oven_E3_Baseline Forecast | Commercial | College (WA) | New | Food Preparation | Natural Gas | Oven | E3 |  | Baseline Forecast | 0 | 0 | 0 | 0 | 0 | 0 | 0 | 0 | 0 | 0 | 0 | 0 | 0 | 0 | 0 | 0 | 0 | 0 | 0 | 0 | 0 | 0 | 0 | 0 | 0 | 0 | 0
Commercial_College (WA)_New_Food Preparation_Natural Gas_Oven_E4_Baseline Forecast | Commercial | College (WA) | New | Food Preparation | Natural Gas | Oven | E4 |  | Baseline Forecast | 0 | 0 | 0 | 0 | 0 | 0 | 0 | 0 | 0 | 0 | 0 | 0 | 0 | 0 | 0 | 0 | 0 | 0 | 0 | 0 | 0 | 0 | 0 | 0 | 0 | 0 | 0
Commercial_College (WA)_New_Food Preparation_Natural Gas_Oven_E5_Baseline Forecast | Commercial | College (WA) | New | Food Preparation | Natural Gas | Oven | E5 |  | Baseline Forecast | 0 | 0 | 0 | 0 | 0 | 0 | 0 | 0 | 0 | 0 | 0 | 0 | 0 | 0 | 0 | 0 | 0 | 0 | 0 | 0 | 0 | 0 | 0 | 0 | 0 | 0 | 0
Commercial_College (WA)_New_Food Preparation_Natural Gas_Oven_E6_Baseline Forecast | Commercial | College (WA) | New | Food Preparation | Natural Gas | Oven | E6 |  | Baseline Forecast | 0 | 0 | 0 | 0 | 0 | 0 | 0 | 0 | 0 | 0 | 0 | 0 | 0 | 0 | 0 | 0 | 0 | 0 | 0 | 0 | 0 | 0 | 0 | 0 | 0 | 0 | 0
Commercial_College (WA)_New_Food Preparation_Natural Gas_Oven_E7_Baseline Forecast | Commercial | College (WA) | New | Food Preparation | Natural Gas | Oven | E7 |  | Baseline Forecast | 0 | 0 | 0 | 0 | 0 | 0 | 0 | 0 | 0 | 0 | 0 | 0 | 0 | 0 | 0 | 0 | 0 | 0 | 0 | 0 | 0 | 0 | 0 | 0 | 0 | 0 | 0
Commercial_College (WA)_New_Food Preparation_Natural Gas_Oven_E8_Baseline Forecast | Commercial | College (WA) | New | Food Preparation | Natural Gas | Oven | E8 |  | Baseline Forecast | 0 | 0 | 0 | 0 | 0 | 0 | 0 | 0 | 0 | 0 | 0 | 0 | 0 | 0 | 0 | 0 | 0 | 0 | 0 | 0 | 0 | 0 | 0 | 0 | 0 | 0 | 0
Commercial_College (WA)_New_Food Preparation_Natural Gas_Oven_E9_Baseline Forecast | Commercial | College (WA) | New | Food Preparation | Natural Gas | Oven | E9 |  | Baseline Forecast | 0 | 0 | 0 | 0 | 0 | 0 | 0 | 0 | 0 | 0 | 0 | 0 | 0 | 0 | 0 | 0 | 0 | 0 | 0 | 0 | 0 | 0 | 0 | 0 | 0 | 0 | 0
Commercial_College (WA)_New_Food Preparation_Natural Gas_Oven_E10_Baseline Forecast | Commercial | College (WA) | New | Food Preparation | Natural Gas | Oven | E10 |  | Baseline Forecast | 0 | 0 | 0 | 0 | 0 | 0 | 0 | 0 | 0 | 0 | 0 | 0 | 0 | 0 | 0 | 0 | 0 | 0 | 0 | 0 | 0 | 0 | 0 | 0 | 0 | 0 | 0
Commercial_College (WA)_New_Food Preparation_Natural Gas_Oven_Vintage_Baseline Forecast | Commercial | College (WA) | New | Food Preparation | Natural Gas | Oven | Vintage | Vintage | Baseline Forecast | 0 | 0 | 0 | 0 | 0 | 0 | 0 | 0 | 0 | 0 | 0 | 0 | 0 | 0 | 0 | 0 | 0 | 0 | 0 | 0 | 0 | 0 | 0 | 0 | 0 | 0 | 0
Commercial_College (WA)_New_Food Preparation_Natural Gas_Conveyor Oven_E1_Baseline Forecast | Commercial | College (WA) | New | Food Preparation | Natural Gas | Conveyor Oven | E1 | Standard | Baseline Forecast | 0 | 1388.9237 | 2686.8553 | 3992.6176 | 5296.3501 | 6573.6959 | 7828.6136 | 9057.1519 | 10265.5627 | 11454.4932 | 12623.5971 | 13753.4216 | 14866.3324 | 15961.3078 | 17035.3446 | 18088.3984 | 19126.6768 | 20147.1613 | 21149.4627 | 22133.1871 | 23101.5585 | 24067.3462 | 25015.3227 | 25946.7219 | 26863.1026 | 27767.6659 | 28581.9363
Commercial_College (WA)_New_Food Preparation_Natural Gas_Conveyor Oven_E2_Baseline Forecast | Commercial | College (WA) | New | Food Preparation | Natural Gas | Conveyor Oven | E2 | ENERGY STAR (>42% Baking Efficiency) | Baseline Forecast | 0 | 1998.6951 | 3866.4503 | 5745.4741 | 7621.577 | 9459.7087 | 11265.5659 | 13033.4625 | 14772.3951 | 16483.2951 | 18165.6641 | 19791.5092 | 21393.0149 | 22968.7112 | 24514.2763 | 26029.6465 | 27523.7545 | 28992.2565 | 30434.5926 | 31850.1961 | 33243.7061 | 34633.4982 | 35997.6595 | 37337.9656 | 38656.6598 | 39958.3484 | 41130.1035
Commercial_College (WA)_New_Food Preparation_Natural Gas_Conveyor Oven_E3_Baseline Forecast | Commercial | College (WA) | New | Food Preparation | Natural Gas | Conveyor Oven | E3 |  | Baseline Forecast | 0 | 0 | 0 | 0 | 0 | 0 | 0 | 0 | 0 | 0 | 0 | 0 | 0 | 0 | 0 | 0 | 0 | 0 | 0 | 0 | 0 | 0 | 0 | 0 | 0 | 0 | 0
Commercial_College (WA)_New_Food Preparation_Natural Gas_Conveyor Oven_E4_Baseline Forecast | Commercial | College (WA) | New | Food Preparation | Natural Gas | Conveyor Oven | E4 |  | Baseline Forecast | 0 | 0 | 0 | 0 | 0 | 0 | 0 | 0 | 0 | 0 | 0 | 0 | 0 | 0 | 0 | 0 | 0 | 0 | 0 | 0 | 0 | 0 | 0 | 0 | 0 | 0 | 0
Commercial_College (WA)_New_Food Preparation_Natural Gas_Conveyor Oven_E5_Baseline Forecast | Commercial | College (WA) | New | Food Preparation | Natural Gas | Conveyor Oven | E5 |  | Baseline Forecast | 0 | 0 | 0 | 0 | 0 | 0 | 0 | 0 | 0 | 0 | 0 | 0 | 0 | 0 | 0 | 0 | 0 | 0 | 0 | 0 | 0 | 0 | 0 | 0 | 0 | 0 | 0
Commercial_College (WA)_New_Food Preparation_Natural Gas_Conveyor Oven_E6_Baseline Forecast | Commercial | College (WA) | New | Food Preparation | Natural Gas | Conveyor Oven | E6 |  | Baseline Forecast | 0 | 0 | 0 | 0 | 0 | 0 | 0 | 0 | 0 | 0 | 0 | 0 | 0 | 0 | 0 | 0 | 0 | 0 | 0 | 0 | 0 | 0 | 0 | 0 | 0 | 0 | 0
Commercial_College (WA)_New_Food Preparation_Natural Gas_Conveyor Oven_E7_Baseline Forecast | Commercial | College (WA) | New | Food Preparation | Natural Gas | Conveyor Oven | E7 |  | Baseline Forecast | 0 | 0 | 0 | 0 | 0 | 0 | 0 | 0 | 0 | 0 | 0 | 0 | 0 | 0 | 0 | 0 | 0 | 0 | 0 | 0 | 0 | 0 | 0 | 0 | 0 | 0 | 0
Commercial_College (WA)_New_Food Preparation_Natural Gas_Conveyor Oven_E8_Baseline Forecast | Commercial | College (WA) | New | Food Preparation | Natural Gas | Conveyor Oven | E8 |  | Baseline Forecast | 0 | 0 | 0 | 0 | 0 | 0 | 0 | 0 | 0 | 0 | 0 | 0 | 0 | 0 | 0 | 0 | 0 | 0 | 0 | 0 | 0 | 0 | 0 | 0 | 0 | 0 | 0
Commercial_College (WA)_New_Food Preparation_Natural Gas_Conveyor Oven_E9_Baseline Forecast | Commercial | College (WA) | New | Food Preparation | Natural Gas | Conveyor Oven | E9 |  | Baseline Forecast | 0 | 0 | 0 | 0 | 0 | 0 | 0 | 0 | 0 | 0 | 0 | 0 | 0 | 0 | 0 | 0 | 0 | 0 | 0 | 0 | 0 | 0 | 0 | 0 | 0 | 0 | 0
Commercial_College (WA)_New_Food Preparation_Natural Gas_Conveyor Oven_E10_Baseline Forecast | Commercial | College (WA) | New | Food Preparation | Natural Gas | Conveyor Oven | E10 |  | Baseline Forecast | 0 | 0 | 0 | 0 | 0 | 0 | 0 | 0 | 0 | 0 | 0 | 0 | 0 | 0 | 0 | 0 | 0 | 0 | 0 | 0 | 0 | 0 | 0 | 0 | 0 | 0 | 0
Commercial_College (WA)_New_Food Preparation_Natural Gas_Conveyor Oven_Vintage_Baseline Forecast | Commercial | College (WA) | New | Food Preparation | Natural Gas | Conveyor Oven | Vintage | Vintage | Baseline Forecast | 0 | 0 | 0 | 0 | 0 | 0 | 0 | 0 | 0 | 0 | 0 | 0 | 0 | 0 | 0 | 0 | 0 | 0 | 0 | 0 | 0 | 0 | 0 | 0 | 0 | 0 | 0
Commercial_College (WA)_New_Food Preparation_Natural Gas_Double Rack Oven_E1_Baseline Forecast | Commercial | College (WA) | New | Food Preparation | Natural Gas | Double Rack Oven | E1 | Standard | Baseline Forecast | 0 | 1388.9237 | 2686.8553 | 3992.6176 | 5296.3501 | 6573.6959 | 7828.6136 | 9057.1519 | 10265.5627 | 11454.4932 | 12623.5971 | 13753.4216 | 14866.3324 | 15961.3078 | 17035.3446 | 18088.3984 | 19126.6768 | 20147.1613 | 21149.4627 | 22133.1871 | 23101.5585 | 24067.3462 | 25015.3227 | 25946.7219 | 26863.1026 | 27767.6659 | 28581.9363
Commercial_College (WA)_New_Food Preparation_Natural Gas_Double Rack Oven_E2_Baseline Forecast | Commercial | College (WA) | New | Food Preparation | Natural Gas | Double Rack Oven | E2 | FTSC Qualified (>50% Cooking Efficiency) | Baseline Forecast | 0 | 1998.6951 | 3866.4503 | 5745.4741 | 7621.577 | 9459.7087 | 11265.5659 | 13033.4625 | 14772.3951 | 16483.2951 | 18165.6641 | 19791.5092 | 21393.0149 | 22968.7112 | 24514.2763 | 26029.6465 | 27523.7545 | 28992.2565 | 30434.5926 | 31850.1961 | 33243.7061 | 34633.4982 | 35997.6595 | 37337.9656 | 38656.6598 | 39958.3484 | 41130.1035
Commercial_College (WA)_New_Food Preparation_Natural Gas_Double Rack Oven_E3_Baseline Forecast | Commercial | College (WA) | New | Food Preparation | Natural Gas | Double Rack Oven | E3 |  | Baseline Forecast | 0 | 0 | 0 | 0 | 0 | 0 | 0 | 0 | 0 | 0 | 0 | 0 | 0 | 0 | 0 | 0 | 0 | 0 | 0 | 0 | 0 | 0 | 0 | 0 | 0 | 0 | 0
Commercial_College (WA)_New_Food Preparation_Natural Gas_Double Rack Oven_E4_Baseline Forecast | Commercial | College (WA) | New | Food Preparation | Natural Gas | Double Rack Oven | E4 |  | Baseline Forecast | 0 | 0 | 0 | 0 | 0 | 0 | 0 | 0 | 0 | 0 | 0 | 0 | 0 | 0 | 0 | 0 | 0 | 0 | 0 | 0 | 0 | 0 | 0 | 0 | 0 | 0 | 0
Commercial_College (WA)_New_Food Preparation_Natural Gas_Double Rack Oven_E5_Baseline Forecast | Commercial | College (WA) | New | Food Preparation | Natural Gas | Double Rack Oven | E5 |  | Baseline Forecast | 0 | 0 | 0 | 0 | 0 | 0 | 0 | 0 | 0 | 0 | 0 | 0 | 0 | 0 | 0 | 0 | 0 | 0 | 0 | 0 | 0 | 0 | 0 | 0 | 0 | 0 | 0
Commercial_College (WA)_New_Food Preparation_Natural Gas_Double Rack Oven_E6_Baseline Forecast | Commercial | College (WA) | New | Food Preparation | Natural Gas | Double Rack Oven | E6 |  | Baseline Forecast | 0 | 0 | 0 | 0 | 0 | 0 | 0 | 0 | 0 | 0 | 0 | 0 | 0 | 0 | 0 | 0 | 0 | 0 | 0 | 0 | 0 | 0 | 0 | 0 | 0 | 0 | 0
Commercial_College (WA)_New_Food Preparation_Natural Gas_Double Rack Oven_E7_Baseline Forecast | Commercial | College (WA) | New | Food Preparation | Natural Gas | Double Rack Oven | E7 |  | Baseline Forecast | 0 | 0 | 0 | 0 | 0 | 0 | 0 | 0 | 0 | 0 | 0 | 0 | 0 | 0 | 0 | 0 | 0 | 0 | 0 | 0 | 0 | 0 | 0 | 0 | 0 | 0 | 0
Commercial_College (WA)_New_Food Preparation_Natural Gas_Double Rack Oven_E8_Baseline Forecast | Commercial | College (WA) | New | Food Preparation | Natural Gas | Double Rack Oven | E8 |  | Baseline Forecast | 0 | 0 | 0 | 0 | 0 | 0 | 0 | 0 | 0 | 0 | 0 | 0 | 0 | 0 | 0 | 0 | 0 | 0 | 0 | 0 | 0 | 0 | 0 | 0 | 0 | 0 | 0
Commercial_College (WA)_New_Food Preparation_Natural Gas_Double Rack Oven_E9_Baseline Forecast | Commercial | College (WA) | New | Food Preparation | Natural Gas | Double Rack Oven | E9 |  | Baseline Forecast | 0 | 0 | 0 | 0 | 0 | 0 | 0 | 0 | 0 | 0 | 0 | 0 | 0 | 0 | 0 | 0 | 0 | 0 | 0 | 0 | 0 | 0 | 0 | 0 | 0 | 0 | 0
Commercial_College (WA)_New_Food Preparation_Natural Gas_Double Rack Oven_E10_Baseline Forecast | Commercial | College (WA) | New | Food Preparation | Natural Gas | Double Rack Oven | E10 |  | Baseline Forecast | 0 | 0 | 0 | 0 | 0 | 0 | 0 | 0 | 0 | 0 | 0 | 0 | 0 | 0 | 0 | 0 | 0 | 0 | 0 | 0 | 0 | 0 | 0 | 0 | 0 | 0 | 0
Commercial_College (WA)_New_Food Preparation_Natural Gas_Double Rack Oven_Vintage_Baseline Forecast | Commercial | College (WA) | New | Food Preparation | Natural Gas | Double Rack Oven | Vintage | Vintage | Baseline Forecast | 0 | 0 | 0 | 0 | 0 | 0 | 0 | 0 | 0 | 0 | 0 | 0 | 0 | 0 | 0 | 0 | 0 | 0 | 0 | 0 | 0 | 0 | 0 | 0 | 0 | 0 | 0
Commercial_College (WA)_New_Food Preparation_Natural Gas_Fryer_E1_Baseline Forecast | Commercial | College (WA) | New | Food Preparation | Natural Gas | Fryer | E1 | Standard | Baseline Forecast | 0 | 6488.2862 | 12551.5077 | 18651.3096 | 24741.6297 | 30708.6856 | 36570.9697 | 42310.024 | 47955.0532 | 53509.0815 | 58970.4909 | 64248.4086 | 69447.3147 | 74562.4362 | 79579.7444 | 84499.0319 | 89349.2967 | 94116.4377 | 98798.6376 | 103394.0563 | 107917.7538 | 112429.382 | 116857.8058 | 121208.7896 | 125489.6154 | 129715.2368 | 133519.0597
Commercial_College (WA)_New_Food Preparation_Natural Gas_Fryer_E2_Baseline Forecast | Commercial | College (WA) | New | Food Preparation | Natural Gas | Fryer | E2 | ENERGY STAR | Baseline Forecast | 0 | 2279.6681 | 4409.9892 | 6553.1628 | 8693.005 | 10789.5382 | 12849.2596 | 14865.6841 | 16849.0727 | 18800.4881 | 20719.3617 | 22573.7652 | 24400.4079 | 26197.6127 | 27960.4507 | 29688.849 | 31392.9961 | 33067.9376 | 34713.0348 | 36327.6414 | 37917.0486 | 39502.2153 | 41058.148 | 42586.872 | 44090.946 | 45575.6237 | 46912.102
Commercial_College (WA)_New_Food Preparation_Natural Gas_Fryer_E3_Baseline Forecast | Commercial | College (WA) | New | Food Preparation | Natural Gas | Fryer | E3 |  | Baseline Forecast | 0 | 0 | 0 | 0 | 0 | 0 | 0 | 0 | 0 | 0 | 0 | 0 | 0 | 0 | 0 | 0 | 0 | 0 | 0 | 0 | 0 | 0 | 0 | 0 | 0 | 0 | 0
Commercial_College (WA)_New_Food Preparation_Natural Gas_Fryer_E4_Baseline Forecast | Commercial | College (WA) | New | Food Preparation | Natural Gas | Fryer | E4 |  | Baseline Forecast | 0 | 0 | 0 | 0 | 0 | 0 | 0 | 0 | 0 | 0 | 0 | 0 | 0 | 0 | 0 | 0 | 0 | 0 | 0 | 0 | 0 | 0 | 0 | 0 | 0 | 0 | 0
Commercial_College (WA)_New_Food Preparation_Natural Gas_Fryer_E5_Baseline Forecast | Commercial | College (WA) | New | Food Preparation | Natural Gas | Fryer | E5 |  | Baseline Forecast | 0 | 0 | 0 | 0 | 0 | 0 | 0 | 0 | 0 | 0 | 0 | 0 | 0 | 0 | 0 | 0 | 0 | 0 | 0 | 0 | 0 | 0 | 0 | 0 | 0 | 0 | 0
Commercial_College (WA)_New_Food Preparation_Natural Gas_Fryer_E6_Baseline Forecast | Commercial | College (WA) | New | Food Preparation | Natural Gas | Fryer | E6 |  | Baseline Forecast | 0 | 0 | 0 | 0 | 0 | 0 | 0 | 0 | 0 | 0 | 0 | 0 | 0 | 0 | 0 | 0 | 0 | 0 | 0 | 0 | 0 | 0 | 0 | 0 | 0 | 0 | 0
Commercial_College (WA)_New_Food Preparation_Natural Gas_Fryer_E7_Baseline Forecast | Commercial | College (WA) | New | Food Preparation | Natural Gas | Fryer | E7 |  | Baseline Forecast | 0 | 0 | 0 | 0 | 0 | 0 | 0 | 0 | 0 | 0 | 0 | 0 | 0 | 0 | 0 | 0 | 0 | 0 | 0 | 0 | 0 | 0 | 0 | 0 | 0 | 0 | 0
Commercial_College (WA)_New_Food Preparation_Natural Gas_Fryer_E8_Baseline Forecast | Commercial | College (WA) | New | Food Preparation | Natural Gas | Fryer | E8 |  | Baseline Forecast | 0 | 0 | 0 | 0 | 0 | 0 | 0 | 0 | 0 | 0 | 0 | 0 | 0 | 0 | 0 | 0 | 0 | 0 | 0 | 0 | 0 | 0 | 0 | 0 | 0 | 0 | 0
Commercial_College (WA)_New_Food Preparation_Natural Gas_Fryer_E9_Baseline Forecast | Commercial | College (WA) | New | Food Preparation | Natural Gas | Fryer | E9 |  | Baseline Forecast | 0 | 0 | 0 | 0 | 0 | 0 | 0 | 0 | 0 | 0 | 0 | 0 | 0 | 0 | 0 | 0 | 0 | 0 | 0 | 0 | 0 | 0 | 0 | 0 | 0 | 0 | 0
Commercial_College (WA)_New_Food Preparation_Natural Gas_Fryer_E10_Baseline Forecast | Commercial | College (WA) | New | Food Preparation | Natural Gas | Fryer | E10 |  | Baseline Forecast | 0 | 0 | 0 | 0 | 0 | 0 | 0 | 0 | 0 | 0 | 0 | 0 | 0 | 0 | 0 | 0 | 0 | 0 | 0 | 0 | 0 | 0 | 0 | 0 | 0 | 0 | 0
Commercial_College (WA)_New_Food Preparation_Natural Gas_Fryer_Vintage_Baseline Forecast | Commercial | College (WA) | New | Food Preparation | Natural Gas | Fryer | Vintage | Vintage | Baseline Forecast | 0 | 0 | 0 | 0 | 0 | 0 | 0 | 0 | 0 | 0 | 0 | 0 | 0 | 0 | 0 | 0 | 0 | 0 | 0 | 0 | 0 | 0 | 0 | 0 | 0 | 0 | 0
Commercial_College (WA)_New_Food Preparation_Natural Gas_Broiler_E1_Baseline Forecast | Commercial | College (WA) | New | Food Preparation | Natural Gas | Broiler | E1 | Standard | Baseline Forecast | 0 | 10027.3514 | 19397.7846 | 28824.7512 | 38237.0641 | 47458.8777 | 56518.7714 | 65388.2189 | 74112.3549 | 82695.8533 | 91136.2132 | 99292.9951 | 107327.6682 | 115232.856 | 122986.8778 | 130589.4129 | 138085.2767 | 145452.6765 | 152688.8036 | 159790.8143 | 166781.9831 | 173754.4994 | 180598.4271 | 187322.6749 | 193938.4966 | 200469.0023 | 206347.6377
Commercial_College (WA)_New_Food Preparation_Natural Gas_Broiler_E2_Baseline Forecast | Commercial | College (WA) | New | Food Preparation | Natural Gas | Broiler | E2 | Infrared Burners | Baseline Forecast | 0 | 3523.1235 | 6815.4378 | 10127.6153 | 13434.6441 | 16674.7408 | 19857.9467 | 22974.2391 | 26039.4761 | 29055.2998 | 32020.8317 | 34886.728 | 37709.7213 | 40487.2197 | 43211.6057 | 45882.7667 | 48516.4486 | 51104.9944 | 53647.4175 | 56142.7186 | 58599.0752 | 61048.8782 | 63453.5014 | 65816.0749 | 68140.5529 | 70435.0549 | 72500.5213
Commercial_College (WA)_New_Food Preparation_Natural Gas_Broiler_E3_Baseline Forecast | Commercial | College (WA) | New | Food Preparation | Natural Gas | Broiler | E3 |  | Baseline Forecast | 0 | 0 | 0 | 0 | 0 | 0 | 0 | 0 | 0 | 0 | 0 | 0 | 0 | 0 | 0 | 0 | 0 | 0 | 0 | 0 | 0 | 0 | 0 | 0 | 0 | 0 | 0
Commercial_College (WA)_New_Food Preparation_Natural Gas_Broiler_E4_Baseline Forecast | Commercial | College (WA) | New | Food Preparation | Natural Gas | Broiler | E4 |  | Baseline Forecast | 0 | 0 | 0 | 0 | 0 | 0 | 0 | 0 | 0 | 0 | 0 | 0 | 0 | 0 | 0 | 0 | 0 | 0 | 0 | 0 | 0 | 0 | 0 | 0 | 0 | 0 | 0
Commercial_College (WA)_New_Food Preparation_Natural Gas_Broiler_E5_Baseline Forecast | Commercial | College (WA) | New | Food Preparation | Natural Gas | Broiler | E5 |  | Baseline Forecast | 0 | 0 | 0 | 0 | 0 | 0 | 0 | 0 | 0 | 0 | 0 | 0 | 0 | 0 | 0 | 0 | 0 | 0 | 0 | 0 | 0 | 0 | 0 | 0 | 0 | 0 | 0
Commercial_College (WA)_New_Food Preparation_Natural Gas_Broiler_E6_Baseline Forecast | Commercial | College (WA) | New | Food Preparation | Natural Gas | Broiler | E6 |  | Baseline Forecast | 0 | 0 | 0 | 0 | 0 | 0 | 0 | 0 | 0 | 0 | 0 | 0 | 0 | 0 | 0 | 0 | 0 | 0 | 0 | 0 | 0 | 0 | 0 | 0 | 0 | 0 | 0
Commercial_College (WA)_New_Food Preparation_Natural Gas_Broiler_E7_Baseline Forecast | Commercial | College (WA) | New | Food Preparation | Natural Gas | Broiler | E7 |  | Baseline Forecast | 0 | 0 | 0 | 0 | 0 | 0 | 0 | 0 | 0 | 0 | 0 | 0 | 0 | 0 | 0 | 0 | 0 | 0 | 0 | 0 | 0 | 0 | 0 | 0 | 0 | 0 | 0
Commercial_College (WA)_New_Food Preparation_Natural Gas_Broiler_E8_Baseline Forecast | Commercial | College (WA) | New | Food Preparation | Natural Gas | Broiler | E8 |  | Baseline Forecast | 0 | 0 | 0 | 0 | 0 | 0 | 0 | 0 | 0 | 0 | 0 | 0 | 0 | 0 | 0 | 0 | 0 | 0 | 0 | 0 | 0 | 0 | 0 | 0 | 0 | 0 | 0
Commercial_College (WA)_New_Food Preparation_Natural Gas_Broiler_E9_Baseline Forecast | Commercial | College (WA) | New | Food Preparation | Natural Gas | Broiler | E9 |  | Baseline Forecast | 0 | 0 | 0 | 0 | 0 | 0 | 0 | 0 | 0 | 0 | 0 | 0 | 0 | 0 | 0 | 0 | 0 | 0 | 0 | 0 | 0 | 0 | 0 | 0 | 0 | 0 | 0
Commercial_College (WA)_New_Food Preparation_Natural Gas_Broiler_E10_Baseline Forecast | Commercial | College (WA) | New | Food Preparation | Natural Gas | Broiler | E10 |  | Baseline Forecast | 0 | 0 | 0 | 0 | 0 | 0 | 0 | 0 | 0 | 0 | 0 | 0 | 0 | 0 | 0 | 0 | 0 | 0 | 0 | 0 | 0 | 0 | 0 | 0 | 0 | 0 | 0
Commercial_College (WA)_New_Food Preparation_Natural Gas_Broiler_Vintage_Baseline Forecast | Commercial | College (WA) | New | Food Preparation | Natural Gas | Broiler | Vintage | Vintage | Baseline Forecast | 0 | 0 | 0 | 0 | 0 | 0 | 0 | 0 | 0 | 0 | 0 | 0 | 0 | 0 | 0 | 0 | 0 | 0 | 0 | 0 | 0 | 0 | 0 | 0 | 0 | 0 | 0
Commercial_College (WA)_New_Food Preparation_Natural Gas_Griddle_E1_Baseline Forecast | Commercial | College (WA) | New | Food Preparation | Natural Gas | Griddle | E1 | Standard | Baseline Forecast | 0 | 13582.3584 | 26274.9006 | 39044.0192 | 51793.2887 | 64284.5212 | 76556.428 | 88570.3696 | 100387.4823 | 112014.0969 | 123446.8262 | 134495.4401 | 145378.6539 | 156086.4758 | 166589.5387 | 176887.4083 | 187040.7882 | 197020.1595 | 206821.7181 | 216441.6118 | 225911.3667 | 235355.8561 | 244626.1684 | 253734.3704 | 262695.706 | 271541.4784 | 279504.2723
Commercial_College (WA)_New_Food Preparation_Natural Gas_Griddle_E2_Baseline Forecast | Commercial | College (WA) | New | Food Preparation | Natural Gas | Griddle | E2 | ENERGY STAR | Baseline Forecast | 0 | 5547.7238 | 10732.0016 | 15947.5571 | 21155.0052 | 26257.0579 | 31269.5269 | 36176.6298 | 41003.3379 | 45752.2368 | 50421.9431 | 54934.7572 | 59380.0136 | 63753.631 | 68043.6144 | 72249.7865 | 76396.9417 | 80473.0229 | 84476.4764 | 88405.7288 | 92273.6568 | 96131.2652 | 99917.7307 | 103637.9823 | 107298.2461 | 110911.3081 | 114163.7169
Commercial_College (WA)_New_Food Preparation_Natural Gas_Griddle_E3_Baseline Forecast | Commercial | College (WA) | New | Food Preparation | Natural Gas | Griddle | E3 |  | Baseline Forecast | 0 | 0 | 0 | 0 | 0 | 0 | 0 | 0 | 0 | 0 | 0 | 0 | 0 | 0 | 0 | 0 | 0 | 0 | 0 | 0 | 0 | 0 | 0 | 0 | 0 | 0 | 0
Commercial_College (WA)_New_Food Preparation_Natural Gas_Griddle_E4_Baseline Forecast | Commercial | College (WA) | New | Food Preparation | Natural Gas | Griddle | E4 |  | Baseline Forecast | 0 | 0 | 0 | 0 | 0 | 0 | 0 | 0 | 0 | 0 | 0 | 0 | 0 | 0 | 0 | 0 | 0 | 0 | 0 | 0 | 0 | 0 | 0 | 0 | 0 | 0 | 0
Commercial_College (WA)_New_Food Preparation_Natural Gas_Griddle_E5_Baseline Forecast | Commercial | College (WA) | New | Food Preparation | Natural Gas | Griddle | E5 |  | Baseline Forecast | 0 | 0 | 0 | 0 | 0 | 0 | 0 | 0 | 0 | 0 | 0 | 0 | 0 | 0 | 0 | 0 | 0 | 0 | 0 | 0 | 0 | 0 | 0 | 0 | 0 | 0 | 0
Commercial_College (WA)_New_Food Preparation_Natural Gas_Griddle_E6_Baseline Forecast | Commercial | College (WA) | New | Food Preparation | Natural Gas | Griddle | E6 |  | Baseline Forecast | 0 | 0 | 0 | 0 | 0 | 0 | 0 | 0 | 0 | 0 | 0 | 0 | 0 | 0 | 0 | 0 | 0 | 0 | 0 | 0 | 0 | 0 | 0 | 0 | 0 | 0 | 0
Commercial_College (WA)_New_Food Preparation_Natural Gas_Griddle_E7_Baseline Forecast | Commercial | College (WA) | New | Food Preparation | Natural Gas | Griddle | E7 |  | Baseline Forecast | 0 | 0 | 0 | 0 | 0 | 0 | 0 | 0 | 0 | 0 | 0 | 0 | 0 | 0 | 0 | 0 | 0 | 0 | 0 | 0 | 0 | 0 | 0 | 0 | 0 | 0 | 0
Commercial_College (WA)_New_Food Preparation_Natural Gas_Griddle_E8_Baseline Forecast | Commercial | College (WA) | New | Food Preparation | Natural Gas | Griddle | E8 |  | Baseline Forecast | 0 | 0 | 0 | 0 | 0 | 0 | 0 | 0 | 0 | 0 | 0 | 0 | 0 | 0 | 0 | 0 | 0 | 0 | 0 | 0 | 0 | 0 | 0 | 0 | 0 | 0 | 0
Commercial_College (WA)_New_Food Preparation_Natural Gas_Griddle_E9_Baseline Forecast | Commercial | College (WA) | New | Food Preparation | Natural Gas | Griddle | E9 |  | Baseline Forecast | 0 | 0 | 0 | 0 | 0 | 0 | 0 | 0 | 0 | 0 | 0 | 0 | 0 | 0 | 0 | 0 | 0 | 0 | 0 | 0 | 0 | 0 | 0 | 0 | 0 | 0 | 0
Commercial_College (WA)_New_Food Preparation_Natural Gas_Griddle_E10_Baseline Forecast | Commercial | College (WA) | New | Food Preparation | Natural Gas | Griddle | E10 |  | Baseline Forecast | 0 | 0 | 0 | 0 | 0 | 0 | 0 | 0 | 0 | 0 | 0 | 0 | 0 | 0 | 0 | 0 | 0 | 0 | 0 | 0 | 0 | 0 | 0 | 0 | 0 | 0 | 0
Commercial_College (WA)_New_Food Preparation_Natural Gas_Griddle_Vintage_Baseline Forecast | Commercial | College (WA) | New | Food Preparation | Natural Gas | Griddle | Vintage | Vintage | Baseline Forecast | 0 | 0 | 0 | 0 | 0 | 0 | 0 | 0 | 0 | 0 | 0 | 0 | 0 | 0 | 0 | 0 | 0 | 0 | 0 | 0 | 0 | 0 | 0 | 0 | 0 | 0 | 0
Commercial_College (WA)_New_Food Preparation_Natural Gas_Range_E1_Baseline Forecast | Commercial | College (WA) | New | Food Preparation | Natural Gas | Range | E1 | Standard | Baseline Forecast | 0 | 9695.232 | 18755.3036 | 27870.0364 | 36970.6006 | 45886.9753 | 54646.793 | 63222.4724 | 71657.6532 | 79956.8544 | 88117.6582 | 96004.2764 | 103772.8302 | 111416.1874 | 118913.3855 | 126264.1144 | 133511.705 | 140635.0865 | 147631.5433 | 154498.3258 | 161257.9376 | 167999.5147 | 174616.7622 | 181118.2937 | 187514.9905 | 193829.197 | 199513.124
Commercial_College (WA)_New_Food Preparation_Natural Gas_Range_E2_Baseline Forecast | Commercial | College (WA) | New | Food Preparation | Natural Gas | Range | E2 | High Efficiency | Baseline Forecast | 0 | 13951.6753 | 26989.3394 | 40105.6621 | 53201.5961 | 66032.4767 | 78638.0679 | 90978.6797 | 103117.1107 | 115059.8637 | 126803.4594 | 138152.4953 | 149331.6337 | 160330.6112 | 171119.2621 | 181697.1402 | 192126.5999 | 202377.3196 | 212445.3916 | 222326.8591 | 232054.1053 | 241755.3992 | 251277.7797 | 260633.6422 | 269838.6448 | 278924.942 | 287104.2516
Commercial_College (WA)_New_Food Preparation_Natural Gas_Range_E3_Baseline Forecast | Commercial | College (WA) | New | Food Preparation | Natural Gas | Range | E3 |  | Baseline Forecast | 0 | 0 | 0 | 0 | 0 | 0 | 0 | 0 | 0 | 0 | 0 | 0 | 0 | 0 | 0 | 0 | 0 | 0 | 0 | 0 | 0 | 0 | 0 | 0 | 0 | 0 | 0
Commercial_College (WA)_New_Food Preparation_Natural Gas_Range_E4_Baseline Forecast | Commercial | College (WA) | New | Food Preparation | Natural Gas | Range | E4 |  | Baseline Forecast | 0 | 0 | 0 | 0 | 0 | 0 | 0 | 0 | 0 | 0 | 0 | 0 | 0 | 0 | 0 | 0 | 0 | 0 | 0 | 0 | 0 | 0 | 0 | 0 | 0 | 0 | 0
Commercial_College (WA)_New_Food Preparation_Natural Gas_Range_E5_Baseline Forecast | Commercial | College (WA) | New | Food Preparation | Natural Gas | Range | E5 |  | Baseline Forecast | 0 | 0 | 0 | 0 | 0 | 0 | 0 | 0 | 0 | 0 | 0 | 0 | 0 | 0 | 0 | 0 | 0 | 0 | 0 | 0 | 0 | 0 | 0 | 0 | 0 | 0 | 0
Commercial_College (WA)_New_Food Preparation_Natural Gas_Range_E6_Baseline Forecast | Commercial | College (WA) | New | Food Preparation | Natural Gas | Range | E6 |  | Baseline Forecast | 0 | 0 | 0 | 0 | 0 | 0 | 0 | 0 | 0 | 0 | 0 | 0 | 0 | 0 | 0 | 0 | 0 | 0 | 0 | 0 | 0 | 0 | 0 | 0 | 0 | 0 | 0
Commercial_College (WA)_New_Food Preparation_Natural Gas_Range_E7_Baseline Forecast | Commercial | College (WA) | New | Food Preparation | Natural Gas | Range | E7 |  | Baseline Forecast | 0 | 0 | 0 | 0 | 0 | 0 | 0 | 0 | 0 | 0 | 0 | 0 | 0 | 0 | 0 | 0 | 0 | 0 | 0 | 0 | 0 | 0 | 0 | 0 | 0 | 0 | 0
Commercial_College (WA)_New_Food Preparation_Natural Gas_Range_E8_Baseline Forecast | Commercial | College (WA) | New | Food Preparation | Natural Gas | Range | E8 |  | Baseline Forecast | 0 | 0 | 0 | 0 | 0 | 0 | 0 | 0 | 0 | 0 | 0 | 0 | 0 | 0 | 0 | 0 | 0 | 0 | 0 | 0 | 0 | 0 | 0 | 0 | 0 | 0 | 0
Commercial_College (WA)_New_Food Preparation_Natural Gas_Range_E9_Baseline Forecast | Commercial | College (WA) | New | Food Preparation | Natural Gas | Range | E9 |  | Baseline Forecast | 0 | 0 | 0 | 0 | 0 | 0 | 0 | 0 | 0 | 0 | 0 | 0 | 0 | 0 | 0 | 0 | 0 | 0 | 0 | 0 | 0 | 0 | 0 | 0 | 0 | 0 | 0
Commercial_College (WA)_New_Food Preparation_Natural Gas_Range_E10_Baseline Forecast | Commercial | College (WA) | New | Food Preparation | Natural Gas | Range | E10 |  | Baseline Forecast | 0 | 0 | 0 | 0 | 0 | 0 | 0 | 0 | 0 | 0 | 0 | 0 | 0 | 0 | 0 | 0 | 0 | 0 | 0 | 0 | 0 | 0 | 0 | 0 | 0 | 0 | 0
Commercial_College (WA)_New_Food Preparation_Natural Gas_Range_Vintage_Baseline Forecast | Commercial | College (WA) | New | Food Preparation | Natural Gas | Range | Vintage | Vintage | Baseline Forecast | 0 | 0 | 0 | 0 | 0 | 0 | 0 | 0 | 0 | 0 | 0 | 0 | 0 | 0 | 0 | 0 | 0 | 0 | 0 | 0 | 0 | 0 | 0 | 0 | 0 | 0 | 0
Commercial_College (WA)_New_Food Preparation_Natural Gas_Steamer_E1_Baseline Forecast | Commercial | College (WA) | New | Food Preparation | Natural Gas | Steamer | E1 | Standard | Baseline Forecast | 0 | 4251.1294 | 8223.7561 | 12220.3503 | 16210.732 | 20120.3509 | 23961.3233 | 27721.5554 | 31420.1823 | 35059.1853 | 38637.5043 | 42095.5994 | 45501.9261 | 48853.3571 | 52140.7007 | 55363.8211 | 58541.7178 | 61665.1517 | 64732.9321 | 67743.8535 | 70707.783 | 73663.8047 | 76565.3109 | 79416.0784 | 82220.8783 | 84989.5081 | 87481.7754
Commercial_College (WA)_New_Food Preparation_Natural Gas_Steamer_E2_Baseline Forecast | Commercial | College (WA) | New | Food Preparation | Natural Gas | Steamer | E2 | ENERGY STAR | Baseline Forecast | 0 | 4251.1294 | 8223.7561 | 12220.3503 | 16210.732 | 20120.3509 | 23961.3233 | 27721.5554 | 31420.1823 | 35059.1853 | 38637.5043 | 42095.5994 | 45501.9261 | 48853.3571 | 52140.7007 | 55363.8211 | 58541.7178 | 61665.1517 | 64732.9321 | 67743.8535 | 70707.783 | 73663.8047 | 76565.3109 | 79416.0784 | 82220.8783 | 84989.5081 | 87481.7754
Commercial_College (WA)_New_Food Preparation_Natural Gas_Steamer_E3_Baseline Forecast | Commercial | College (WA) | New | Food Preparation | Natural Gas | Steamer | E3 |  | Baseline Forecast | 0 | 0 | 0 | 0 | 0 | 0 | 0 | 0 | 0 | 0 | 0 | 0 | 0 | 0 | 0 | 0 | 0 | 0 | 0 | 0 | 0 | 0 | 0 | 0 | 0 | 0 | 0
Commercial_College (WA)_New_Food Preparation_Natural Gas_Steamer_E4_Baseline Forecast | Commercial | College (WA) | New | Food Preparation | Natural Gas | Steamer | E4 |  | Baseline Forecast | 0 | 0 | 0 | 0 | 0 | 0 | 0 | 0 | 0 | 0 | 0 | 0 | 0 | 0 | 0 | 0 | 0 | 0 | 0 | 0 | 0 | 0 | 0 | 0 | 0 | 0 | 0
Commercial_College (WA)_New_Food Preparation_Natural Gas_Steamer_E5_Baseline Forecast | Commercial | College (WA) | New | Food Preparation | Natural Gas | Steamer | E5 |  | Baseline Forecast | 0 | 0 | 0 | 0 | 0 | 0 | 0 | 0 | 0 | 0 | 0 | 0 | 0 | 0 | 0 | 0 | 0 | 0 | 0 | 0 | 0 | 0 | 0 | 0 | 0 | 0 | 0
Commercial_College (WA)_New_Food Preparation_Natural Gas_Steamer_E6_Baseline Forecast | Commercial | College (WA) | New | Food Preparation | Natural Gas | Steamer | E6 |  | Baseline Forecast | 0 | 0 | 0 | 0 | 0 | 0 | 0 | 0 | 0 | 0 | 0 | 0 | 0 | 0 | 0 | 0 | 0 | 0 | 0 | 0 | 0 | 0 | 0 | 0 | 0 | 0 | 0
Commercial_College (WA)_New_Food Preparation_Natural Gas_Steamer_E7_Baseline Forecast | Commercial | College (WA) | New | Food Preparation | Natural Gas | Steamer | E7 |  | Baseline Forecast | 0 | 0 | 0 | 0 | 0 | 0 | 0 | 0 | 0 | 0 | 0 | 0 | 0 | 0 | 0 | 0 | 0 | 0 | 0 | 0 | 0 | 0 | 0 | 0 | 0 | 0 | 0
Commercial_College (WA)_New_Food Preparation_Natural Gas_Steamer_E8_Baseline Forecast | Commercial | College (WA) | New | Food Preparation | Natural Gas | Steamer | E8 |  | Baseline Forecast | 0 | 0 | 0 | 0 | 0 | 0 | 0 | 0 | 0 | 0 | 0 | 0 | 0 | 0 | 0 | 0 | 0 | 0 | 0 | 0 | 0 | 0 | 0 | 0 | 0 | 0 | 0
Commercial_College (WA)_New_Food Preparation_Natural Gas_Steamer_E9_Baseline Forecast | Commercial | College (WA) | New | Food Preparation | Natural Gas | Steamer | E9 |  | Baseline Forecast | 0 | 0 | 0 | 0 | 0 | 0 | 0 | 0 | 0 | 0 | 0 | 0 | 0 | 0 | 0 | 0 | 0 | 0 | 0 | 0 | 0 | 0 | 0 | 0 | 0 | 0 | 0
Commercial_College (WA)_New_Food Preparation_Natural Gas_Steamer_E10_Baseline Forecast | Commercial | College (WA) | New | Food Preparation | Natural Gas | Steamer | E10 |  | Baseline Forecast | 0 | 0 | 0 | 0 | 0 | 0 | 0 | 0 | 0 | 0 | 0 | 0 | 0 | 0 | 0 | 0 | 0 | 0 | 0 | 0 | 0 | 0 | 0 | 0 | 0 | 0 | 0
Commercial_College (WA)_New_Food Preparation_Natural Gas_Steamer_Vintage_Baseline Forecast | Commercial | College (WA) | New | Food Preparation | Natural Gas | Steamer | Vintage | Vintage | Baseline Forecast | 0 | 0 | 0 | 0 | 0 | 0 | 0 | 0 | 0 | 0 | 0 | 0 | 0 | 0 | 0 | 0 | 0 | 0 | 0 | 0 | 0 | 0 | 0 | 0 | 0 | 0 | 0
Commercial_College (WA)_New_Food Preparation_Natural Gas_Food Prep Other_E1_Baseline Forecast | Commercial | College (WA) | New | Food Preparation | Natural Gas | Food Prep Other | E1 | Standard | Baseline Forecast | 0 | 786.4589 | 1521.3949 | 2260.7648 | 2998.9854 | 3722.2649 | 4432.8448 | 5128.4878 | 5812.7337 | 6485.9493 | 7147.9383 | 7787.6859 | 8417.8563 | 9037.8711 | 9646.0296 | 10242.3069 | 10830.2178 | 11408.0531 | 11975.5924 | 12532.6129 | 13080.9399 | 13627.8039 | 14164.5825 | 14691.9745 | 15210.8625 | 15723.059 | 16184.1284
Commercial_College (WA)_New_Food Preparation_Natural Gas_Food Prep Other_E2_Baseline Forecast | Commercial | College (WA) | New | Food Preparation | Natural Gas | Food Prep Other | E2 | ENERGY STAR | Baseline Forecast | 0 | 276.3234 | 534.5441 | 794.3228 | 1053.6976 | 1307.8228 | 1557.486 | 1801.9011 | 2042.3118 | 2278.847 | 2511.4378 | 2736.214 | 2957.6252 | 3175.4682 | 3389.1455 | 3598.6484 | 3805.2117 | 4008.2349 | 4207.6406 | 4403.3505 | 4596.0059 | 4788.1473 | 4976.7452 | 5162.0451 | 5344.3571 | 5524.318 | 5686.3154
Commercial_College (WA)_New_Food Preparation_Natural Gas_Food Prep Other_E3_Baseline Forecast | Commercial | College (WA) | New | Food Preparation | Natural Gas | Food Prep Other | E3 |  | Baseline Forecast | 0 | 0 | 0 | 0 | 0 | 0 | 0 | 0 | 0 | 0 | 0 | 0 | 0 | 0 | 0 | 0 | 0 | 0 | 0 | 0 | 0 | 0 | 0 | 0 | 0 | 0 | 0
Commercial_College (WA)_New_Food Preparation_Natural Gas_Food Prep Other_E4_Baseline Forecast | Commercial | College (WA) | New | Food Preparation | Natural Gas | Food Prep Other | E4 |  | Baseline Forecast | 0 | 0 | 0 | 0 | 0 | 0 | 0 | 0 | 0 | 0 | 0 | 0 | 0 | 0 | 0 | 0 | 0 | 0 | 0 | 0 | 0 | 0 | 0 | 0 | 0 | 0 | 0
Commercial_College (WA)_New_Food Preparation_Natural Gas_Food Prep Other_E5_Baseline Forecast | Commercial | College (WA) | New | Food Preparation | Natural Gas | Food Prep Other | E5 |  | Baseline Forecast | 0 | 0 | 0 | 0 | 0 | 0 | 0 | 0 | 0 | 0 | 0 | 0 | 0 | 0 | 0 | 0 | 0 | 0 | 0 | 0 | 0 | 0 | 0 | 0 | 0 | 0 | 0
Commercial_College (WA)_New_Food Preparation_Natural Gas_Food Prep Other_E6_Baseline Forecast | Commercial | College (WA) | New | Food Preparation | Natural Gas | Food Prep Other | E6 |  | Baseline Forecast | 0 | 0 | 0 | 0 | 0 | 0 | 0 | 0 | 0 | 0 | 0 | 0 | 0 | 0 | 0 | 0 | 0 | 0 | 0 | 0 | 0 | 0 | 0 | 0 | 0 | 0 | 0
Commercial_College (WA)_New_Food Preparation_Natural Gas_Food Prep Other_E7_Baseline Forecast | Commercial | College (WA) | New | Food Preparation | Natural Gas | Food Prep Other | E7 |  | Baseline Forecast | 0 | 0 | 0 | 0 | 0 | 0 | 0 | 0 | 0 | 0 | 0 | 0 | 0 | 0 | 0 | 0 | 0 | 0 | 0 | 0 | 0 | 0 | 0 | 0 | 0 | 0 | 0
Commercial_College (WA)_New_Food Preparation_Natural Gas_Food Prep Other_E8_Baseline Forecast | Commercial | College (WA) | New | Food Preparation | Natural Gas | Food Prep Other | E8 |  | Baseline Forecast | 0 | 0 | 0 | 0 | 0 | 0 | 0 | 0 | 0 | 0 | 0 | 0 | 0 | 0 | 0 | 0 | 0 | 0 | 0 | 0 | 0 | 0 | 0 | 0 | 0 | 0 | 0
Commercial_College (WA)_New_Food Preparation_Natural Gas_Food Prep Other_E9_Baseline Forecast | Commercial | College (WA) | New | Food Preparation | Natural Gas | Food Prep Other | E9 |  | Baseline Forecast | 0 | 0 | 0 | 0 | 0 | 0 | 0 | 0 | 0 | 0 | 0 | 0 | 0 | 0 | 0 | 0 | 0 | 0 | 0 | 0 | 0 | 0 | 0 | 0 | 0 | 0 | 0
Commercial_College (WA)_New_Food Preparation_Natural Gas_Food Prep Other_E10_Baseline Forecast | Commercial | College (WA) | New | Food Preparation | Natural Gas | Food Prep Other | E10 |  | Baseline Forecast | 0 | 0 | 0 | 0 | 0 | 0 | 0 | 0 | 0 | 0 | 0 | 0 | 0 | 0 | 0 | 0 | 0 | 0 | 0 | 0 | 0 | 0 | 0 | 0 | 0 | 0 | 0
Commercial_College (WA)_New_Food Preparation_Natural Gas_Food Prep Other_Vintage_Baseline Forecast | Commercial | College (WA) | New | Food Preparation | Natural Gas | Food Prep Other | Vintage | Vintage | Baseline Forecast | 0 | 0 | 0 | 0 | 0 | 0 | 0 | 0 | 0 | 0 | 0 | 0 | 0 | 0 | 0 | 0 | 0 | 0 | 0 | 0 | 0 | 0 | 0 | 0 | 0 | 0 | 0
Commercial_College (WA)_New_Miscellaneous_Natural Gas_Pool Heater_E1_Baseline Forecast | Commercial | College (WA) | New | Miscellaneous | Natural Gas | Pool Heater | E1 | Standard (EF .82) | Baseline Forecast | 0 | 886.058 | 1714.068 | 2547.0735 | 3378.7842 | 4193.6615 | 4994.231 | 5777.9718 | 6548.8723 | 7307.3455 | 8053.1704 | 8773.9372 | 9483.9139 | 10182.4488 | 10867.6261 | 11539.4173 | 12201.7827 | 12852.7964 | 13492.2103 | 14119.7732 | 14737.5416 | 15353.6618 | 15958.4194 | 16552.6016 | 17137.2028 | 17714.2651 | 18233.7255
Commercial_College (WA)_New_Miscellaneous_Natural Gas_Pool Heater_E2_Baseline Forecast | Commercial | College (WA) | New | Miscellaneous | Natural Gas | Pool Heater | E2 | Condensing (EF .90) | Baseline Forecast | 0 | 98.4509 | 190.452 | 283.0082 | 375.4205 | 465.9624 | 554.9146 | 641.9969 | 727.6525 | 811.9273 | 894.7967 | 974.8819 | 1053.7682 | 1131.3832 | 1207.514 | 1282.1575 | 1355.7536 | 1428.0885 | 1499.1345 | 1568.8637 | 1637.5046 | 1705.9624 | 1773.1577 | 1839.178 | 1904.1336 | 1968.2517 | 2025.9695
Commercial_College (WA)_New_Miscellaneous_Natural Gas_Pool Heater_E3_Baseline Forecast | Commercial | College (WA) | New | Miscellaneous | Natural Gas | Pool Heater | E3 |  | Baseline Forecast | 0 | 0 | 0 | 0 | 0 | 0 | 0 | 0 | 0 | 0 | 0 | 0 | 0 | 0 | 0 | 0 | 0 | 0 | 0 | 0 | 0 | 0 | 0 | 0 | 0 | 0 | 0
Commercial_College (WA)_New_Miscellaneous_Natural Gas_Pool Heater_E4_Baseline Forecast | Commercial | College (WA) | New | Miscellaneous | Natural Gas | Pool Heater | E4 |  | Baseline Forecast | 0 | 0 | 0 | 0 | 0 | 0 | 0 | 0 | 0 | 0 | 0 | 0 | 0 | 0 | 0 | 0 | 0 | 0 | 0 | 0 | 0 | 0 | 0 | 0 | 0 | 0 | 0
Commercial_College (WA)_New_Miscellaneous_Natural Gas_Pool Heater_E5_Baseline Forecast | Commercial | College (WA) | New | Miscellaneous | Natural Gas | Pool Heater | E5 |  | Baseline Forecast | 0 | 0 | 0 | 0 | 0 | 0 | 0 | 0 | 0 | 0 | 0 | 0 | 0 | 0 | 0 | 0 | 0 | 0 | 0 | 0 | 0 | 0 | 0 | 0 | 0 | 0 | 0
Commercial_College (WA)_New_Miscellaneous_Natural Gas_Pool Heater_E6_Baseline Forecast | Commercial | College (WA) | New | Miscellaneous | Natural Gas | Pool Heater | E6 |  | Baseline Forecast | 0 | 0 | 0 | 0 | 0 | 0 | 0 | 0 | 0 | 0 | 0 | 0 | 0 | 0 | 0 | 0 | 0 | 0 | 0 | 0 | 0 | 0 | 0 | 0 | 0 | 0 | 0
Commercial_College (WA)_New_Miscellaneous_Natural Gas_Pool Heater_E7_Baseline Forecast | Commercial | College (WA) | New | Miscellaneous | Natural Gas | Pool Heater | E7 |  | Baseline Forecast | 0 | 0 | 0 | 0 | 0 | 0 | 0 | 0 | 0 | 0 | 0 | 0 | 0 | 0 | 0 | 0 | 0 | 0 | 0 | 0 | 0 | 0 | 0 | 0 | 0 | 0 | 0
Commercial_College (WA)_New_Miscellaneous_Natural Gas_Pool Heater_E8_Baseline Forecast | Commercial | College (WA) | New | Miscellaneous | Natural Gas | Pool Heater | E8 |  | Baseline Forecast | 0 | 0 | 0 | 0 | 0 | 0 | 0 | 0 | 0 | 0 | 0 | 0 | 0 | 0 | 0 | 0 | 0 | 0 | 0 | 0 | 0 | 0 | 0 | 0 | 0 | 0 | 0
Commercial_College (WA)_New_Miscellaneous_Natural Gas_Pool Heater_E9_Baseline Forecast | Commercial | College (WA) | New | Miscellaneous | Natural Gas | Pool Heater | E9 |  | Baseline Forecast | 0 | 0 | 0 | 0 | 0 | 0 | 0 | 0 | 0 | 0 | 0 | 0 | 0 | 0 | 0 | 0 | 0 | 0 | 0 | 0 | 0 | 0 | 0 | 0 | 0 | 0 | 0
Commercial_College (WA)_New_Miscellaneous_Natural Gas_Pool Heater_E10_Baseline Forecast | Commercial | College (WA) | New | Miscellaneous | Natural Gas | Pool Heater | E10 |  | Baseline Forecast | 0 | 0 | 0 | 0 | 0 | 0 | 0 | 0 | 0 | 0 | 0 | 0 | 0 | 0 | 0 | 0 | 0 | 0 | 0 | 0 | 0 | 0 | 0 | 0 | 0 | 0 | 0
Commercial_College (WA)_New_Miscellaneous_Natural Gas_Pool Heater_Vintage_Baseline Forecast | Commercial | College (WA) | New | Miscellaneous | Natural Gas | Pool Heater | Vintage | Vintage | Baseline Forecast | 0 | 0 | 0 | 0 | 0 | 0 | 0 | 0 | 0 | 0 | 0 | 0 | 0 | 0 | 0 | 0 | 0 | 0 | 0 | 0 | 0 | 0 | 0 | 0 | 0 | 0 | 0
Commercial_College (WA)_New_Miscellaneous_Natural Gas_Miscellaneous_E1_Baseline Forecast | Commercial | College (WA) | New | Miscellaneous | Natural Gas | Miscellaneous | E1 | Standard | Baseline Forecast | 0 | 81037.1539 | 156765.3498 | 232950.4274 | 309017.0786 | 383544.1893 | 456762.7257 | 528442.1504 | 598947.2245 | 668315.7192 | 736527.4255 | 802447.3639 | 867380.4664 | 931267.1189 | 993932.1071 | 1055372.8388 | 1115951.4946 | 1175491.9534 | 1233971.5183 | 1291367.2065 | 1347867.1134 | 1404216.2779 | 1459526.2393 | 1513868.9939 | 1567335.4917 | 1620112.4985 | 1667621.3431
Commercial_College (WA)_New_Miscellaneous_Natural Gas_Miscellaneous_E2_Baseline Forecast | Commercial | College (WA) | New | Miscellaneous | Natural Gas | Miscellaneous | E2 |  | Baseline Forecast | 0 | 0 | 0 | 0 | 0 | 0 | 0 | 0 | 0 | 0 | 0 | 0 | 0 | 0 | 0 | 0 | 0 | 0 | 0 | 0 | 0 | 0 | 0 | 0 | 0 | 0 | 0
Commercial_College (WA)_New_Miscellaneous_Natural Gas_Miscellaneous_E3_Baseline Forecast | Commercial | College (WA) | New | Miscellaneous | Natural Gas | Miscellaneous | E3 |  | Baseline Forecast | 0 | 0 | 0 | 0 | 0 | 0 | 0 | 0 | 0 | 0 | 0 | 0 | 0 | 0 | 0 | 0 | 0 | 0 | 0 | 0 | 0 | 0 | 0 | 0 | 0 | 0 | 0
Commercial_College (WA)_New_Miscellaneous_Natural Gas_Miscellaneous_E4_Baseline Forecast | Commercial | College (WA) | New | Miscellaneous | Natural Gas | Miscellaneous | E4 |  | Baseline Forecast | 0 | 0 | 0 | 0 | 0 | 0 | 0 | 0 | 0 | 0 | 0 | 0 | 0 | 0 | 0 | 0 | 0 | 0 | 0 | 0 | 0 | 0 | 0 | 0 | 0 | 0 | 0
Commercial_College (WA)_New_Miscellaneous_Natural Gas_Miscellaneous_E5_Baseline Forecast | Commercial | College (WA) | New | Miscellaneous | Natural Gas | Miscellaneous | E5 |  | Baseline Forecast | 0 | 0 | 0 | 0 | 0 | 0 | 0 | 0 | 0 | 0 | 0 | 0 | 0 | 0 | 0 | 0 | 0 | 0 | 0 | 0 | 0 | 0 | 0 | 0 | 0 | 0 | 0
Commercial_College (WA)_New_Miscellaneous_Natural Gas_Miscellaneous_E6_Baseline Forecast | Commercial | College (WA) | New | Miscellaneous | Natural Gas | Miscellaneous | E6 |  | Baseline Forecast | 0 | 0 | 0 | 0 | 0 | 0 | 0 | 0 | 0 | 0 | 0 | 0 | 0 | 0 | 0 | 0 | 0 | 0 | 0 | 0 | 0 | 0 | 0 | 0 | 0 | 0 | 0
Commercial_College (WA)_New_Miscellaneous_Natural Gas_Miscellaneous_E7_Baseline Forecast | Commercial | College (WA) | New | Miscellaneous | Natural Gas | Miscellaneous | E7 |  | Baseline Forecast | 0 | 0 | 0 | 0 | 0 | 0 | 0 | 0 | 0 | 0 | 0 | 0 | 0 | 0 | 0 | 0 | 0 | 0 | 0 | 0 | 0 | 0 | 0 | 0 | 0 | 0 | 0
Commercial_College (WA)_New_Miscellaneous_Natural Gas_Miscellaneous_E8_Baseline Forecast | Commercial | College (WA) | New | Miscellaneous | Natural Gas | Miscellaneous | E8 |  | Baseline Forecast | 0 | 0 | 0 | 0 | 0 | 0 | 0 | 0 | 0 | 0 | 0 | 0 | 0 | 0 | 0 | 0 | 0 | 0 | 0 | 0 | 0 | 0 | 0 | 0 | 0 | 0 | 0
Commercial_College (WA)_New_Miscellaneous_Natural Gas_Miscellaneous_E9_Baseline Forecast | Commercial | College (WA) | New | Miscellaneous | Natural Gas | Miscellaneous | E9 |  | Baseline Forecast | 0 | 0 | 0 | 0 | 0 | 0 | 0 | 0 | 0 | 0 | 0 | 0 | 0 | 0 | 0 | 0 | 0 | 0 | 0 | 0 | 0 | 0 | 0 | 0 | 0 | 0 | 0
Commercial_College (WA)_New_Miscellaneous_Natural Gas_Miscellaneous_E10_Baseline Forecast | Commercial | College (WA) | New | Miscellaneous | Natural Gas | Miscellaneous | E10 |  | Baseline Forecast | 0 | 0 | 0 | 0 | 0 | 0 | 0 | 0 | 0 | 0 | 0 | 0 | 0 | 0 | 0 | 0 | 0 | 0 | 0 | 0 | 0 | 0 | 0 | 0 | 0 | 0 | 0
Commercial_College (WA)_New_Miscellaneous_Natural Gas_Miscellaneous_Vintage_Baseline Forecast | Commercial | College (WA) | New | Miscellaneous | Natural Gas | Miscellaneous | Vintage | Vintage | Baseline Forecast | 0 | 0 | 0 | 0 | 0 | 0 | 0 | 0 | 0 | 0 | 0 | 0 | 0 | 0 | 0 | 0 | 0 | 0 | 0 | 0 | 0 | 0 | 0 | 0 | 0 | 0 | 0
Commercial_Health (WA)_Existing_Space Heating_Natural Gas_Furnace_E1_Baseline Forecast | Commercial | Health (WA) | Existing | Space Heating | Natural Gas | Furnace | E1 | AFUE 80% (Standard) | Baseline Forecast | 0 | 31359.9772 | 62585.4777 | 93557.0639 | 124172.1019 | 154342.8461 | 183994.7334 | 213064.8639 | 241500.6483 | 269258.6032 | 296303.2795 | 312579.8443 | 325425.462 | 335285.8825 | 342453.5006 | 347295.0915 | 350038.7967 | 351009.807 | 350340.9939 | 348303.7162 | 345086.2906 | 340776.2225 | 336323.3715 | 329666.2932 | 323097.0609 | 316627.9896 | 310264.8684
Commercial_Health (WA)_Existing_Space Heating_Natural Gas_Furnace_E2_Baseline Forecast | Commercial | Health (WA) | Existing | Space Heating | Natural Gas | Furnace | E2 | AFUE 90% | Baseline Forecast | 0 | 0 | 0 | 0 | 0 | 0 | 0 | 0 | 0 | 0 | 0 | 10026.4635 | 19541.1061 | 28545.0031 | 37143.9082 | 45325.7857 | 53178.5228 | 60658.4368 | 67883.3809 | 74805.2714 | 81434.5893 | 87860.802 | 93291.5622 | 99928.4756 | 105604.1603 | 110417.2005 | 114460.4108
Commercial_Health (WA)_Existing_Space Heating_Natural Gas_Furnace_E3_Baseline Forecast | Commercial | Health (WA) | Existing | Space Heating | Natural Gas | Furnace | E3 | AFUE 96% | Baseline Forecast | 0 | 0 | 0 | 0 | 0 | 0 | 0 | 0 | 0 | 0 | 0 | 0 | 0 | 0 | 0 | 0 | 0 | 0 | 0 | 0 | 0 | 0 | 0 | 0 | 0 | 0 | 0
Commercial_Health (WA)_Existing_Space Heating_Natural Gas_Furnace_E4_Baseline Forecast | Commercial | Health (WA) | Existing | Space Heating | Natural Gas | Furnace | E4 |  | Baseline Forecast | 0 | 0 | 0 | 0 | 0 | 0 | 0 | 0 | 0 | 0 | 0 | 0 | 0 | 0 | 0 | 0 | 0 | 0 | 0 | 0 | 0 | 0 | 0 | 0 | 0 | 0 | 0
Commercial_Health (WA)_Existing_Space Heating_Natural Gas_Furnace_E5_Baseline Forecast | Commercial | Health (WA) | Existing | Space Heating | Natural Gas | Furnace | E5 |  | Baseline Forecast | 0 | 0 | 0 | 0 | 0 | 0 | 0 | 0 | 0 | 0 | 0 | 0 | 0 | 0 | 0 | 0 | 0 | 0 | 0 | 0 | 0 | 0 | 0 | 0 | 0 | 0 | 0
Commercial_Health (WA)_Existing_Space Heating_Natural Gas_Furnace_E6_Baseline Forecast | Commercial | Health (WA) | Existing | Space Heating | Natural Gas | Furnace | E6 |  | Baseline Forecast | 0 | 0 | 0 | 0 | 0 | 0 | 0 | 0 | 0 | 0 | 0 | 0 | 0 | 0 | 0 | 0 | 0 | 0 | 0 | 0 | 0 | 0 | 0 | 0 | 0 | 0 | 0
Commercial_Health (WA)_Existing_Space Heating_Natural Gas_Furnace_E7_Baseline Forecast | Commercial | Health (WA) | Existing | Space Heating | Natural Gas | Furnace | E7 |  | Baseline Forecast | 0 | 0 | 0 | 0 | 0 | 0 | 0 | 0 | 0 | 0 | 0 | 0 | 0 | 0 | 0 | 0 | 0 | 0 | 0 | 0 | 0 | 0 | 0 | 0 | 0 | 0 | 0
Commercial_Health (WA)_Existing_Space Heating_Natural Gas_Furnace_E8_Baseline Forecast | Commercial | Health (WA) | Existing | Space Heating | Natural Gas | Furnace | E8 |  | Baseline Forecast | 0 | 0 | 0 | 0 | 0 | 0 | 0 | 0 | 0 | 0 | 0 | 0 | 0 | 0 | 0 | 0 | 0 | 0 | 0 | 0 | 0 | 0 | 0 | 0 | 0 | 0 | 0
Commercial_Health (WA)_Existing_Space Heating_Natural Gas_Furnace_E9_Baseline Forecast | Commercial | Health (WA) | Existing | Space Heating | Natural Gas | Furnace | E9 |  | Baseline Forecast | 0 | 0 | 0 | 0 | 0 | 0 | 0 | 0 | 0 | 0 | 0 | 0 | 0 | 0 | 0 | 0 | 0 | 0 | 0 | 0 | 0 | 0 | 0 | 0 | 0 | 0 | 0
Commercial_Health (WA)_Existing_Space Heating_Natural Gas_Furnace_E10_Baseline Forecast | Commercial | Health (WA) | Existing | Space Heating | Natural Gas | Furnace | E10 |  | Baseline Forecast | 0 | 0 | 0 | 0 | 0 | 0 | 0 | 0 | 0 | 0 | 0 | 0 | 0 | 0 | 0 | 0 | 0 | 0 | 0 | 0 | 0 | 0 | 0 | 0 | 0 | 0 | 0
Commercial_Health (WA)_Existing_Space Heating_Natural Gas_Furnace_Vintage_Baseline Forecast | Commercial | Health (WA) | Existing | Space Heating | Natural Gas | Furnace | Vintage | Vintage | Baseline Forecast | 791085.5791 | 744799.4589 | 698929.4408 | 653589.6485 | 608877.5027 | 564875.6339 | 521653.5866 | 479269.3369 | 437770.6431 | 397196.2487 | 357576.9525 | 318936.5614 | 284471.7186 | 253731.207 | 226312.5688 | 201856.8367 | 180043.8338 | 160587.9821 | 143234.5638 | 127756.3862 | 113950.8076 | 101637.084 | 90654.0029 | 80857.7727 | 72120.1403 | 64326.7118 | 57375.4548
Commercial_Health (WA)_Existing_Space Heating_Natural Gas_Boiler_E1_Baseline Forecast | Commercial | Health (WA) | Existing | Space Heating | Natural Gas | Boiler | E1 | AFUE 80% (Standard) | Baseline Forecast | 0 | 31991.4428 | 66199.7883 | 102159.9738 | 138367.6725 | 176899.4194 | 216106.7711 | 254431.2642 | 292915.1017 | 329949.7184 | 368398.507 | 406478.0885 | 444059.125 | 479492.3868 | 514252.4863 | 550027.0499 | 583313.0844 | 615732.1509 | 647241.9082 | 676097.5936 | 705727.889 | 734369.5681 | 760349.5508 | 785370.4541 | 809428.6684 | 832524.3632 | 854660.9891
Commercial_Health (WA)_Existing_Space Heating_Natural Gas_Boiler_E2_Baseline Forecast | Commercial | Health (WA) | Existing | Space Heating | Natural Gas | Boiler | E2 | AFUE 85% | Baseline Forecast | 0 | 0 | 0 | 0 | 0 | 0 | 0 | 0 | 0 | 0 | 0 | 0 | 0 | 0 | 0 | 0 | 0 | 0 | 0 | 0 | 0 | 0 | 0 | 0 | 0 | 0 | 0
Commercial_Health (WA)_Existing_Space Heating_Natural Gas_Boiler_E3_Baseline Forecast | Commercial | Health (WA) | Existing | Space Heating | Natural Gas | Boiler | E3 | AFUE 97% | Baseline Forecast | 0 | 34287.4794 | 70950.9693 | 109492.0294 | 150569.0458 | 191364.0604 | 232876.9839 | 276100.2746 | 319499.0159 | 364254.1219 | 407132.2775 | 449598.135 | 491507.6806 | 534276.9824 | 576233.8399 | 615524.4986 | 655513.6236 | 694465.8656 | 732331.4166 | 770781.9478 | 806332.4467 | 840704.5265 | 875542.5562 | 909126.4942 | 941452.3774 | 972521.0407 | 1002337.4834
Commercial_Health (WA)_Existing_Space Heating_Natural Gas_Boiler_E4_Baseline Forecast | Commercial | Health (WA) | Existing | Space Heating | Natural Gas | Boiler | E4 | Convert to NG Air Source Heat Pump | Baseline Forecast | 0 | 0 | 0 | 0 | 0 | 0 | 0 | 0 | 0 | 0 | 0 | 0 | 0 | 0 | 0 | 0 | 0 | 0 | 0 | 0 | 0 | 0 | 0 | 0 | 0 | 0 | 0
Commercial_Health (WA)_Existing_Space Heating_Natural Gas_Boiler_E5_Baseline Forecast | Commercial | Health (WA) | Existing | Space Heating | Natural Gas | Boiler | E5 |  | Baseline Forecast | 0 | 0 | 0 | 0 | 0 | 0 | 0 | 0 | 0 | 0 | 0 | 0 | 0 | 0 | 0 | 0 | 0 | 0 | 0 | 0 | 0 | 0 | 0 | 0 | 0 | 0 | 0
Commercial_Health (WA)_Existing_Space Heating_Natural Gas_Boiler_E6_Baseline Forecast | Commercial | Health (WA) | Existing | Space Heating | Natural Gas | Boiler | E6 |  | Baseline Forecast | 0 | 0 | 0 | 0 | 0 | 0 | 0 | 0 | 0 | 0 | 0 | 0 | 0 | 0 | 0 | 0 | 0 | 0 | 0 | 0 | 0 | 0 | 0 | 0 | 0 | 0 | 0
Commercial_Health (WA)_Existing_Space Heating_Natural Gas_Boiler_E7_Baseline Forecast | Commercial | Health (WA) | Existing | Space Heating | Natural Gas | Boiler | E7 |  | Baseline Forecast | 0 | 0 | 0 | 0 | 0 | 0 | 0 | 0 | 0 | 0 | 0 | 0 | 0 | 0 | 0 | 0 | 0 | 0 | 0 | 0 | 0 | 0 | 0 | 0 | 0 | 0 | 0
Commercial_Health (WA)_Existing_Space Heating_Natural Gas_Boiler_E8_Baseline Forecast | Commercial | Health (WA) | Existing | Space Heating | Natural Gas | Boiler | E8 |  | Baseline Forecast | 0 | 0 | 0 | 0 | 0 | 0 | 0 | 0 | 0 | 0 | 0 | 0 | 0 | 0 | 0 | 0 | 0 | 0 | 0 | 0 | 0 | 0 | 0 | 0 | 0 | 0 | 0
Commercial_Health (WA)_Existing_Space Heating_Natural Gas_Boiler_E9_Baseline Forecast | Commercial | Health (WA) | Existing | Space Heating | Natural Gas | Boiler | E9 |  | Baseline Forecast | 0 | 0 | 0 | 0 | 0 | 0 | 0 | 0 | 0 | 0 | 0 | 0 | 0 | 0 | 0 | 0 | 0 | 0 | 0 | 0 | 0 | 0 | 0 | 0 | 0 | 0 | 0
Commercial_Health (WA)_Existing_Space Heating_Natural Gas_Boiler_E10_Baseline Forecast | Commercial | Health (WA) | Existing | Space Heating | Natural Gas | Boiler | E10 |  | Baseline Forecast | 0 | 0 | 0 | 0 | 0 | 0 | 0 | 0 | 0 | 0 | 0 | 0 | 0 | 0 | 0 | 0 | 0 | 0 | 0 | 0 | 0 | 0 | 0 | 0 | 0 | 0 | 0
Commercial_Health (WA)_Existing_Space Heating_Natural Gas_Boiler_Vintage_Baseline Forecast | Commercial | Health (WA) | Existing | Space Heating | Natural Gas | Boiler | Vintage | Vintage | Baseline Forecast | 4458532.1116 | 4308129.9421 | 4154722.0903 | 3999242.1117 | 3842506.5644 | 3685228.0428 | 3528026.7954 | 3371441.0767 | 3215936.3731 | 3061913.6223 | 2909716.5372 | 2759638.1299 | 2611926.5223 | 2466790.1223 | 2324402.2316 | 2184905.1496 | 2048413.826 | 1915019.1113 | 1784790.6496 | 1657779.4523 | 1534020.1865 | 1413533.2101 | 1296326.3806 | 1182396.6622 | 1071731.5532 | 964310.3536 | 860105.2897
Commercial_Health (WA)_Existing_Space Heating_Natural Gas_Unit Heater_E1_Baseline Forecast | Commercial | Health (WA) | Existing | Space Heating | Natural Gas | Unit Heater | E1 | Standard | Baseline Forecast | 0 | 0 | 0 | 0 | 0 | 0 | 0 | 0 | 0 | 0 | 0 | 0 | 0 | 0 | 0 | 0 | 0 | 0 | 0 | 0 | 0 | 0 | 0 | 0 | 0 | 0 | 0
Commercial_Health (WA)_Existing_Space Heating_Natural Gas_Unit Heater_E2_Baseline Forecast | Commercial | Health (WA) | Existing | Space Heating | Natural Gas | Unit Heater | E2 | Condensing | Baseline Forecast | 0 | 0 | 0 | 0 | 0 | 0 | 0 | 0 | 0 | 0 | 0 | 0 | 0 | 0 | 0 | 0 | 0 | 0 | 0 | 0 | 0 | 0 | 0 | 0 | 0 | 0 | 0
Commercial_Health (WA)_Existing_Space Heating_Natural Gas_Unit Heater_E3_Baseline Forecast | Commercial | Health (WA) | Existing | Space Heating | Natural Gas | Unit Heater | E3 | Infrared Radiant | Baseline Forecast | 0 | 0 | 0 | 0 | 0 | 0 | 0 | 0 | 0 | 0 | 0 | 0 | 0 | 0 | 0 | 0 | 0 | 0 | 0 | 0 | 0 | 0 | 0 | 0 | 0 | 0 | 0
Commercial_Health (WA)_Existing_Space Heating_Natural Gas_Unit Heater_E4_Baseline Forecast | Commercial | Health (WA) | Existing | Space Heating | Natural Gas | Unit Heater | E4 |  | Baseline Forecast | 0 | 0 | 0 | 0 | 0 | 0 | 0 | 0 | 0 | 0 | 0 | 0 | 0 | 0 | 0 | 0 | 0 | 0 | 0 | 0 | 0 | 0 | 0 | 0 | 0 | 0 | 0
Commercial_Health (WA)_Existing_Space Heating_Natural Gas_Unit Heater_E5_Baseline Forecast | Commercial | Health (WA) | Existing | Space Heating | Natural Gas | Unit Heater | E5 |  | Baseline Forecast | 0 | 0 | 0 | 0 | 0 | 0 | 0 | 0 | 0 | 0 | 0 | 0 | 0 | 0 | 0 | 0 | 0 | 0 | 0 | 0 | 0 | 0 | 0 | 0 | 0 | 0 | 0
Commercial_Health (WA)_Existing_Space Heating_Natural Gas_Unit Heater_E6_Baseline Forecast | Commercial | Health (WA) | Existing | Space Heating | Natural Gas | Unit Heater | E6 |  | Baseline Forecast | 0 | 0 | 0 | 0 | 0 | 0 | 0 | 0 | 0 | 0 | 0 | 0 | 0 | 0 | 0 | 0 | 0 | 0 | 0 | 0 | 0 | 0 | 0 | 0 | 0 | 0 | 0
Commercial_Health (WA)_Existing_Space Heating_Natural Gas_Unit Heater_E7_Baseline Forecast | Commercial | Health (WA) | Existing | Space Heating | Natural Gas | Unit Heater | E7 |  | Baseline Forecast | 0 | 0 | 0 | 0 | 0 | 0 | 0 | 0 | 0 | 0 | 0 | 0 | 0 | 0 | 0 | 0 | 0 | 0 | 0 | 0 | 0 | 0 | 0 | 0 | 0 | 0 | 0
Commercial_Health (WA)_Existing_Space Heating_Natural Gas_Unit Heater_E8_Baseline Forecast | Commercial | Health (WA) | Existing | Space Heating | Natural Gas | Unit Heater | E8 |  | Baseline Forecast | 0 | 0 | 0 | 0 | 0 | 0 | 0 | 0 | 0 | 0 | 0 | 0 | 0 | 0 | 0 | 0 | 0 | 0 | 0 | 0 | 0 | 0 | 0 | 0 | 0 | 0 | 0
Commercial_Health (WA)_Existing_Space Heating_Natural Gas_Unit Heater_E9_Baseline Forecast | Commercial | Health (WA) | Existing | Space Heating | Natural Gas | Unit Heater | E9 |  | Baseline Forecast | 0 | 0 | 0 | 0 | 0 | 0 | 0 | 0 | 0 | 0 | 0 | 0 | 0 | 0 | 0 | 0 | 0 | 0 | 0 | 0 | 0 | 0 | 0 | 0 | 0 | 0 | 0
Commercial_Health (WA)_Existing_Space Heating_Natural Gas_Unit Heater_E10_Baseline Forecast | Commercial | Health (WA) | Existing | Space Heating | Natural Gas | Unit Heater | E10 |  | Baseline Forecast | 0 | 0 | 0 | 0 | 0 | 0 | 0 | 0 | 0 | 0 | 0 | 0 | 0 | 0 | 0 | 0 | 0 | 0 | 0 | 0 | 0 | 0 | 0 | 0 | 0 | 0 | 0
Commercial_Health (WA)_Existing_Space Heating_Natural Gas_Unit Heater_Vintage_Baseline Forecast | Commercial | Health (WA) | Existing | Space Heating | Natural Gas | Unit Heater | Vintage | Vintage | Baseline Forecast | 0 | 0 | 0 | 0 | 0 | 0 | 0 | 0 | 0 | 0 | 0 | 0 | 0 | 0 | 0 | 0 | 0 | 0 | 0 | 0 | 0 | 0 | 0 | 0 | 0 | 0 | 0
Commercial_Health (WA)_Existing_Water Heating_Natural Gas_Water Heater_E1_Baseline Forecast | Commercial | Health (WA) | Existing | Water Heating | Natural Gas | Water Heater | E1 | TE 0.80 | Baseline Forecast | 0 | 67599.411 | 139883.2408 | 215868.7903 | 294693.2648 | 375600.4699 | 457928.9521 | 541101.4294 | 624615.3719 | 708034.6083 | 790981.8462 | 873132.0088 | 943242.1444 | 1002672.9937 | 1052637.1274 | 1094214.9789 | 1128369.1445 | 1155957.137 | 1177742.7617 | 1194406.2621 | 1206553.369 | 1214723.3716 | 1219396.3155 | 1220999.4236 | 1219912.8215 | 1216474.6445 | 1210985.5928
Commercial_Health (WA)_Existing_Water Heating_Natural Gas_Water Heater_E2_Baseline Forecast | Commercial | Health (WA) | Existing | Water Heating | Natural Gas | Water Heater | E2 | TE 0.90 | Baseline Forecast | 0 | 0 | 0 | 0 | 0 | 0 | 0 | 0 | 0 | 0 | 0 | 0 | 0 | 0 | 0 | 0 | 0 | 0 | 0 | 0 | 0 | 0 | 0 | 0 | 0 | 0 | 0
Commercial_Health (WA)_Existing_Water Heating_Natural Gas_Water Heater_E3_Baseline Forecast | Commercial | Health (WA) | Existing | Water Heating | Natural Gas | Water Heater | E3 | TE 0.94 | Baseline Forecast | 0 | 76229.123 | 157740.6758 | 243426.5082 | 332313.6816 | 423549.4661 | 516387.9673 | 610178.2076 | 704353.5045 | 798422.0051 | 891958.2521 | 984595.6695 | 1063656.0352 | 1130673.8014 | 1187016.3351 | 1233901.9975 | 1272416.2693 | 1303526.1332 | 1328092.9015 | 1346883.6573 | 1360581.4587 | 1369794.4403 | 1375063.9303 | 1376871.6905 | 1375646.3731 | 1371769.28 | 1365579.4983
Commercial_Health (WA)_Existing_Water Heating_Natural Gas_Water Heater_E4_Baseline Forecast | Commercial | Health (WA) | Existing | Water Heating | Natural Gas | Water Heater | E4 | Instantaneous TE 0.94 | Baseline Forecast | 0 | 0 | 0 | 0 | 0 | 0 | 0 | 0 | 0 | 0 | 0 | 0 | 0 | 0 | 0 | 0 | 0 | 0 | 0 | 0 | 0 | 0 | 0 | 0 | 0 | 0 | 0
Commercial_Health (WA)_Existing_Water Heating_Natural Gas_Water Heater_E5_Baseline Forecast | Commercial | Health (WA) | Existing | Water Heating | Natural Gas | Water Heater | E5 | Gas-Fired Absorption HPWH | Baseline Forecast | 0 | 0 | 0 | 0 | 0 | 0 | 0 | 0 | 0 | 0 | 0 | 0 | 0 | 0 | 0 | 0 | 0 | 0 | 0 | 0 | 0 | 0 | 0 | 0 | 0 | 0 | 0
Commercial_Health (WA)_Existing_Water Heating_Natural Gas_Water Heater_E6_Baseline Forecast | Commercial | Health (WA) | Existing | Water Heating | Natural Gas | Water Heater | E6 |  | Baseline Forecast | 0 | 0 | 0 | 0 | 0 | 0 | 0 | 0 | 0 | 0 | 0 | 0 | 0 | 0 | 0 | 0 | 0 | 0 | 0 | 0 | 0 | 0 | 0 | 0 | 0 | 0 | 0
Commercial_Health (WA)_Existing_Water Heating_Natural Gas_Water Heater_E7_Baseline Forecast | Commercial | Health (WA) | Existing | Water Heating | Natural Gas | Water Heater | E7 |  | Baseline Forecast | 0 | 0 | 0 | 0 | 0 | 0 | 0 | 0 | 0 | 0 | 0 | 0 | 0 | 0 | 0 | 0 | 0 | 0 | 0 | 0 | 0 | 0 | 0 | 0 | 0 | 0 | 0
Commercial_Health (WA)_Existing_Water Heating_Natural Gas_Water Heater_E8_Baseline Forecast | Commercial | Health (WA) | Existing | Water Heating | Natural Gas | Water Heater | E8 |  | Baseline Forecast | 0 | 0 | 0 | 0 | 0 | 0 | 0 | 0 | 0 | 0 | 0 | 0 | 0 | 0 | 0 | 0 | 0 | 0 | 0 | 0 | 0 | 0 | 0 | 0 | 0 | 0 | 0
Commercial_Health (WA)_Existing_Water Heating_Natural Gas_Water Heater_E9_Baseline Forecast | Commercial | Health (WA) | Existing | Water Heating | Natural Gas | Water Heater | E9 |  | Baseline Forecast | 0 | 0 | 0 | 0 | 0 | 0 | 0 | 0 | 0 | 0 | 0 | 0 | 0 | 0 | 0 | 0 | 0 | 0 | 0 | 0 | 0 | 0 | 0 | 0 | 0 | 0 | 0
Commercial_Health (WA)_Existing_Water Heating_Natural Gas_Water Heater_E10_Baseline Forecast | Commercial | Health (WA) | Existing | Water Heating | Natural Gas | Water Heater | E10 |  | Baseline Forecast | 0 | 0 | 0 | 0 | 0 | 0 | 0 | 0 | 0 | 0 | 0 | 0 | 0 | 0 | 0 | 0 | 0 | 0 | 0 | 0 | 0 | 0 | 0 | 0 | 0 | 0 | 0
Commercial_Health (WA)_Existing_Water Heating_Natural Gas_Water Heater_Vintage_Baseline Forecast | Commercial | Health (WA) | Existing | Water Heating | Natural Gas | Water Heater | Vintage | Vintage | Baseline Forecast | 4837617.4229 | 4602513.0884 | 4359164.0902 | 4109628.7838 | 3855711.0211 | 3598988.4472 | 3340837.7207 | 3082456.9911 | 2824885.9285 | 2569023.5725 | 2315644.235 | 2065411.6676 | 1842219.6692 | 1643146.1887 | 1465584.9367 | 1307211.2643 | 1165951.728 | 1039956.9444 | 927577.3775 | 827341.7432 | 737937.747 | 658194.9029 | 587069.2102 | 523629.4842 | 467045.166 | 416575.4482 | 371559.5765
Commercial_Health (WA)_Existing_Food Preparation_Natural Gas_Oven_E1_Baseline Forecast | Commercial | Health (WA) | Existing | Food Preparation | Natural Gas | Oven | E1 | Standard | Baseline Forecast | 0 | 1824.6477 | 4117.5068 | 6744.7397 | 9602.2398 | 12609.2136 | 15703.142 | 18835.8278 | 21970.2923 | 25078.3407 | 27370.0591 | 29023.8244 | 30179.5929 | 30947.1653 | 31412.6743 | 31643.6764 | 31693.148 | 31602.6229 | 31404.6543 | 31124.7473 | 30782.8759 | 30394.6733 | 29972.3667 | 29525.5107 | 29061.5628 | 28586.3353 | 28104.3501
Commercial_Health (WA)_Existing_Food Preparation_Natural Gas_Oven_E2_Baseline Forecast | Commercial | Health (WA) | Existing | Food Preparation | Natural Gas | Oven | E2 | ENERGY STAR (>42% Baking Efficiency) | Baseline Forecast | 0 | 2625.7125 | 5925.1928 | 9705.8449 | 13817.8573 | 18144.9659 | 22597.2044 | 27105.2157 | 31615.7864 | 36088.3439 | 39386.1827 | 41765.9913 | 43429.1702 | 44533.7256 | 45203.6045 | 45536.0221 | 45607.2129 | 45476.9451 | 45192.0635 | 44789.2705 | 44297.3092 | 43738.6762 | 43130.9667 | 42487.93 | 41820.2976 | 41136.4337 | 40442.8453
Commercial_Health (WA)_Existing_Food Preparation_Natural Gas_Oven_E3_Baseline Forecast | Commercial | Health (WA) | Existing | Food Preparation | Natural Gas | Oven | E3 |  | Baseline Forecast | 0 | 0 | 0 | 0 | 0 | 0 | 0 | 0 | 0 | 0 | 0 | 0 | 0 | 0 | 0 | 0 | 0 | 0 | 0 | 0 | 0 | 0 | 0 | 0 | 0 | 0 | 0
Commercial_Health (WA)_Existing_Food Preparation_Natural Gas_Oven_E4_Baseline Forecast | Commercial | Health (WA) | Existing | Food Preparation | Natural Gas | Oven | E4 |  | Baseline Forecast | 0 | 0 | 0 | 0 | 0 | 0 | 0 | 0 | 0 | 0 | 0 | 0 | 0 | 0 | 0 | 0 | 0 | 0 | 0 | 0 | 0 | 0 | 0 | 0 | 0 | 0 | 0
Commercial_Health (WA)_Existing_Food Preparation_Natural Gas_Oven_E5_Baseline Forecast | Commercial | Health (WA) | Existing | Food Preparation | Natural Gas | Oven | E5 |  | Baseline Forecast | 0 | 0 | 0 | 0 | 0 | 0 | 0 | 0 | 0 | 0 | 0 | 0 | 0 | 0 | 0 | 0 | 0 | 0 | 0 | 0 | 0 | 0 | 0 | 0 | 0 | 0 | 0
Commercial_Health (WA)_Existing_Food Preparation_Natural Gas_Oven_E6_Baseline Forecast | Commercial | Health (WA) | Existing | Food Preparation | Natural Gas | Oven | E6 |  | Baseline Forecast | 0 | 0 | 0 | 0 | 0 | 0 | 0 | 0 | 0 | 0 | 0 | 0 | 0 | 0 | 0 | 0 | 0 | 0 | 0 | 0 | 0 | 0 | 0 | 0 | 0 | 0 | 0
Commercial_Health (WA)_Existing_Food Preparation_Natural Gas_Oven_E7_Baseline Forecast | Commercial | Health (WA) | Existing | Food Preparation | Natural Gas | Oven | E7 |  | Baseline Forecast | 0 | 0 | 0 | 0 | 0 | 0 | 0 | 0 | 0 | 0 | 0 | 0 | 0 | 0 | 0 | 0 | 0 | 0 | 0 | 0 | 0 | 0 | 0 | 0 | 0 | 0 | 0
Commercial_Health (WA)_Existing_Food Preparation_Natural Gas_Oven_E8_Baseline Forecast | Commercial | Health (WA) | Existing | Food Preparation | Natural Gas | Oven | E8 |  | Baseline Forecast | 0 | 0 | 0 | 0 | 0 | 0 | 0 | 0 | 0 | 0 | 0 | 0 | 0 | 0 | 0 | 0 | 0 | 0 | 0 | 0 | 0 | 0 | 0 | 0 | 0 | 0 | 0
Commercial_Health (WA)_Existing_Food Preparation_Natural Gas_Oven_E9_Baseline Forecast | Commercial | Health (WA) | Existing | Food Preparation | Natural Gas | Oven | E9 |  | Baseline Forecast | 0 | 0 | 0 | 0 | 0 | 0 | 0 | 0 | 0 | 0 | 0 | 0 | 0 | 0 | 0 | 0 | 0 | 0 | 0 | 0 | 0 | 0 | 0 | 0 | 0 | 0 | 0
Commercial_Health (WA)_Existing_Food Preparation_Natural Gas_Oven_E10_Baseline Forecast | Commercial | Health (WA) | Existing | Food Preparation | Natural Gas | Oven | E10 |  | Baseline Forecast | 0 | 0 | 0 | 0 | 0 | 0 | 0 | 0 | 0 | 0 | 0 | 0 | 0 | 0 | 0 | 0 | 0 | 0 | 0 | 0 | 0 | 0 | 0 | 0 | 0 | 0 | 0
Commercial_Health (WA)_Existing_Food Preparation_Natural Gas_Oven_Vintage_Baseline Forecast | Commercial | Health (WA) | Existing | Food Preparation | Natural Gas | Oven | Vintage | Vintage | Baseline Forecast | 113398.601 | 106808.6445 | 99117.0786 | 90649.5752 | 81659.3049 | 72342.5924 | 62851.2032 | 53301.9864 | 43784.4412 | 34366.6557 | 26974.5826 | 21172.5026 | 16618.4171 | 13043.8897 | 10238.2228 | 8036.0391 | 6307.5325 | 4950.818 | 3885.9251 | 3050.0846 | 2394.0287 | 1879.0866 | 1474.9057 | 1157.6619 | 908.6553 | 713.2087 | 559.8016
Commercial_Health (WA)_Existing_Food Preparation_Natural Gas_Conveyor Oven_E1_Baseline Forecast | Commercial | Health (WA) | Existing | Food Preparation | Natural Gas | Conveyor Oven | E1 | Standard | Baseline Forecast | 0 | 0 | 0 | 0 | 0 | 84.5394 | 315.1882 | 735.6687 | 1375.8688 | 2254.9873 | 3307.1378 | 4481.0187 | 5736.7656 | 7043.481 | 8377.2958 | 9719.8476 | 11057.087 | 12042.016 | 12751.6349 | 13246.3586 | 13573.5846 | 13770.4933 | 13866.2459 | 13883.7101 | 13840.8138 | 13751.6082 | 13627.102
Commercial_Health (WA)_Existing_Food Preparation_Natural Gas_Conveyor Oven_E2_Baseline Forecast | Commercial | Health (WA) | Existing | Food Preparation | Natural Gas | Conveyor Oven | E2 | ENERGY STAR (>42% Baking Efficiency) | Baseline Forecast | 0 | 0 | 0 | 0 | 0 | 121.6542 | 453.5635 | 1058.6452 | 1979.9088 | 3244.9817 | 4759.052 | 6448.2952 | 8255.3456 | 10135.7409 | 12055.1329 | 13987.0977 | 15911.4179 | 17328.7547 | 18349.9136 | 19061.8331 | 19532.7193 | 19816.0757 | 19953.8661 | 19978.9975 | 19917.2686 | 19788.8996 | 19609.7321
Commercial_Health (WA)_Existing_Food Preparation_Natural Gas_Conveyor Oven_E3_Baseline Forecast | Commercial | Health (WA) | Existing | Food Preparation | Natural Gas | Conveyor Oven | E3 |  | Baseline Forecast | 0 | 0 | 0 | 0 | 0 | 0 | 0 | 0 | 0 | 0 | 0 | 0 | 0 | 0 | 0 | 0 | 0 | 0 | 0 | 0 | 0 | 0 | 0 | 0 | 0 | 0 | 0
Commercial_Health (WA)_Existing_Food Preparation_Natural Gas_Conveyor Oven_E4_Baseline Forecast | Commercial | Health (WA) | Existing | Food Preparation | Natural Gas | Conveyor Oven | E4 |  | Baseline Forecast | 0 | 0 | 0 | 0 | 0 | 0 | 0 | 0 | 0 | 0 | 0 | 0 | 0 | 0 | 0 | 0 | 0 | 0 | 0 | 0 | 0 | 0 | 0 | 0 | 0 | 0 | 0
Commercial_Health (WA)_Existing_Food Preparation_Natural Gas_Conveyor Oven_E5_Baseline Forecast | Commercial | Health (WA) | Existing | Food Preparation | Natural Gas | Conveyor Oven | E5 |  | Baseline Forecast | 0 | 0 | 0 | 0 | 0 | 0 | 0 | 0 | 0 | 0 | 0 | 0 | 0 | 0 | 0 | 0 | 0 | 0 | 0 | 0 | 0 | 0 | 0 | 0 | 0 | 0 | 0
Commercial_Health (WA)_Existing_Food Preparation_Natural Gas_Conveyor Oven_E6_Baseline Forecast | Commercial | Health (WA) | Existing | Food Preparation | Natural Gas | Conveyor Oven | E6 |  | Baseline Forecast | 0 | 0 | 0 | 0 | 0 | 0 | 0 | 0 | 0 | 0 | 0 | 0 | 0 | 0 | 0 | 0 | 0 | 0 | 0 | 0 | 0 | 0 | 0 | 0 | 0 | 0 | 0
Commercial_Health (WA)_Existing_Food Preparation_Natural Gas_Conveyor Oven_E7_Baseline Forecast | Commercial | Health (WA) | Existing | Food Preparation | Natural Gas | Conveyor Oven | E7 |  | Baseline Forecast | 0 | 0 | 0 | 0 | 0 | 0 | 0 | 0 | 0 | 0 | 0 | 0 | 0 | 0 | 0 | 0 | 0 | 0 | 0 | 0 | 0 | 0 | 0 | 0 | 0 | 0 | 0
Commercial_Health (WA)_Existing_Food Preparation_Natural Gas_Conveyor Oven_E8_Baseline Forecast | Commercial | Health (WA) | Existing | Food Preparation | Natural Gas | Conveyor Oven | E8 |  | Baseline Forecast | 0 | 0 | 0 | 0 | 0 | 0 | 0 | 0 | 0 | 0 | 0 | 0 | 0 | 0 | 0 | 0 | 0 | 0 | 0 | 0 | 0 | 0 | 0 | 0 | 0 | 0 | 0
Commercial_Health (WA)_Existing_Food Preparation_Natural Gas_Conveyor Oven_E9_Baseline Forecast | Commercial | Health (WA) | Existing | Food Preparation | Natural Gas | Conveyor Oven | E9 |  | Baseline Forecast | 0 | 0 | 0 | 0 | 0 | 0 | 0 | 0 | 0 | 0 | 0 | 0 | 0 | 0 | 0 | 0 | 0 | 0 | 0 | 0 | 0 | 0 | 0 | 0 | 0 | 0 | 0
Commercial_Health (WA)_Existing_Food Preparation_Natural Gas_Conveyor Oven_E10_Baseline Forecast | Commercial | Health (WA) | Existing | Food Preparation | Natural Gas | Conveyor Oven | E10 |  | Baseline Forecast | 0 | 0 | 0 | 0 | 0 | 0 | 0 | 0 | 0 | 0 | 0 | 0 | 0 | 0 | 0 | 0 | 0 | 0 | 0 | 0 | 0 | 0 | 0 | 0 | 0 | 0 | 0
Commercial_Health (WA)_Existing_Food Preparation_Natural Gas_Conveyor Oven_Vintage_Baseline Forecast | Commercial | Health (WA) | Existing | Food Preparation | Natural Gas | Conveyor Oven | Vintage | Vintage | Baseline Forecast | 56699.3005 | 55629.5024 | 54579.8891 | 53550.0799 | 52539.701 | 51342.1924 | 49807.0231 | 47827.201 | 45329.4823 | 42266.7011 | 38799.2224 | 35051.8452 | 31121.4789 | 27083.1684 | 22994.8222 | 18900.9235 | 14835.4418 | 11644.4223 | 9139.7729 | 7173.8595 | 5630.8029 | 4419.6491 | 3469.0076 | 2722.8437 | 2137.1754 | 1677.4811 | 1316.6644
Commercial_Health (WA)_Existing_Food Preparation_Natural Gas_Double Rack Oven_E1_Baseline Forecast | Commercial | Health (WA) | Existing | Food Preparation | Natural Gas | Double Rack Oven | E1 | Standard | Baseline Forecast | 0 | 506.8466 | 1187.9549 | 2011.8376 | 2951.2962 | 3982.866 | 5086.332 | 6244.3072 | 7441.8646 | 8666.2168 | 9692.9384 | 10548.0775 | 11254.3365 | 11831.5005 | 12296.81 | 12665.2871 | 12950.0193 | 13162.4071 | 13312.38 | 13408.585 | 13458.5507 | 13468.8306 | 13445.1281 | 13392.4053 | 13314.9781 | 13216.5991 | 13100.5299
Commercial_Health (WA)_Existing_Food Preparation_Natural Gas_Double Rack Oven_E2_Baseline Forecast | Commercial | Health (WA) | Existing | Food Preparation | Natural Gas | Double Rack Oven | E2 | FTSC Qualified (>50% Cooking Efficiency) | Baseline Forecast | 0 | 729.3646 | 1709.496 | 2895.0833 | 4246.9872 | 5731.4413 | 7319.3558 | 8985.7103 | 10709.0247 | 12470.8973 | 13948.3747 | 15178.9407 | 16195.2648 | 17025.8178 | 17695.4095 | 18225.6571 | 18635.3936 | 18941.0248 | 19156.8395 | 19295.2809 | 19367.1827 | 19381.9758 | 19347.8673 | 19271.9979 | 19160.5783 | 19019.0085 | 18851.9821
Commercial_Health (WA)_Existing_Food Preparation_Natural Gas_Double Rack Oven_E3_Baseline Forecast | Commercial | Health (WA) | Existing | Food Preparation | Natural Gas | Double Rack Oven | E3 |  | Baseline Forecast | 0 | 0 | 0 | 0 | 0 | 0 | 0 | 0 | 0 | 0 | 0 | 0 | 0 | 0 | 0 | 0 | 0 | 0 | 0 | 0 | 0 | 0 | 0 | 0 | 0 | 0 | 0
Commercial_Health (WA)_Existing_Food Preparation_Natural Gas_Double Rack Oven_E4_Baseline Forecast | Commercial | Health (WA) | Existing | Food Preparation | Natural Gas | Double Rack Oven | E4 |  | Baseline Forecast | 0 | 0 | 0 | 0 | 0 | 0 | 0 | 0 | 0 | 0 | 0 | 0 | 0 | 0 | 0 | 0 | 0 | 0 | 0 | 0 | 0 | 0 | 0 | 0 | 0 | 0 | 0
Commercial_Health (WA)_Existing_Food Preparation_Natural Gas_Double Rack Oven_E5_Baseline Forecast | Commercial | Health (WA) | Existing | Food Preparation | Natural Gas | Double Rack Oven | E5 |  | Baseline Forecast | 0 | 0 | 0 | 0 | 0 | 0 | 0 | 0 | 0 | 0 | 0 | 0 | 0 | 0 | 0 | 0 | 0 | 0 | 0 | 0 | 0 | 0 | 0 | 0 | 0 | 0 | 0
Commercial_Health (WA)_Existing_Food Preparation_Natural Gas_Double Rack Oven_E6_Baseline Forecast | Commercial | Health (WA) | Existing | Food Preparation | Natural Gas | Double Rack Oven | E6 |  | Baseline Forecast | 0 | 0 | 0 | 0 | 0 | 0 | 0 | 0 | 0 | 0 | 0 | 0 | 0 | 0 | 0 | 0 | 0 | 0 | 0 | 0 | 0 | 0 | 0 | 0 | 0 | 0 | 0
Commercial_Health (WA)_Existing_Food Preparation_Natural Gas_Double Rack Oven_E7_Baseline Forecast | Commercial | Health (WA) | Existing | Food Preparation | Natural Gas | Double Rack Oven | E7 |  | Baseline Forecast | 0 | 0 | 0 | 0 | 0 | 0 | 0 | 0 | 0 | 0 | 0 | 0 | 0 | 0 | 0 | 0 | 0 | 0 | 0 | 0 | 0 | 0 | 0 | 0 | 0 | 0 | 0
Commercial_Health (WA)_Existing_Food Preparation_Natural Gas_Double Rack Oven_E8_Baseline Forecast | Commercial | Health (WA) | Existing | Food Preparation | Natural Gas | Double Rack Oven | E8 |  | Baseline Forecast | 0 | 0 | 0 | 0 | 0 | 0 | 0 | 0 | 0 | 0 | 0 | 0 | 0 | 0 | 0 | 0 | 0 | 0 | 0 | 0 | 0 | 0 | 0 | 0 | 0 | 0 | 0
Commercial_Health (WA)_Existing_Food Preparation_Natural Gas_Double Rack Oven_E9_Baseline Forecast | Commercial | Health (WA) | Existing | Food Preparation | Natural Gas | Double Rack Oven | E9 |  | Baseline Forecast | 0 | 0 | 0 | 0 | 0 | 0 | 0 | 0 | 0 | 0 | 0 | 0 | 0 | 0 | 0 | 0 | 0 | 0 | 0 | 0 | 0 | 0 | 0 | 0 | 0 | 0 | 0
Commercial_Health (WA)_Existing_Food Preparation_Natural Gas_Double Rack Oven_E10_Baseline Forecast | Commercial | Health (WA) | Existing | Food Preparation | Natural Gas | Double Rack Oven | E10 |  | Baseline Forecast | 0 | 0 | 0 | 0 | 0 | 0 | 0 | 0 | 0 | 0 | 0 | 0 | 0 | 0 | 0 | 0 | 0 | 0 | 0 | 0 | 0 | 0 | 0 | 0 | 0 | 0 | 0
Commercial_Health (WA)_Existing_Food Preparation_Natural Gas_Double Rack Oven_Vintage_Baseline Forecast | Commercial | Health (WA) | Existing | Food Preparation | Natural Gas | Double Rack Oven | Vintage | Vintage | Baseline Forecast | 56699.3005 | 54393.2912 | 51682.4382 | 48643.159 | 45341.4176 | 41834.0787 | 38170.0871 | 34391.4975 | 30534.3707 | 26629.556 | 23224.0991 | 20254.141 | 17663.9888 | 15405.072 | 13435.0313 | 11716.9246 | 10218.5338 | 8911.7611 | 7772.102 | 6778.1854 | 5911.3734 | 5155.4116 | 4496.1242 | 3921.1481 | 3419.7015 | 2982.3812 | 2600.9865
Commercial_Health (WA)_Existing_Food Preparation_Natural Gas_Fryer_E1_Baseline Forecast | Commercial | Health (WA) | Existing | Food Preparation | Natural Gas | Fryer | E1 | Standard | Baseline Forecast | 0 | 28880.3448 | 59762.0033 | 92225.1392 | 125901.1427 | 160466.9465 | 195639.9593 | 231173.5503 | 266853.0247 | 302492.038 | 337929.4004 | 373026.2302 | 402979.2262 | 428369.7347 | 449715.7994 | 467479.0117 | 482070.6193 | 493856.9755 | 503164.3991 | 510283.509 | 515473.0902 | 518963.5421 | 520959.9535 | 521644.8457 | 521180.6191 | 519711.7345 | 517366.6592
Commercial_Health (WA)_Existing_Food Preparation_Natural Gas_Fryer_E2_Baseline Forecast | Commercial | Health (WA) | Existing | Food Preparation | Natural Gas | Fryer | E2 | ENERGY STAR | Baseline Forecast | 0 | 10147.1482 | 20997.4606 | 32403.4273 | 44235.5366 | 56380.2785 | 68738.3641 | 81223.1393 | 93759.1708 | 106280.9863 | 118731.9515 | 131063.2701 | 141587.2957 | 150508.2852 | 158008.2539 | 164249.3825 | 169376.1635 | 173517.3157 | 176787.4916 | 179288.8005 | 181112.1668 | 182338.5418 | 183039.9836 | 183280.6215 | 183117.5148 | 182601.4202 | 181777.4749
Commercial_Health (WA)_Existing_Food Preparation_Natural Gas_Fryer_E3_Baseline Forecast | Commercial | Health (WA) | Existing | Food Preparation | Natural Gas | Fryer | E3 |  | Baseline Forecast | 0 | 0 | 0 | 0 | 0 | 0 | 0 | 0 | 0 | 0 | 0 | 0 | 0 | 0 | 0 | 0 | 0 | 0 | 0 | 0 | 0 | 0 | 0 | 0 | 0 | 0 | 0
Commercial_Health (WA)_Existing_Food Preparation_Natural Gas_Fryer_E4_Baseline Forecast | Commercial | Health (WA) | Existing | Food Preparation | Natural Gas | Fryer | E4 |  | Baseline Forecast | 0 | 0 | 0 | 0 | 0 | 0 | 0 | 0 | 0 | 0 | 0 | 0 | 0 | 0 | 0 | 0 | 0 | 0 | 0 | 0 | 0 | 0 | 0 | 0 | 0 | 0 | 0
Commercial_Health (WA)_Existing_Food Preparation_Natural Gas_Fryer_E5_Baseline Forecast | Commercial | Health (WA) | Existing | Food Preparation | Natural Gas | Fryer | E5 |  | Baseline Forecast | 0 | 0 | 0 | 0 | 0 | 0 | 0 | 0 | 0 | 0 | 0 | 0 | 0 | 0 | 0 | 0 | 0 | 0 | 0 | 0 | 0 | 0 | 0 | 0 | 0 | 0 | 0
Commercial_Health (WA)_Existing_Food Preparation_Natural Gas_Fryer_E6_Baseline Forecast | Commercial | Health (WA) | Existing | Food Preparation | Natural Gas | Fryer | E6 |  | Baseline Forecast | 0 | 0 | 0 | 0 | 0 | 0 | 0 | 0 | 0 | 0 | 0 | 0 | 0 | 0 | 0 | 0 | 0 | 0 | 0 | 0 | 0 | 0 | 0 | 0 | 0 | 0 | 0
Commercial_Health (WA)_Existing_Food Preparation_Natural Gas_Fryer_E7_Baseline Forecast | Commercial | Health (WA) | Existing | Food Preparation | Natural Gas | Fryer | E7 |  | Baseline Forecast | 0 | 0 | 0 | 0 | 0 | 0 | 0 | 0 | 0 | 0 | 0 | 0 | 0 | 0 | 0 | 0 | 0 | 0 | 0 | 0 | 0 | 0 | 0 | 0 | 0 | 0 | 0
Commercial_Health (WA)_Existing_Food Preparation_Natural Gas_Fryer_E8_Baseline Forecast | Commercial | Health (WA) | Existing | Food Preparation | Natural Gas | Fryer | E8 |  | Baseline Forecast | 0 | 0 | 0 | 0 | 0 | 0 | 0 | 0 | 0 | 0 | 0 | 0 | 0 | 0 | 0 | 0 | 0 | 0 | 0 | 0 | 0 | 0 | 0 | 0 | 0 | 0 | 0
Commercial_Health (WA)_Existing_Food Preparation_Natural Gas_Fryer_E9_Baseline Forecast | Commercial | Health (WA) | Existing | Food Preparation | Natural Gas | Fryer | E9 |  | Baseline Forecast | 0 | 0 | 0 | 0 | 0 | 0 | 0 | 0 | 0 | 0 | 0 | 0 | 0 | 0 | 0 | 0 | 0 | 0 | 0 | 0 | 0 | 0 | 0 | 0 | 0 | 0 | 0
Commercial_Health (WA)_Existing_Food Preparation_Natural Gas_Fryer_E10_Baseline Forecast | Commercial | Health (WA) | Existing | Food Preparation | Natural Gas | Fryer | E10 |  | Baseline Forecast | 0 | 0 | 0 | 0 | 0 | 0 | 0 | 0 | 0 | 0 | 0 | 0 | 0 | 0 | 0 | 0 | 0 | 0 | 0 | 0 | 0 | 0 | 0 | 0 | 0 | 0 | 0
Commercial_Health (WA)_Existing_Food Preparation_Natural Gas_Fryer_Vintage_Baseline Forecast | Commercial | Health (WA) | Existing | Food Preparation | Natural Gas | Fryer | Vintage | Vintage | Baseline Forecast | 1312674.7141 | 1248879.7738 | 1182847.6656 | 1115136.9191 | 1046237.0047 | 976576.0121 | 906527.4941 | 836416.5654 | 766525.3377 | 697097.763 | 628343.9488 | 560444.0023 | 499881.4429 | 445863.3796 | 397682.6027 | 354708.3249 | 316377.9227 | 282189.5709 | 251695.6721 | 224496.9975 | 200237.4591 | 178599.449 | 159299.68 | 142085.4779 | 126731.4726 | 113036.6479 | 100821.71
Commercial_Health (WA)_Existing_Food Preparation_Natural Gas_Broiler_E1_Baseline Forecast | Commercial | Health (WA) | Existing | Food Preparation | Natural Gas | Broiler | E1 | Standard | Baseline Forecast | 0 | 7946.715 | 16676.4396 | 26018.3152 | 35825.361 | 45971.3697 | 56348.2007 | 66863.4203 | 77438.2458 | 88005.7526 | 96835.6232 | 104157.3583 | 110170.9724 | 115050.7663 | 118948.6186 | 121996.8554 | 124310.7533 | 125990.7217 | 127124.2071 | 127787.3524 | 128046.4455 | 127959.1811 | 127575.7622 | 126939.8602 | 126089.4522 | 125057.5515 | 123872.8441
Commercial_Health (WA)_Existing_Food Preparation_Natural Gas_Broiler_E2_Baseline Forecast | Commercial | Health (WA) | Existing | Food Preparation | Natural Gas | Broiler | E2 | Infrared Burners | Baseline Forecast | 0 | 2792.0891 | 5859.2896 | 9141.5702 | 12587.289 | 16152.1029 | 19798.0165 | 23492.5531 | 27208.0323 | 30920.9401 | 34023.3271 | 36595.8286 | 38708.72 | 40423.2422 | 41792.7579 | 42863.76 | 43676.7511 | 44267.0103 | 44665.2619 | 44898.259 | 44989.2917 | 44958.6312 | 44823.9165 | 44600.4914 | 44301.6994 | 43939.1397 | 43522.8912
Commercial_Health (WA)_Existing_Food Preparation_Natural Gas_Broiler_E3_Baseline Forecast | Commercial | Health (WA) | Existing | Food Preparation | Natural Gas | Broiler | E3 |  | Baseline Forecast | 0 | 0 | 0 | 0 | 0 | 0 | 0 | 0 | 0 | 0 | 0 | 0 | 0 | 0 | 0 | 0 | 0 | 0 | 0 | 0 | 0 | 0 | 0 | 0 | 0 | 0 | 0
Commercial_Health (WA)_Existing_Food Preparation_Natural Gas_Broiler_E4_Baseline Forecast | Commercial | Health (WA) | Existing | Food Preparation | Natural Gas | Broiler | E4 |  | Baseline Forecast | 0 | 0 | 0 | 0 | 0 | 0 | 0 | 0 | 0 | 0 | 0 | 0 | 0 | 0 | 0 | 0 | 0 | 0 | 0 | 0 | 0 | 0 | 0 | 0 | 0 | 0 | 0
Commercial_Health (WA)_Existing_Food Preparation_Natural Gas_Broiler_E5_Baseline Forecast | Commercial | Health (WA) | Existing | Food Preparation | Natural Gas | Broiler | E5 |  | Baseline Forecast | 0 | 0 | 0 | 0 | 0 | 0 | 0 | 0 | 0 | 0 | 0 | 0 | 0 | 0 | 0 | 0 | 0 | 0 | 0 | 0 | 0 | 0 | 0 | 0 | 0 | 0 | 0
Commercial_Health (WA)_Existing_Food Preparation_Natural Gas_Broiler_E6_Baseline Forecast | Commercial | Health (WA) | Existing | Food Preparation | Natural Gas | Broiler | E6 |  | Baseline Forecast | 0 | 0 | 0 | 0 | 0 | 0 | 0 | 0 | 0 | 0 | 0 | 0 | 0 | 0 | 0 | 0 | 0 | 0 | 0 | 0 | 0 | 0 | 0 | 0 | 0 | 0 | 0
Commercial_Health (WA)_Existing_Food Preparation_Natural Gas_Broiler_E7_Baseline Forecast | Commercial | Health (WA) | Existing | Food Preparation | Natural Gas | Broiler | E7 |  | Baseline Forecast | 0 | 0 | 0 | 0 | 0 | 0 | 0 | 0 | 0 | 0 | 0 | 0 | 0 | 0 | 0 | 0 | 0 | 0 | 0 | 0 | 0 | 0 | 0 | 0 | 0 | 0 | 0
Commercial_Health (WA)_Existing_Food Preparation_Natural Gas_Broiler_E8_Baseline Forecast | Commercial | Health (WA) | Existing | Food Preparation | Natural Gas | Broiler | E8 |  | Baseline Forecast | 0 | 0 | 0 | 0 | 0 | 0 | 0 | 0 | 0 | 0 | 0 | 0 | 0 | 0 | 0 | 0 | 0 | 0 | 0 | 0 | 0 | 0 | 0 | 0 | 0 | 0 | 0
Commercial_Health (WA)_Existing_Food Preparation_Natural Gas_Broiler_E9_Baseline Forecast | Commercial | Health (WA) | Existing | Food Preparation | Natural Gas | Broiler | E9 |  | Baseline Forecast | 0 | 0 | 0 | 0 | 0 | 0 | 0 | 0 | 0 | 0 | 0 | 0 | 0 | 0 | 0 | 0 | 0 | 0 | 0 | 0 | 0 | 0 | 0 | 0 | 0 | 0 | 0
Commercial_Health (WA)_Existing_Food Preparation_Natural Gas_Broiler_E10_Baseline Forecast | Commercial | Health (WA) | Existing | Food Preparation | Natural Gas | Broiler | E10 |  | Baseline Forecast | 0 | 0 | 0 | 0 | 0 | 0 | 0 | 0 | 0 | 0 | 0 | 0 | 0 | 0 | 0 | 0 | 0 | 0 | 0 | 0 | 0 | 0 | 0 | 0 | 0 | 0 | 0
Commercial_Health (WA)_Existing_Food Preparation_Natural Gas_Broiler_Vintage_Baseline Forecast | Commercial | Health (WA) | Existing | Food Preparation | Natural Gas | Broiler | Vintage | Vintage | Baseline Forecast | 295523.6267 | 279208.9052 | 261941.2685 | 243949.6219 | 225430.6402 | 206552.963 | 187460.8517 | 168277.3772 | 149107.1979 | 130038.9819 | 113409.2588 | 98906.188 | 86257.8075 | 75226.9349 | 65606.7189 | 57216.7611 | 49899.733 | 43518.4254 | 37953.176 | 33099.6252 | 28866.7591 | 25175.2029 | 21955.7325 | 19147.9764 | 16699.2834 | 14563.7356 | 12701.2872
Commercial_Health (WA)_Existing_Food Preparation_Natural Gas_Griddle_E1_Baseline Forecast | Commercial | Health (WA) | Existing | Food Preparation | Natural Gas | Griddle | E1 | Standard | Baseline Forecast | 0 | 7624.5509 | 16000.3678 | 24963.5186 | 34372.9815 | 44107.6655 | 54063.8142 | 64152.7411 | 74298.8575 | 84437.9519 | 92909.8547 | 99934.7627 | 105704.5816 | 110386.546 | 114126.3773 | 117051.037 | 119271.1281 | 120882.9897 | 121970.523 | 122606.7841 | 122855.3734 | 122771.6468 | 122403.7719 | 121793.6496 | 120977.7176 | 119987.6507 | 118850.972
Commercial_Health (WA)_Existing_Food Preparation_Natural Gas_Griddle_E2_Baseline Forecast | Commercial | Health (WA) | Existing | Food Preparation | Natural Gas | Griddle | E2 | ENERGY STAR | Baseline Forecast | 0 | 3114.2532 | 6535.3615 | 10196.3667 | 14039.6685 | 18015.8071 | 22082.403 | 26203.2323 | 30347.4207 | 34488.7409 | 37949.0956 | 40818.4242 | 43175.1108 | 45087.4625 | 46614.9992 | 47809.5785 | 48716.3763 | 49374.7423 | 49818.946 | 50078.8273 | 50180.3638 | 50146.1656 | 49995.9068 | 49746.702 | 49413.434 | 49009.0404 | 48544.7632
Commercial_Health (WA)_Existing_Food Preparation_Natural Gas_Griddle_E3_Baseline Forecast | Commercial | Health (WA) | Existing | Food Preparation | Natural Gas | Griddle | E3 |  | Baseline Forecast | 0 | 0 | 0 | 0 | 0 | 0 | 0 | 0 | 0 | 0 | 0 | 0 | 0 | 0 | 0 | 0 | 0 | 0 | 0 | 0 | 0 | 0 | 0 | 0 | 0 | 0 | 0
Commercial_Health (WA)_Existing_Food Preparation_Natural Gas_Griddle_E4_Baseline Forecast | Commercial | Health (WA) | Existing | Food Preparation | Natural Gas | Griddle | E4 |  | Baseline Forecast | 0 | 0 | 0 | 0 | 0 | 0 | 0 | 0 | 0 | 0 | 0 | 0 | 0 | 0 | 0 | 0 | 0 | 0 | 0 | 0 | 0 | 0 | 0 | 0 | 0 | 0 | 0
Commercial_Health (WA)_Existing_Food Preparation_Natural Gas_Griddle_E5_Baseline Forecast | Commercial | Health (WA) | Existing | Food Preparation | Natural Gas | Griddle | E5 |  | Baseline Forecast | 0 | 0 | 0 | 0 | 0 | 0 | 0 | 0 | 0 | 0 | 0 | 0 | 0 | 0 | 0 | 0 | 0 | 0 | 0 | 0 | 0 | 0 | 0 | 0 | 0 | 0 | 0
Commercial_Health (WA)_Existing_Food Preparation_Natural Gas_Griddle_E6_Baseline Forecast | Commercial | Health (WA) | Existing | Food Preparation | Natural Gas | Griddle | E6 |  | Baseline Forecast | 0 | 0 | 0 | 0 | 0 | 0 | 0 | 0 | 0 | 0 | 0 | 0 | 0 | 0 | 0 | 0 | 0 | 0 | 0 | 0 | 0 | 0 | 0 | 0 | 0 | 0 | 0
Commercial_Health (WA)_Existing_Food Preparation_Natural Gas_Griddle_E7_Baseline Forecast | Commercial | Health (WA) | Existing | Food Preparation | Natural Gas | Griddle | E7 |  | Baseline Forecast | 0 | 0 | 0 | 0 | 0 | 0 | 0 | 0 | 0 | 0 | 0 | 0 | 0 | 0 | 0 | 0 | 0 | 0 | 0 | 0 | 0 | 0 | 0 | 0 | 0 | 0 | 0
Commercial_Health (WA)_Existing_Food Preparation_Natural Gas_Griddle_E8_Baseline Forecast | Commercial | Health (WA) | Existing | Food Preparation | Natural Gas | Griddle | E8 |  | Baseline Forecast | 0 | 0 | 0 | 0 | 0 | 0 | 0 | 0 | 0 | 0 | 0 | 0 | 0 | 0 | 0 | 0 | 0 | 0 | 0 | 0 | 0 | 0 | 0 | 0 | 0 | 0 | 0
Commercial_Health (WA)_Existing_Food Preparation_Natural Gas_Griddle_E9_Baseline Forecast | Commercial | Health (WA) | Existing | Food Preparation | Natural Gas | Griddle | E9 |  | Baseline Forecast | 0 | 0 | 0 | 0 | 0 | 0 | 0 | 0 | 0 | 0 | 0 | 0 | 0 | 0 | 0 | 0 | 0 | 0 | 0 | 0 | 0 | 0 | 0 | 0 | 0 | 0 | 0
Commercial_Health (WA)_Existing_Food Preparation_Natural Gas_Griddle_E10_Baseline Forecast | Commercial | Health (WA) | Existing | Food Preparation | Natural Gas | Griddle | E10 |  | Baseline Forecast | 0 | 0 | 0 | 0 | 0 | 0 | 0 | 0 | 0 | 0 | 0 | 0 | 0 | 0 | 0 | 0 | 0 | 0 | 0 | 0 | 0 | 0 | 0 | 0 | 0 | 0 | 0
Commercial_Health (WA)_Existing_Food Preparation_Natural Gas_Griddle_Vintage_Baseline Forecast | Commercial | Health (WA) | Existing | Food Preparation | Natural Gas | Griddle | Vintage | Vintage | Baseline Forecast | 295523.6267 | 279208.9052 | 261941.2685 | 243949.6219 | 225430.6402 | 206552.963 | 187460.8517 | 168277.3772 | 149107.1979 | 130038.9819 | 113409.2588 | 98906.188 | 86257.8075 | 75226.9349 | 65606.7189 | 57216.7611 | 49899.733 | 43518.4254 | 37953.176 | 33099.6252 | 28866.7591 | 25175.2029 | 21955.7325 | 19147.9764 | 16699.2834 | 14563.7356 | 12701.2872
Commercial_Health (WA)_Existing_Food Preparation_Natural Gas_Range_E1_Baseline Forecast | Commercial | Health (WA) | Existing | Food Preparation | Natural Gas | Range | E1 | Standard | Baseline Forecast | 0 | 20102.3421 | 45363.0211 | 74307.5313 | 105788.9217 | 138917.0788 | 173003.2258 | 207516.3663 | 242049.1021 | 276290.8097 | 301538.9217 | 319758.6342 | 332491.8608 | 340948.2896 | 346076.8536 | 348621.8282 | 349166.8621 | 348169.5374 | 345988.496 | 342904.7303 | 339138.2953 | 334861.4251 | 330208.8277 | 325285.7663 | 320174.4014 | 314938.7685 | 309628.6856
Commercial_Health (WA)_Existing_Food Preparation_Natural Gas_Range_E2_Baseline Forecast | Commercial | Health (WA) | Existing | Food Preparation | Natural Gas | Range | E2 | High Efficiency | Baseline Forecast | 0 | 28927.7606 | 65278.4938 | 106930.3499 | 152232.8385 | 199905.0646 | 248955.8615 | 298621.1125 | 348314.5615 | 397589.214 | 433921.863 | 460140.4736 | 478463.8972 | 490632.9045 | 498013.0333 | 501675.3137 | 502459.6308 | 501024.4563 | 497885.8844 | 493448.2704 | 488028.2787 | 481873.758 | 475178.5569 | 468094.1515 | 460738.7728 | 453204.5694 | 445563.2305
Commercial_Health (WA)_Existing_Food Preparation_Natural Gas_Range_E3_Baseline Forecast | Commercial | Health (WA) | Existing | Food Preparation | Natural Gas | Range | E3 |  | Baseline Forecast | 0 | 0 | 0 | 0 | 0 | 0 | 0 | 0 | 0 | 0 | 0 | 0 | 0 | 0 | 0 | 0 | 0 | 0 | 0 | 0 | 0 | 0 | 0 | 0 | 0 | 0 | 0
Commercial_Health (WA)_Existing_Food Preparation_Natural Gas_Range_E4_Baseline Forecast | Commercial | Health (WA) | Existing | Food Preparation | Natural Gas | Range | E4 |  | Baseline Forecast | 0 | 0 | 0 | 0 | 0 | 0 | 0 | 0 | 0 | 0 | 0 | 0 | 0 | 0 | 0 | 0 | 0 | 0 | 0 | 0 | 0 | 0 | 0 | 0 | 0 | 0 | 0
Commercial_Health (WA)_Existing_Food Preparation_Natural Gas_Range_E5_Baseline Forecast | Commercial | Health (WA) | Existing | Food Preparation | Natural Gas | Range | E5 |  | Baseline Forecast | 0 | 0 | 0 | 0 | 0 | 0 | 0 | 0 | 0 | 0 | 0 | 0 | 0 | 0 | 0 | 0 | 0 | 0 | 0 | 0 | 0 | 0 | 0 | 0 | 0 | 0 | 0
Commercial_Health (WA)_Existing_Food Preparation_Natural Gas_Range_E6_Baseline Forecast | Commercial | Health (WA) | Existing | Food Preparation | Natural Gas | Range | E6 |  | Baseline Forecast | 0 | 0 | 0 | 0 | 0 | 0 | 0 | 0 | 0 | 0 | 0 | 0 | 0 | 0 | 0 | 0 | 0 | 0 | 0 | 0 | 0 | 0 | 0 | 0 | 0 | 0 | 0
Commercial_Health (WA)_Existing_Food Preparation_Natural Gas_Range_E7_Baseline Forecast | Commercial | Health (WA) | Existing | Food Preparation | Natural Gas | Range | E7 |  | Baseline Forecast | 0 | 0 | 0 | 0 | 0 | 0 | 0 | 0 | 0 | 0 | 0 | 0 | 0 | 0 | 0 | 0 | 0 | 0 | 0 | 0 | 0 | 0 | 0 | 0 | 0 | 0 | 0
Commercial_Health (WA)_Existing_Food Preparation_Natural Gas_Range_E8_Baseline Forecast | Commercial | Health (WA) | Existing | Food Preparation | Natural Gas | Range | E8 |  | Baseline Forecast | 0 | 0 | 0 | 0 | 0 | 0 | 0 | 0 | 0 | 0 | 0 | 0 | 0 | 0 | 0 | 0 | 0 | 0 | 0 | 0 | 0 | 0 | 0 | 0 | 0 | 0 | 0
Commercial_Health (WA)_Existing_Food Preparation_Natural Gas_Range_E9_Baseline Forecast | Commercial | Health (WA) | Existing | Food Preparation | Natural Gas | Range | E9 |  | Baseline Forecast | 0 | 0 | 0 | 0 | 0 | 0 | 0 | 0 | 0 | 0 | 0 | 0 | 0 | 0 | 0 | 0 | 0 | 0 | 0 | 0 | 0 | 0 | 0 | 0 | 0 | 0 | 0
Commercial_Health (WA)_Existing_Food Preparation_Natural Gas_Range_E10_Baseline Forecast | Commercial | Health (WA) | Existing | Food Preparation | Natural Gas | Range | E10 |  | Baseline Forecast | 0 | 0 | 0 | 0 | 0 | 0 | 0 | 0 | 0 | 0 | 0 | 0 | 0 | 0 | 0 | 0 | 0 | 0 | 0 | 0 | 0 | 0 | 0 | 0 | 0 | 0 | 0
Commercial_Health (WA)_Existing_Food Preparation_Natural Gas_Range_Vintage_Baseline Forecast | Commercial | Health (WA) | Existing | Food Preparation | Natural Gas | Range | Vintage | Vintage | Baseline Forecast | 1249324.7345 | 1176722.4669 | 1091983.6477 | 998696.2408 | 899649.4538 | 797006.2175 | 692438.5497 | 587233.7878 | 482377.9564 | 378621.1884 | 297181.9139 | 233259.7664 | 183086.911 | 143705.9528 | 112795.6158 | 88533.9173 | 69490.7728 | 54543.7009 | 42811.6596 | 33603.1139 | 26375.2743 | 20702.1021 | 16249.1971 | 12754.0868 | 10010.7549 | 7857.4982 | 6167.3948
Commercial_Health (WA)_Existing_Food Preparation_Natural Gas_Steamer_E1_Baseline Forecast | Commercial | Health (WA) | Existing | Food Preparation | Natural Gas | Steamer | E1 | Standard | Baseline Forecast | 0 | 2494.409 | 5234.5983 | 8166.9368 | 11245.2884 | 14430.0377 | 17687.2403 | 20987.8819 | 24307.2333 | 27624.2874 | 30395.9117 | 32694.1446 | 34581.769 | 36113.4965 | 37337.0005 | 38293.8171 | 39020.1308 | 39547.4592 | 39903.251 | 40111.4069 | 40192.7341 | 40165.3425 | 40044.9905 | 39845.386 | 39578.4499 | 39254.5447 | 38882.6747
Commercial_Health (WA)_Existing_Food Preparation_Natural Gas_Steamer_E2_Baseline Forecast | Commercial | Health (WA) | Existing | Food Preparation | Natural Gas | Steamer | E2 | ENERGY STAR | Baseline Forecast | 0 | 2494.409 | 5234.5983 | 8166.9368 | 11245.2884 | 14430.0377 | 17687.2403 | 20987.8819 | 24307.2333 | 27624.2874 | 30395.9117 | 32694.1446 | 34581.769 | 36113.4965 | 37337.0005 | 38293.8171 | 39020.1308 | 39547.4592 | 39903.251 | 40111.4069 | 40192.7341 | 40165.3425 | 40044.9905 | 39845.386 | 39578.4499 | 39254.5447 | 38882.6747
Commercial_Health (WA)_Existing_Food Preparation_Natural Gas_Steamer_E3_Baseline Forecast | Commercial | Health (WA) | Existing | Food Preparation | Natural Gas | Steamer | E3 |  | Baseline Forecast | 0 | 0 | 0 | 0 | 0 | 0 | 0 | 0 | 0 | 0 | 0 | 0 | 0 | 0 | 0 | 0 | 0 | 0 | 0 | 0 | 0 | 0 | 0 | 0 | 0 | 0 | 0
Commercial_Health (WA)_Existing_Food Preparation_Natural Gas_Steamer_E4_Baseline Forecast | Commercial | Health (WA) | Existing | Food Preparation | Natural Gas | Steamer | E4 |  | Baseline Forecast | 0 | 0 | 0 | 0 | 0 | 0 | 0 | 0 | 0 | 0 | 0 | 0 | 0 | 0 | 0 | 0 | 0 | 0 | 0 | 0 | 0 | 0 | 0 | 0 | 0 | 0 | 0
Commercial_Health (WA)_Existing_Food Preparation_Natural Gas_Steamer_E5_Baseline Forecast | Commercial | Health (WA) | Existing | Food Preparation | Natural Gas | Steamer | E5 |  | Baseline Forecast | 0 | 0 | 0 | 0 | 0 | 0 | 0 | 0 | 0 | 0 | 0 | 0 | 0 | 0 | 0 | 0 | 0 | 0 | 0 | 0 | 0 | 0 | 0 | 0 | 0 | 0 | 0
Commercial_Health (WA)_Existing_Food Preparation_Natural Gas_Steamer_E6_Baseline Forecast | Commercial | Health (WA) | Existing | Food Preparation | Natural Gas | Steamer | E6 |  | Baseline Forecast | 0 | 0 | 0 | 0 | 0 | 0 | 0 | 0 | 0 | 0 | 0 | 0 | 0 | 0 | 0 | 0 | 0 | 0 | 0 | 0 | 0 | 0 | 0 | 0 | 0 | 0 | 0
Commercial_Health (WA)_Existing_Food Preparation_Natural Gas_Steamer_E7_Baseline Forecast | Commercial | Health (WA) | Existing | Food Preparation | Natural Gas | Steamer | E7 |  | Baseline Forecast | 0 | 0 | 0 | 0 | 0 | 0 | 0 | 0 | 0 | 0 | 0 | 0 | 0 | 0 | 0 | 0 | 0 | 0 | 0 | 0 | 0 | 0 | 0 | 0 | 0 | 0 | 0
Commercial_Health (WA)_Existing_Food Preparation_Natural Gas_Steamer_E8_Baseline Forecast | Commercial | Health (WA) | Existing | Food Preparation | Natural Gas | Steamer | E8 |  | Baseline Forecast | 0 | 0 | 0 | 0 | 0 | 0 | 0 | 0 | 0 | 0 | 0 | 0 | 0 | 0 | 0 | 0 | 0 | 0 | 0 | 0 | 0 | 0 | 0 | 0 | 0 | 0 | 0
Commercial_Health (WA)_Existing_Food Preparation_Natural Gas_Steamer_E9_Baseline Forecast | Commercial | Health (WA) | Existing | Food Preparation | Natural Gas | Steamer | E9 |  | Baseline Forecast | 0 | 0 | 0 | 0 | 0 | 0 | 0 | 0 | 0 | 0 | 0 | 0 | 0 | 0 | 0 | 0 | 0 | 0 | 0 | 0 | 0 | 0 | 0 | 0 | 0 | 0 | 0
Commercial_Health (WA)_Existing_Food Preparation_Natural Gas_Steamer_E10_Baseline Forecast | Commercial | Health (WA) | Existing | Food Preparation | Natural Gas | Steamer | E10 |  | Baseline Forecast | 0 | 0 | 0 | 0 | 0 | 0 | 0 | 0 | 0 | 0 | 0 | 0 | 0 | 0 | 0 | 0 | 0 | 0 | 0 | 0 | 0 | 0 | 0 | 0 | 0 | 0 | 0
Commercial_Health (WA)_Existing_Food Preparation_Natural Gas_Steamer_Vintage_Baseline Forecast | Commercial | Health (WA) | Existing | Food Preparation | Natural Gas | Steamer | Vintage | Vintage | Baseline Forecast | 137288.4324 | 129709.2666 | 121687.4147 | 113329.2168 | 104726.0401 | 95956.2279 | 87086.7982 | 78174.9249 | 69269.2279 | 60410.899 | 52685.3962 | 45947.8508 | 40071.9202 | 34947.4188 | 30478.2521 | 26580.614 | 23181.416 | 20216.9162 | 17631.5244 | 15376.7592 | 13410.3393 | 11695.3902 | 10199.7533 | 8895.3824 | 7757.8177 | 6765.7278 | 5900.509
Commercial_Health (WA)_Existing_Food Preparation_Natural Gas_Food Prep Other_E1_Baseline Forecast | Commercial | Health (WA) | Existing | Food Preparation | Natural Gas | Food Prep Other | E1 | Standard | Baseline Forecast | 0 | 0 | 0 | 0 | 0 | 0 | 0 | 0 | 0 | 0 | 0 | 0 | 0 | 0 | 0 | 0 | 0 | 0 | 0 | 0 | 0 | 0 | 0 | 0 | 0 | 0 | 0
Commercial_Health (WA)_Existing_Food Preparation_Natural Gas_Food Prep Other_E2_Baseline Forecast | Commercial | Health (WA) | Existing | Food Preparation | Natural Gas | Food Prep Other | E2 | ENERGY STAR | Baseline Forecast | 0 | 0 | 0 | 0 | 0 | 0 | 0 | 0 | 0 | 0 | 0 | 0 | 0 | 0 | 0 | 0 | 0 | 0 | 0 | 0 | 0 | 0 | 0 | 0 | 0 | 0 | 0
Commercial_Health (WA)_Existing_Food Preparation_Natural Gas_Food Prep Other_E3_Baseline Forecast | Commercial | Health (WA) | Existing | Food Preparation | Natural Gas | Food Prep Other | E3 |  | Baseline Forecast | 0 | 0 | 0 | 0 | 0 | 0 | 0 | 0 | 0 | 0 | 0 | 0 | 0 | 0 | 0 | 0 | 0 | 0 | 0 | 0 | 0 | 0 | 0 | 0 | 0 | 0 | 0
Commercial_Health (WA)_Existing_Food Preparation_Natural Gas_Food Prep Other_E4_Baseline Forecast | Commercial | Health (WA) | Existing | Food Preparation | Natural Gas | Food Prep Other | E4 |  | Baseline Forecast | 0 | 0 | 0 | 0 | 0 | 0 | 0 | 0 | 0 | 0 | 0 | 0 | 0 | 0 | 0 | 0 | 0 | 0 | 0 | 0 | 0 | 0 | 0 | 0 | 0 | 0 | 0
Commercial_Health (WA)_Existing_Food Preparation_Natural Gas_Food Prep Other_E5_Baseline Forecast | Commercial | Health (WA) | Existing | Food Preparation | Natural Gas | Food Prep Other | E5 |  | Baseline Forecast | 0 | 0 | 0 | 0 | 0 | 0 | 0 | 0 | 0 | 0 | 0 | 0 | 0 | 0 | 0 | 0 | 0 | 0 | 0 | 0 | 0 | 0 | 0 | 0 | 0 | 0 | 0
Commercial_Health (WA)_Existing_Food Preparation_Natural Gas_Food Prep Other_E6_Baseline Forecast | Commercial | Health (WA) | Existing | Food Preparation | Natural Gas | Food Prep Other | E6 |  | Baseline Forecast | 0 | 0 | 0 | 0 | 0 | 0 | 0 | 0 | 0 | 0 | 0 | 0 | 0 | 0 | 0 | 0 | 0 | 0 | 0 | 0 | 0 | 0 | 0 | 0 | 0 | 0 | 0
Commercial_Health (WA)_Existing_Food Preparation_Natural Gas_Food Prep Other_E7_Baseline Forecast | Commercial | Health (WA) | Existing | Food Preparation | Natural Gas | Food Prep Other | E7 |  | Baseline Forecast | 0 | 0 | 0 | 0 | 0 | 0 | 0 | 0 | 0 | 0 | 0 | 0 | 0 | 0 | 0 | 0 | 0 | 0 | 0 | 0 | 0 | 0 | 0 | 0 | 0 | 0 | 0
Commercial_Health (WA)_Existing_Food Preparation_Natural Gas_Food Prep Other_E8_Baseline Forecast | Commercial | Health (WA) | Existing | Food Preparation | Natural Gas | Food Prep Other | E8 |  | Baseline Forecast | 0 | 0 | 0 | 0 | 0 | 0 | 0 | 0 | 0 | 0 | 0 | 0 | 0 | 0 | 0 | 0 | 0 | 0 | 0 | 0 | 0 | 0 | 0 | 0 | 0 | 0 | 0
Commercial_Health (WA)_Existing_Food Preparation_Natural Gas_Food Prep Other_E9_Baseline Forecast | Commercial | Health (WA) | Existing | Food Preparation | Natural Gas | Food Prep Other | E9 |  | Baseline Forecast | 0 | 0 | 0 | 0 | 0 | 0 | 0 | 0 | 0 | 0 | 0 | 0 | 0 | 0 | 0 | 0 | 0 | 0 | 0 | 0 | 0 | 0 | 0 | 0 | 0 | 0 | 0
Commercial_Health (WA)_Existing_Food Preparation_Natural Gas_Food Prep Other_E10_Baseline Forecast | Commercial | Health (WA) | Existing | Food Preparation | Natural Gas | Food Prep Other | E10 |  | Baseline Forecast | 0 | 0 | 0 | 0 | 0 | 0 | 0 | 0 | 0 | 0 | 0 | 0 | 0 | 0 | 0 | 0 | 0 | 0 | 0 | 0 | 0 | 0 | 0 | 0 | 0 | 0 | 0
Commercial_Health (WA)_Existing_Food Preparation_Natural Gas_Food Prep Other_Vintage_Baseline Forecast | Commercial | Health (WA) | Existing | Food Preparation | Natural Gas | Food Prep Other | Vintage | Vintage | Baseline Forecast | 0 | 0 | 0 | 0 | 0 | 0 | 0 | 0 | 0 | 0 | 0 | 0 | 0 | 0 | 0 | 0 | 0 | 0 | 0 | 0 | 0 | 0 | 0 | 0 | 0 | 0 | 0
Commercial_Health (WA)_Existing_Miscellaneous_Natural Gas_Pool Heater_E1_Baseline Forecast | Commercial | Health (WA) | Existing | Miscellaneous | Natural Gas | Pool Heater | E1 | Standard (EF .82) | Baseline Forecast | 0 | 0 | 0 | 0 | 0 | 0 | 0 | 0 | 0 | 0 | 0 | 0 | 0 | 0 | 0 | 0 | 0 | 0 | 0 | 0 | 0 | 0 | 0 | 0 | 0 | 0 | 0
Commercial_Health (WA)_Existing_Miscellaneous_Natural Gas_Pool Heater_E2_Baseline Forecast | Commercial | Health (WA) | Existing | Miscellaneous | Natural Gas | Pool Heater | E2 | Condensing (EF .90) | Baseline Forecast | 0 | 0 | 0 | 0 | 0 | 0 | 0 | 0 | 0 | 0 | 0 | 0 | 0 | 0 | 0 | 0 | 0 | 0 | 0 | 0 | 0 | 0 | 0 | 0 | 0 | 0 | 0
Commercial_Health (WA)_Existing_Miscellaneous_Natural Gas_Pool Heater_E3_Baseline Forecast | Commercial | Health (WA) | Existing | Miscellaneous | Natural Gas | Pool Heater | E3 |  | Baseline Forecast | 0 | 0 | 0 | 0 | 0 | 0 | 0 | 0 | 0 | 0 | 0 | 0 | 0 | 0 | 0 | 0 | 0 | 0 | 0 | 0 | 0 | 0 | 0 | 0 | 0 | 0 | 0
Commercial_Health (WA)_Existing_Miscellaneous_Natural Gas_Pool Heater_E4_Baseline Forecast | Commercial | Health (WA) | Existing | Miscellaneous | Natural Gas | Pool Heater | E4 |  | Baseline Forecast | 0 | 0 | 0 | 0 | 0 | 0 | 0 | 0 | 0 | 0 | 0 | 0 | 0 | 0 | 0 | 0 | 0 | 0 | 0 | 0 | 0 | 0 | 0 | 0 | 0 | 0 | 0
Commercial_Health (WA)_Existing_Miscellaneous_Natural Gas_Pool Heater_E5_Baseline Forecast | Commercial | Health (WA) | Existing | Miscellaneous | Natural Gas | Pool Heater | E5 |  | Baseline Forecast | 0 | 0 | 0 | 0 | 0 | 0 | 0 | 0 | 0 | 0 | 0 | 0 | 0 | 0 | 0 | 0 | 0 | 0 | 0 | 0 | 0 | 0 | 0 | 0 | 0 | 0 | 0
Commercial_Health (WA)_Existing_Miscellaneous_Natural Gas_Pool Heater_E6_Baseline Forecast | Commercial | Health (WA) | Existing | Miscellaneous | Natural Gas | Pool Heater | E6 |  | Baseline Forecast | 0 | 0 | 0 | 0 | 0 | 0 | 0 | 0 | 0 | 0 | 0 | 0 | 0 | 0 | 0 | 0 | 0 | 0 | 0 | 0 | 0 | 0 | 0 | 0 | 0 | 0 | 0
Commercial_Health (WA)_Existing_Miscellaneous_Natural Gas_Pool Heater_E7_Baseline Forecast | Commercial | Health (WA) | Existing | Miscellaneous | Natural Gas | Pool Heater | E7 |  | Baseline Forecast | 0 | 0 | 0 | 0 | 0 | 0 | 0 | 0 | 0 | 0 | 0 | 0 | 0 | 0 | 0 | 0 | 0 | 0 | 0 | 0 | 0 | 0 | 0 | 0 | 0 | 0 | 0
Commercial_Health (WA)_Existing_Miscellaneous_Natural Gas_Pool Heater_E8_Baseline Forecast | Commercial | Health (WA) | Existing | Miscellaneous | Natural Gas | Pool Heater | E8 |  | Baseline Forecast | 0 | 0 | 0 | 0 | 0 | 0 | 0 | 0 | 0 | 0 | 0 | 0 | 0 | 0 | 0 | 0 | 0 | 0 | 0 | 0 | 0 | 0 | 0 | 0 | 0 | 0 | 0
Commercial_Health (WA)_Existing_Miscellaneous_Natural Gas_Pool Heater_E9_Baseline Forecast | Commercial | Health (WA) | Existing | Miscellaneous | Natural Gas | Pool Heater | E9 |  | Baseline Forecast | 0 | 0 | 0 | 0 | 0 | 0 | 0 | 0 | 0 | 0 | 0 | 0 | 0 | 0 | 0 | 0 | 0 | 0 | 0 | 0 | 0 | 0 | 0 | 0 | 0 | 0 | 0
Commercial_Health (WA)_Existing_Miscellaneous_Natural Gas_Pool Heater_E10_Baseline Forecast | Commercial | Health (WA) | Existing | Miscellaneous | Natural Gas | Pool Heater | E10 |  | Baseline Forecast | 0 | 0 | 0 | 0 | 0 | 0 | 0 | 0 | 0 | 0 | 0 | 0 | 0 | 0 | 0 | 0 | 0 | 0 | 0 | 0 | 0 | 0 | 0 | 0 | 0 | 0 | 0
Commercial_Health (WA)_Existing_Miscellaneous_Natural Gas_Pool Heater_Vintage_Baseline Forecast | Commercial | Health (WA) | Existing | Miscellaneous | Natural Gas | Pool Heater | Vintage | Vintage | Baseline Forecast | 0 | 0 | 0 | 0 | 0 | 0 | 0 | 0 | 0 | 0 | 0 | 0 | 0 | 0 | 0 | 0 | 0 | 0 | 0 | 0 | 0 | 0 | 0 | 0 | 0 | 0 | 0
Commercial_Health (WA)_Existing_Miscellaneous_Natural Gas_Miscellaneous_E1_Baseline Forecast | Commercial | Health (WA) | Existing | Miscellaneous | Natural Gas | Miscellaneous | E1 | Standard | Baseline Forecast | 0 | 482603.9945 | 1037186.662 | 1646517.1127 | 2144337.0143 | 2548655.4905 | 2874612.48 | 3134935.1196 | 3340321.5475 | 3499763.669 | 3620818.5906 | 3709836.8864 | 3772154.562 | 3812254.4882 | 3833902.1609 | 3840259.869 | 3833982.705 | 3817299.3053 | 3792079.749 | 3759892.6571 | 3722053.2102 | 3679663.5278 | 3633646.6251 | 3584774.9688 | 3533694.4889 | 3480944.7721 | 3426976.0417
Commercial_Health (WA)_Existing_Miscellaneous_Natural Gas_Miscellaneous_E2_Baseline Forecast | Commercial | Health (WA) | Existing | Miscellaneous | Natural Gas | Miscellaneous | E2 |  | Baseline Forecast | 0 | 0 | 0 | 0 | 0 | 0 | 0 | 0 | 0 | 0 | 0 | 0 | 0 | 0 | 0 | 0 | 0 | 0 | 0 | 0 | 0 | 0 | 0 | 0 | 0 | 0 | 0
Commercial_Health (WA)_Existing_Miscellaneous_Natural Gas_Miscellaneous_E3_Baseline Forecast | Commercial | Health (WA) | Existing | Miscellaneous | Natural Gas | Miscellaneous | E3 |  | Baseline Forecast | 0 | 0 | 0 | 0 | 0 | 0 | 0 | 0 | 0 | 0 | 0 | 0 | 0 | 0 | 0 | 0 | 0 | 0 | 0 | 0 | 0 | 0 | 0 | 0 | 0 | 0 | 0
Commercial_Health (WA)_Existing_Miscellaneous_Natural Gas_Miscellaneous_E4_Baseline Forecast | Commercial | Health (WA) | Existing | Miscellaneous | Natural Gas | Miscellaneous | E4 |  | Baseline Forecast | 0 | 0 | 0 | 0 | 0 | 0 | 0 | 0 | 0 | 0 | 0 | 0 | 0 | 0 | 0 | 0 | 0 | 0 | 0 | 0 | 0 | 0 | 0 | 0 | 0 | 0 | 0
Commercial_Health (WA)_Existing_Miscellaneous_Natural Gas_Miscellaneous_E5_Baseline Forecast | Commercial | Health (WA) | Existing | Miscellaneous | Natural Gas | Miscellaneous | E5 |  | Baseline Forecast | 0 | 0 | 0 | 0 | 0 | 0 | 0 | 0 | 0 | 0 | 0 | 0 | 0 | 0 | 0 | 0 | 0 | 0 | 0 | 0 | 0 | 0 | 0 | 0 | 0 | 0 | 0
Commercial_Health (WA)_Existing_Miscellaneous_Natural Gas_Miscellaneous_E6_Baseline Forecast | Commercial | Health (WA) | Existing | Miscellaneous | Natural Gas | Miscellaneous | E6 |  | Baseline Forecast | 0 | 0 | 0 | 0 | 0 | 0 | 0 | 0 | 0 | 0 | 0 | 0 | 0 | 0 | 0 | 0 | 0 | 0 | 0 | 0 | 0 | 0 | 0 | 0 | 0 | 0 | 0
Commercial_Health (WA)_Existing_Miscellaneous_Natural Gas_Miscellaneous_E7_Baseline Forecast | Commercial | Health (WA) | Existing | Miscellaneous | Natural Gas | Miscellaneous | E7 |  | Baseline Forecast | 0 | 0 | 0 | 0 | 0 | 0 | 0 | 0 | 0 | 0 | 0 | 0 | 0 | 0 | 0 | 0 | 0 | 0 | 0 | 0 | 0 | 0 | 0 | 0 | 0 | 0 | 0
Commercial_Health (WA)_Existing_Miscellaneous_Natural Gas_Miscellaneous_E8_Baseline Forecast | Commercial | Health (WA) | Existing | Miscellaneous | Natural Gas | Miscellaneous | E8 |  | Baseline Forecast | 0 | 0 | 0 | 0 | 0 | 0 | 0 | 0 | 0 | 0 | 0 | 0 | 0 | 0 | 0 | 0 | 0 | 0 | 0 | 0 | 0 | 0 | 0 | 0 | 0 | 0 | 0
Commercial_Health (WA)_Existing_Miscellaneous_Natural Gas_Miscellaneous_E9_Baseline Forecast | Commercial | Health (WA) | Existing | Miscellaneous | Natural Gas | Miscellaneous | E9 |  | Baseline Forecast | 0 | 0 | 0 | 0 | 0 | 0 | 0 | 0 | 0 | 0 | 0 | 0 | 0 | 0 | 0 | 0 | 0 | 0 | 0 | 0 | 0 | 0 | 0 | 0 | 0 | 0 | 0
Commercial_Health (WA)_Existing_Miscellaneous_Natural Gas_Miscellaneous_E10_Baseline Forecast | Commercial | Health (WA) | Existing | Miscellaneous | Natural Gas | Miscellaneous | E10 |  | Baseline Forecast | 0 | 0 | 0 | 0 | 0 | 0 | 0 | 0 | 0 | 0 | 0 | 0 | 0 | 0 | 0 | 0 | 0 | 0 | 0 | 0 | 0 | 0 | 0 | 0 | 0 | 0 | 0
Commercial_Health (WA)_Existing_Miscellaneous_Natural Gas_Miscellaneous_Vintage_Baseline Forecast | Commercial | Health (WA) | Existing | Miscellaneous | Natural Gas | Miscellaneous | Vintage | Vintage | Baseline Forecast | 5738656.4727 | 5147775.941 | 4486959.6898 | 3773400.0626 | 3173317.5729 | 2668665.9912 | 2244268.9737 | 1887363.6652 | 1587216.8829 | 1334802.3382 | 1122529.1901 | 944013.7663 | 793887.5878 | 667635.9229 | 561462.016 | 472172.9084 | 397083.4162 | 333935.3797 | 280829.7532 | 236169.496 | 198611.5438 | 167026.4196 | 140464.2666 | 118126.2835 | 99340.702 | 83542.585 | 70256.837
Commercial_Health (WA)_New_Space Heating_Natural Gas_Furnace_E1_Baseline Forecast | Commercial | Health (WA) | New | Space Heating | Natural Gas | Furnace | E1 | AFUE 80% (Standard) | Baseline Forecast | 0 | 19142.1379 | 37045.6725 | 55034.5185 | 72977.1781 | 90548.0137 | 107800.5542 | 124682.393 | 141277.7417 | 157595.7501 | 173632.2486 | 186011.0515 | 197877.1093 | 209246.2253 | 219994.1209 | 230332.4261 | 240285.6555 | 249884.4355 | 259112.9668 | 268025.7523 | 276599.4823 | 285026.0718 | 293485.8888 | 300722.9808 | 308136.6739 | 315657.2125 | 322422.5205
Commercial_Health (WA)_New_Space Heating_Natural Gas_Furnace_E2_Baseline Forecast | Commercial | Health (WA) | New | Space Heating | Natural Gas | Furnace | E2 | AFUE 90% | Baseline Forecast | 0 | 0 | 0 | 0 | 0 | 0 | 0 | 0 | 0 | 0 | 0 | 3116.1461 | 6503.4368 | 10132.8207 | 14088.7854 | 18159.5186 | 22404.0345 | 26751.6763 | 31213.4162 | 35729.8491 | 40367.8187 | 45106.7628 | 49562.7417 | 55008.5685 | 60066.1189 | 64848.3336 | 69166.7185
Commercial_Health (WA)_New_Space Heating_Natural Gas_Furnace_E3_Baseline Forecast | Commercial | Health (WA) | New | Space Heating | Natural Gas | Furnace | E3 | AFUE 96% | Baseline Forecast | 0 | 0 | 0 | 0 | 0 | 0 | 0 | 0 | 0 | 0 | 0 | 0 | 0 | 0 | 0 | 0 | 0 | 0 | 0 | 0 | 0 | 0 | 0 | 0 | 0 | 0 | 0
Commercial_Health (WA)_New_Space Heating_Natural Gas_Furnace_E4_Baseline Forecast | Commercial | Health (WA) | New | Space Heating | Natural Gas | Furnace | E4 |  | Baseline Forecast | 0 | 0 | 0 | 0 | 0 | 0 | 0 | 0 | 0 | 0 | 0 | 0 | 0 | 0 | 0 | 0 | 0 | 0 | 0 | 0 | 0 | 0 | 0 | 0 | 0 | 0 | 0
Commercial_Health (WA)_New_Space Heating_Natural Gas_Furnace_E5_Baseline Forecast | Commercial | Health (WA) | New | Space Heating | Natural Gas | Furnace | E5 |  | Baseline Forecast | 0 | 0 | 0 | 0 | 0 | 0 | 0 | 0 | 0 | 0 | 0 | 0 | 0 | 0 | 0 | 0 | 0 | 0 | 0 | 0 | 0 | 0 | 0 | 0 | 0 | 0 | 0
Commercial_Health (WA)_New_Space Heating_Natural Gas_Furnace_E6_Baseline Forecast | Commercial | Health (WA) | New | Space Heating | Natural Gas | Furnace | E6 |  | Baseline Forecast | 0 | 0 | 0 | 0 | 0 | 0 | 0 | 0 | 0 | 0 | 0 | 0 | 0 | 0 | 0 | 0 | 0 | 0 | 0 | 0 | 0 | 0 | 0 | 0 | 0 | 0 | 0
Commercial_Health (WA)_New_Space Heating_Natural Gas_Furnace_E7_Baseline Forecast | Commercial | Health (WA) | New | Space Heating | Natural Gas | Furnace | E7 |  | Baseline Forecast | 0 | 0 | 0 | 0 | 0 | 0 | 0 | 0 | 0 | 0 | 0 | 0 | 0 | 0 | 0 | 0 | 0 | 0 | 0 | 0 | 0 | 0 | 0 | 0 | 0 | 0 | 0
Commercial_Health (WA)_New_Space Heating_Natural Gas_Furnace_E8_Baseline Forecast | Commercial | Health (WA) | New | Space Heating | Natural Gas | Furnace | E8 |  | Baseline Forecast | 0 | 0 | 0 | 0 | 0 | 0 | 0 | 0 | 0 | 0 | 0 | 0 | 0 | 0 | 0 | 0 | 0 | 0 | 0 | 0 | 0 | 0 | 0 | 0 | 0 | 0 | 0
Commercial_Health (WA)_New_Space Heating_Natural Gas_Furnace_E9_Baseline Forecast | Commercial | Health (WA) | New | Space Heating | Natural Gas | Furnace | E9 |  | Baseline Forecast | 0 | 0 | 0 | 0 | 0 | 0 | 0 | 0 | 0 | 0 | 0 | 0 | 0 | 0 | 0 | 0 | 0 | 0 | 0 | 0 | 0 | 0 | 0 | 0 | 0 | 0 | 0
Commercial_Health (WA)_New_Space Heating_Natural Gas_Furnace_E10_Baseline Forecast | Commercial | Health (WA) | New | Space Heating | Natural Gas | Furnace | E10 |  | Baseline Forecast | 0 | 0 | 0 | 0 | 0 | 0 | 0 | 0 | 0 | 0 | 0 | 0 | 0 | 0 | 0 | 0 | 0 | 0 | 0 | 0 | 0 | 0 | 0 | 0 | 0 | 0 | 0
Commercial_Health (WA)_New_Space Heating_Natural Gas_Furnace_Vintage_Baseline Forecast | Commercial | Health (WA) | New | Space Heating | Natural Gas | Furnace | Vintage | Vintage | Baseline Forecast | 0 | 0 | 0 | 0 | 0 | 0 | 0 | 0 | 0 | 0 | 0 | 0 | 0 | 0 | 0 | 0 | 0 | 0 | 0 | 0 | 0 | 0 | 0 | 0 | 0 | 0 | 0
Commercial_Health (WA)_New_Space Heating_Natural Gas_Boiler_E1_Baseline Forecast | Commercial | Health (WA) | New | Space Heating | Natural Gas | Boiler | E1 | AFUE 80% (Standard) | Baseline Forecast | 0 | 58363.7215 | 112950.9842 | 167798.3583 | 222504.9117 | 276077.7864 | 328680.1902 | 380152.3373 | 414832.31 | 448932.7135 | 482444.8342 | 514825.2571 | 546700.7976 | 578043.7707 | 608771.0232 | 638882.1746 | 668551.7784 | 697696.1811 | 726305.2957 | 754368.8774 | 781977.9015 | 809490.4506 | 836481.1128 | 862985.122 | 889046.785 | 914756.3471 | 937918.3894
Commercial_Health (WA)_New_Space Heating_Natural Gas_Boiler_E2_Baseline Forecast | Commercial | Health (WA) | New | Space Heating | Natural Gas | Boiler | E2 | AFUE 85% | Baseline Forecast | 0 | 0 | 0 | 0 | 0 | 0 | 0 | 0 | 0 | 0 | 0 | 0 | 0 | 0 | 0 | 0 | 0 | 0 | 0 | 0 | 0 | 0 | 0 | 0 | 0 | 0 | 0
Commercial_Health (WA)_New_Space Heating_Natural Gas_Boiler_E3_Baseline Forecast | Commercial | Health (WA) | New | Space Heating | Natural Gas | Boiler | E3 | AFUE 97% | Baseline Forecast | 0 | 49520.7334 | 95837.1987 | 142374.3646 | 188792.0463 | 234247.8187 | 278880.1614 | 322553.4983 | 381404.361 | 439271.7124 | 496140.7659 | 551089.3622 | 605181.1885 | 658369.2641 | 710512.4805 | 761610.192 | 811958.6104 | 861415.7787 | 909964.5792 | 957587.627 | 1004439.3043 | 1051127.2663 | 1096929.6021 | 1141906.1027 | 1186131.9551 | 1229760.3028 | 1269065.5868
Commercial_Health (WA)_New_Space Heating_Natural Gas_Boiler_E4_Baseline Forecast | Commercial | Health (WA) | New | Space Heating | Natural Gas | Boiler | E4 | Convert to NG Air Source Heat Pump | Baseline Forecast | 0 | 0 | 0 | 0 | 0 | 0 | 0 | 0 | 0 | 0 | 0 | 0 | 0 | 0 | 0 | 0 | 0 | 0 | 0 | 0 | 0 | 0 | 0 | 0 | 0 | 0 | 0
Commercial_Health (WA)_New_Space Heating_Natural Gas_Boiler_E5_Baseline Forecast | Commercial | Health (WA) | New | Space Heating | Natural Gas | Boiler | E5 |  | Baseline Forecast | 0 | 0 | 0 | 0 | 0 | 0 | 0 | 0 | 0 | 0 | 0 | 0 | 0 | 0 | 0 | 0 | 0 | 0 | 0 | 0 | 0 | 0 | 0 | 0 | 0 | 0 | 0
Commercial_Health (WA)_New_Space Heating_Natural Gas_Boiler_E6_Baseline Forecast | Commercial | Health (WA) | New | Space Heating | Natural Gas | Boiler | E6 |  | Baseline Forecast | 0 | 0 | 0 | 0 | 0 | 0 | 0 | 0 | 0 | 0 | 0 | 0 | 0 | 0 | 0 | 0 | 0 | 0 | 0 | 0 | 0 | 0 | 0 | 0 | 0 | 0 | 0
Commercial_Health (WA)_New_Space Heating_Natural Gas_Boiler_E7_Baseline Forecast | Commercial | Health (WA) | New | Space Heating | Natural Gas | Boiler | E7 |  | Baseline Forecast | 0 | 0 | 0 | 0 | 0 | 0 | 0 | 0 | 0 | 0 | 0 | 0 | 0 | 0 | 0 | 0 | 0 | 0 | 0 | 0 | 0 | 0 | 0 | 0 | 0 | 0 | 0
Commercial_Health (WA)_New_Space Heating_Natural Gas_Boiler_E8_Baseline Forecast | Commercial | Health (WA) | New | Space Heating | Natural Gas | Boiler | E8 |  | Baseline Forecast | 0 | 0 | 0 | 0 | 0 | 0 | 0 | 0 | 0 | 0 | 0 | 0 | 0 | 0 | 0 | 0 | 0 | 0 | 0 | 0 | 0 | 0 | 0 | 0 | 0 | 0 | 0
Commercial_Health (WA)_New_Space Heating_Natural Gas_Boiler_E9_Baseline Forecast | Commercial | Health (WA) | New | Space Heating | Natural Gas | Boiler | E9 |  | Baseline Forecast | 0 | 0 | 0 | 0 | 0 | 0 | 0 | 0 | 0 | 0 | 0 | 0 | 0 | 0 | 0 | 0 | 0 | 0 | 0 | 0 | 0 | 0 | 0 | 0 | 0 | 0 | 0
Commercial_Health (WA)_New_Space Heating_Natural Gas_Boiler_E10_Baseline Forecast | Commercial | Health (WA) | New | Space Heating | Natural Gas | Boiler | E10 |  | Baseline Forecast | 0 | 0 | 0 | 0 | 0 | 0 | 0 | 0 | 0 | 0 | 0 | 0 | 0 | 0 | 0 | 0 | 0 | 0 | 0 | 0 | 0 | 0 | 0 | 0 | 0 | 0 | 0
Commercial_Health (WA)_New_Space Heating_Natural Gas_Boiler_Vintage_Baseline Forecast | Commercial | Health (WA) | New | Space Heating | Natural Gas | Boiler | Vintage | Vintage | Baseline Forecast | 0 | 0 | 0 | 0 | 0 | 0 | 0 | 0 | 0 | 0 | 0 | 0 | 0 | 0 | 0 | 0 | 0 | 0 | 0 | 0 | 0 | 0 | 0 | 0 | 0 | 0 | 0
Commercial_Health (WA)_New_Space Heating_Natural Gas_Unit Heater_E1_Baseline Forecast | Commercial | Health (WA) | New | Space Heating | Natural Gas | Unit Heater | E1 | Standard | Baseline Forecast | 0 | 0 | 0 | 0 | 0 | 0 | 0 | 0 | 0 | 0 | 0 | 0 | 0 | 0 | 0 | 0 | 0 | 0 | 0 | 0 | 0 | 0 | 0 | 0 | 0 | 0 | 0
Commercial_Health (WA)_New_Space Heating_Natural Gas_Unit Heater_E2_Baseline Forecast | Commercial | Health (WA) | New | Space Heating | Natural Gas | Unit Heater | E2 | Condensing | Baseline Forecast | 0 | 0 | 0 | 0 | 0 | 0 | 0 | 0 | 0 | 0 | 0 | 0 | 0 | 0 | 0 | 0 | 0 | 0 | 0 | 0 | 0 | 0 | 0 | 0 | 0 | 0 | 0
Commercial_Health (WA)_New_Space Heating_Natural Gas_Unit Heater_E3_Baseline Forecast | Commercial | Health (WA) | New | Space Heating | Natural Gas | Unit Heater | E3 | Infrared Radiant | Baseline Forecast | 0 | 0 | 0 | 0 | 0 | 0 | 0 | 0 | 0 | 0 | 0 | 0 | 0 | 0 | 0 | 0 | 0 | 0 | 0 | 0 | 0 | 0 | 0 | 0 | 0 | 0 | 0
Commercial_Health (WA)_New_Space Heating_Natural Gas_Unit Heater_E4_Baseline Forecast | Commercial | Health (WA) | New | Space Heating | Natural Gas | Unit Heater | E4 |  | Baseline Forecast | 0 | 0 | 0 | 0 | 0 | 0 | 0 | 0 | 0 | 0 | 0 | 0 | 0 | 0 | 0 | 0 | 0 | 0 | 0 | 0 | 0 | 0 | 0 | 0 | 0 | 0 | 0
Commercial_Health (WA)_New_Space Heating_Natural Gas_Unit Heater_E5_Baseline Forecast | Commercial | Health (WA) | New | Space Heating | Natural Gas | Unit Heater | E5 |  | Baseline Forecast | 0 | 0 | 0 | 0 | 0 | 0 | 0 | 0 | 0 | 0 | 0 | 0 | 0 | 0 | 0 | 0 | 0 | 0 | 0 | 0 | 0 | 0 | 0 | 0 | 0 | 0 | 0
Commercial_Health (WA)_New_Space Heating_Natural Gas_Unit Heater_E6_Baseline Forecast | Commercial | Health (WA) | New | Space Heating | Natural Gas | Unit Heater | E6 |  | Baseline Forecast | 0 | 0 | 0 | 0 | 0 | 0 | 0 | 0 | 0 | 0 | 0 | 0 | 0 | 0 | 0 | 0 | 0 | 0 | 0 | 0 | 0 | 0 | 0 | 0 | 0 | 0 | 0
Commercial_Health (WA)_New_Space Heating_Natural Gas_Unit Heater_E7_Baseline Forecast | Commercial | Health (WA) | New | Space Heating | Natural Gas | Unit Heater | E7 |  | Baseline Forecast | 0 | 0 | 0 | 0 | 0 | 0 | 0 | 0 | 0 | 0 | 0 | 0 | 0 | 0 | 0 | 0 | 0 | 0 | 0 | 0 | 0 | 0 | 0 | 0 | 0 | 0 | 0
Commercial_Health (WA)_New_Space Heating_Natural Gas_Unit Heater_E8_Baseline Forecast | Commercial | Health (WA) | New | Space Heating | Natural Gas | Unit Heater | E8 |  | Baseline Forecast | 0 | 0 | 0 | 0 | 0 | 0 | 0 | 0 | 0 | 0 | 0 | 0 | 0 | 0 | 0 | 0 | 0 | 0 | 0 | 0 | 0 | 0 | 0 | 0 | 0 | 0 | 0
Commercial_Health (WA)_New_Space Heating_Natural Gas_Unit Heater_E9_Baseline Forecast | Commercial | Health (WA) | New | Space Heating | Natural Gas | Unit Heater | E9 |  | Baseline Forecast | 0 | 0 | 0 | 0 | 0 | 0 | 0 | 0 | 0 | 0 | 0 | 0 | 0 | 0 | 0 | 0 | 0 | 0 | 0 | 0 | 0 | 0 | 0 | 0 | 0 | 0 | 0
Commercial_Health (WA)_New_Space Heating_Natural Gas_Unit Heater_E10_Baseline Forecast | Commercial | Health (WA) | New | Space Heating | Natural Gas | Unit Heater | E10 |  | Baseline Forecast | 0 | 0 | 0 | 0 | 0 | 0 | 0 | 0 | 0 | 0 | 0 | 0 | 0 | 0 | 0 | 0 | 0 | 0 | 0 | 0 | 0 | 0 | 0 | 0 | 0 | 0 | 0
Commercial_Health (WA)_New_Space Heating_Natural Gas_Unit Heater_Vintage_Baseline Forecast | Commercial | Health (WA) | New | Space Heating | Natural Gas | Unit Heater | Vintage | Vintage | Baseline Forecast | 0 | 0 | 0 | 0 | 0 | 0 | 0 | 0 | 0 | 0 | 0 | 0 | 0 | 0 | 0 | 0 | 0 | 0 | 0 | 0 | 0 | 0 | 0 | 0 | 0 | 0 | 0
Commercial_Health (WA)_New_Water Heating_Natural Gas_Water Heater_E1_Baseline Forecast | Commercial | Health (WA) | New | Water Heating | Natural Gas | Water Heater | E1 | TE 0.80 | Baseline Forecast | 0 | 60518.6227 | 117121.3524 | 173993.7973 | 230720.2222 | 286271.1107 | 340815.6968 | 394188.2949 | 446655.1432 | 498245.1694 | 548945.1909 | 597933.0823 | 646157.1442 | 693575.4923 | 740062.3254 | 785617.0676 | 830503.7984 | 874595.96 | 917878.2916 | 960335.2942 | 1002104.6028 | 1043727.9556 | 1084561.753 | 1124659.3001 | 1164087.6276 | 1202983.2665 | 1238024.7982
Commercial_Health (WA)_New_Water Heating_Natural Gas_Water Heater_E2_Baseline Forecast | Commercial | Health (WA) | New | Water Heating | Natural Gas | Water Heater | E2 | TE 0.90 | Baseline Forecast | 0 | 0 | 0 | 0 | 0 | 0 | 0 | 0 | 0 | 0 | 0 | 0 | 0 | 0 | 0 | 0 | 0 | 0 | 0 | 0 | 0 | 0 | 0 | 0 | 0 | 0 | 0
Commercial_Health (WA)_New_Water Heating_Natural Gas_Water Heater_E3_Baseline Forecast | Commercial | Health (WA) | New | Water Heating | Natural Gas | Water Heater | E3 | TE 0.94 | Baseline Forecast | 0 | 68244.4043 | 132073.0145 | 196205.7715 | 260173.8676 | 322816.3589 | 384324.0836 | 444510.2048 | 503674.9487 | 561850.9357 | 619023.3004 | 674264.9652 | 728645.2903 | 782117.0446 | 834538.3669 | 885908.6081 | 936525.5599 | 986246.5081 | 1035054.2437 | 1082931.2892 | 1130032.8499 | 1176969.8222 | 1223016.4449 | 1268232.8278 | 1312694.5588 | 1356555.5984 | 1396070.5172
Commercial_Health (WA)_New_Water Heating_Natural Gas_Water Heater_E4_Baseline Forecast | Commercial | Health (WA) | New | Water Heating | Natural Gas | Water Heater | E4 | Instantaneous TE 0.94 | Baseline Forecast | 0 | 0 | 0 | 0 | 0 | 0 | 0 | 0 | 0 | 0 | 0 | 0 | 0 | 0 | 0 | 0 | 0 | 0 | 0 | 0 | 0 | 0 | 0 | 0 | 0 | 0 | 0
Commercial_Health (WA)_New_Water Heating_Natural Gas_Water Heater_E5_Baseline Forecast | Commercial | Health (WA) | New | Water Heating | Natural Gas | Water Heater | E5 | Gas-Fired Absorption HPWH | Baseline Forecast | 0 | 0 | 0 | 0 | 0 | 0 | 0 | 0 | 0 | 0 | 0 | 0 | 0 | 0 | 0 | 0 | 0 | 0 | 0 | 0 | 0 | 0 | 0 | 0 | 0 | 0 | 0
Commercial_Health (WA)_New_Water Heating_Natural Gas_Water Heater_E6_Baseline Forecast | Commercial | Health (WA) | New | Water Heating | Natural Gas | Water Heater | E6 |  | Baseline Forecast | 0 | 0 | 0 | 0 | 0 | 0 | 0 | 0 | 0 | 0 | 0 | 0 | 0 | 0 | 0 | 0 | 0 | 0 | 0 | 0 | 0 | 0 | 0 | 0 | 0 | 0 | 0
Commercial_Health (WA)_New_Water Heating_Natural Gas_Water Heater_E7_Baseline Forecast | Commercial | Health (WA) | New | Water Heating | Natural Gas | Water Heater | E7 |  | Baseline Forecast | 0 | 0 | 0 | 0 | 0 | 0 | 0 | 0 | 0 | 0 | 0 | 0 | 0 | 0 | 0 | 0 | 0 | 0 | 0 | 0 | 0 | 0 | 0 | 0 | 0 | 0 | 0
Commercial_Health (WA)_New_Water Heating_Natural Gas_Water Heater_E8_Baseline Forecast | Commercial | Health (WA) | New | Water Heating | Natural Gas | Water Heater | E8 |  | Baseline Forecast | 0 | 0 | 0 | 0 | 0 | 0 | 0 | 0 | 0 | 0 | 0 | 0 | 0 | 0 | 0 | 0 | 0 | 0 | 0 | 0 | 0 | 0 | 0 | 0 | 0 | 0 | 0
Commercial_Health (WA)_New_Water Heating_Natural Gas_Water Heater_E9_Baseline Forecast | Commercial | Health (WA) | New | Water Heating | Natural Gas | Water Heater | E9 |  | Baseline Forecast | 0 | 0 | 0 | 0 | 0 | 0 | 0 | 0 | 0 | 0 | 0 | 0 | 0 | 0 | 0 | 0 | 0 | 0 | 0 | 0 | 0 | 0 | 0 | 0 | 0 | 0 | 0
Commercial_Health (WA)_New_Water Heating_Natural Gas_Water Heater_E10_Baseline Forecast | Commercial | Health (WA) | New | Water Heating | Natural Gas | Water Heater | E10 |  | Baseline Forecast | 0 | 0 | 0 | 0 | 0 | 0 | 0 | 0 | 0 | 0 | 0 | 0 | 0 | 0 | 0 | 0 | 0 | 0 | 0 | 0 | 0 | 0 | 0 | 0 | 0 | 0 | 0
Commercial_Health (WA)_New_Water Heating_Natural Gas_Water Heater_Vintage_Baseline Forecast | Commercial | Health (WA) | New | Water Heating | Natural Gas | Water Heater | Vintage | Vintage | Baseline Forecast | 0 | 0 | 0 | 0 | 0 | 0 | 0 | 0 | 0 | 0 | 0 | 0 | 0 | 0 | 0 | 0 | 0 | 0 | 0 | 0 | 0 | 0 | 0 | 0 | 0 | 0 | 0
Commercial_Health (WA)_New_Food Preparation_Natural Gas_Oven_E1_Baseline Forecast | Commercial | Health (WA) | New | Food Preparation | Natural Gas | Oven | E1 | Standard | Baseline Forecast | 0 | 1125.0156 | 2177.2363 | 3234.471 | 4288.9912 | 5321.6586 | 6335.6194 | 7327.7934 | 8303.1298 | 9262.1666 | 10204.6585 | 11115.3226 | 12011.7875 | 12893.2745 | 13757.445 | 14604.2884 | 15438.7137 | 16258.3683 | 17062.9685 | 17852.2262 | 18628.6999 | 19402.4604 | 20161.5434 | 20906.9398 | 21639.8957 | 22362.9492 | 23014.3564
Commercial_Health (WA)_New_Food Preparation_Natural Gas_Oven_E2_Baseline Forecast | Commercial | Health (WA) | New | Food Preparation | Natural Gas | Oven | E2 | ENERGY STAR (>42% Baking Efficiency) | Baseline Forecast | 0 | 1618.9248 | 3133.0962 | 4654.4826 | 6171.9629 | 7657.9966 | 9117.1108 | 10544.8734 | 11948.4064 | 13328.4836 | 14684.7525 | 15995.2204 | 17285.2552 | 18553.7365 | 19797.299 | 21015.9272 | 22216.6856 | 23396.1885 | 24554.0278 | 25689.7889 | 26807.1536 | 27920.6138 | 29012.9527 | 30085.5963 | 31140.3378 | 32180.8293 | 33118.2202
Commercial_Health (WA)_New_Food Preparation_Natural Gas_Oven_E3_Baseline Forecast | Commercial | Health (WA) | New | Food Preparation | Natural Gas | Oven | E3 |  | Baseline Forecast | 0 | 0 | 0 | 0 | 0 | 0 | 0 | 0 | 0 | 0 | 0 | 0 | 0 | 0 | 0 | 0 | 0 | 0 | 0 | 0 | 0 | 0 | 0 | 0 | 0 | 0 | 0
Commercial_Health (WA)_New_Food Preparation_Natural Gas_Oven_E4_Baseline Forecast | Commercial | Health (WA) | New | Food Preparation | Natural Gas | Oven | E4 |  | Baseline Forecast | 0 | 0 | 0 | 0 | 0 | 0 | 0 | 0 | 0 | 0 | 0 | 0 | 0 | 0 | 0 | 0 | 0 | 0 | 0 | 0 | 0 | 0 | 0 | 0 | 0 | 0 | 0
Commercial_Health (WA)_New_Food Preparation_Natural Gas_Oven_E5_Baseline Forecast | Commercial | Health (WA) | New | Food Preparation | Natural Gas | Oven | E5 |  | Baseline Forecast | 0 | 0 | 0 | 0 | 0 | 0 | 0 | 0 | 0 | 0 | 0 | 0 | 0 | 0 | 0 | 0 | 0 | 0 | 0 | 0 | 0 | 0 | 0 | 0 | 0 | 0 | 0
Commercial_Health (WA)_New_Food Preparation_Natural Gas_Oven_E6_Baseline Forecast | Commercial | Health (WA) | New | Food Preparation | Natural Gas | Oven | E6 |  | Baseline Forecast | 0 | 0 | 0 | 0 | 0 | 0 | 0 | 0 | 0 | 0 | 0 | 0 | 0 | 0 | 0 | 0 | 0 | 0 | 0 | 0 | 0 | 0 | 0 | 0 | 0 | 0 | 0
Commercial_Health (WA)_New_Food Preparation_Natural Gas_Oven_E7_Baseline Forecast | Commercial | Health (WA) | New | Food Preparation | Natural Gas | Oven | E7 |  | Baseline Forecast | 0 | 0 | 0 | 0 | 0 | 0 | 0 | 0 | 0 | 0 | 0 | 0 | 0 | 0 | 0 | 0 | 0 | 0 | 0 | 0 | 0 | 0 | 0 | 0 | 0 | 0 | 0
Commercial_Health (WA)_New_Food Preparation_Natural Gas_Oven_E8_Baseline Forecast | Commercial | Health (WA) | New | Food Preparation | Natural Gas | Oven | E8 |  | Baseline Forecast | 0 | 0 | 0 | 0 | 0 | 0 | 0 | 0 | 0 | 0 | 0 | 0 | 0 | 0 | 0 | 0 | 0 | 0 | 0 | 0 | 0 | 0 | 0 | 0 | 0 | 0 | 0
Commercial_Health (WA)_New_Food Preparation_Natural Gas_Oven_E9_Baseline Forecast | Commercial | Health (WA) | New | Food Preparation | Natural Gas | Oven | E9 |  | Baseline Forecast | 0 | 0 | 0 | 0 | 0 | 0 | 0 | 0 | 0 | 0 | 0 | 0 | 0 | 0 | 0 | 0 | 0 | 0 | 0 | 0 | 0 | 0 | 0 | 0 | 0 | 0 | 0
Commercial_Health (WA)_New_Food Preparation_Natural Gas_Oven_E10_Baseline Forecast | Commercial | Health (WA) | New | Food Preparation | Natural Gas | Oven | E10 |  | Baseline Forecast | 0 | 0 | 0 | 0 | 0 | 0 | 0 | 0 | 0 | 0 | 0 | 0 | 0 | 0 | 0 | 0 | 0 | 0 | 0 | 0 | 0 | 0 | 0 | 0 | 0 | 0 | 0
Commercial_Health (WA)_New_Food Preparation_Natural Gas_Oven_Vintage_Baseline Forecast | Commercial | Health (WA) | New | Food Preparation | Natural Gas | Oven | Vintage | Vintage | Baseline Forecast | 0 | 0 | 0 | 0 | 0 | 0 | 0 | 0 | 0 | 0 | 0 | 0 | 0 | 0 | 0 | 0 | 0 | 0 | 0 | 0 | 0 | 0 | 0 | 0 | 0 | 0 | 0
Commercial_Health (WA)_New_Food Preparation_Natural Gas_Conveyor Oven_E1_Baseline Forecast | Commercial | Health (WA) | New | Food Preparation | Natural Gas | Conveyor Oven | E1 | Standard | Baseline Forecast | 0 | 562.5078 | 1088.6182 | 1617.2355 | 2144.4956 | 2660.8293 | 3167.8097 | 3663.8967 | 4151.5649 | 4631.0833 | 5102.3292 | 5557.6613 | 6005.8938 | 6446.6373 | 6878.7225 | 7302.1442 | 7719.3568 | 8129.1841 | 8531.4843 | 8926.1131 | 9314.35 | 9701.2302 | 10080.7717 | 10453.4699 | 10819.9479 | 11181.4746 | 11507.1782
Commercial_Health (WA)_New_Food Preparation_Natural Gas_Conveyor Oven_E2_Baseline Forecast | Commercial | Health (WA) | New | Food Preparation | Natural Gas | Conveyor Oven | E2 | ENERGY STAR (>42% Baking Efficiency) | Baseline Forecast | 0 | 809.4624 | 1566.5481 | 2327.2413 | 3085.9814 | 3828.9983 | 4558.5554 | 5272.4367 | 5974.2032 | 6664.2418 | 7342.3762 | 7997.6102 | 8642.6276 | 9276.8682 | 9898.6495 | 10507.9636 | 11108.3428 | 11698.0943 | 12277.0139 | 12844.8945 | 13403.5768 | 13960.3069 | 14506.4764 | 15042.7982 | 15570.1689 | 16090.4147 | 16559.1101
Commercial_Health (WA)_New_Food Preparation_Natural Gas_Conveyor Oven_E3_Baseline Forecast | Commercial | Health (WA) | New | Food Preparation | Natural Gas | Conveyor Oven | E3 |  | Baseline Forecast | 0 | 0 | 0 | 0 | 0 | 0 | 0 | 0 | 0 | 0 | 0 | 0 | 0 | 0 | 0 | 0 | 0 | 0 | 0 | 0 | 0 | 0 | 0 | 0 | 0 | 0 | 0
Commercial_Health (WA)_New_Food Preparation_Natural Gas_Conveyor Oven_E4_Baseline Forecast | Commercial | Health (WA) | New | Food Preparation | Natural Gas | Conveyor Oven | E4 |  | Baseline Forecast | 0 | 0 | 0 | 0 | 0 | 0 | 0 | 0 | 0 | 0 | 0 | 0 | 0 | 0 | 0 | 0 | 0 | 0 | 0 | 0 | 0 | 0 | 0 | 0 | 0 | 0 | 0
Commercial_Health (WA)_New_Food Preparation_Natural Gas_Conveyor Oven_E5_Baseline Forecast | Commercial | Health (WA) | New | Food Preparation | Natural Gas | Conveyor Oven | E5 |  | Baseline Forecast | 0 | 0 | 0 | 0 | 0 | 0 | 0 | 0 | 0 | 0 | 0 | 0 | 0 | 0 | 0 | 0 | 0 | 0 | 0 | 0 | 0 | 0 | 0 | 0 | 0 | 0 | 0
Commercial_Health (WA)_New_Food Preparation_Natural Gas_Conveyor Oven_E6_Baseline Forecast | Commercial | Health (WA) | New | Food Preparation | Natural Gas | Conveyor Oven | E6 |  | Baseline Forecast | 0 | 0 | 0 | 0 | 0 | 0 | 0 | 0 | 0 | 0 | 0 | 0 | 0 | 0 | 0 | 0 | 0 | 0 | 0 | 0 | 0 | 0 | 0 | 0 | 0 | 0 | 0
Commercial_Health (WA)_New_Food Preparation_Natural Gas_Conveyor Oven_E7_Baseline Forecast | Commercial | Health (WA) | New | Food Preparation | Natural Gas | Conveyor Oven | E7 |  | Baseline Forecast | 0 | 0 | 0 | 0 | 0 | 0 | 0 | 0 | 0 | 0 | 0 | 0 | 0 | 0 | 0 | 0 | 0 | 0 | 0 | 0 | 0 | 0 | 0 | 0 | 0 | 0 | 0
Commercial_Health (WA)_New_Food Preparation_Natural Gas_Conveyor Oven_E8_Baseline Forecast | Commercial | Health (WA) | New | Food Preparation | Natural Gas | Conveyor Oven | E8 |  | Baseline Forecast | 0 | 0 | 0 | 0 | 0 | 0 | 0 | 0 | 0 | 0 | 0 | 0 | 0 | 0 | 0 | 0 | 0 | 0 | 0 | 0 | 0 | 0 | 0 | 0 | 0 | 0 | 0
Commercial_Health (WA)_New_Food Preparation_Natural Gas_Conveyor Oven_E9_Baseline Forecast | Commercial | Health (WA) | New | Food Preparation | Natural Gas | Conveyor Oven | E9 |  | Baseline Forecast | 0 | 0 | 0 | 0 | 0 | 0 | 0 | 0 | 0 | 0 | 0 | 0 | 0 | 0 | 0 | 0 | 0 | 0 | 0 | 0 | 0 | 0 | 0 | 0 | 0 | 0 | 0
Commercial_Health (WA)_New_Food Preparation_Natural Gas_Conveyor Oven_E10_Baseline Forecast | Commercial | Health (WA) | New | Food Preparation | Natural Gas | Conveyor Oven | E10 |  | Baseline Forecast | 0 | 0 | 0 | 0 | 0 | 0 | 0 | 0 | 0 | 0 | 0 | 0 | 0 | 0 | 0 | 0 | 0 | 0 | 0 | 0 | 0 | 0 | 0 | 0 | 0 | 0 | 0
Commercial_Health (WA)_New_Food Preparation_Natural Gas_Conveyor Oven_Vintage_Baseline Forecast | Commercial | Health (WA) | New | Food Preparation | Natural Gas | Conveyor Oven | Vintage | Vintage | Baseline Forecast | 0 | 0 | 0 | 0 | 0 | 0 | 0 | 0 | 0 | 0 | 0 | 0 | 0 | 0 | 0 | 0 | 0 | 0 | 0 | 0 | 0 | 0 | 0 | 0 | 0 | 0 | 0
Commercial_Health (WA)_New_Food Preparation_Natural Gas_Double Rack Oven_E1_Baseline Forecast | Commercial | Health (WA) | New | Food Preparation | Natural Gas | Double Rack Oven | E1 | Standard | Baseline Forecast | 0 | 562.5078 | 1088.6182 | 1617.2355 | 2144.4956 | 2660.8293 | 3167.8097 | 3663.8967 | 4151.5649 | 4631.0833 | 5102.3292 | 5557.6613 | 6005.8938 | 6446.6373 | 6878.7225 | 7302.1442 | 7719.3568 | 8129.1841 | 8531.4843 | 8926.1131 | 9314.35 | 9701.2302 | 10080.7717 | 10453.4699 | 10819.9479 | 11181.4746 | 11507.1782
Commercial_Health (WA)_New_Food Preparation_Natural Gas_Double Rack Oven_E2_Baseline Forecast | Commercial | Health (WA) | New | Food Preparation | Natural Gas | Double Rack Oven | E2 | FTSC Qualified (>50% Cooking Efficiency) | Baseline Forecast | 0 | 809.4624 | 1566.5481 | 2327.2413 | 3085.9814 | 3828.9983 | 4558.5554 | 5272.4367 | 5974.2032 | 6664.2418 | 7342.3762 | 7997.6102 | 8642.6276 | 9276.8682 | 9898.6495 | 10507.9636 | 11108.3428 | 11698.0943 | 12277.0139 | 12844.8945 | 13403.5768 | 13960.3069 | 14506.4764 | 15042.7982 | 15570.1689 | 16090.4147 | 16559.1101
Commercial_Health (WA)_New_Food Preparation_Natural Gas_Double Rack Oven_E3_Baseline Forecast | Commercial | Health (WA) | New | Food Preparation | Natural Gas | Double Rack Oven | E3 |  | Baseline Forecast | 0 | 0 | 0 | 0 | 0 | 0 | 0 | 0 | 0 | 0 | 0 | 0 | 0 | 0 | 0 | 0 | 0 | 0 | 0 | 0 | 0 | 0 | 0 | 0 | 0 | 0 | 0
Commercial_Health (WA)_New_Food Preparation_Natural Gas_Double Rack Oven_E4_Baseline Forecast | Commercial | Health (WA) | New | Food Preparation | Natural Gas | Double Rack Oven | E4 |  | Baseline Forecast | 0 | 0 | 0 | 0 | 0 | 0 | 0 | 0 | 0 | 0 | 0 | 0 | 0 | 0 | 0 | 0 | 0 | 0 | 0 | 0 | 0 | 0 | 0 | 0 | 0 | 0 | 0
Commercial_Health (WA)_New_Food Preparation_Natural Gas_Double Rack Oven_E5_Baseline Forecast | Commercial | Health (WA) | New | Food Preparation | Natural Gas | Double Rack Oven | E5 |  | Baseline Forecast | 0 | 0 | 0 | 0 | 0 | 0 | 0 | 0 | 0 | 0 | 0 | 0 | 0 | 0 | 0 | 0 | 0 | 0 | 0 | 0 | 0 | 0 | 0 | 0 | 0 | 0 | 0
Commercial_Health (WA)_New_Food Preparation_Natural Gas_Double Rack Oven_E6_Baseline Forecast | Commercial | Health (WA) | New | Food Preparation | Natural Gas | Double Rack Oven | E6 |  | Baseline Forecast | 0 | 0 | 0 | 0 | 0 | 0 | 0 | 0 | 0 | 0 | 0 | 0 | 0 | 0 | 0 | 0 | 0 | 0 | 0 | 0 | 0 | 0 | 0 | 0 | 0 | 0 | 0
Commercial_Health (WA)_New_Food Preparation_Natural Gas_Double Rack Oven_E7_Baseline Forecast | Commercial | Health (WA) | New | Food Preparation | Natural Gas | Double Rack Oven | E7 |  | Baseline Forecast | 0 | 0 | 0 | 0 | 0 | 0 | 0 | 0 | 0 | 0 | 0 | 0 | 0 | 0 | 0 | 0 | 0 | 0 | 0 | 0 | 0 | 0 | 0 | 0 | 0 | 0 | 0
Commercial_Health (WA)_New_Food Preparation_Natural Gas_Double Rack Oven_E8_Baseline Forecast | Commercial | Health (WA) | New | Food Preparation | Natural Gas | Double Rack Oven | E8 |  | Baseline Forecast | 0 | 0 | 0 | 0 | 0 | 0 | 0 | 0 | 0 | 0 | 0 | 0 | 0 | 0 | 0 | 0 | 0 | 0 | 0 | 0 | 0 | 0 | 0 | 0 | 0 | 0 | 0
Commercial_Health (WA)_New_Food Preparation_Natural Gas_Double Rack Oven_E9_Baseline Forecast | Commercial | Health (WA) | New | Food Preparation | Natural Gas | Double Rack Oven | E9 |  | Baseline Forecast | 0 | 0 | 0 | 0 | 0 | 0 | 0 | 0 | 0 | 0 | 0 | 0 | 0 | 0 | 0 | 0 | 0 | 0 | 0 | 0 | 0 | 0 | 0 | 0 | 0 | 0 | 0
Commercial_Health (WA)_New_Food Preparation_Natural Gas_Double Rack Oven_E10_Baseline Forecast | Commercial | Health (WA) | New | Food Preparation | Natural Gas | Double Rack Oven | E10 |  | Baseline Forecast | 0 | 0 | 0 | 0 | 0 | 0 | 0 | 0 | 0 | 0 | 0 | 0 | 0 | 0 | 0 | 0 | 0 | 0 | 0 | 0 | 0 | 0 | 0 | 0 | 0 | 0 | 0
Commercial_Health (WA)_New_Food Preparation_Natural Gas_Double Rack Oven_Vintage_Baseline Forecast | Commercial | Health (WA) | New | Food Preparation | Natural Gas | Double Rack Oven | Vintage | Vintage | Baseline Forecast | 0 | 0 | 0 | 0 | 0 | 0 | 0 | 0 | 0 | 0 | 0 | 0 | 0 | 0 | 0 | 0 | 0 | 0 | 0 | 0 | 0 | 0 | 0 | 0 | 0 | 0 | 0
Commercial_Health (WA)_New_Food Preparation_Natural Gas_Fryer_E1_Baseline Forecast | Commercial | Health (WA) | New | Food Preparation | Natural Gas | Fryer | E1 | Standard | Baseline Forecast | 0 | 23504.7595 | 45488.6298 | 67577.2544 | 89609.1665 | 111184.5134 | 132369.0235 | 153098.3466 | 173475.8866 | 193512.8786 | 213204.2027 | 232230.5545 | 250960.2434 | 269377.0021 | 287431.9707 | 305124.9255 | 322558.4322 | 339683.3371 | 356493.7129 | 372983.5402 | 389206.2748 | 405372.3218 | 421231.7143 | 436805.1553 | 452118.6789 | 467225.3121 | 480835.0531
Commercial_Health (WA)_New_Food Preparation_Natural Gas_Fryer_E2_Baseline Forecast | Commercial | Health (WA) | New | Food Preparation | Natural Gas | Fryer | E2 | ENERGY STAR | Baseline Forecast | 0 | 8258.429 | 15982.4915 | 23743.3597 | 31484.3017 | 39064.829 | 46508.0353 | 53791.311 | 60950.9872 | 67991.0114 | 74909.5847 | 81594.5191 | 88175.2207 | 94645.9737 | 100989.6113 | 107206.0549 | 113331.3411 | 119348.1995 | 125254.5478 | 131048.2709 | 136748.1506 | 142428.1131 | 148000.332 | 153472.0816 | 158852.5088 | 164160.2448 | 168942.0457
Commercial_Health (WA)_New_Food Preparation_Natural Gas_Fryer_E3_Baseline Forecast | Commercial | Health (WA) | New | Food Preparation | Natural Gas | Fryer | E3 |  | Baseline Forecast | 0 | 0 | 0 | 0 | 0 | 0 | 0 | 0 | 0 | 0 | 0 | 0 | 0 | 0 | 0 | 0 | 0 | 0 | 0 | 0 | 0 | 0 | 0 | 0 | 0 | 0 | 0
Commercial_Health (WA)_New_Food Preparation_Natural Gas_Fryer_E4_Baseline Forecast | Commercial | Health (WA) | New | Food Preparation | Natural Gas | Fryer | E4 |  | Baseline Forecast | 0 | 0 | 0 | 0 | 0 | 0 | 0 | 0 | 0 | 0 | 0 | 0 | 0 | 0 | 0 | 0 | 0 | 0 | 0 | 0 | 0 | 0 | 0 | 0 | 0 | 0 | 0
Commercial_Health (WA)_New_Food Preparation_Natural Gas_Fryer_E5_Baseline Forecast | Commercial | Health (WA) | New | Food Preparation | Natural Gas | Fryer | E5 |  | Baseline Forecast | 0 | 0 | 0 | 0 | 0 | 0 | 0 | 0 | 0 | 0 | 0 | 0 | 0 | 0 | 0 | 0 | 0 | 0 | 0 | 0 | 0 | 0 | 0 | 0 | 0 | 0 | 0
Commercial_Health (WA)_New_Food Preparation_Natural Gas_Fryer_E6_Baseline Forecast | Commercial | Health (WA) | New | Food Preparation | Natural Gas | Fryer | E6 |  | Baseline Forecast | 0 | 0 | 0 | 0 | 0 | 0 | 0 | 0 | 0 | 0 | 0 | 0 | 0 | 0 | 0 | 0 | 0 | 0 | 0 | 0 | 0 | 0 | 0 | 0 | 0 | 0 | 0
Commercial_Health (WA)_New_Food Preparation_Natural Gas_Fryer_E7_Baseline Forecast | Commercial | Health (WA) | New | Food Preparation | Natural Gas | Fryer | E7 |  | Baseline Forecast | 0 | 0 | 0 | 0 | 0 | 0 | 0 | 0 | 0 | 0 | 0 | 0 | 0 | 0 | 0 | 0 | 0 | 0 | 0 | 0 | 0 | 0 | 0 | 0 | 0 | 0 | 0
Commercial_Health (WA)_New_Food Preparation_Natural Gas_Fryer_E8_Baseline Forecast | Commercial | Health (WA) | New | Food Preparation | Natural Gas | Fryer | E8 |  | Baseline Forecast | 0 | 0 | 0 | 0 | 0 | 0 | 0 | 0 | 0 | 0 | 0 | 0 | 0 | 0 | 0 | 0 | 0 | 0 | 0 | 0 | 0 | 0 | 0 | 0 | 0 | 0 | 0
Commercial_Health (WA)_New_Food Preparation_Natural Gas_Fryer_E9_Baseline Forecast | Commercial | Health (WA) | New | Food Preparation | Natural Gas | Fryer | E9 |  | Baseline Forecast | 0 | 0 | 0 | 0 | 0 | 0 | 0 | 0 | 0 | 0 | 0 | 0 | 0 | 0 | 0 | 0 | 0 | 0 | 0 | 0 | 0 | 0 | 0 | 0 | 0 | 0 | 0
Commercial_Health (WA)_New_Food Preparation_Natural Gas_Fryer_E10_Baseline Forecast | Commercial | Health (WA) | New | Food Preparation | Natural Gas | Fryer | E10 |  | Baseline Forecast | 0 | 0 | 0 | 0 | 0 | 0 | 0 | 0 | 0 | 0 | 0 | 0 | 0 | 0 | 0 | 0 | 0 | 0 | 0 | 0 | 0 | 0 | 0 | 0 | 0 | 0 | 0
Commercial_Health (WA)_New_Food Preparation_Natural Gas_Fryer_Vintage_Baseline Forecast | Commercial | Health (WA) | New | Food Preparation | Natural Gas | Fryer | Vintage | Vintage | Baseline Forecast | 0 | 0 | 0 | 0 | 0 | 0 | 0 | 0 | 0 | 0 | 0 | 0 | 0 | 0 | 0 | 0 | 0 | 0 | 0 | 0 | 0 | 0 | 0 | 0 | 0 | 0 | 0
Commercial_Health (WA)_New_Food Preparation_Natural Gas_Broiler_E1_Baseline Forecast | Commercial | Health (WA) | New | Food Preparation | Natural Gas | Broiler | E1 | Standard | Baseline Forecast | 0 | 5291.6474 | 10240.8957 | 15213.7274 | 20173.7914 | 25031.0685 | 29800.3561 | 34467.167 | 39054.7807 | 43565.7266 | 47998.8519 | 52282.2714 | 56498.903 | 60645.0842 | 64709.8154 | 68693.0461 | 72617.8669 | 76473.212 | 80257.7469 | 83970.1164 | 87622.3551 | 91261.8316 | 94832.2708 | 98338.3334 | 101785.8806 | 105186.8504 | 108250.8235
Commercial_Health (WA)_New_Food Preparation_Natural Gas_Broiler_E2_Baseline Forecast | Commercial | Health (WA) | New | Food Preparation | Natural Gas | Broiler | E2 | Infrared Burners | Baseline Forecast | 0 | 1859.2275 | 3598.1525 | 5345.3637 | 7088.0889 | 8794.6997 | 10470.3954 | 12110.0857 | 13721.95 | 15306.8769 | 16864.4615 | 18369.4467 | 19850.9659 | 21307.7323 | 22735.8811 | 24135.3946 | 25514.3857 | 26868.9664 | 28198.6678 | 29503.0139 | 30786.2329 | 32064.9679 | 33319.4465 | 34551.3063 | 35762.6067 | 36957.542 | 38034.0731
Commercial_Health (WA)_New_Food Preparation_Natural Gas_Broiler_E3_Baseline Forecast | Commercial | Health (WA) | New | Food Preparation | Natural Gas | Broiler | E3 |  | Baseline Forecast | 0 | 0 | 0 | 0 | 0 | 0 | 0 | 0 | 0 | 0 | 0 | 0 | 0 | 0 | 0 | 0 | 0 | 0 | 0 | 0 | 0 | 0 | 0 | 0 | 0 | 0 | 0
Commercial_Health (WA)_New_Food Preparation_Natural Gas_Broiler_E4_Baseline Forecast | Commercial | Health (WA) | New | Food Preparation | Natural Gas | Broiler | E4 |  | Baseline Forecast | 0 | 0 | 0 | 0 | 0 | 0 | 0 | 0 | 0 | 0 | 0 | 0 | 0 | 0 | 0 | 0 | 0 | 0 | 0 | 0 | 0 | 0 | 0 | 0 | 0 | 0 | 0
Commercial_Health (WA)_New_Food Preparation_Natural Gas_Broiler_E5_Baseline Forecast | Commercial | Health (WA) | New | Food Preparation | Natural Gas | Broiler | E5 |  | Baseline Forecast | 0 | 0 | 0 | 0 | 0 | 0 | 0 | 0 | 0 | 0 | 0 | 0 | 0 | 0 | 0 | 0 | 0 | 0 | 0 | 0 | 0 | 0 | 0 | 0 | 0 | 0 | 0
Commercial_Health (WA)_New_Food Preparation_Natural Gas_Broiler_E6_Baseline Forecast | Commercial | Health (WA) | New | Food Preparation | Natural Gas | Broiler | E6 |  | Baseline Forecast | 0 | 0 | 0 | 0 | 0 | 0 | 0 | 0 | 0 | 0 | 0 | 0 | 0 | 0 | 0 | 0 | 0 | 0 | 0 | 0 | 0 | 0 | 0 | 0 | 0 | 0 | 0
Commercial_Health (WA)_New_Food Preparation_Natural Gas_Broiler_E7_Baseline Forecast | Commercial | Health (WA) | New | Food Preparation | Natural Gas | Broiler | E7 |  | Baseline Forecast | 0 | 0 | 0 | 0 | 0 | 0 | 0 | 0 | 0 | 0 | 0 | 0 | 0 | 0 | 0 | 0 | 0 | 0 | 0 | 0 | 0 | 0 | 0 | 0 | 0 | 0 | 0
Commercial_Health (WA)_New_Food Preparation_Natural Gas_Broiler_E8_Baseline Forecast | Commercial | Health (WA) | New | Food Preparation | Natural Gas | Broiler | E8 |  | Baseline Forecast | 0 | 0 | 0 | 0 | 0 | 0 | 0 | 0 | 0 | 0 | 0 | 0 | 0 | 0 | 0 | 0 | 0 | 0 | 0 | 0 | 0 | 0 | 0 | 0 | 0 | 0 | 0
Commercial_Health (WA)_New_Food Preparation_Natural Gas_Broiler_E9_Baseline Forecast | Commercial | Health (WA) | New | Food Preparation | Natural Gas | Broiler | E9 |  | Baseline Forecast | 0 | 0 | 0 | 0 | 0 | 0 | 0 | 0 | 0 | 0 | 0 | 0 | 0 | 0 | 0 | 0 | 0 | 0 | 0 | 0 | 0 | 0 | 0 | 0 | 0 | 0 | 0
Commercial_Health (WA)_New_Food Preparation_Natural Gas_Broiler_E10_Baseline Forecast | Commercial | Health (WA) | New | Food Preparation | Natural Gas | Broiler | E10 |  | Baseline Forecast | 0 | 0 | 0 | 0 | 0 | 0 | 0 | 0 | 0 | 0 | 0 | 0 | 0 | 0 | 0 | 0 | 0 | 0 | 0 | 0 | 0 | 0 | 0 | 0 | 0 | 0 | 0
Commercial_Health (WA)_New_Food Preparation_Natural Gas_Broiler_Vintage_Baseline Forecast | Commercial | Health (WA) | New | Food Preparation | Natural Gas | Broiler | Vintage | Vintage | Baseline Forecast | 0 | 0 | 0 | 0 | 0 | 0 | 0 | 0 | 0 | 0 | 0 | 0 | 0 | 0 | 0 | 0 | 0 | 0 | 0 | 0 | 0 | 0 | 0 | 0 | 0 | 0 | 0
Commercial_Health (WA)_New_Food Preparation_Natural Gas_Griddle_E1_Baseline Forecast | Commercial | Health (WA) | New | Food Preparation | Natural Gas | Griddle | E1 | Standard | Baseline Forecast | 0 | 5077.1212 | 9825.7243 | 14596.9547 | 19355.935 | 24016.2954 | 28592.2335 | 33069.8495 | 37471.4788 | 41799.5485 | 46052.9525 | 50162.7199 | 54208.4069 | 58186.4997 | 62086.4445 | 65908.1928 | 69673.8994 | 73372.9467 | 77004.0544 | 80565.9225 | 84070.0974 | 87562.0276 | 90987.7192 | 94351.6442 | 97659.426 | 100922.5186 | 103862.2766
Commercial_Health (WA)_New_Food Preparation_Natural Gas_Griddle_E2_Baseline Forecast | Commercial | Health (WA) | New | Food Preparation | Natural Gas | Griddle | E2 | ENERGY STAR | Baseline Forecast | 0 | 2073.7537 | 4013.324 | 5962.1364 | 7905.9453 | 9809.4728 | 11678.5179 | 13507.4033 | 15305.2519 | 17073.055 | 18810.3609 | 20488.9983 | 22141.462 | 23766.3168 | 25359.252 | 26920.2478 | 28458.3533 | 29969.2317 | 31452.3603 | 32907.2078 | 34338.4905 | 35764.7718 | 37163.998 | 38537.9955 | 39889.0613 | 41221.8738 | 42422.62
Commercial_Health (WA)_New_Food Preparation_Natural Gas_Griddle_E3_Baseline Forecast | Commercial | Health (WA) | New | Food Preparation | Natural Gas | Griddle | E3 |  | Baseline Forecast | 0 | 0 | 0 | 0 | 0 | 0 | 0 | 0 | 0 | 0 | 0 | 0 | 0 | 0 | 0 | 0 | 0 | 0 | 0 | 0 | 0 | 0 | 0 | 0 | 0 | 0 | 0
Commercial_Health (WA)_New_Food Preparation_Natural Gas_Griddle_E4_Baseline Forecast | Commercial | Health (WA) | New | Food Preparation | Natural Gas | Griddle | E4 |  | Baseline Forecast | 0 | 0 | 0 | 0 | 0 | 0 | 0 | 0 | 0 | 0 | 0 | 0 | 0 | 0 | 0 | 0 | 0 | 0 | 0 | 0 | 0 | 0 | 0 | 0 | 0 | 0 | 0
Commercial_Health (WA)_New_Food Preparation_Natural Gas_Griddle_E5_Baseline Forecast | Commercial | Health (WA) | New | Food Preparation | Natural Gas | Griddle | E5 |  | Baseline Forecast | 0 | 0 | 0 | 0 | 0 | 0 | 0 | 0 | 0 | 0 | 0 | 0 | 0 | 0 | 0 | 0 | 0 | 0 | 0 | 0 | 0 | 0 | 0 | 0 | 0 | 0 | 0
Commercial_Health (WA)_New_Food Preparation_Natural Gas_Griddle_E6_Baseline Forecast | Commercial | Health (WA) | New | Food Preparation | Natural Gas | Griddle | E6 |  | Baseline Forecast | 0 | 0 | 0 | 0 | 0 | 0 | 0 | 0 | 0 | 0 | 0 | 0 | 0 | 0 | 0 | 0 | 0 | 0 | 0 | 0 | 0 | 0 | 0 | 0 | 0 | 0 | 0
Commercial_Health (WA)_New_Food Preparation_Natural Gas_Griddle_E7_Baseline Forecast | Commercial | Health (WA) | New | Food Preparation | Natural Gas | Griddle | E7 |  | Baseline Forecast | 0 | 0 | 0 | 0 | 0 | 0 | 0 | 0 | 0 | 0 | 0 | 0 | 0 | 0 | 0 | 0 | 0 | 0 | 0 | 0 | 0 | 0 | 0 | 0 | 0 | 0 | 0
Commercial_Health (WA)_New_Food Preparation_Natural Gas_Griddle_E8_Baseline Forecast | Commercial | Health (WA) | New | Food Preparation | Natural Gas | Griddle | E8 |  | Baseline Forecast | 0 | 0 | 0 | 0 | 0 | 0 | 0 | 0 | 0 | 0 | 0 | 0 | 0 | 0 | 0 | 0 | 0 | 0 | 0 | 0 | 0 | 0 | 0 | 0 | 0 | 0 | 0
Commercial_Health (WA)_New_Food Preparation_Natural Gas_Griddle_E9_Baseline Forecast | Commercial | Health (WA) | New | Food Preparation | Natural Gas | Griddle | E9 |  | Baseline Forecast | 0 | 0 | 0 | 0 | 0 | 0 | 0 | 0 | 0 | 0 | 0 | 0 | 0 | 0 | 0 | 0 | 0 | 0 | 0 | 0 | 0 | 0 | 0 | 0 | 0 | 0 | 0
Commercial_Health (WA)_New_Food Preparation_Natural Gas_Griddle_E10_Baseline Forecast | Commercial | Health (WA) | New | Food Preparation | Natural Gas | Griddle | E10 |  | Baseline Forecast | 0 | 0 | 0 | 0 | 0 | 0 | 0 | 0 | 0 | 0 | 0 | 0 | 0 | 0 | 0 | 0 | 0 | 0 | 0 | 0 | 0 | 0 | 0 | 0 | 0 | 0 | 0
Commercial_Health (WA)_New_Food Preparation_Natural Gas_Griddle_Vintage_Baseline Forecast | Commercial | Health (WA) | New | Food Preparation | Natural Gas | Griddle | Vintage | Vintage | Baseline Forecast | 0 | 0 | 0 | 0 | 0 | 0 | 0 | 0 | 0 | 0 | 0 | 0 | 0 | 0 | 0 | 0 | 0 | 0 | 0 | 0 | 0 | 0 | 0 | 0 | 0 | 0 | 0
Commercial_Health (WA)_New_Food Preparation_Natural Gas_Range_E1_Baseline Forecast | Commercial | Health (WA) | New | Food Preparation | Natural Gas | Range | E1 | Standard | Baseline Forecast | 0 | 12394.4188 | 23986.8495 | 35634.5188 | 47252.2827 | 58629.2928 | 69800.2087 | 80731.0975 | 91476.4856 | 102042.2977 | 112425.8338 | 122458.7198 | 132335.1709 | 142046.6092 | 151567.27 | 160897.0354 | 170089.9899 | 179120.2139 | 187984.5819 | 196679.9198 | 205234.4156 | 213759.0192 | 222121.9192 | 230334.0326 | 238409.0876 | 246375.0461 | 253551.6705
Commercial_Health (WA)_New_Food Preparation_Natural Gas_Range_E2_Baseline Forecast | Commercial | Health (WA) | New | Food Preparation | Natural Gas | Range | E2 | High Efficiency | Baseline Forecast | 0 | 17835.871 | 34517.6615 | 51278.9417 | 67997.1873 | 84368.9823 | 100444.2027 | 116174.0183 | 131636.894 | 146841.3552 | 161783.5169 | 176221.0846 | 190433.5387 | 204408.5352 | 218108.9983 | 231534.7583 | 244763.644 | 257758.3566 | 270514.3984 | 283027.2017 | 295337.3298 | 307604.4423 | 319638.8593 | 331456.2908 | 343076.4919 | 354539.7005 | 364867.038
Commercial_Health (WA)_New_Food Preparation_Natural Gas_Range_E3_Baseline Forecast | Commercial | Health (WA) | New | Food Preparation | Natural Gas | Range | E3 |  | Baseline Forecast | 0 | 0 | 0 | 0 | 0 | 0 | 0 | 0 | 0 | 0 | 0 | 0 | 0 | 0 | 0 | 0 | 0 | 0 | 0 | 0 | 0 | 0 | 0 | 0 | 0 | 0 | 0
Commercial_Health (WA)_New_Food Preparation_Natural Gas_Range_E4_Baseline Forecast | Commercial | Health (WA) | New | Food Preparation | Natural Gas | Range | E4 |  | Baseline Forecast | 0 | 0 | 0 | 0 | 0 | 0 | 0 | 0 | 0 | 0 | 0 | 0 | 0 | 0 | 0 | 0 | 0 | 0 | 0 | 0 | 0 | 0 | 0 | 0 | 0 | 0 | 0
Commercial_Health (WA)_New_Food Preparation_Natural Gas_Range_E5_Baseline Forecast | Commercial | Health (WA) | New | Food Preparation | Natural Gas | Range | E5 |  | Baseline Forecast | 0 | 0 | 0 | 0 | 0 | 0 | 0 | 0 | 0 | 0 | 0 | 0 | 0 | 0 | 0 | 0 | 0 | 0 | 0 | 0 | 0 | 0 | 0 | 0 | 0 | 0 | 0
Commercial_Health (WA)_New_Food Preparation_Natural Gas_Range_E6_Baseline Forecast | Commercial | Health (WA) | New | Food Preparation | Natural Gas | Range | E6 |  | Baseline Forecast | 0 | 0 | 0 | 0 | 0 | 0 | 0 | 0 | 0 | 0 | 0 | 0 | 0 | 0 | 0 | 0 | 0 | 0 | 0 | 0 | 0 | 0 | 0 | 0 | 0 | 0 | 0
Commercial_Health (WA)_New_Food Preparation_Natural Gas_Range_E7_Baseline Forecast | Commercial | Health (WA) | New | Food Preparation | Natural Gas | Range | E7 |  | Baseline Forecast | 0 | 0 | 0 | 0 | 0 | 0 | 0 | 0 | 0 | 0 | 0 | 0 | 0 | 0 | 0 | 0 | 0 | 0 | 0 | 0 | 0 | 0 | 0 | 0 | 0 | 0 | 0
Commercial_Health (WA)_New_Food Preparation_Natural Gas_Range_E8_Baseline Forecast | Commercial | Health (WA) | New | Food Preparation | Natural Gas | Range | E8 |  | Baseline Forecast | 0 | 0 | 0 | 0 | 0 | 0 | 0 | 0 | 0 | 0 | 0 | 0 | 0 | 0 | 0 | 0 | 0 | 0 | 0 | 0 | 0 | 0 | 0 | 0 | 0 | 0 | 0
Commercial_Health (WA)_New_Food Preparation_Natural Gas_Range_E9_Baseline Forecast | Commercial | Health (WA) | New | Food Preparation | Natural Gas | Range | E9 |  | Baseline Forecast | 0 | 0 | 0 | 0 | 0 | 0 | 0 | 0 | 0 | 0 | 0 | 0 | 0 | 0 | 0 | 0 | 0 | 0 | 0 | 0 | 0 | 0 | 0 | 0 | 0 | 0 | 0
Commercial_Health (WA)_New_Food Preparation_Natural Gas_Range_E10_Baseline Forecast | Commercial | Health (WA) | New | Food Preparation | Natural Gas | Range | E10 |  | Baseline Forecast | 0 | 0 | 0 | 0 | 0 | 0 | 0 | 0 | 0 | 0 | 0 | 0 | 0 | 0 | 0 | 0 | 0 | 0 | 0 | 0 | 0 | 0 | 0 | 0 | 0 | 0 | 0
Commercial_Health (WA)_New_Food Preparation_Natural Gas_Range_Vintage_Baseline Forecast | Commercial | Health (WA) | New | Food Preparation | Natural Gas | Range | Vintage | Vintage | Baseline Forecast | 0 | 0 | 0 | 0 | 0 | 0 | 0 | 0 | 0 | 0 | 0 | 0 | 0 | 0 | 0 | 0 | 0 | 0 | 0 | 0 | 0 | 0 | 0 | 0 | 0 | 0 | 0
Commercial_Health (WA)_New_Food Preparation_Natural Gas_Steamer_E1_Baseline Forecast | Commercial | Health (WA) | New | Food Preparation | Natural Gas | Steamer | E1 | Standard | Baseline Forecast | 0 | 1661.0049 | 3214.5336 | 4775.4649 | 6332.3885 | 7857.0481 | 9354.0885 | 10818.9624 | 12258.9769 | 13674.926 | 15066.4478 | 16410.9783 | 17734.5445 | 19035.9969 | 20311.8829 | 21562.1865 | 22794.1557 | 24004.3171 | 25192.2517 | 26357.5341 | 27503.9421 | 28646.344 | 29767.0757 | 30867.6002 | 31949.7571 | 33017.2938 | 33979.0499
Commercial_Health (WA)_New_Food Preparation_Natural Gas_Steamer_E2_Baseline Forecast | Commercial | Health (WA) | New | Food Preparation | Natural Gas | Steamer | E2 | ENERGY STAR | Baseline Forecast | 0 | 1661.0049 | 3214.5336 | 4775.4649 | 6332.3885 | 7857.0481 | 9354.0885 | 10818.9624 | 12258.9769 | 13674.926 | 15066.4478 | 16410.9783 | 17734.5445 | 19035.9969 | 20311.8829 | 21562.1865 | 22794.1557 | 24004.3171 | 25192.2517 | 26357.5341 | 27503.9421 | 28646.344 | 29767.0757 | 30867.6002 | 31949.7571 | 33017.2938 | 33979.0499
Commercial_Health (WA)_New_Food Preparation_Natural Gas_Steamer_E3_Baseline Forecast | Commercial | Health (WA) | New | Food Preparation | Natural Gas | Steamer | E3 |  | Baseline Forecast | 0 | 0 | 0 | 0 | 0 | 0 | 0 | 0 | 0 | 0 | 0 | 0 | 0 | 0 | 0 | 0 | 0 | 0 | 0 | 0 | 0 | 0 | 0 | 0 | 0 | 0 | 0
Commercial_Health (WA)_New_Food Preparation_Natural Gas_Steamer_E4_Baseline Forecast | Commercial | Health (WA) | New | Food Preparation | Natural Gas | Steamer | E4 |  | Baseline Forecast | 0 | 0 | 0 | 0 | 0 | 0 | 0 | 0 | 0 | 0 | 0 | 0 | 0 | 0 | 0 | 0 | 0 | 0 | 0 | 0 | 0 | 0 | 0 | 0 | 0 | 0 | 0
Commercial_Health (WA)_New_Food Preparation_Natural Gas_Steamer_E5_Baseline Forecast | Commercial | Health (WA) | New | Food Preparation | Natural Gas | Steamer | E5 |  | Baseline Forecast | 0 | 0 | 0 | 0 | 0 | 0 | 0 | 0 | 0 | 0 | 0 | 0 | 0 | 0 | 0 | 0 | 0 | 0 | 0 | 0 | 0 | 0 | 0 | 0 | 0 | 0 | 0
Commercial_Health (WA)_New_Food Preparation_Natural Gas_Steamer_E6_Baseline Forecast | Commercial | Health (WA) | New | Food Preparation | Natural Gas | Steamer | E6 |  | Baseline Forecast | 0 | 0 | 0 | 0 | 0 | 0 | 0 | 0 | 0 | 0 | 0 | 0 | 0 | 0 | 0 | 0 | 0 | 0 | 0 | 0 | 0 | 0 | 0 | 0 | 0 | 0 | 0
Commercial_Health (WA)_New_Food Preparation_Natural Gas_Steamer_E7_Baseline Forecast | Commercial | Health (WA) | New | Food Preparation | Natural Gas | Steamer | E7 |  | Baseline Forecast | 0 | 0 | 0 | 0 | 0 | 0 | 0 | 0 | 0 | 0 | 0 | 0 | 0 | 0 | 0 | 0 | 0 | 0 | 0 | 0 | 0 | 0 | 0 | 0 | 0 | 0 | 0
Commercial_Health (WA)_New_Food Preparation_Natural Gas_Steamer_E8_Baseline Forecast | Commercial | Health (WA) | New | Food Preparation | Natural Gas | Steamer | E8 |  | Baseline Forecast | 0 | 0 | 0 | 0 | 0 | 0 | 0 | 0 | 0 | 0 | 0 | 0 | 0 | 0 | 0 | 0 | 0 | 0 | 0 | 0 | 0 | 0 | 0 | 0 | 0 | 0 | 0
Commercial_Health (WA)_New_Food Preparation_Natural Gas_Steamer_E9_Baseline Forecast | Commercial | Health (WA) | New | Food Preparation | Natural Gas | Steamer | E9 |  | Baseline Forecast | 0 | 0 | 0 | 0 | 0 | 0 | 0 | 0 | 0 | 0 | 0 | 0 | 0 | 0 | 0 | 0 | 0 | 0 | 0 | 0 | 0 | 0 | 0 | 0 | 0 | 0 | 0
Commercial_Health (WA)_New_Food Preparation_Natural Gas_Steamer_E10_Baseline Forecast | Commercial | Health (WA) | New | Food Preparation | Natural Gas | Steamer | E10 |  | Baseline Forecast | 0 | 0 | 0 | 0 | 0 | 0 | 0 | 0 | 0 | 0 | 0 | 0 | 0 | 0 | 0 | 0 | 0 | 0 | 0 | 0 | 0 | 0 | 0 | 0 | 0 | 0 | 0
Commercial_Health (WA)_New_Food Preparation_Natural Gas_Steamer_Vintage_Baseline Forecast | Commercial | Health (WA) | New | Food Preparation | Natural Gas | Steamer | Vintage | Vintage | Baseline Forecast | 0 | 0 | 0 | 0 | 0 | 0 | 0 | 0 | 0 | 0 | 0 | 0 | 0 | 0 | 0 | 0 | 0 | 0 | 0 | 0 | 0 | 0 | 0 | 0 | 0 | 0 | 0
Commercial_Health (WA)_New_Food Preparation_Natural Gas_Food Prep Other_E1_Baseline Forecast | Commercial | Health (WA) | New | Food Preparation | Natural Gas | Food Prep Other | E1 | Standard | Baseline Forecast | 0 | 0 | 0 | 0 | 0 | 0 | 0 | 0 | 0 | 0 | 0 | 0 | 0 | 0 | 0 | 0 | 0 | 0 | 0 | 0 | 0 | 0 | 0 | 0 | 0 | 0 | 0
Commercial_Health (WA)_New_Food Preparation_Natural Gas_Food Prep Other_E2_Baseline Forecast | Commercial | Health (WA) | New | Food Preparation | Natural Gas | Food Prep Other | E2 | ENERGY STAR | Baseline Forecast | 0 | 0 | 0 | 0 | 0 | 0 | 0 | 0 | 0 | 0 | 0 | 0 | 0 | 0 | 0 | 0 | 0 | 0 | 0 | 0 | 0 | 0 | 0 | 0 | 0 | 0 | 0
Commercial_Health (WA)_New_Food Preparation_Natural Gas_Food Prep Other_E3_Baseline Forecast | Commercial | Health (WA) | New | Food Preparation | Natural Gas | Food Prep Other | E3 |  | Baseline Forecast | 0 | 0 | 0 | 0 | 0 | 0 | 0 | 0 | 0 | 0 | 0 | 0 | 0 | 0 | 0 | 0 | 0 | 0 | 0 | 0 | 0 | 0 | 0 | 0 | 0 | 0 | 0
Commercial_Health (WA)_New_Food Preparation_Natural Gas_Food Prep Other_E4_Baseline Forecast | Commercial | Health (WA) | New | Food Preparation | Natural Gas | Food Prep Other | E4 |  | Baseline Forecast | 0 | 0 | 0 | 0 | 0 | 0 | 0 | 0 | 0 | 0 | 0 | 0 | 0 | 0 | 0 | 0 | 0 | 0 | 0 | 0 | 0 | 0 | 0 | 0 | 0 | 0 | 0
Commercial_Health (WA)_New_Food Preparation_Natural Gas_Food Prep Other_E5_Baseline Forecast | Commercial | Health (WA) | New | Food Preparation | Natural Gas | Food Prep Other | E5 |  | Baseline Forecast | 0 | 0 | 0 | 0 | 0 | 0 | 0 | 0 | 0 | 0 | 0 | 0 | 0 | 0 | 0 | 0 | 0 | 0 | 0 | 0 | 0 | 0 | 0 | 0 | 0 | 0 | 0
Commercial_Health (WA)_New_Food Preparation_Natural Gas_Food Prep Other_E6_Baseline Forecast | Commercial | Health (WA) | New | Food Preparation | Natural Gas | Food Prep Other | E6 |  | Baseline Forecast | 0 | 0 | 0 | 0 | 0 | 0 | 0 | 0 | 0 | 0 | 0 | 0 | 0 | 0 | 0 | 0 | 0 | 0 | 0 | 0 | 0 | 0 | 0 | 0 | 0 | 0 | 0
Commercial_Health (WA)_New_Food Preparation_Natural Gas_Food Prep Other_E7_Baseline Forecast | Commercial | Health (WA) | New | Food Preparation | Natural Gas | Food Prep Other | E7 |  | Baseline Forecast | 0 | 0 | 0 | 0 | 0 | 0 | 0 | 0 | 0 | 0 | 0 | 0 | 0 | 0 | 0 | 0 | 0 | 0 | 0 | 0 | 0 | 0 | 0 | 0 | 0 | 0 | 0
Commercial_Health (WA)_New_Food Preparation_Natural Gas_Food Prep Other_E8_Baseline Forecast | Commercial | Health (WA) | New | Food Preparation | Natural Gas | Food Prep Other | E8 |  | Baseline Forecast | 0 | 0 | 0 | 0 | 0 | 0 | 0 | 0 | 0 | 0 | 0 | 0 | 0 | 0 | 0 | 0 | 0 | 0 | 0 | 0 | 0 | 0 | 0 | 0 | 0 | 0 | 0
Commercial_Health (WA)_New_Food Preparation_Natural Gas_Food Prep Other_E9_Baseline Forecast | Commercial | Health (WA) | New | Food Preparation | Natural Gas | Food Prep Other | E9 |  | Baseline Forecast | 0 | 0 | 0 | 0 | 0 | 0 | 0 | 0 | 0 | 0 | 0 | 0 | 0 | 0 | 0 | 0 | 0 | 0 | 0 | 0 | 0 | 0 | 0 | 0 | 0 | 0 | 0
Commercial_Health (WA)_New_Food Preparation_Natural Gas_Food Prep Other_E10_Baseline Forecast | Commercial | Health (WA) | New | Food Preparation | Natural Gas | Food Prep Other | E10 |  | Baseline Forecast | 0 | 0 | 0 | 0 | 0 | 0 | 0 | 0 | 0 | 0 | 0 | 0 | 0 | 0 | 0 | 0 | 0 | 0 | 0 | 0 | 0 | 0 | 0 | 0 | 0 | 0 | 0
Commercial_Health (WA)_New_Food Preparation_Natural Gas_Food Prep Other_Vintage_Baseline Forecast | Commercial | Health (WA) | New | Food Preparation | Natural Gas | Food Prep Other | Vintage | Vintage | Baseline Forecast | 0 | 0 | 0 | 0 | 0 | 0 | 0 | 0 | 0 | 0 | 0 | 0 | 0 | 0 | 0 | 0 | 0 | 0 | 0 | 0 | 0 | 0 | 0 | 0 | 0 | 0 | 0
Commercial_Health (WA)_New_Miscellaneous_Natural Gas_Pool Heater_E1_Baseline Forecast | Commercial | Health (WA) | New | Miscellaneous | Natural Gas | Pool Heater | E1 | Standard (EF .82) | Baseline Forecast | 0 | 0 | 0 | 0 | 0 | 0 | 0 | 0 | 0 | 0 | 0 | 0 | 0 | 0 | 0 | 0 | 0 | 0 | 0 | 0 | 0 | 0 | 0 | 0 | 0 | 0 | 0
Commercial_Health (WA)_New_Miscellaneous_Natural Gas_Pool Heater_E2_Baseline Forecast | Commercial | Health (WA) | New | Miscellaneous | Natural Gas | Pool Heater | E2 | Condensing (EF .90) | Baseline Forecast | 0 | 0 | 0 | 0 | 0 | 0 | 0 | 0 | 0 | 0 | 0 | 0 | 0 | 0 | 0 | 0 | 0 | 0 | 0 | 0 | 0 | 0 | 0 | 0 | 0 | 0 | 0
Commercial_Health (WA)_New_Miscellaneous_Natural Gas_Pool Heater_E3_Baseline Forecast | Commercial | Health (WA) | New | Miscellaneous | Natural Gas | Pool Heater | E3 |  | Baseline Forecast | 0 | 0 | 0 | 0 | 0 | 0 | 0 | 0 | 0 | 0 | 0 | 0 | 0 | 0 | 0 | 0 | 0 | 0 | 0 | 0 | 0 | 0 | 0 | 0 | 0 | 0 | 0
Commercial_Health (WA)_New_Miscellaneous_Natural Gas_Pool Heater_E4_Baseline Forecast | Commercial | Health (WA) | New | Miscellaneous | Natural Gas | Pool Heater | E4 |  | Baseline Forecast | 0 | 0 | 0 | 0 | 0 | 0 | 0 | 0 | 0 | 0 | 0 | 0 | 0 | 0 | 0 | 0 | 0 | 0 | 0 | 0 | 0 | 0 | 0 | 0 | 0 | 0 | 0
Commercial_Health (WA)_New_Miscellaneous_Natural Gas_Pool Heater_E5_Baseline Forecast | Commercial | Health (WA) | New | Miscellaneous | Natural Gas | Pool Heater | E5 |  | Baseline Forecast | 0 | 0 | 0 | 0 | 0 | 0 | 0 | 0 | 0 | 0 | 0 | 0 | 0 | 0 | 0 | 0 | 0 | 0 | 0 | 0 | 0 | 0 | 0 | 0 | 0 | 0 | 0
Commercial_Health (WA)_New_Miscellaneous_Natural Gas_Pool Heater_E6_Baseline Forecast | Commercial | Health (WA) | New | Miscellaneous | Natural Gas | Pool Heater | E6 |  | Baseline Forecast | 0 | 0 | 0 | 0 | 0 | 0 | 0 | 0 | 0 | 0 | 0 | 0 | 0 | 0 | 0 | 0 | 0 | 0 | 0 | 0 | 0 | 0 | 0 | 0 | 0 | 0 | 0
Commercial_Health (WA)_New_Miscellaneous_Natural Gas_Pool Heater_E7_Baseline Forecast | Commercial | Health (WA) | New | Miscellaneous | Natural Gas | Pool Heater | E7 |  | Baseline Forecast | 0 | 0 | 0 | 0 | 0 | 0 | 0 | 0 | 0 | 0 | 0 | 0 | 0 | 0 | 0 | 0 | 0 | 0 | 0 | 0 | 0 | 0 | 0 | 0 | 0 | 0 | 0
Commercial_Health (WA)_New_Miscellaneous_Natural Gas_Pool Heater_E8_Baseline Forecast | Commercial | Health (WA) | New | Miscellaneous | Natural Gas | Pool Heater | E8 |  | Baseline Forecast | 0 | 0 | 0 | 0 | 0 | 0 | 0 | 0 | 0 | 0 | 0 | 0 | 0 | 0 | 0 | 0 | 0 | 0 | 0 | 0 | 0 | 0 | 0 | 0 | 0 | 0 | 0
Commercial_Health (WA)_New_Miscellaneous_Natural Gas_Pool Heater_E9_Baseline Forecast | Commercial | Health (WA) | New | Miscellaneous | Natural Gas | Pool Heater | E9 |  | Baseline Forecast | 0 | 0 | 0 | 0 | 0 | 0 | 0 | 0 | 0 | 0 | 0 | 0 | 0 | 0 | 0 | 0 | 0 | 0 | 0 | 0 | 0 | 0 | 0 | 0 | 0 | 0 | 0
Commercial_Health (WA)_New_Miscellaneous_Natural Gas_Pool Heater_E10_Baseline Forecast | Commercial | Health (WA) | New | Miscellaneous | Natural Gas | Pool Heater | E10 |  | Baseline Forecast | 0 | 0 | 0 | 0 | 0 | 0 | 0 | 0 | 0 | 0 | 0 | 0 | 0 | 0 | 0 | 0 | 0 | 0 | 0 | 0 | 0 | 0 | 0 | 0 | 0 | 0 | 0
Commercial_Health (WA)_New_Miscellaneous_Natural Gas_Pool Heater_Vintage_Baseline Forecast | Commercial | Health (WA) | New | Miscellaneous | Natural Gas | Pool Heater | Vintage | Vintage | Baseline Forecast | 0 | 0 | 0 | 0 | 0 | 0 | 0 | 0 | 0 | 0 | 0 | 0 | 0 | 0 | 0 | 0 | 0 | 0 | 0 | 0 | 0 | 0 | 0 | 0 | 0 | 0 | 0
Commercial_Health (WA)_New_Miscellaneous_Natural Gas_Miscellaneous_E1_Baseline Forecast | Commercial | Health (WA) | New | Miscellaneous | Natural Gas | Miscellaneous | E1 | Standard | Baseline Forecast | 0 | 138860.0127 | 268735.0069 | 399228.8626 | 529387.6754 | 656849.2193 | 782001.8017 | 904465.2569 | 1024850.469 | 1143223.8122 | 1259555.0391 | 1371957.7826 | 1482607.9188 | 1591409.3444 | 1698073.4081 | 1802598.7888 | 1905591.4172 | 2006760.906 | 2106072.2393 | 2203489.8548 | 2299329.5561 | 2394834.3618 | 2488527.5323 | 2580531.3758 | 2670999.6947 | 2760245.7593 | 2840648.5729
Commercial_Health (WA)_New_Miscellaneous_Natural Gas_Miscellaneous_E2_Baseline Forecast | Commercial | Health (WA) | New | Miscellaneous | Natural Gas | Miscellaneous | E2 |  | Baseline Forecast | 0 | 0 | 0 | 0 | 0 | 0 | 0 | 0 | 0 | 0 | 0 | 0 | 0 | 0 | 0 | 0 | 0 | 0 | 0 | 0 | 0 | 0 | 0 | 0 | 0 | 0 | 0
Commercial_Health (WA)_New_Miscellaneous_Natural Gas_Miscellaneous_E3_Baseline Forecast | Commercial | Health (WA) | New | Miscellaneous | Natural Gas | Miscellaneous | E3 |  | Baseline Forecast | 0 | 0 | 0 | 0 | 0 | 0 | 0 | 0 | 0 | 0 | 0 | 0 | 0 | 0 | 0 | 0 | 0 | 0 | 0 | 0 | 0 | 0 | 0 | 0 | 0 | 0 | 0
Commercial_Health (WA)_New_Miscellaneous_Natural Gas_Miscellaneous_E4_Baseline Forecast | Commercial | Health (WA) | New | Miscellaneous | Natural Gas | Miscellaneous | E4 |  | Baseline Forecast | 0 | 0 | 0 | 0 | 0 | 0 | 0 | 0 | 0 | 0 | 0 | 0 | 0 | 0 | 0 | 0 | 0 | 0 | 0 | 0 | 0 | 0 | 0 | 0 | 0 | 0 | 0
Commercial_Health (WA)_New_Miscellaneous_Natural Gas_Miscellaneous_E5_Baseline Forecast | Commercial | Health (WA) | New | Miscellaneous | Natural Gas | Miscellaneous | E5 |  | Baseline Forecast | 0 | 0 | 0 | 0 | 0 | 0 | 0 | 0 | 0 | 0 | 0 | 0 | 0 | 0 | 0 | 0 | 0 | 0 | 0 | 0 | 0 | 0 | 0 | 0 | 0 | 0 | 0
Commercial_Health (WA)_New_Miscellaneous_Natural Gas_Miscellaneous_E6_Baseline Forecast | Commercial | Health (WA) | New | Miscellaneous | Natural Gas | Miscellaneous | E6 |  | Baseline Forecast | 0 | 0 | 0 | 0 | 0 | 0 | 0 | 0 | 0 | 0 | 0 | 0 | 0 | 0 | 0 | 0 | 0 | 0 | 0 | 0 | 0 | 0 | 0 | 0 | 0 | 0 | 0
Commercial_Health (WA)_New_Miscellaneous_Natural Gas_Miscellaneous_E7_Baseline Forecast | Commercial | Health (WA) | New | Miscellaneous | Natural Gas | Miscellaneous | E7 |  | Baseline Forecast | 0 | 0 | 0 | 0 | 0 | 0 | 0 | 0 | 0 | 0 | 0 | 0 | 0 | 0 | 0 | 0 | 0 | 0 | 0 | 0 | 0 | 0 | 0 | 0 | 0 | 0 | 0
Commercial_Health (WA)_New_Miscellaneous_Natural Gas_Miscellaneous_E8_Baseline Forecast | Commercial | Health (WA) | New | Miscellaneous | Natural Gas | Miscellaneous | E8 |  | Baseline Forecast | 0 | 0 | 0 | 0 | 0 | 0 | 0 | 0 | 0 | 0 | 0 | 0 | 0 | 0 | 0 | 0 | 0 | 0 | 0 | 0 | 0 | 0 | 0 | 0 | 0 | 0 | 0
Commercial_Health (WA)_New_Miscellaneous_Natural Gas_Miscellaneous_E9_Baseline Forecast | Commercial | Health (WA) | New | Miscellaneous | Natural Gas | Miscellaneous | E9 |  | Baseline Forecast | 0 | 0 | 0 | 0 | 0 | 0 | 0 | 0 | 0 | 0 | 0 | 0 | 0 | 0 | 0 | 0 | 0 | 0 | 0 | 0 | 0 | 0 | 0 | 0 | 0 | 0 | 0
Commercial_Health (WA)_New_Miscellaneous_Natural Gas_Miscellaneous_E10_Baseline Forecast | Commercial | Health (WA) | New | Miscellaneous | Natural Gas | Miscellaneous | E10 |  | Baseline Forecast | 0 | 0 | 0 | 0 | 0 | 0 | 0 | 0 | 0 | 0 | 0 | 0 | 0 | 0 | 0 | 0 | 0 | 0 | 0 | 0 | 0 | 0 | 0 | 0 | 0 | 0 | 0
Commercial_Health (WA)_New_Miscellaneous_Natural Gas_Miscellaneous_Vintage_Baseline Forecast | Commercial | Health (WA) | New | Miscellaneous | Natural Gas | Miscellaneous | Vintage | Vintage | Baseline Forecast | 0 | 0 | 0 | 0 | 0 | 0 | 0 | 0 | 0 | 0 | 0 | 0 | 0 | 0 | 0 | 0 | 0 | 0 | 0 | 0 | 0 | 0 | 0 | 0 | 0 | 0 | 0
Commercial_Lodging (WA)_Existing_Space Heating_Natural Gas_Furnace_E1_Baseline Forecast | Commercial | Lodging (WA) | Existing | Space Heating | Natural Gas | Furnace | E1 | AFUE 80% (Standard) | Baseline Forecast | 0 | 49847.3162 | 99834.0655 | 149768.6493 | 199483.7415 | 248833.6559 | 297691.9914 | 345949.5256 | 393512.3317 | 440300.0934 | 486244.5993 | 530245.5226 | 563631.9612 | 596089.4607 | 623669.4271 | 646905.7693 | 666280.2416 | 682013.8709 | 694700.3931 | 704677.6448 | 712223.2068 | 717644.279 | 721261.4848 | 723366.836 | 724035.4769 | 723437.0394 | 721723.0046
Commercial_Lodging (WA)_Existing_Space Heating_Natural Gas_Furnace_E2_Baseline Forecast | Commercial | Lodging (WA) | Existing | Space Heating | Natural Gas | Furnace | E2 | AFUE 90% | Baseline Forecast | 0 | 0 | 0 | 0 | 0 | 0 | 0 | 0 | 0 | 0 | 0 | 1042.8732 | 6497.6885 | 7352.25 | 8157.5206 | 8918.4304 | 9635.2035 | 10517.9002 | 11358.3243 | 12163.414 | 12963.8795 | 13728.1596 | 14382.048 | 14853.7975 | 15265.1242 | 15622.3122 | 15931.053
Commercial_Lodging (WA)_Existing_Space Heating_Natural Gas_Furnace_E3_Baseline Forecast | Commercial | Lodging (WA) | Existing | Space Heating | Natural Gas | Furnace | E3 | AFUE 96% | Baseline Forecast | 0 | 0 | 0 | 0 | 0 | 0 | 0 | 0 | 0 | 0 | 0 | 0 | 0 | 0 | 0 | 0 | 0 | 0 | 0 | 0 | 0 | 0 | 0 | 0 | 0 | 0 | 0
Commercial_Lodging (WA)_Existing_Space Heating_Natural Gas_Furnace_E4_Baseline Forecast | Commercial | Lodging (WA) | Existing | Space Heating | Natural Gas | Furnace | E4 |  | Baseline Forecast | 0 | 0 | 0 | 0 | 0 | 0 | 0 | 0 | 0 | 0 | 0 | 0 | 0 | 0 | 0 | 0 | 0 | 0 | 0 | 0 | 0 | 0 | 0 | 0 | 0 | 0 | 0
Commercial_Lodging (WA)_Existing_Space Heating_Natural Gas_Furnace_E5_Baseline Forecast | Commercial | Lodging (WA) | Existing | Space Heating | Natural Gas | Furnace | E5 |  | Baseline Forecast | 0 | 0 | 0 | 0 | 0 | 0 | 0 | 0 | 0 | 0 | 0 | 0 | 0 | 0 | 0 | 0 | 0 | 0 | 0 | 0 | 0 | 0 | 0 | 0 | 0 | 0 | 0
Commercial_Lodging (WA)_Existing_Space Heating_Natural Gas_Furnace_E6_Baseline Forecast | Commercial | Lodging (WA) | Existing | Space Heating | Natural Gas | Furnace | E6 |  | Baseline Forecast | 0 | 0 | 0 | 0 | 0 | 0 | 0 | 0 | 0 | 0 | 0 | 0 | 0 | 0 | 0 | 0 | 0 | 0 | 0 | 0 | 0 | 0 | 0 | 0 | 0 | 0 | 0
Commercial_Lodging (WA)_Existing_Space Heating_Natural Gas_Furnace_E7_Baseline Forecast | Commercial | Lodging (WA) | Existing | Space Heating | Natural Gas | Furnace | E7 |  | Baseline Forecast | 0 | 0 | 0 | 0 | 0 | 0 | 0 | 0 | 0 | 0 | 0 | 0 | 0 | 0 | 0 | 0 | 0 | 0 | 0 | 0 | 0 | 0 | 0 | 0 | 0 | 0 | 0
Commercial_Lodging (WA)_Existing_Space Heating_Natural Gas_Furnace_E8_Baseline Forecast | Commercial | Lodging (WA) | Existing | Space Heating | Natural Gas | Furnace | E8 |  | Baseline Forecast | 0 | 0 | 0 | 0 | 0 | 0 | 0 | 0 | 0 | 0 | 0 | 0 | 0 | 0 | 0 | 0 | 0 | 0 | 0 | 0 | 0 | 0 | 0 | 0 | 0 | 0 | 0
Commercial_Lodging (WA)_Existing_Space Heating_Natural Gas_Furnace_E9_Baseline Forecast | Commercial | Lodging (WA) | Existing | Space Heating | Natural Gas | Furnace | E9 |  | Baseline Forecast | 0 | 0 | 0 | 0 | 0 | 0 | 0 | 0 | 0 | 0 | 0 | 0 | 0 | 0 | 0 | 0 | 0 | 0 | 0 | 0 | 0 | 0 | 0 | 0 | 0 | 0 | 0
Commercial_Lodging (WA)_Existing_Space Heating_Natural Gas_Furnace_E10_Baseline Forecast | Commercial | Lodging (WA) | Existing | Space Heating | Natural Gas | Furnace | E10 |  | Baseline Forecast | 0 | 0 | 0 | 0 | 0 | 0 | 0 | 0 | 0 | 0 | 0 | 0 | 0 | 0 | 0 | 0 | 0 | 0 | 0 | 0 | 0 | 0 | 0 | 0 | 0 | 0 | 0
Commercial_Lodging (WA)_Existing_Space Heating_Natural Gas_Furnace_Vintage_Baseline Forecast | Commercial | Lodging (WA) | Existing | Space Heating | Natural Gas | Furnace | Vintage | Vintage | Baseline Forecast | 1252997.9689 | 1183873.7608 | 1114906.6873 | 1046283.7842 | 978167.8853 | 910700.2536 | 844002.9349 | 778180.8634 | 713323.7436 | 649507.7346 | 586796.9544 | 525244.8264 | 470149.2152 | 420832.864 | 376689.5565 | 337176.666 | 301808.4842 | 270150.2516 | 241812.8127 | 216447.8323 | 193743.5142 | 173420.768 | 155229.7783 | 138946.9345 | 124372.0812 | 111326.0587 | 99648.5001
Commercial_Lodging (WA)_Existing_Space Heating_Natural Gas_Boiler_E1_Baseline Forecast | Commercial | Lodging (WA) | Existing | Space Heating | Natural Gas | Boiler | E1 | AFUE 80% (Standard) | Baseline Forecast | 0 | 6870.7129 | 14268.0203 | 22096.6804 | 30272.3775 | 38720.5564 | 47678.6761 | 56789.9596 | 66001.6338 | 75267.332 | 84546.4037 | 93803.2975 | 102111.779 | 110348.7306 | 118492.7452 | 126525.361 | 135852.6654 | 145014.5887 | 153998.1138 | 162792.3314 | 171388.2023 | 179778.3467 | 187956.8544 | 195919.1167 | 203661.6746 | 211182.0848 | 218478.7985
Commercial_Lodging (WA)_Existing_Space Heating_Natural Gas_Boiler_E2_Baseline Forecast | Commercial | Lodging (WA) | Existing | Space Heating | Natural Gas | Boiler | E2 | AFUE 85% | Baseline Forecast | 0 | 0 | 0 | 0 | 0 | 0 | 0 | 0 | 0 | 0 | 0 | 0 | 0 | 0 | 0 | 0 | 0 | 0 | 0 | 0 | 0 | 0 | 0 | 0 | 0 | 0 | 0
Commercial_Lodging (WA)_Existing_Space Heating_Natural Gas_Boiler_E3_Baseline Forecast | Commercial | Lodging (WA) | Existing | Space Heating | Natural Gas | Boiler | E3 | AFUE 97% | Baseline Forecast | 0 | 6246.1026 | 12970.9275 | 20087.8913 | 27520.3431 | 35200.5059 | 42765.2316 | 50460.4699 | 58241.4352 | 66068.7774 | 73907.997 | 81728.9211 | 90400.4642 | 98995.9154 | 107493.5284 | 115874.5554 | 122700.9905 | 129405.692 | 135978.6496 | 142411.4633 | 148697.1627 | 154830.0451 | 160805.5316 | 166620.0378 | 172270.8585 | 177756.0648 | 183074.4123
Commercial_Lodging (WA)_Existing_Space Heating_Natural Gas_Boiler_E4_Baseline Forecast | Commercial | Lodging (WA) | Existing | Space Heating | Natural Gas | Boiler | E4 | Convert to NG Air Source Heat Pump | Baseline Forecast | 0 | 0 | 0 | 0 | 0 | 0 | 0 | 0 | 0 | 0 | 0 | 0 | 0 | 0 | 0 | 0 | 0 | 0 | 0 | 0 | 0 | 0 | 0 | 0 | 0 | 0 | 0
Commercial_Lodging (WA)_Existing_Space Heating_Natural Gas_Boiler_E5_Baseline Forecast | Commercial | Lodging (WA) | Existing | Space Heating | Natural Gas | Boiler | E5 |  | Baseline Forecast | 0 | 0 | 0 | 0 | 0 | 0 | 0 | 0 | 0 | 0 | 0 | 0 | 0 | 0 | 0 | 0 | 0 | 0 | 0 | 0 | 0 | 0 | 0 | 0 | 0 | 0 | 0
Commercial_Lodging (WA)_Existing_Space Heating_Natural Gas_Boiler_E6_Baseline Forecast | Commercial | Lodging (WA) | Existing | Space Heating | Natural Gas | Boiler | E6 |  | Baseline Forecast | 0 | 0 | 0 | 0 | 0 | 0 | 0 | 0 | 0 | 0 | 0 | 0 | 0 | 0 | 0 | 0 | 0 | 0 | 0 | 0 | 0 | 0 | 0 | 0 | 0 | 0 | 0
Commercial_Lodging (WA)_Existing_Space Heating_Natural Gas_Boiler_E7_Baseline Forecast | Commercial | Lodging (WA) | Existing | Space Heating | Natural Gas | Boiler | E7 |  | Baseline Forecast | 0 | 0 | 0 | 0 | 0 | 0 | 0 | 0 | 0 | 0 | 0 | 0 | 0 | 0 | 0 | 0 | 0 | 0 | 0 | 0 | 0 | 0 | 0 | 0 | 0 | 0 | 0
Commercial_Lodging (WA)_Existing_Space Heating_Natural Gas_Boiler_E8_Baseline Forecast | Commercial | Lodging (WA) | Existing | Space Heating | Natural Gas | Boiler | E8 |  | Baseline Forecast | 0 | 0 | 0 | 0 | 0 | 0 | 0 | 0 | 0 | 0 | 0 | 0 | 0 | 0 | 0 | 0 | 0 | 0 | 0 | 0 | 0 | 0 | 0 | 0 | 0 | 0 | 0
Commercial_Lodging (WA)_Existing_Space Heating_Natural Gas_Boiler_E9_Baseline Forecast | Commercial | Lodging (WA) | Existing | Space Heating | Natural Gas | Boiler | E9 |  | Baseline Forecast | 0 | 0 | 0 | 0 | 0 | 0 | 0 | 0 | 0 | 0 | 0 | 0 | 0 | 0 | 0 | 0 | 0 | 0 | 0 | 0 | 0 | 0 | 0 | 0 | 0 | 0 | 0
Commercial_Lodging (WA)_Existing_Space Heating_Natural Gas_Boiler_E10_Baseline Forecast | Commercial | Lodging (WA) | Existing | Space Heating | Natural Gas | Boiler | E10 |  | Baseline Forecast | 0 | 0 | 0 | 0 | 0 | 0 | 0 | 0 | 0 | 0 | 0 | 0 | 0 | 0 | 0 | 0 | 0 | 0 | 0 | 0 | 0 | 0 | 0 | 0 | 0 | 0 | 0
Commercial_Lodging (WA)_Existing_Space Heating_Natural Gas_Boiler_Vintage_Baseline Forecast | Commercial | Lodging (WA) | Existing | Space Heating | Natural Gas | Boiler | Vintage | Vintage | Baseline Forecast | 879236.5415 | 852593.01 | 825152.265 | 797092.9302 | 768572.8197 | 739731.162 | 710690.5901 | 681558.9221 | 652430.7542 | 623388.8858 | 594505.5945 | 565843.7767 | 537457.9675 | 509395.2537 | 481696.0892 | 454395.0255 | 427521.3637 | 401099.7387 | 375150.6402 | 349690.8797 | 324734.0068 | 300290.682 | 276369.0097 | 252974.8351 | 230112.0105 | 207782.6318 | 185987.2508
Commercial_Lodging (WA)_Existing_Space Heating_Natural Gas_Unit Heater_E1_Baseline Forecast | Commercial | Lodging (WA) | Existing | Space Heating | Natural Gas | Unit Heater | E1 | Standard | Baseline Forecast | 0 | 62.4287 | 240.2852 | 578.2162 | 1113.4794 | 1876.8017 | 2893.1471 | 4182.4008 | 5759.9793 | 7637.3757 | 9768.3465 | 12111.8439 | 14631.4638 | 17294.9518 | 20073.7609 | 22942.6559 | 25879.3595 | 28425.8131 | 30624.2166 | 32512.324 | 34123.9099 | 35489.1872 | 36635.1812 | 37586.064 | 38363.454 | 38986.6845 | 39473.0432
Commercial_Lodging (WA)_Existing_Space Heating_Natural Gas_Unit Heater_E2_Baseline Forecast | Commercial | Lodging (WA) | Existing | Space Heating | Natural Gas | Unit Heater | E2 | Condensing | Baseline Forecast | 0 | 0 | 0 | 0 | 0 | 0 | 0 | 0 | 0 | 0 | 0 | 0 | 0 | 0 | 0 | 0 | 0 | 0 | 0 | 0 | 0 | 0 | 0 | 0 | 0 | 0 | 0
Commercial_Lodging (WA)_Existing_Space Heating_Natural Gas_Unit Heater_E3_Baseline Forecast | Commercial | Lodging (WA) | Existing | Space Heating | Natural Gas | Unit Heater | E3 | Infrared Radiant | Baseline Forecast | 0 | 0 | 0 | 0 | 0 | 0 | 0 | 0 | 0 | 0 | 0 | 0 | 0 | 0 | 0 | 0 | 0 | 0 | 0 | 0 | 0 | 0 | 0 | 0 | 0 | 0 | 0
Commercial_Lodging (WA)_Existing_Space Heating_Natural Gas_Unit Heater_E4_Baseline Forecast | Commercial | Lodging (WA) | Existing | Space Heating | Natural Gas | Unit Heater | E4 |  | Baseline Forecast | 0 | 0 | 0 | 0 | 0 | 0 | 0 | 0 | 0 | 0 | 0 | 0 | 0 | 0 | 0 | 0 | 0 | 0 | 0 | 0 | 0 | 0 | 0 | 0 | 0 | 0 | 0
Commercial_Lodging (WA)_Existing_Space Heating_Natural Gas_Unit Heater_E5_Baseline Forecast | Commercial | Lodging (WA) | Existing | Space Heating | Natural Gas | Unit Heater | E5 |  | Baseline Forecast | 0 | 0 | 0 | 0 | 0 | 0 | 0 | 0 | 0 | 0 | 0 | 0 | 0 | 0 | 0 | 0 | 0 | 0 | 0 | 0 | 0 | 0 | 0 | 0 | 0 | 0 | 0
Commercial_Lodging (WA)_Existing_Space Heating_Natural Gas_Unit Heater_E6_Baseline Forecast | Commercial | Lodging (WA) | Existing | Space Heating | Natural Gas | Unit Heater | E6 |  | Baseline Forecast | 0 | 0 | 0 | 0 | 0 | 0 | 0 | 0 | 0 | 0 | 0 | 0 | 0 | 0 | 0 | 0 | 0 | 0 | 0 | 0 | 0 | 0 | 0 | 0 | 0 | 0 | 0
Commercial_Lodging (WA)_Existing_Space Heating_Natural Gas_Unit Heater_E7_Baseline Forecast | Commercial | Lodging (WA) | Existing | Space Heating | Natural Gas | Unit Heater | E7 |  | Baseline Forecast | 0 | 0 | 0 | 0 | 0 | 0 | 0 | 0 | 0 | 0 | 0 | 0 | 0 | 0 | 0 | 0 | 0 | 0 | 0 | 0 | 0 | 0 | 0 | 0 | 0 | 0 | 0
Commercial_Lodging (WA)_Existing_Space Heating_Natural Gas_Unit Heater_E8_Baseline Forecast | Commercial | Lodging (WA) | Existing | Space Heating | Natural Gas | Unit Heater | E8 |  | Baseline Forecast | 0 | 0 | 0 | 0 | 0 | 0 | 0 | 0 | 0 | 0 | 0 | 0 | 0 | 0 | 0 | 0 | 0 | 0 | 0 | 0 | 0 | 0 | 0 | 0 | 0 | 0 | 0
Commercial_Lodging (WA)_Existing_Space Heating_Natural Gas_Unit Heater_E9_Baseline Forecast | Commercial | Lodging (WA) | Existing | Space Heating | Natural Gas | Unit Heater | E9 |  | Baseline Forecast | 0 | 0 | 0 | 0 | 0 | 0 | 0 | 0 | 0 | 0 | 0 | 0 | 0 | 0 | 0 | 0 | 0 | 0 | 0 | 0 | 0 | 0 | 0 | 0 | 0 | 0 | 0
Commercial_Lodging (WA)_Existing_Space Heating_Natural Gas_Unit Heater_E10_Baseline Forecast | Commercial | Lodging (WA) | Existing | Space Heating | Natural Gas | Unit Heater | E10 |  | Baseline Forecast | 0 | 0 | 0 | 0 | 0 | 0 | 0 | 0 | 0 | 0 | 0 | 0 | 0 | 0 | 0 | 0 | 0 | 0 | 0 | 0 | 0 | 0 | 0 | 0 | 0 | 0 | 0
Commercial_Lodging (WA)_Existing_Space Heating_Natural Gas_Unit Heater_Vintage_Baseline Forecast | Commercial | Lodging (WA) | Existing | Space Heating | Natural Gas | Unit Heater | Vintage | Vintage | Baseline Forecast | 75324.1797 | 74102.9175 | 72784.0557 | 71322.6732 | 69681.2426 | 67828.7707 | 65740.0318 | 63394.8831 | 60777.6541 | 57876.6018 | 54737.7236 | 51401.8252 | 47905.0719 | 44279.4833 | 40553.3752 | 36751.7551 | 32896.6759 | 29445.9756 | 26357.2369 | 23592.4918 | 21117.7549 | 18902.6058 | 16919.8149 | 15145.0092 | 13556.3719 | 12134.3748 | 10861.5383
Commercial_Lodging (WA)_Existing_Water Heating_Natural Gas_Water Heater_E1_Baseline Forecast | Commercial | Lodging (WA) | Existing | Water Heating | Natural Gas | Water Heater | E1 | TE 0.80 | Baseline Forecast | 0 | 51879.6857 | 107735.6046 | 166848.6007 | 228582.019 | 292372.9061 | 357724.1358 | 424197.364 | 491406.7251 | 559013.1924 | 626719.5326 | 694265.7919 | 752676.2244 | 802940.6805 | 845944.695 | 882480.4363 | 913256.508 | 938906.7212 | 959997.9473 | 977037.1462 | 990477.6584 | 1000724.8355 | 1008141.081 | 1013050.362 | 1015742.2474 | 1016475.5224 | 1015481.4241
Commercial_Lodging (WA)_Existing_Water Heating_Natural Gas_Water Heater_E2_Baseline Forecast | Commercial | Lodging (WA) | Existing | Water Heating | Natural Gas | Water Heater | E2 | TE 0.90 | Baseline Forecast | 0 | 0 | 0 | 0 | 0 | 0 | 0 | 0 | 0 | 0 | 0 | 0 | 0 | 0 | 0 | 0 | 0 | 0 | 0 | 0 | 0 | 0 | 0 | 0 | 0 | 0 | 0
Commercial_Lodging (WA)_Existing_Water Heating_Natural Gas_Water Heater_E3_Baseline Forecast | Commercial | Lodging (WA) | Existing | Water Heating | Natural Gas | Water Heater | E3 | TE 0.94 | Baseline Forecast | 0 | 58502.6243 | 121489.0861 | 188148.4221 | 257762.7023 | 329697.1069 | 403391.0468 | 478350.2189 | 554139.4985 | 630376.5786 | 706726.2814 | 782895.4675 | 848762.5509 | 905443.7461 | 953937.6347 | 995137.5133 | 1029842.4452 | 1058767.1537 | 1082550.8767 | 1101765.2926 | 1116921.6148 | 1128476.9421 | 1136839.9424 | 1142375.9401 | 1145411.4705 | 1146238.3551 | 1145117.3506
Commercial_Lodging (WA)_Existing_Water Heating_Natural Gas_Water Heater_E4_Baseline Forecast | Commercial | Lodging (WA) | Existing | Water Heating | Natural Gas | Water Heater | E4 | Instantaneous TE 0.94 | Baseline Forecast | 0 | 0 | 0 | 0 | 0 | 0 | 0 | 0 | 0 | 0 | 0 | 0 | 0 | 0 | 0 | 0 | 0 | 0 | 0 | 0 | 0 | 0 | 0 | 0 | 0 | 0 | 0
Commercial_Lodging (WA)_Existing_Water Heating_Natural Gas_Water Heater_E5_Baseline Forecast | Commercial | Lodging (WA) | Existing | Water Heating | Natural Gas | Water Heater | E5 | Gas-Fired Absorption HPWH | Baseline Forecast | 0 | 0 | 0 | 0 | 0 | 0 | 0 | 0 | 0 | 0 | 0 | 0 | 0 | 0 | 0 | 0 | 0 | 0 | 0 | 0 | 0 | 0 | 0 | 0 | 0 | 0 | 0
Commercial_Lodging (WA)_Existing_Water Heating_Natural Gas_Water Heater_E6_Baseline Forecast | Commercial | Lodging (WA) | Existing | Water Heating | Natural Gas | Water Heater | E6 |  | Baseline Forecast | 0 | 0 | 0 | 0 | 0 | 0 | 0 | 0 | 0 | 0 | 0 | 0 | 0 | 0 | 0 | 0 | 0 | 0 | 0 | 0 | 0 | 0 | 0 | 0 | 0 | 0 | 0
Commercial_Lodging (WA)_Existing_Water Heating_Natural Gas_Water Heater_E7_Baseline Forecast | Commercial | Lodging (WA) | Existing | Water Heating | Natural Gas | Water Heater | E7 |  | Baseline Forecast | 0 | 0 | 0 | 0 | 0 | 0 | 0 | 0 | 0 | 0 | 0 | 0 | 0 | 0 | 0 | 0 | 0 | 0 | 0 | 0 | 0 | 0 | 0 | 0 | 0 | 0 | 0
Commercial_Lodging (WA)_Existing_Water Heating_Natural Gas_Water Heater_E8_Baseline Forecast | Commercial | Lodging (WA) | Existing | Water Heating | Natural Gas | Water Heater | E8 |  | Baseline Forecast | 0 | 0 | 0 | 0 | 0 | 0 | 0 | 0 | 0 | 0 | 0 | 0 | 0 | 0 | 0 | 0 | 0 | 0 | 0 | 0 | 0 | 0 | 0 | 0 | 0 | 0 | 0
Commercial_Lodging (WA)_Existing_Water Heating_Natural Gas_Water Heater_E9_Baseline Forecast | Commercial | Lodging (WA) | Existing | Water Heating | Natural Gas | Water Heater | E9 |  | Baseline Forecast | 0 | 0 | 0 | 0 | 0 | 0 | 0 | 0 | 0 | 0 | 0 | 0 | 0 | 0 | 0 | 0 | 0 | 0 | 0 | 0 | 0 | 0 | 0 | 0 | 0 | 0 | 0
Commercial_Lodging (WA)_Existing_Water Heating_Natural Gas_Water Heater_E10_Baseline Forecast | Commercial | Lodging (WA) | Existing | Water Heating | Natural Gas | Water Heater | E10 |  | Baseline Forecast | 0 | 0 | 0 | 0 | 0 | 0 | 0 | 0 | 0 | 0 | 0 | 0 | 0 | 0 | 0 | 0 | 0 | 0 | 0 | 0 | 0 | 0 | 0 | 0 | 0 | 0 | 0
Commercial_Lodging (WA)_Existing_Water Heating_Natural Gas_Water Heater_Vintage_Baseline Forecast | Commercial | Lodging (WA) | Existing | Water Heating | Natural Gas | Water Heater | Vintage | Vintage | Baseline Forecast | 3699532.1073 | 3532233.9188 | 3357351.2884 | 3176400.8643 | 2990723.9675 | 2801505.3113 | 2609789.7522 | 2416497.276 | 2222436.4067 | 2028316.2034 | 1834756.9916 | 1642299.9645 | 1470030.7375 | 1315831.7091 | 1177807.4039 | 1054261.1727 | 943674.3364 | 844687.5179 | 756083.9321 | 676774.4288 | 605784.1041 | 542240.3169 | 485361.962 | 434449.8681 | 388878.2036 | 348086.7836 | 311574.184
Commercial_Lodging (WA)_Existing_Food Preparation_Natural Gas_Oven_E1_Baseline Forecast | Commercial | Lodging (WA) | Existing | Food Preparation | Natural Gas | Oven | E1 | Standard | Baseline Forecast | 0 | 8635.4439 | 19555.9591 | 32147.6422 | 45929.9134 | 60527.1495 | 75646.3406 | 91059.4913 | 106589.7602 | 122100.542 | 133731.4869 | 142315.3415 | 148507.915 | 152825.6466 | 155675.1965 | 157376.7558 | 158182.4055 | 158290.5796 | 157857.4566 | 157005.9322 | 155832.6879 | 154413.7582 | 152808.916 | 151065.1266 | 149219.2691 | 147300.2793 | 145330.838
Commercial_Lodging (WA)_Existing_Food Preparation_Natural Gas_Oven_E2_Baseline Forecast | Commercial | Lodging (WA) | Existing | Food Preparation | Natural Gas | Oven | E2 | ENERGY STAR (>42% Baking Efficiency) | Baseline Forecast | 0 | 12426.6144 | 28141.5021 | 46261.2412 | 66094.2656 | 87100.0444 | 108856.9291 | 131036.829 | 153385.2646 | 175705.658 | 192442.8714 | 204795.2475 | 213706.5119 | 219919.8328 | 224020.4048 | 226468.99 | 227628.3396 | 227784.0048 | 227160.7302 | 225935.3658 | 224247.0387 | 222205.1643 | 219895.7571 | 217386.4016 | 214730.1677 | 211968.6946 | 209134.6206
Commercial_Lodging (WA)_Existing_Food Preparation_Natural Gas_Oven_E3_Baseline Forecast | Commercial | Lodging (WA) | Existing | Food Preparation | Natural Gas | Oven | E3 |  | Baseline Forecast | 0 | 0 | 0 | 0 | 0 | 0 | 0 | 0 | 0 | 0 | 0 | 0 | 0 | 0 | 0 | 0 | 0 | 0 | 0 | 0 | 0 | 0 | 0 | 0 | 0 | 0 | 0
Commercial_Lodging (WA)_Existing_Food Preparation_Natural Gas_Oven_E4_Baseline Forecast | Commercial | Lodging (WA) | Existing | Food Preparation | Natural Gas | Oven | E4 |  | Baseline Forecast | 0 | 0 | 0 | 0 | 0 | 0 | 0 | 0 | 0 | 0 | 0 | 0 | 0 | 0 | 0 | 0 | 0 | 0 | 0 | 0 | 0 | 0 | 0 | 0 | 0 | 0 | 0
Commercial_Lodging (WA)_Existing_Food Preparation_Natural Gas_Oven_E5_Baseline Forecast | Commercial | Lodging (WA) | Existing | Food Preparation | Natural Gas | Oven | E5 |  | Baseline Forecast | 0 | 0 | 0 | 0 | 0 | 0 | 0 | 0 | 0 | 0 | 0 | 0 | 0 | 0 | 0 | 0 | 0 | 0 | 0 | 0 | 0 | 0 | 0 | 0 | 0 | 0 | 0
Commercial_Lodging (WA)_Existing_Food Preparation_Natural Gas_Oven_E6_Baseline Forecast | Commercial | Lodging (WA) | Existing | Food Preparation | Natural Gas | Oven | E6 |  | Baseline Forecast | 0 | 0 | 0 | 0 | 0 | 0 | 0 | 0 | 0 | 0 | 0 | 0 | 0 | 0 | 0 | 0 | 0 | 0 | 0 | 0 | 0 | 0 | 0 | 0 | 0 | 0 | 0
Commercial_Lodging (WA)_Existing_Food Preparation_Natural Gas_Oven_E7_Baseline Forecast | Commercial | Lodging (WA) | Existing | Food Preparation | Natural Gas | Oven | E7 |  | Baseline Forecast | 0 | 0 | 0 | 0 | 0 | 0 | 0 | 0 | 0 | 0 | 0 | 0 | 0 | 0 | 0 | 0 | 0 | 0 | 0 | 0 | 0 | 0 | 0 | 0 | 0 | 0 | 0
Commercial_Lodging (WA)_Existing_Food Preparation_Natural Gas_Oven_E8_Baseline Forecast | Commercial | Lodging (WA) | Existing | Food Preparation | Natural Gas | Oven | E8 |  | Baseline Forecast | 0 | 0 | 0 | 0 | 0 | 0 | 0 | 0 | 0 | 0 | 0 | 0 | 0 | 0 | 0 | 0 | 0 | 0 | 0 | 0 | 0 | 0 | 0 | 0 | 0 | 0 | 0
Commercial_Lodging (WA)_Existing_Food Preparation_Natural Gas_Oven_E9_Baseline Forecast | Commercial | Lodging (WA) | Existing | Food Preparation | Natural Gas | Oven | E9 |  | Baseline Forecast | 0 | 0 | 0 | 0 | 0 | 0 | 0 | 0 | 0 | 0 | 0 | 0 | 0 | 0 | 0 | 0 | 0 | 0 | 0 | 0 | 0 | 0 | 0 | 0 | 0 | 0 | 0
Commercial_Lodging (WA)_Existing_Food Preparation_Natural Gas_Oven_E10_Baseline Forecast | Commercial | Lodging (WA) | Existing | Food Preparation | Natural Gas | Oven | E10 |  | Baseline Forecast | 0 | 0 | 0 | 0 | 0 | 0 | 0 | 0 | 0 | 0 | 0 | 0 | 0 | 0 | 0 | 0 | 0 | 0 | 0 | 0 | 0 | 0 | 0 | 0 | 0 | 0 | 0
Commercial_Lodging (WA)_Existing_Food Preparation_Natural Gas_Oven_Vintage_Baseline Forecast | Commercial | Lodging (WA) | Existing | Food Preparation | Natural Gas | Oven | Vintage | Vintage | Baseline Forecast | 534778.823 | 505489.3982 | 470753.2037 | 432065.6175 | 390596.868 | 347261.2216 | 302771.4778 | 257681.8926 | 212421.9848 | 167323.1634 | 131799.1687 | 103817.1914 | 81776.003 | 64414.3286 | 50738.6711 | 39966.4609 | 31481.2738 | 24797.5572 | 19532.8451 | 15385.8718 | 12119.3329 | 9546.3053 | 7519.5512 | 5923.0927 | 4665.5745 | 3675.0372 | 2894.7985
Commercial_Lodging (WA)_Existing_Food Preparation_Natural Gas_Conveyor Oven_E1_Baseline Forecast | Commercial | Lodging (WA) | Existing | Food Preparation | Natural Gas | Conveyor Oven | E1 | Standard | Baseline Forecast | 0 | 0 | 0 | 0 | 0 | 405.8085 | 1518.3481 | 3556.4999 | 6675.0831 | 10979.0028 | 16158.8419 | 21972.215 | 28229.5093 | 34782.6538 | 41516.273 | 48340.7193 | 55186.5855 | 60315.8067 | 64096.8893 | 66820.0406 | 68713.7934 | 69958.1008 | 70694.6511 | 71034.9923 | 71066.9325 | 70859.5805 | 70467.317
Commercial_Lodging (WA)_Existing_Food Preparation_Natural Gas_Conveyor Oven_E2_Baseline Forecast | Commercial | Lodging (WA) | Existing | Food Preparation | Natural Gas | Conveyor Oven | E2 | ENERGY STAR (>42% Baking Efficiency) | Baseline Forecast | 0 | 0 | 0 | 0 | 0 | 583.9683 | 2184.94 | 5117.8902 | 9605.6074 | 15799.0528 | 23252.9676 | 31618.5532 | 40622.9524 | 50053.0872 | 59742.9294 | 69563.4741 | 79414.8426 | 86795.917 | 92236.987 | 96155.6682 | 98880.8247 | 100671.4134 | 101731.3272 | 102221.0865 | 102267.0492 | 101968.6646 | 101404.1879
Commercial_Lodging (WA)_Existing_Food Preparation_Natural Gas_Conveyor Oven_E3_Baseline Forecast | Commercial | Lodging (WA) | Existing | Food Preparation | Natural Gas | Conveyor Oven | E3 |  | Baseline Forecast | 0 | 0 | 0 | 0 | 0 | 0 | 0 | 0 | 0 | 0 | 0 | 0 | 0 | 0 | 0 | 0 | 0 | 0 | 0 | 0 | 0 | 0 | 0 | 0 | 0 | 0 | 0
Commercial_Lodging (WA)_Existing_Food Preparation_Natural Gas_Conveyor Oven_E4_Baseline Forecast | Commercial | Lodging (WA) | Existing | Food Preparation | Natural Gas | Conveyor Oven | E4 |  | Baseline Forecast | 0 | 0 | 0 | 0 | 0 | 0 | 0 | 0 | 0 | 0 | 0 | 0 | 0 | 0 | 0 | 0 | 0 | 0 | 0 | 0 | 0 | 0 | 0 | 0 | 0 | 0 | 0
Commercial_Lodging (WA)_Existing_Food Preparation_Natural Gas_Conveyor Oven_E5_Baseline Forecast | Commercial | Lodging (WA) | Existing | Food Preparation | Natural Gas | Conveyor Oven | E5 |  | Baseline Forecast | 0 | 0 | 0 | 0 | 0 | 0 | 0 | 0 | 0 | 0 | 0 | 0 | 0 | 0 | 0 | 0 | 0 | 0 | 0 | 0 | 0 | 0 | 0 | 0 | 0 | 0 | 0
Commercial_Lodging (WA)_Existing_Food Preparation_Natural Gas_Conveyor Oven_E6_Baseline Forecast | Commercial | Lodging (WA) | Existing | Food Preparation | Natural Gas | Conveyor Oven | E6 |  | Baseline Forecast | 0 | 0 | 0 | 0 | 0 | 0 | 0 | 0 | 0 | 0 | 0 | 0 | 0 | 0 | 0 | 0 | 0 | 0 | 0 | 0 | 0 | 0 | 0 | 0 | 0 | 0 | 0
Commercial_Lodging (WA)_Existing_Food Preparation_Natural Gas_Conveyor Oven_E7_Baseline Forecast | Commercial | Lodging (WA) | Existing | Food Preparation | Natural Gas | Conveyor Oven | E7 |  | Baseline Forecast | 0 | 0 | 0 | 0 | 0 | 0 | 0 | 0 | 0 | 0 | 0 | 0 | 0 | 0 | 0 | 0 | 0 | 0 | 0 | 0 | 0 | 0 | 0 | 0 | 0 | 0 | 0
Commercial_Lodging (WA)_Existing_Food Preparation_Natural Gas_Conveyor Oven_E8_Baseline Forecast | Commercial | Lodging (WA) | Existing | Food Preparation | Natural Gas | Conveyor Oven | E8 |  | Baseline Forecast | 0 | 0 | 0 | 0 | 0 | 0 | 0 | 0 | 0 | 0 | 0 | 0 | 0 | 0 | 0 | 0 | 0 | 0 | 0 | 0 | 0 | 0 | 0 | 0 | 0 | 0 | 0
Commercial_Lodging (WA)_Existing_Food Preparation_Natural Gas_Conveyor Oven_E9_Baseline Forecast | Commercial | Lodging (WA) | Existing | Food Preparation | Natural Gas | Conveyor Oven | E9 |  | Baseline Forecast | 0 | 0 | 0 | 0 | 0 | 0 | 0 | 0 | 0 | 0 | 0 | 0 | 0 | 0 | 0 | 0 | 0 | 0 | 0 | 0 | 0 | 0 | 0 | 0 | 0 | 0 | 0
Commercial_Lodging (WA)_Existing_Food Preparation_Natural Gas_Conveyor Oven_E10_Baseline Forecast | Commercial | Lodging (WA) | Existing | Food Preparation | Natural Gas | Conveyor Oven | E10 |  | Baseline Forecast | 0 | 0 | 0 | 0 | 0 | 0 | 0 | 0 | 0 | 0 | 0 | 0 | 0 | 0 | 0 | 0 | 0 | 0 | 0 | 0 | 0 | 0 | 0 | 0 | 0 | 0 | 0
Commercial_Lodging (WA)_Existing_Food Preparation_Natural Gas_Conveyor Oven_Vintage_Baseline Forecast | Commercial | Lodging (WA) | Existing | Food Preparation | Natural Gas | Conveyor Oven | Vintage | Vintage | Baseline Forecast | 267389.4115 | 263275.7282 | 259225.3324 | 255237.2504 | 251310.5235 | 246454.4309 | 239934.0857 | 231214.7164 | 219917.8143 | 205786.6261 | 189574.954 | 171873.122 | 153142.7533 | 133744.163 | 113957.9338 | 94001.91 | 74044.5814 | 58324.3472 | 45941.6396 | 36187.8761 | 28504.9117 | 22453.0996 | 17686.1339 | 13931.2316 | 10973.524 | 8643.7604 | 6808.6236
Commercial_Lodging (WA)_Existing_Food Preparation_Natural Gas_Double Rack Oven_E1_Baseline Forecast | Commercial | Lodging (WA) | Existing | Food Preparation | Natural Gas | Double Rack Oven | E1 | Standard | Baseline Forecast | 0 | 2398.7344 | 5642.1514 | 9589.0779 | 14116.7874 | 19118.6804 | 24502.2557 | 30187.3344 | 36104.5066 | 42193.7712 | 47360.1848 | 51721.4142 | 55380.4043 | 58427.2162 | 60940.6348 | 62989.5772 | 64634.3243 | 65927.5988 | 66915.5096 | 67638.3768 | 68131.4554 | 68425.5672 | 68547.655 | 68521.267 | 68366.9807 | 68102.7745 | 67744.3521
Commercial_Lodging (WA)_Existing_Food Preparation_Natural Gas_Double Rack Oven_E2_Baseline Forecast | Commercial | Lodging (WA) | Existing | Food Preparation | Natural Gas | Double Rack Oven | E2 | FTSC Qualified (>50% Cooking Efficiency) | Baseline Forecast | 0 | 3451.8373 | 8119.1934 | 13798.917 | 20314.4014 | 27512.2474 | 35259.3435 | 43440.3105 | 51955.2656 | 60717.8659 | 68152.4611 | 74428.3765 | 79693.7526 | 84078.1891 | 87695.0598 | 90643.538 | 93010.369 | 94871.4227 | 96293.0503 | 97333.2739 | 98042.826 | 98466.0601 | 98641.7475 | 98603.7745 | 98381.7528 | 98001.5536 | 97485.775
Commercial_Lodging (WA)_Existing_Food Preparation_Natural Gas_Double Rack Oven_E3_Baseline Forecast | Commercial | Lodging (WA) | Existing | Food Preparation | Natural Gas | Double Rack Oven | E3 |  | Baseline Forecast | 0 | 0 | 0 | 0 | 0 | 0 | 0 | 0 | 0 | 0 | 0 | 0 | 0 | 0 | 0 | 0 | 0 | 0 | 0 | 0 | 0 | 0 | 0 | 0 | 0 | 0 | 0
Commercial_Lodging (WA)_Existing_Food Preparation_Natural Gas_Double Rack Oven_E4_Baseline Forecast | Commercial | Lodging (WA) | Existing | Food Preparation | Natural Gas | Double Rack Oven | E4 |  | Baseline Forecast | 0 | 0 | 0 | 0 | 0 | 0 | 0 | 0 | 0 | 0 | 0 | 0 | 0 | 0 | 0 | 0 | 0 | 0 | 0 | 0 | 0 | 0 | 0 | 0 | 0 | 0 | 0
Commercial_Lodging (WA)_Existing_Food Preparation_Natural Gas_Double Rack Oven_E5_Baseline Forecast | Commercial | Lodging (WA) | Existing | Food Preparation | Natural Gas | Double Rack Oven | E5 |  | Baseline Forecast | 0 | 0 | 0 | 0 | 0 | 0 | 0 | 0 | 0 | 0 | 0 | 0 | 0 | 0 | 0 | 0 | 0 | 0 | 0 | 0 | 0 | 0 | 0 | 0 | 0 | 0 | 0
Commercial_Lodging (WA)_Existing_Food Preparation_Natural Gas_Double Rack Oven_E6_Baseline Forecast | Commercial | Lodging (WA) | Existing | Food Preparation | Natural Gas | Double Rack Oven | E6 |  | Baseline Forecast | 0 | 0 | 0 | 0 | 0 | 0 | 0 | 0 | 0 | 0 | 0 | 0 | 0 | 0 | 0 | 0 | 0 | 0 | 0 | 0 | 0 | 0 | 0 | 0 | 0 | 0 | 0
Commercial_Lodging (WA)_Existing_Food Preparation_Natural Gas_Double Rack Oven_E7_Baseline Forecast | Commercial | Lodging (WA) | Existing | Food Preparation | Natural Gas | Double Rack Oven | E7 |  | Baseline Forecast | 0 | 0 | 0 | 0 | 0 | 0 | 0 | 0 | 0 | 0 | 0 | 0 | 0 | 0 | 0 | 0 | 0 | 0 | 0 | 0 | 0 | 0 | 0 | 0 | 0 | 0 | 0
Commercial_Lodging (WA)_Existing_Food Preparation_Natural Gas_Double Rack Oven_E8_Baseline Forecast | Commercial | Lodging (WA) | Existing | Food Preparation | Natural Gas | Double Rack Oven | E8 |  | Baseline Forecast | 0 | 0 | 0 | 0 | 0 | 0 | 0 | 0 | 0 | 0 | 0 | 0 | 0 | 0 | 0 | 0 | 0 | 0 | 0 | 0 | 0 | 0 | 0 | 0 | 0 | 0 | 0
Commercial_Lodging (WA)_Existing_Food Preparation_Natural Gas_Double Rack Oven_E9_Baseline Forecast | Commercial | Lodging (WA) | Existing | Food Preparation | Natural Gas | Double Rack Oven | E9 |  | Baseline Forecast | 0 | 0 | 0 | 0 | 0 | 0 | 0 | 0 | 0 | 0 | 0 | 0 | 0 | 0 | 0 | 0 | 0 | 0 | 0 | 0 | 0 | 0 | 0 | 0 | 0 | 0 | 0
Commercial_Lodging (WA)_Existing_Food Preparation_Natural Gas_Double Rack Oven_E10_Baseline Forecast | Commercial | Lodging (WA) | Existing | Food Preparation | Natural Gas | Double Rack Oven | E10 |  | Baseline Forecast | 0 | 0 | 0 | 0 | 0 | 0 | 0 | 0 | 0 | 0 | 0 | 0 | 0 | 0 | 0 | 0 | 0 | 0 | 0 | 0 | 0 | 0 | 0 | 0 | 0 | 0 | 0
Commercial_Lodging (WA)_Existing_Food Preparation_Natural Gas_Double Rack Oven_Vintage_Baseline Forecast | Commercial | Lodging (WA) | Existing | Food Preparation | Natural Gas | Double Rack Oven | Vintage | Vintage | Baseline Forecast | 267389.4115 | 257425.1565 | 245463.9876 | 231849.2554 | 216879.3347 | 200813.2799 | 183875.7746 | 166261.4615 | 148138.7326 | 129653.0446 | 113474.1176 | 99314.0995 | 86921.0581 | 76074.4987 | 66581.4416 | 58272.9882 | 51001.3162 | 44637.0494 | 39066.956 | 34191.9342 | 29925.2484 | 26190.9866 | 22922.7096 | 20062.2689 | 17558.7721 | 15367.6775 | 13450.0015
Commercial_Lodging (WA)_Existing_Food Preparation_Natural Gas_Fryer_E1_Baseline Forecast | Commercial | Lodging (WA) | Existing | Food Preparation | Natural Gas | Fryer | E1 | Standard | Baseline Forecast | 0 | 8970.0521 | 18627.599 | 28848.298 | 39522.0708 | 50551.5821 | 61850.8782 | 73344.1691 | 84964.7381 | 96653.9672 | 108360.4644 | 120039.2835 | 130138.5085 | 138829.2857 | 146264.7249 | 152581.7929 | 157903.008 | 162337.9567 | 165984.6518 | 168930.7472 | 171254.6259 | 173026.3735 | 174308.6502 | 175157.47 | 175622.8998 | 175749.6838 | 175577.8032
Commercial_Lodging (WA)_Existing_Food Preparation_Natural Gas_Fryer_E2_Baseline Forecast | Commercial | Lodging (WA) | Existing | Food Preparation | Natural Gas | Fryer | E2 | ENERGY STAR | Baseline Forecast | 0 | 3151.6399 | 6544.8321 | 10135.8885 | 13886.133 | 17761.3667 | 21731.3896 | 25769.5729 | 29852.4756 | 33959.502 | 38072.5956 | 42175.9645 | 45724.3408 | 48777.8571 | 51390.3088 | 53609.8191 | 55479.4352 | 57037.6605 | 58318.9317 | 59354.0463 | 60170.5442 | 60793.0502 | 61243.5798 | 61541.8138 | 61705.3432 | 61749.8889 | 61689.4984
Commercial_Lodging (WA)_Existing_Food Preparation_Natural Gas_Fryer_E3_Baseline Forecast | Commercial | Lodging (WA) | Existing | Food Preparation | Natural Gas | Fryer | E3 |  | Baseline Forecast | 0 | 0 | 0 | 0 | 0 | 0 | 0 | 0 | 0 | 0 | 0 | 0 | 0 | 0 | 0 | 0 | 0 | 0 | 0 | 0 | 0 | 0 | 0 | 0 | 0 | 0 | 0
Commercial_Lodging (WA)_Existing_Food Preparation_Natural Gas_Fryer_E4_Baseline Forecast | Commercial | Lodging (WA) | Existing | Food Preparation | Natural Gas | Fryer | E4 |  | Baseline Forecast | 0 | 0 | 0 | 0 | 0 | 0 | 0 | 0 | 0 | 0 | 0 | 0 | 0 | 0 | 0 | 0 | 0 | 0 | 0 | 0 | 0 | 0 | 0 | 0 | 0 | 0 | 0
Commercial_Lodging (WA)_Existing_Food Preparation_Natural Gas_Fryer_E5_Baseline Forecast | Commercial | Lodging (WA) | Existing | Food Preparation | Natural Gas | Fryer | E5 |  | Baseline Forecast | 0 | 0 | 0 | 0 | 0 | 0 | 0 | 0 | 0 | 0 | 0 | 0 | 0 | 0 | 0 | 0 | 0 | 0 | 0 | 0 | 0 | 0 | 0 | 0 | 0 | 0 | 0
Commercial_Lodging (WA)_Existing_Food Preparation_Natural Gas_Fryer_E6_Baseline Forecast | Commercial | Lodging (WA) | Existing | Food Preparation | Natural Gas | Fryer | E6 |  | Baseline Forecast | 0 | 0 | 0 | 0 | 0 | 0 | 0 | 0 | 0 | 0 | 0 | 0 | 0 | 0 | 0 | 0 | 0 | 0 | 0 | 0 | 0 | 0 | 0 | 0 | 0 | 0 | 0
Commercial_Lodging (WA)_Existing_Food Preparation_Natural Gas_Fryer_E7_Baseline Forecast | Commercial | Lodging (WA) | Existing | Food Preparation | Natural Gas | Fryer | E7 |  | Baseline Forecast | 0 | 0 | 0 | 0 | 0 | 0 | 0 | 0 | 0 | 0 | 0 | 0 | 0 | 0 | 0 | 0 | 0 | 0 | 0 | 0 | 0 | 0 | 0 | 0 | 0 | 0 | 0
Commercial_Lodging (WA)_Existing_Food Preparation_Natural Gas_Fryer_E8_Baseline Forecast | Commercial | Lodging (WA) | Existing | Food Preparation | Natural Gas | Fryer | E8 |  | Baseline Forecast | 0 | 0 | 0 | 0 | 0 | 0 | 0 | 0 | 0 | 0 | 0 | 0 | 0 | 0 | 0 | 0 | 0 | 0 | 0 | 0 | 0 | 0 | 0 | 0 | 0 | 0 | 0
Commercial_Lodging (WA)_Existing_Food Preparation_Natural Gas_Fryer_E9_Baseline Forecast | Commercial | Lodging (WA) | Existing | Food Preparation | Natural Gas | Fryer | E9 |  | Baseline Forecast | 0 | 0 | 0 | 0 | 0 | 0 | 0 | 0 | 0 | 0 | 0 | 0 | 0 | 0 | 0 | 0 | 0 | 0 | 0 | 0 | 0 | 0 | 0 | 0 | 0 | 0 | 0
Commercial_Lodging (WA)_Existing_Food Preparation_Natural Gas_Fryer_E10_Baseline Forecast | Commercial | Lodging (WA) | Existing | Food Preparation | Natural Gas | Fryer | E10 |  | Baseline Forecast | 0 | 0 | 0 | 0 | 0 | 0 | 0 | 0 | 0 | 0 | 0 | 0 | 0 | 0 | 0 | 0 | 0 | 0 | 0 | 0 | 0 | 0 | 0 | 0 | 0 | 0 | 0
Commercial_Lodging (WA)_Existing_Food Preparation_Natural Gas_Fryer_Vintage_Baseline Forecast | Commercial | Lodging (WA) | Existing | Food Preparation | Natural Gas | Fryer | Vintage | Vintage | Baseline Forecast | 406266.0826 | 387894.1432 | 368689.3143 | 348818.1474 | 328427.9404 | 307648.7932 | 286595.4473 | 265368.9314 | 244058.034 | 222740.6208 | 201484.8132 | 180350.0426 | 161432.2059 | 144498.7578 | 129341.5454 | 115774.2504 | 103630.0983 | 92759.8083 | 83029.7584 | 74320.3432 | 66524.503 | 59546.4083 | 53300.2816 | 47709.3429 | 42704.8664 | 38225.335 | 34215.6844
Commercial_Lodging (WA)_Existing_Food Preparation_Natural Gas_Broiler_E1_Baseline Forecast | Commercial | Lodging (WA) | Existing | Food Preparation | Natural Gas | Broiler | E1 | Standard | Baseline Forecast | 0 | 10963.397 | 23088.7266 | 36150.5541 | 49953.4522 | 64328.2177 | 79128.5616 | 94228.212 | 109518.3801 | 124905.5425 | 137925.6196 | 148880.8678 | 158035.7205 | 165621.5089 | 171840.5949 | 176869.9873 | 180864.5073 | 183959.5584 | 186273.5516 | 187910.0265 | 188959.5091 | 189501.1371 | 189604.082 | 189328.7948 | 188728.0948 | 187848.1241 | 186729.1815
Commercial_Lodging (WA)_Existing_Food Preparation_Natural Gas_Broiler_E2_Baseline Forecast | Commercial | Lodging (WA) | Existing | Food Preparation | Natural Gas | Broiler | E2 | Infrared Burners | Baseline Forecast | 0 | 3852.0043 | 8112.2553 | 12701.546 | 17551.2129 | 22601.8062 | 27801.9271 | 33107.2096 | 38479.4308 | 43885.7311 | 48460.3528 | 52309.4941 | 55526.064 | 58191.341 | 60376.4252 | 62143.5091 | 63546.989 | 64634.4394 | 65447.4641 | 66022.4417 | 66391.1789 | 66581.4806 | 66617.6504 | 66520.9279 | 66309.8712 | 66000.6923 | 65607.5503
Commercial_Lodging (WA)_Existing_Food Preparation_Natural Gas_Broiler_E3_Baseline Forecast | Commercial | Lodging (WA) | Existing | Food Preparation | Natural Gas | Broiler | E3 |  | Baseline Forecast | 0 | 0 | 0 | 0 | 0 | 0 | 0 | 0 | 0 | 0 | 0 | 0 | 0 | 0 | 0 | 0 | 0 | 0 | 0 | 0 | 0 | 0 | 0 | 0 | 0 | 0 | 0
Commercial_Lodging (WA)_Existing_Food Preparation_Natural Gas_Broiler_E4_Baseline Forecast | Commercial | Lodging (WA) | Existing | Food Preparation | Natural Gas | Broiler | E4 |  | Baseline Forecast | 0 | 0 | 0 | 0 | 0 | 0 | 0 | 0 | 0 | 0 | 0 | 0 | 0 | 0 | 0 | 0 | 0 | 0 | 0 | 0 | 0 | 0 | 0 | 0 | 0 | 0 | 0
Commercial_Lodging (WA)_Existing_Food Preparation_Natural Gas_Broiler_E5_Baseline Forecast | Commercial | Lodging (WA) | Existing | Food Preparation | Natural Gas | Broiler | E5 |  | Baseline Forecast | 0 | 0 | 0 | 0 | 0 | 0 | 0 | 0 | 0 | 0 | 0 | 0 | 0 | 0 | 0 | 0 | 0 | 0 | 0 | 0 | 0 | 0 | 0 | 0 | 0 | 0 | 0
Commercial_Lodging (WA)_Existing_Food Preparation_Natural Gas_Broiler_E6_Baseline Forecast | Commercial | Lodging (WA) | Existing | Food Preparation | Natural Gas | Broiler | E6 |  | Baseline Forecast | 0 | 0 | 0 | 0 | 0 | 0 | 0 | 0 | 0 | 0 | 0 | 0 | 0 | 0 | 0 | 0 | 0 | 0 | 0 | 0 | 0 | 0 | 0 | 0 | 0 | 0 | 0
Commercial_Lodging (WA)_Existing_Food Preparation_Natural Gas_Broiler_E7_Baseline Forecast | Commercial | Lodging (WA) | Existing | Food Preparation | Natural Gas | Broiler | E7 |  | Baseline Forecast | 0 | 0 | 0 | 0 | 0 | 0 | 0 | 0 | 0 | 0 | 0 | 0 | 0 | 0 | 0 | 0 | 0 | 0 | 0 | 0 | 0 | 0 | 0 | 0 | 0 | 0 | 0
Commercial_Lodging (WA)_Existing_Food Preparation_Natural Gas_Broiler_E8_Baseline Forecast | Commercial | Lodging (WA) | Existing | Food Preparation | Natural Gas | Broiler | E8 |  | Baseline Forecast | 0 | 0 | 0 | 0 | 0 | 0 | 0 | 0 | 0 | 0 | 0 | 0 | 0 | 0 | 0 | 0 | 0 | 0 | 0 | 0 | 0 | 0 | 0 | 0 | 0 | 0 | 0
Commercial_Lodging (WA)_Existing_Food Preparation_Natural Gas_Broiler_E9_Baseline Forecast | Commercial | Lodging (WA) | Existing | Food Preparation | Natural Gas | Broiler | E9 |  | Baseline Forecast | 0 | 0 | 0 | 0 | 0 | 0 | 0 | 0 | 0 | 0 | 0 | 0 | 0 | 0 | 0 | 0 | 0 | 0 | 0 | 0 | 0 | 0 | 0 | 0 | 0 | 0 | 0
Commercial_Lodging (WA)_Existing_Food Preparation_Natural Gas_Broiler_E10_Baseline Forecast | Commercial | Lodging (WA) | Existing | Food Preparation | Natural Gas | Broiler | E10 |  | Baseline Forecast | 0 | 0 | 0 | 0 | 0 | 0 | 0 | 0 | 0 | 0 | 0 | 0 | 0 | 0 | 0 | 0 | 0 | 0 | 0 | 0 | 0 | 0 | 0 | 0 | 0 | 0 | 0
Commercial_Lodging (WA)_Existing_Food Preparation_Natural Gas_Broiler_Vintage_Baseline Forecast | Commercial | Lodging (WA) | Existing | Food Preparation | Natural Gas | Broiler | Vintage | Vintage | Baseline Forecast | 406266.0826 | 385200.4339 | 362660.7635 | 338950.2338 | 314331.4791 | 289031.718 | 263247.2265 | 237147.2517 | 210877.4367 | 184562.8164 | 161531.9008 | 141374.9286 | 123733.2708 | 108293.0507 | 94779.5589 | 82952.3661 | 72601.0452 | 63541.4276 | 55612.3264 | 48672.6686 | 42598.9851 | 37283.2143 | 32630.779 | 28558.904 | 24995.1434 | 21876.0913 | 19146.2543
Commercial_Lodging (WA)_Existing_Food Preparation_Natural Gas_Griddle_E1_Baseline Forecast | Commercial | Lodging (WA) | Existing | Food Preparation | Natural Gas | Griddle | E1 | Standard | Baseline Forecast | 0 | 28122.0505 | 59224.5577 | 92729.2619 | 128134.8755 | 165007.3781 | 202971.5255 | 241703.4198 | 280924.0081 | 320393.395 | 353791.0059 | 381892.1544 | 405375.1341 | 424833.33 | 440785.8172 | 453686.6387 | 463932.9239 | 471871.9948 | 477807.585 | 482005.283 | 484697.2957 | 486086.6177 | 486350.6803 | 485644.545 | 484103.6983 | 481846.4982 | 478976.3147
Commercial_Lodging (WA)_Existing_Food Preparation_Natural Gas_Griddle_E2_Baseline Forecast | Commercial | Lodging (WA) | Existing | Food Preparation | Natural Gas | Griddle | E2 | ENERGY STAR | Baseline Forecast | 0 | 11486.4713 | 24190.3123 | 37875.3323 | 52336.7801 | 67397.3798 | 82903.8625 | 98723.932 | 114743.6089 | 130864.9078 | 144506.1855 | 155984.1194 | 165575.759 | 173523.4728 | 180039.2775 | 185308.6271 | 189493.7295 | 192736.4486 | 195160.8446 | 196875.3973 | 197974.9518 | 198542.4213 | 198650.2779 | 198361.8564 | 197732.4965 | 196810.5415 | 195638.2131
Commercial_Lodging (WA)_Existing_Food Preparation_Natural Gas_Griddle_E3_Baseline Forecast | Commercial | Lodging (WA) | Existing | Food Preparation | Natural Gas | Griddle | E3 |  | Baseline Forecast | 0 | 0 | 0 | 0 | 0 | 0 | 0 | 0 | 0 | 0 | 0 | 0 | 0 | 0 | 0 | 0 | 0 | 0 | 0 | 0 | 0 | 0 | 0 | 0 | 0 | 0 | 0
Commercial_Lodging (WA)_Existing_Food Preparation_Natural Gas_Griddle_E4_Baseline Forecast | Commercial | Lodging (WA) | Existing | Food Preparation | Natural Gas | Griddle | E4 |  | Baseline Forecast | 0 | 0 | 0 | 0 | 0 | 0 | 0 | 0 | 0 | 0 | 0 | 0 | 0 | 0 | 0 | 0 | 0 | 0 | 0 | 0 | 0 | 0 | 0 | 0 | 0 | 0 | 0
Commercial_Lodging (WA)_Existing_Food Preparation_Natural Gas_Griddle_E5_Baseline Forecast | Commercial | Lodging (WA) | Existing | Food Preparation | Natural Gas | Griddle | E5 |  | Baseline Forecast | 0 | 0 | 0 | 0 | 0 | 0 | 0 | 0 | 0 | 0 | 0 | 0 | 0 | 0 | 0 | 0 | 0 | 0 | 0 | 0 | 0 | 0 | 0 | 0 | 0 | 0 | 0
Commercial_Lodging (WA)_Existing_Food Preparation_Natural Gas_Griddle_E6_Baseline Forecast | Commercial | Lodging (WA) | Existing | Food Preparation | Natural Gas | Griddle | E6 |  | Baseline Forecast | 0 | 0 | 0 | 0 | 0 | 0 | 0 | 0 | 0 | 0 | 0 | 0 | 0 | 0 | 0 | 0 | 0 | 0 | 0 | 0 | 0 | 0 | 0 | 0 | 0 | 0 | 0
Commercial_Lodging (WA)_Existing_Food Preparation_Natural Gas_Griddle_E7_Baseline Forecast | Commercial | Lodging (WA) | Existing | Food Preparation | Natural Gas | Griddle | E7 |  | Baseline Forecast | 0 | 0 | 0 | 0 | 0 | 0 | 0 | 0 | 0 | 0 | 0 | 0 | 0 | 0 | 0 | 0 | 0 | 0 | 0 | 0 | 0 | 0 | 0 | 0 | 0 | 0 | 0
Commercial_Lodging (WA)_Existing_Food Preparation_Natural Gas_Griddle_E8_Baseline Forecast | Commercial | Lodging (WA) | Existing | Food Preparation | Natural Gas | Griddle | E8 |  | Baseline Forecast | 0 | 0 | 0 | 0 | 0 | 0 | 0 | 0 | 0 | 0 | 0 | 0 | 0 | 0 | 0 | 0 | 0 | 0 | 0 | 0 | 0 | 0 | 0 | 0 | 0 | 0 | 0
Commercial_Lodging (WA)_Existing_Food Preparation_Natural Gas_Griddle_E9_Baseline Forecast | Commercial | Lodging (WA) | Existing | Food Preparation | Natural Gas | Griddle | E9 |  | Baseline Forecast | 0 | 0 | 0 | 0 | 0 | 0 | 0 | 0 | 0 | 0 | 0 | 0 | 0 | 0 | 0 | 0 | 0 | 0 | 0 | 0 | 0 | 0 | 0 | 0 | 0 | 0 | 0
Commercial_Lodging (WA)_Existing_Food Preparation_Natural Gas_Griddle_E10_Baseline Forecast | Commercial | Lodging (WA) | Existing | Food Preparation | Natural Gas | Griddle | E10 |  | Baseline Forecast | 0 | 0 | 0 | 0 | 0 | 0 | 0 | 0 | 0 | 0 | 0 | 0 | 0 | 0 | 0 | 0 | 0 | 0 | 0 | 0 | 0 | 0 | 0 | 0 | 0 | 0 | 0
Commercial_Lodging (WA)_Existing_Food Preparation_Natural Gas_Griddle_Vintage_Baseline Forecast | Commercial | Lodging (WA) | Existing | Food Preparation | Natural Gas | Griddle | Vintage | Vintage | Baseline Forecast | 1086139.9351 | 1029821.5681 | 969562.4494 | 906173.074 | 840355.587 | 772717.4502 | 703783.4014 | 634005.9179 | 563774.3716 | 493423.0398 | 431850.5921 | 377961.5438 | 330797.1119 | 289518.156 | 253390.2494 | 221770.6114 | 194096.6719 | 169876.0615 | 148677.8521 | 130124.8894 | 113887.0827 | 99675.5322 | 87237.3889 | 76351.3557 | 66823.7507 | 58485.0604 | 51186.9247
Commercial_Lodging (WA)_Existing_Food Preparation_Natural Gas_Range_E1_Baseline Forecast | Commercial | Lodging (WA) | Existing | Food Preparation | Natural Gas | Range | E1 | Standard | Baseline Forecast | 0 | 267.7657 | 606.3863 | 996.8261 | 1424.1834 | 1876.8108 | 2345.623 | 2823.5501 | 3305.1088 | 3786.0633 | 4146.7128 | 4412.8788 | 4604.8966 | 4738.7797 | 4827.1379 | 4879.8994 | 4904.8808 | 4908.235 | 4894.8049 | 4868.401 | 4832.0213 | 4788.0235 | 4738.261 | 4684.19 | 4626.9541 | 4567.4505 | 4506.3826
Commercial_Lodging (WA)_Existing_Food Preparation_Natural Gas_Range_E2_Baseline Forecast | Commercial | Lodging (WA) | Existing | Food Preparation | Natural Gas | Range | E2 | High Efficiency | Baseline Forecast | 0 | 385.3214 | 872.6047 | 1434.4571 | 2049.4346 | 2700.7766 | 3375.4087 | 4063.1575 | 4756.1322 | 5448.2375 | 5967.2208 | 6350.2402 | 6626.5585 | 6819.2196 | 6946.3691 | 7022.2943 | 7058.2431 | 7063.0699 | 7043.7436 | 7005.7478 | 6953.3965 | 6890.0826 | 6818.4731 | 6740.6636 | 6658.2998 | 6572.6727 | 6484.7944
Commercial_Lodging (WA)_Existing_Food Preparation_Natural Gas_Range_E3_Baseline Forecast | Commercial | Lodging (WA) | Existing | Food Preparation | Natural Gas | Range | E3 |  | Baseline Forecast | 0 | 0 | 0 | 0 | 0 | 0 | 0 | 0 | 0 | 0 | 0 | 0 | 0 | 0 | 0 | 0 | 0 | 0 | 0 | 0 | 0 | 0 | 0 | 0 | 0 | 0 | 0
Commercial_Lodging (WA)_Existing_Food Preparation_Natural Gas_Range_E4_Baseline Forecast | Commercial | Lodging (WA) | Existing | Food Preparation | Natural Gas | Range | E4 |  | Baseline Forecast | 0 | 0 | 0 | 0 | 0 | 0 | 0 | 0 | 0 | 0 | 0 | 0 | 0 | 0 | 0 | 0 | 0 | 0 | 0 | 0 | 0 | 0 | 0 | 0 | 0 | 0 | 0
Commercial_Lodging (WA)_Existing_Food Preparation_Natural Gas_Range_E5_Baseline Forecast | Commercial | Lodging (WA) | Existing | Food Preparation | Natural Gas | Range | E5 |  | Baseline Forecast | 0 | 0 | 0 | 0 | 0 | 0 | 0 | 0 | 0 | 0 | 0 | 0 | 0 | 0 | 0 | 0 | 0 | 0 | 0 | 0 | 0 | 0 | 0 | 0 | 0 | 0 | 0
Commercial_Lodging (WA)_Existing_Food Preparation_Natural Gas_Range_E6_Baseline Forecast | Commercial | Lodging (WA) | Existing | Food Preparation | Natural Gas | Range | E6 |  | Baseline Forecast | 0 | 0 | 0 | 0 | 0 | 0 | 0 | 0 | 0 | 0 | 0 | 0 | 0 | 0 | 0 | 0 | 0 | 0 | 0 | 0 | 0 | 0 | 0 | 0 | 0 | 0 | 0
Commercial_Lodging (WA)_Existing_Food Preparation_Natural Gas_Range_E7_Baseline Forecast | Commercial | Lodging (WA) | Existing | Food Preparation | Natural Gas | Range | E7 |  | Baseline Forecast | 0 | 0 | 0 | 0 | 0 | 0 | 0 | 0 | 0 | 0 | 0 | 0 | 0 | 0 | 0 | 0 | 0 | 0 | 0 | 0 | 0 | 0 | 0 | 0 | 0 | 0 | 0
Commercial_Lodging (WA)_Existing_Food Preparation_Natural Gas_Range_E8_Baseline Forecast | Commercial | Lodging (WA) | Existing | Food Preparation | Natural Gas | Range | E8 |  | Baseline Forecast | 0 | 0 | 0 | 0 | 0 | 0 | 0 | 0 | 0 | 0 | 0 | 0 | 0 | 0 | 0 | 0 | 0 | 0 | 0 | 0 | 0 | 0 | 0 | 0 | 0 | 0 | 0
Commercial_Lodging (WA)_Existing_Food Preparation_Natural Gas_Range_E9_Baseline Forecast | Commercial | Lodging (WA) | Existing | Food Preparation | Natural Gas | Range | E9 |  | Baseline Forecast | 0 | 0 | 0 | 0 | 0 | 0 | 0 | 0 | 0 | 0 | 0 | 0 | 0 | 0 | 0 | 0 | 0 | 0 | 0 | 0 | 0 | 0 | 0 | 0 | 0 | 0 | 0
Commercial_Lodging (WA)_Existing_Food Preparation_Natural Gas_Range_E10_Baseline Forecast | Commercial | Lodging (WA) | Existing | Food Preparation | Natural Gas | Range | E10 |  | Baseline Forecast | 0 | 0 | 0 | 0 | 0 | 0 | 0 | 0 | 0 | 0 | 0 | 0 | 0 | 0 | 0 | 0 | 0 | 0 | 0 | 0 | 0 | 0 | 0 | 0 | 0 | 0 | 0
Commercial_Lodging (WA)_Existing_Food Preparation_Natural Gas_Range_Vintage_Baseline Forecast | Commercial | Lodging (WA) | Existing | Food Preparation | Natural Gas | Range | Vintage | Vintage | Baseline Forecast | 16582.2891 | 15674.0899 | 14596.9986 | 13397.3835 | 12111.5308 | 10767.7898 | 9388.2629 | 7990.1362 | 6586.7282 | 5188.3151 | 4086.7959 | 3219.1377 | 2535.69 | 1997.3435 | 1573.2921 | 1239.2701 | 976.1635 | 768.9165 | 605.6696 | 477.0813 | 375.7933 | 296.0095 | 233.1644 | 183.6618 | 144.669 | 113.9546 | 89.7612
Commercial_Lodging (WA)_Existing_Food Preparation_Natural Gas_Steamer_E1_Baseline Forecast | Commercial | Lodging (WA) | Existing | Food Preparation | Natural Gas | Steamer | E1 | Standard | Baseline Forecast | 0 | 302.3551 | 636.7547 | 996.9816 | 1377.6462 | 1774.0821 | 2182.2549 | 2598.6821 | 3020.3635 | 3444.7199 | 3803.7954 | 4105.9258 | 4358.4038 | 4567.6092 | 4739.1229 | 4877.8265 | 4987.9897 | 5073.3469 | 5137.1636 | 5182.2953 | 5211.2385 | 5226.1759 | 5229.0149 | 5221.4229 | 5204.8564 | 5180.5881 | 5149.7292
Commercial_Lodging (WA)_Existing_Food Preparation_Natural Gas_Steamer_E2_Baseline Forecast | Commercial | Lodging (WA) | Existing | Food Preparation | Natural Gas | Steamer | E2 | ENERGY STAR | Baseline Forecast | 0 | 302.3551 | 636.7547 | 996.9816 | 1377.6462 | 1774.0821 | 2182.2549 | 2598.6821 | 3020.3635 | 3444.7199 | 3803.7954 | 4105.9258 | 4358.4038 | 4567.6092 | 4739.1229 | 4877.8265 | 4987.9897 | 5073.3469 | 5137.1636 | 5182.2953 | 5211.2385 | 5226.1759 | 5229.0149 | 5221.4229 | 5204.8564 | 5180.5881 | 5149.7292
Commercial_Lodging (WA)_Existing_Food Preparation_Natural Gas_Steamer_E3_Baseline Forecast | Commercial | Lodging (WA) | Existing | Food Preparation | Natural Gas | Steamer | E3 |  | Baseline Forecast | 0 | 0 | 0 | 0 | 0 | 0 | 0 | 0 | 0 | 0 | 0 | 0 | 0 | 0 | 0 | 0 | 0 | 0 | 0 | 0 | 0 | 0 | 0 | 0 | 0 | 0 | 0
Commercial_Lodging (WA)_Existing_Food Preparation_Natural Gas_Steamer_E4_Baseline Forecast | Commercial | Lodging (WA) | Existing | Food Preparation | Natural Gas | Steamer | E4 |  | Baseline Forecast | 0 | 0 | 0 | 0 | 0 | 0 | 0 | 0 | 0 | 0 | 0 | 0 | 0 | 0 | 0 | 0 | 0 | 0 | 0 | 0 | 0 | 0 | 0 | 0 | 0 | 0 | 0
Commercial_Lodging (WA)_Existing_Food Preparation_Natural Gas_Steamer_E5_Baseline Forecast | Commercial | Lodging (WA) | Existing | Food Preparation | Natural Gas | Steamer | E5 |  | Baseline Forecast | 0 | 0 | 0 | 0 | 0 | 0 | 0 | 0 | 0 | 0 | 0 | 0 | 0 | 0 | 0 | 0 | 0 | 0 | 0 | 0 | 0 | 0 | 0 | 0 | 0 | 0 | 0
Commercial_Lodging (WA)_Existing_Food Preparation_Natural Gas_Steamer_E6_Baseline Forecast | Commercial | Lodging (WA) | Existing | Food Preparation | Natural Gas | Steamer | E6 |  | Baseline Forecast | 0 | 0 | 0 | 0 | 0 | 0 | 0 | 0 | 0 | 0 | 0 | 0 | 0 | 0 | 0 | 0 | 0 | 0 | 0 | 0 | 0 | 0 | 0 | 0 | 0 | 0 | 0
Commercial_Lodging (WA)_Existing_Food Preparation_Natural Gas_Steamer_E7_Baseline Forecast | Commercial | Lodging (WA) | Existing | Food Preparation | Natural Gas | Steamer | E7 |  | Baseline Forecast | 0 | 0 | 0 | 0 | 0 | 0 | 0 | 0 | 0 | 0 | 0 | 0 | 0 | 0 | 0 | 0 | 0 | 0 | 0 | 0 | 0 | 0 | 0 | 0 | 0 | 0 | 0
Commercial_Lodging (WA)_Existing_Food Preparation_Natural Gas_Steamer_E8_Baseline Forecast | Commercial | Lodging (WA) | Existing | Food Preparation | Natural Gas | Steamer | E8 |  | Baseline Forecast | 0 | 0 | 0 | 0 | 0 | 0 | 0 | 0 | 0 | 0 | 0 | 0 | 0 | 0 | 0 | 0 | 0 | 0 | 0 | 0 | 0 | 0 | 0 | 0 | 0 | 0 | 0
Commercial_Lodging (WA)_Existing_Food Preparation_Natural Gas_Steamer_E9_Baseline Forecast | Commercial | Lodging (WA) | Existing | Food Preparation | Natural Gas | Steamer | E9 |  | Baseline Forecast | 0 | 0 | 0 | 0 | 0 | 0 | 0 | 0 | 0 | 0 | 0 | 0 | 0 | 0 | 0 | 0 | 0 | 0 | 0 | 0 | 0 | 0 | 0 | 0 | 0 | 0 | 0
Commercial_Lodging (WA)_Existing_Food Preparation_Natural Gas_Steamer_E10_Baseline Forecast | Commercial | Lodging (WA) | Existing | Food Preparation | Natural Gas | Steamer | E10 |  | Baseline Forecast | 0 | 0 | 0 | 0 | 0 | 0 | 0 | 0 | 0 | 0 | 0 | 0 | 0 | 0 | 0 | 0 | 0 | 0 | 0 | 0 | 0 | 0 | 0 | 0 | 0 | 0 | 0
Commercial_Lodging (WA)_Existing_Food Preparation_Natural Gas_Steamer_Vintage_Baseline Forecast | Commercial | Lodging (WA) | Existing | Food Preparation | Natural Gas | Steamer | Vintage | Vintage | Baseline Forecast | 16582.2891 | 15722.4667 | 14802.4801 | 13834.7034 | 12829.8563 | 11797.213 | 10744.7848 | 9679.4797 | 8607.2423 | 7533.1762 | 6593.1388 | 5770.4052 | 5050.3376 | 4420.1245 | 3868.5534 | 3385.8109 | 2963.308 | 2593.5277 | 2269.8909 | 1986.6395 | 1738.7341 | 1521.7639 | 1331.8685 | 1165.6696 | 1020.2099 | 892.9017 | 781.4798
Commercial_Lodging (WA)_Existing_Food Preparation_Natural Gas_Food Prep Other_E1_Baseline Forecast | Commercial | Lodging (WA) | Existing | Food Preparation | Natural Gas | Food Prep Other | E1 | Standard | Baseline Forecast | 0 | 0 | 0 | 0 | 0 | 0 | 0 | 0 | 0 | 0 | 0 | 0 | 0 | 0 | 0 | 0 | 0 | 0 | 0 | 0 | 0 | 0 | 0 | 0 | 0 | 0 | 0
Commercial_Lodging (WA)_Existing_Food Preparation_Natural Gas_Food Prep Other_E2_Baseline Forecast | Commercial | Lodging (WA) | Existing | Food Preparation | Natural Gas | Food Prep Other | E2 | ENERGY STAR | Baseline Forecast | 0 | 0 | 0 | 0 | 0 | 0 | 0 | 0 | 0 | 0 | 0 | 0 | 0 | 0 | 0 | 0 | 0 | 0 | 0 | 0 | 0 | 0 | 0 | 0 | 0 | 0 | 0
Commercial_Lodging (WA)_Existing_Food Preparation_Natural Gas_Food Prep Other_E3_Baseline Forecast | Commercial | Lodging (WA) | Existing | Food Preparation | Natural Gas | Food Prep Other | E3 |  | Baseline Forecast | 0 | 0 | 0 | 0 | 0 | 0 | 0 | 0 | 0 | 0 | 0 | 0 | 0 | 0 | 0 | 0 | 0 | 0 | 0 | 0 | 0 | 0 | 0 | 0 | 0 | 0 | 0
Commercial_Lodging (WA)_Existing_Food Preparation_Natural Gas_Food Prep Other_E4_Baseline Forecast | Commercial | Lodging (WA) | Existing | Food Preparation | Natural Gas | Food Prep Other | E4 |  | Baseline Forecast | 0 | 0 | 0 | 0 | 0 | 0 | 0 | 0 | 0 | 0 | 0 | 0 | 0 | 0 | 0 | 0 | 0 | 0 | 0 | 0 | 0 | 0 | 0 | 0 | 0 | 0 | 0
Commercial_Lodging (WA)_Existing_Food Preparation_Natural Gas_Food Prep Other_E5_Baseline Forecast | Commercial | Lodging (WA) | Existing | Food Preparation | Natural Gas | Food Prep Other | E5 |  | Baseline Forecast | 0 | 0 | 0 | 0 | 0 | 0 | 0 | 0 | 0 | 0 | 0 | 0 | 0 | 0 | 0 | 0 | 0 | 0 | 0 | 0 | 0 | 0 | 0 | 0 | 0 | 0 | 0
Commercial_Lodging (WA)_Existing_Food Preparation_Natural Gas_Food Prep Other_E6_Baseline Forecast | Commercial | Lodging (WA) | Existing | Food Preparation | Natural Gas | Food Prep Other | E6 |  | Baseline Forecast | 0 | 0 | 0 | 0 | 0 | 0 | 0 | 0 | 0 | 0 | 0 | 0 | 0 | 0 | 0 | 0 | 0 | 0 | 0 | 0 | 0 | 0 | 0 | 0 | 0 | 0 | 0
Commercial_Lodging (WA)_Existing_Food Preparation_Natural Gas_Food Prep Other_E7_Baseline Forecast | Commercial | Lodging (WA) | Existing | Food Preparation | Natural Gas | Food Prep Other | E7 |  | Baseline Forecast | 0 | 0 | 0 | 0 | 0 | 0 | 0 | 0 | 0 | 0 | 0 | 0 | 0 | 0 | 0 | 0 | 0 | 0 | 0 | 0 | 0 | 0 | 0 | 0 | 0 | 0 | 0
Commercial_Lodging (WA)_Existing_Food Preparation_Natural Gas_Food Prep Other_E8_Baseline Forecast | Commercial | Lodging (WA) | Existing | Food Preparation | Natural Gas | Food Prep Other | E8 |  | Baseline Forecast | 0 | 0 | 0 | 0 | 0 | 0 | 0 | 0 | 0 | 0 | 0 | 0 | 0 | 0 | 0 | 0 | 0 | 0 | 0 | 0 | 0 | 0 | 0 | 0 | 0 | 0 | 0
Commercial_Lodging (WA)_Existing_Food Preparation_Natural Gas_Food Prep Other_E9_Baseline Forecast | Commercial | Lodging (WA) | Existing | Food Preparation | Natural Gas | Food Prep Other | E9 |  | Baseline Forecast | 0 | 0 | 0 | 0 | 0 | 0 | 0 | 0 | 0 | 0 | 0 | 0 | 0 | 0 | 0 | 0 | 0 | 0 | 0 | 0 | 0 | 0 | 0 | 0 | 0 | 0 | 0
Commercial_Lodging (WA)_Existing_Food Preparation_Natural Gas_Food Prep Other_E10_Baseline Forecast | Commercial | Lodging (WA) | Existing | Food Preparation | Natural Gas | Food Prep Other | E10 |  | Baseline Forecast | 0 | 0 | 0 | 0 | 0 | 0 | 0 | 0 | 0 | 0 | 0 | 0 | 0 | 0 | 0 | 0 | 0 | 0 | 0 | 0 | 0 | 0 | 0 | 0 | 0 | 0 | 0
Commercial_Lodging (WA)_Existing_Food Preparation_Natural Gas_Food Prep Other_Vintage_Baseline Forecast | Commercial | Lodging (WA) | Existing | Food Preparation | Natural Gas | Food Prep Other | Vintage | Vintage | Baseline Forecast | 0 | 0 | 0 | 0 | 0 | 0 | 0 | 0 | 0 | 0 | 0 | 0 | 0 | 0 | 0 | 0 | 0 | 0 | 0 | 0 | 0 | 0 | 0 | 0 | 0 | 0 | 0
Commercial_Lodging (WA)_Existing_Miscellaneous_Natural Gas_Pool Heater_E1_Baseline Forecast | Commercial | Lodging (WA) | Existing | Miscellaneous | Natural Gas | Pool Heater | E1 | Standard (EF .82) | Baseline Forecast | 0 | 44792.7923 | 86737.2224 | 126222.4486 | 163560.0644 | 199000.4611 | 225837.1204 | 245913.2891 | 260680.6231 | 271282.329 | 278618.6542 | 283398.4727 | 286179.9188 | 287402.3946 | 287411.7805 | 286480.2948 | 284822.1362 | 282605.8049 | 279963.8086 | 277000.307 | 273797.134 | 270418.5404 | 266914.9306 | 263325.8052 | 259682.0793 | 256007.908 | 252322.1249
Commercial_Lodging (WA)_Existing_Miscellaneous_Natural Gas_Pool Heater_E2_Baseline Forecast | Commercial | Lodging (WA) | Existing | Miscellaneous | Natural Gas | Pool Heater | E2 | Condensing (EF .90) | Baseline Forecast | 0 | 4976.9769 | 9637.4692 | 14024.7165 | 18173.3405 | 22111.1623 | 25093.0134 | 27323.6988 | 28964.5137 | 30142.481 | 30957.6282 | 31488.7192 | 31797.7688 | 31933.5994 | 31934.6423 | 31831.1439 | 31646.904 | 31400.645 | 31107.0898 | 30777.8119 | 30421.9038 | 30046.5045 | 29657.2145 | 29258.4228 | 28853.5644 | 28445.3231 | 28035.7917
Commercial_Lodging (WA)_Existing_Miscellaneous_Natural Gas_Pool Heater_E3_Baseline Forecast | Commercial | Lodging (WA) | Existing | Miscellaneous | Natural Gas | Pool Heater | E3 |  | Baseline Forecast | 0 | 0 | 0 | 0 | 0 | 0 | 0 | 0 | 0 | 0 | 0 | 0 | 0 | 0 | 0 | 0 | 0 | 0 | 0 | 0 | 0 | 0 | 0 | 0 | 0 | 0 | 0
Commercial_Lodging (WA)_Existing_Miscellaneous_Natural Gas_Pool Heater_E4_Baseline Forecast | Commercial | Lodging (WA) | Existing | Miscellaneous | Natural Gas | Pool Heater | E4 |  | Baseline Forecast | 0 | 0 | 0 | 0 | 0 | 0 | 0 | 0 | 0 | 0 | 0 | 0 | 0 | 0 | 0 | 0 | 0 | 0 | 0 | 0 | 0 | 0 | 0 | 0 | 0 | 0 | 0
Commercial_Lodging (WA)_Existing_Miscellaneous_Natural Gas_Pool Heater_E5_Baseline Forecast | Commercial | Lodging (WA) | Existing | Miscellaneous | Natural Gas | Pool Heater | E5 |  | Baseline Forecast | 0 | 0 | 0 | 0 | 0 | 0 | 0 | 0 | 0 | 0 | 0 | 0 | 0 | 0 | 0 | 0 | 0 | 0 | 0 | 0 | 0 | 0 | 0 | 0 | 0 | 0 | 0
Commercial_Lodging (WA)_Existing_Miscellaneous_Natural Gas_Pool Heater_E6_Baseline Forecast | Commercial | Lodging (WA) | Existing | Miscellaneous | Natural Gas | Pool Heater | E6 |  | Baseline Forecast | 0 | 0 | 0 | 0 | 0 | 0 | 0 | 0 | 0 | 0 | 0 | 0 | 0 | 0 | 0 | 0 | 0 | 0 | 0 | 0 | 0 | 0 | 0 | 0 | 0 | 0 | 0
Commercial_Lodging (WA)_Existing_Miscellaneous_Natural Gas_Pool Heater_E7_Baseline Forecast | Commercial | Lodging (WA) | Existing | Miscellaneous | Natural Gas | Pool Heater | E7 |  | Baseline Forecast | 0 | 0 | 0 | 0 | 0 | 0 | 0 | 0 | 0 | 0 | 0 | 0 | 0 | 0 | 0 | 0 | 0 | 0 | 0 | 0 | 0 | 0 | 0 | 0 | 0 | 0 | 0
Commercial_Lodging (WA)_Existing_Miscellaneous_Natural Gas_Pool Heater_E8_Baseline Forecast | Commercial | Lodging (WA) | Existing | Miscellaneous | Natural Gas | Pool Heater | E8 |  | Baseline Forecast | 0 | 0 | 0 | 0 | 0 | 0 | 0 | 0 | 0 | 0 | 0 | 0 | 0 | 0 | 0 | 0 | 0 | 0 | 0 | 0 | 0 | 0 | 0 | 0 | 0 | 0 | 0
Commercial_Lodging (WA)_Existing_Miscellaneous_Natural Gas_Pool Heater_E9_Baseline Forecast | Commercial | Lodging (WA) | Existing | Miscellaneous | Natural Gas | Pool Heater | E9 |  | Baseline Forecast | 0 | 0 | 0 | 0 | 0 | 0 | 0 | 0 | 0 | 0 | 0 | 0 | 0 | 0 | 0 | 0 | 0 | 0 | 0 | 0 | 0 | 0 | 0 | 0 | 0 | 0 | 0
Commercial_Lodging (WA)_Existing_Miscellaneous_Natural Gas_Pool Heater_E10_Baseline Forecast | Commercial | Lodging (WA) | Existing | Miscellaneous | Natural Gas | Pool Heater | E10 |  | Baseline Forecast | 0 | 0 | 0 | 0 | 0 | 0 | 0 | 0 | 0 | 0 | 0 | 0 | 0 | 0 | 0 | 0 | 0 | 0 | 0 | 0 | 0 | 0 | 0 | 0 | 0 | 0 | 0
Commercial_Lodging (WA)_Existing_Miscellaneous_Natural Gas_Pool Heater_Vintage_Baseline Forecast | Commercial | Lodging (WA) | Existing | Miscellaneous | Natural Gas | Pool Heater | Vintage | Vintage | Baseline Forecast | 421228.5153 | 364978.3074 | 311992.6454 | 261837.5973 | 214165.4382 | 168696.4682 | 132880.9103 | 104669.2709 | 82447.1796 | 64943.0091 | 51155.1087 | 40294.4856 | 31739.6564 | 25001.0832 | 19693.1609 | 15512.1514 | 12218.8023 | 9624.6566 | 7581.268 | 5971.7064 | 4703.8672 | 3705.2 | 2918.5576 | 2298.9253 | 1810.8458 | 1426.3893 | 1123.5559
Commercial_Lodging (WA)_Existing_Miscellaneous_Natural Gas_Miscellaneous_E1_Baseline Forecast | Commercial | Lodging (WA) | Existing | Miscellaneous | Natural Gas | Miscellaneous | E1 | Standard | Baseline Forecast | 0 | 360364.1197 | 777224.8853 | 1238212.4499 | 1618307.7095 | 1930271.2345 | 2184870.2653 | 2391189.7915 | 2556895.09 | 2688453.2934 | 2791320.3846 | 2870099.0113 | 2928671.6741 | 2970313.1304 | 2997785.2588 | 3013417.1194 | 3019172.5205 | 3016707.0426 | 3007416.1622 | 2992475.8673 | 2972876.9332 | 2949453.8507 | 2922909.2387 | 2893834.4478 | 2862726.948 | 2830005.0028 | 2796020.0534
Commercial_Lodging (WA)_Existing_Miscellaneous_Natural Gas_Miscellaneous_E2_Baseline Forecast | Commercial | Lodging (WA) | Existing | Miscellaneous | Natural Gas | Miscellaneous | E2 |  | Baseline Forecast | 0 | 0 | 0 | 0 | 0 | 0 | 0 | 0 | 0 | 0 | 0 | 0 | 0 | 0 | 0 | 0 | 0 | 0 | 0 | 0 | 0 | 0 | 0 | 0 | 0 | 0 | 0
Commercial_Lodging (WA)_Existing_Miscellaneous_Natural Gas_Miscellaneous_E3_Baseline Forecast | Commercial | Lodging (WA) | Existing | Miscellaneous | Natural Gas | Miscellaneous | E3 |  | Baseline Forecast | 0 | 0 | 0 | 0 | 0 | 0 | 0 | 0 | 0 | 0 | 0 | 0 | 0 | 0 | 0 | 0 | 0 | 0 | 0 | 0 | 0 | 0 | 0 | 0 | 0 | 0 | 0
Commercial_Lodging (WA)_Existing_Miscellaneous_Natural Gas_Miscellaneous_E4_Baseline Forecast | Commercial | Lodging (WA) | Existing | Miscellaneous | Natural Gas | Miscellaneous | E4 |  | Baseline Forecast | 0 | 0 | 0 | 0 | 0 | 0 | 0 | 0 | 0 | 0 | 0 | 0 | 0 | 0 | 0 | 0 | 0 | 0 | 0 | 0 | 0 | 0 | 0 | 0 | 0 | 0 | 0
Commercial_Lodging (WA)_Existing_Miscellaneous_Natural Gas_Miscellaneous_E5_Baseline Forecast | Commercial | Lodging (WA) | Existing | Miscellaneous | Natural Gas | Miscellaneous | E5 |  | Baseline Forecast | 0 | 0 | 0 | 0 | 0 | 0 | 0 | 0 | 0 | 0 | 0 | 0 | 0 | 0 | 0 | 0 | 0 | 0 | 0 | 0 | 0 | 0 | 0 | 0 | 0 | 0 | 0
Commercial_Lodging (WA)_Existing_Miscellaneous_Natural Gas_Miscellaneous_E6_Baseline Forecast | Commercial | Lodging (WA) | Existing | Miscellaneous | Natural Gas | Miscellaneous | E6 |  | Baseline Forecast | 0 | 0 | 0 | 0 | 0 | 0 | 0 | 0 | 0 | 0 | 0 | 0 | 0 | 0 | 0 | 0 | 0 | 0 | 0 | 0 | 0 | 0 | 0 | 0 | 0 | 0 | 0
Commercial_Lodging (WA)_Existing_Miscellaneous_Natural Gas_Miscellaneous_E7_Baseline Forecast | Commercial | Lodging (WA) | Existing | Miscellaneous | Natural Gas | Miscellaneous | E7 |  | Baseline Forecast | 0 | 0 | 0 | 0 | 0 | 0 | 0 | 0 | 0 | 0 | 0 | 0 | 0 | 0 | 0 | 0 | 0 | 0 | 0 | 0 | 0 | 0 | 0 | 0 | 0 | 0 | 0
Commercial_Lodging (WA)_Existing_Miscellaneous_Natural Gas_Miscellaneous_E8_Baseline Forecast | Commercial | Lodging (WA) | Existing | Miscellaneous | Natural Gas | Miscellaneous | E8 |  | Baseline Forecast | 0 | 0 | 0 | 0 | 0 | 0 | 0 | 0 | 0 | 0 | 0 | 0 | 0 | 0 | 0 | 0 | 0 | 0 | 0 | 0 | 0 | 0 | 0 | 0 | 0 | 0 | 0
Commercial_Lodging (WA)_Existing_Miscellaneous_Natural Gas_Miscellaneous_E9_Baseline Forecast | Commercial | Lodging (WA) | Existing | Miscellaneous | Natural Gas | Miscellaneous | E9 |  | Baseline Forecast | 0 | 0 | 0 | 0 | 0 | 0 | 0 | 0 | 0 | 0 | 0 | 0 | 0 | 0 | 0 | 0 | 0 | 0 | 0 | 0 | 0 | 0 | 0 | 0 | 0 | 0 | 0
Commercial_Lodging (WA)_Existing_Miscellaneous_Natural Gas_Miscellaneous_E10_Baseline Forecast | Commercial | Lodging (WA) | Existing | Miscellaneous | Natural Gas | Miscellaneous | E10 |  | Baseline Forecast | 0 | 0 | 0 | 0 | 0 | 0 | 0 | 0 | 0 | 0 | 0 | 0 | 0 | 0 | 0 | 0 | 0 | 0 | 0 | 0 | 0 | 0 | 0 | 0 | 0 | 0 | 0
Commercial_Lodging (WA)_Existing_Miscellaneous_Natural Gas_Miscellaneous_Vintage_Baseline Forecast | Commercial | Lodging (WA) | Existing | Miscellaneous | Natural Gas | Miscellaneous | Vintage | Vintage | Baseline Forecast | 4269939.4394 | 3843883.9437 | 3362342.4387 | 2837669.223 | 2394868.0915 | 2021163.4003 | 1705773.0675 | 1439597.4899 | 1214957.0025 | 1025370.3054 | 865367.4665 | 730332.1036 | 616368.1929 | 520187.6617 | 439015.5211 | 370509.8024 | 312693.9871 | 263899.9803 | 222719.9834 | 187965.8761 | 158634.9372 | 133880.914 | 112989.6066 | 95358.2614 | 80478.181 | 67920.0473 | 57321.5344
Commercial_Lodging (WA)_New_Space Heating_Natural Gas_Furnace_E1_Baseline Forecast | Commercial | Lodging (WA) | New | Space Heating | Natural Gas | Furnace | E1 | AFUE 80% (Standard) | Baseline Forecast | 0 | 25954.5929 | 50096.864 | 74519.9036 | 99011.6677 | 123052.7015 | 146724.1957 | 169939.6328 | 192828.9659 | 215403.3374 | 237652.8704 | 258629.9875 | 279293.7303 | 299631.5614 | 319582.7776 | 339141.5814 | 358454.3482 | 377445.6176 | 396109.028 | 414445.2126 | 432506.4795 | 450565.6719 | 468365.237 | 485725.9543 | 502897.542 | 519923.3828 | 535174.1842
Commercial_Lodging (WA)_New_Space Heating_Natural Gas_Furnace_E2_Baseline Forecast | Commercial | Lodging (WA) | New | Space Heating | Natural Gas | Furnace | E2 | AFUE 90% | Baseline Forecast | 0 | 0 | 0 | 0 | 0 | 0 | 0 | 0 | 0 | 0 | 0 | 532.5053 | 1110.4405 | 1722.31 | 2362.8139 | 3034.5528 | 3720.6113 | 4430.2723 | 5159.5428 | 5897.3797 | 6657.846 | 7436.9813 | 8167.44 | 9052.744 | 9874.4097 | 10655.1637 | 11358.0675
Commercial_Lodging (WA)_New_Space Heating_Natural Gas_Furnace_E3_Baseline Forecast | Commercial | Lodging (WA) | New | Space Heating | Natural Gas | Furnace | E3 | AFUE 96% | Baseline Forecast | 0 | 0 | 0 | 0 | 0 | 0 | 0 | 0 | 0 | 0 | 0 | 0 | 0 | 0 | 0 | 0 | 0 | 0 | 0 | 0 | 0 | 0 | 0 | 0 | 0 | 0 | 0
Commercial_Lodging (WA)_New_Space Heating_Natural Gas_Furnace_E4_Baseline Forecast | Commercial | Lodging (WA) | New | Space Heating | Natural Gas | Furnace | E4 |  | Baseline Forecast | 0 | 0 | 0 | 0 | 0 | 0 | 0 | 0 | 0 | 0 | 0 | 0 | 0 | 0 | 0 | 0 | 0 | 0 | 0 | 0 | 0 | 0 | 0 | 0 | 0 | 0 | 0
Commercial_Lodging (WA)_New_Space Heating_Natural Gas_Furnace_E5_Baseline Forecast | Commercial | Lodging (WA) | New | Space Heating | Natural Gas | Furnace | E5 |  | Baseline Forecast | 0 | 0 | 0 | 0 | 0 | 0 | 0 | 0 | 0 | 0 | 0 | 0 | 0 | 0 | 0 | 0 | 0 | 0 | 0 | 0 | 0 | 0 | 0 | 0 | 0 | 0 | 0
Commercial_Lodging (WA)_New_Space Heating_Natural Gas_Furnace_E6_Baseline Forecast | Commercial | Lodging (WA) | New | Space Heating | Natural Gas | Furnace | E6 |  | Baseline Forecast | 0 | 0 | 0 | 0 | 0 | 0 | 0 | 0 | 0 | 0 | 0 | 0 | 0 | 0 | 0 | 0 | 0 | 0 | 0 | 0 | 0 | 0 | 0 | 0 | 0 | 0 | 0
Commercial_Lodging (WA)_New_Space Heating_Natural Gas_Furnace_E7_Baseline Forecast | Commercial | Lodging (WA) | New | Space Heating | Natural Gas | Furnace | E7 |  | Baseline Forecast | 0 | 0 | 0 | 0 | 0 | 0 | 0 | 0 | 0 | 0 | 0 | 0 | 0 | 0 | 0 | 0 | 0 | 0 | 0 | 0 | 0 | 0 | 0 | 0 | 0 | 0 | 0
Commercial_Lodging (WA)_New_Space Heating_Natural Gas_Furnace_E8_Baseline Forecast | Commercial | Lodging (WA) | New | Space Heating | Natural Gas | Furnace | E8 |  | Baseline Forecast | 0 | 0 | 0 | 0 | 0 | 0 | 0 | 0 | 0 | 0 | 0 | 0 | 0 | 0 | 0 | 0 | 0 | 0 | 0 | 0 | 0 | 0 | 0 | 0 | 0 | 0 | 0
Commercial_Lodging (WA)_New_Space Heating_Natural Gas_Furnace_E9_Baseline Forecast | Commercial | Lodging (WA) | New | Space Heating | Natural Gas | Furnace | E9 |  | Baseline Forecast | 0 | 0 | 0 | 0 | 0 | 0 | 0 | 0 | 0 | 0 | 0 | 0 | 0 | 0 | 0 | 0 | 0 | 0 | 0 | 0 | 0 | 0 | 0 | 0 | 0 | 0 | 0
Commercial_Lodging (WA)_New_Space Heating_Natural Gas_Furnace_E10_Baseline Forecast | Commercial | Lodging (WA) | New | Space Heating | Natural Gas | Furnace | E10 |  | Baseline Forecast | 0 | 0 | 0 | 0 | 0 | 0 | 0 | 0 | 0 | 0 | 0 | 0 | 0 | 0 | 0 | 0 | 0 | 0 | 0 | 0 | 0 | 0 | 0 | 0 | 0 | 0 | 0
Commercial_Lodging (WA)_New_Space Heating_Natural Gas_Furnace_Vintage_Baseline Forecast | Commercial | Lodging (WA) | New | Space Heating | Natural Gas | Furnace | Vintage | Vintage | Baseline Forecast | 0 | 0 | 0 | 0 | 0 | 0 | 0 | 0 | 0 | 0 | 0 | 0 | 0 | 0 | 0 | 0 | 0 | 0 | 0 | 0 | 0 | 0 | 0 | 0 | 0 | 0 | 0
Commercial_Lodging (WA)_New_Space Heating_Natural Gas_Boiler_E1_Baseline Forecast | Commercial | Lodging (WA) | New | Space Heating | Natural Gas | Boiler | E1 | AFUE 80% (Standard) | Baseline Forecast | 0 | 11129.8616 | 21482.5624 | 31955.6626 | 42458.2332 | 52767.5214 | 62918.3434 | 72873.5989 | 82689.0142 | 92369.3676 | 101910.4235 | 108551.5358 | 115109.9201 | 121578.1562 | 127935.8655 | 134182.0609 | 140356.7135 | 146439.3908 | 152426.8958 | 158316.0145 | 164127.2389 | 169943.587 | 175664.746 | 181298.2189 | 186853.6496 | 192351.4494 | 197277.168
Commercial_Lodging (WA)_New_Space Heating_Natural Gas_Boiler_E2_Baseline Forecast | Commercial | Lodging (WA) | New | Space Heating | Natural Gas | Boiler | E2 | AFUE 85% | Baseline Forecast | 0 | 0 | 0 | 0 | 0 | 0 | 0 | 0 | 0 | 0 | 0 | 0 | 0 | 0 | 0 | 0 | 0 | 0 | 0 | 0 | 0 | 0 | 0 | 0 | 0 | 0 | 0
Commercial_Lodging (WA)_New_Space Heating_Natural Gas_Boiler_E3_Baseline Forecast | Commercial | Lodging (WA) | New | Space Heating | Natural Gas | Boiler | E3 | AFUE 97% | Baseline Forecast | 0 | 7082.6392 | 13670.7215 | 20335.4216 | 27018.8757 | 33579.3318 | 40038.9458 | 46374.1084 | 52620.2818 | 58780.5066 | 64852.0877 | 73304.4125 | 81651.447 | 89883.7474 | 97975.3774 | 105925.0807 | 113783.7295 | 121525.3187 | 129145.7796 | 136641.0216 | 144037.1255 | 151439.7503 | 158721.2254 | 165891.1 | 172961.6482 | 179958.8479 | 186227.9443
Commercial_Lodging (WA)_New_Space Heating_Natural Gas_Boiler_E4_Baseline Forecast | Commercial | Lodging (WA) | New | Space Heating | Natural Gas | Boiler | E4 | Convert to NG Air Source Heat Pump | Baseline Forecast | 0 | 0 | 0 | 0 | 0 | 0 | 0 | 0 | 0 | 0 | 0 | 0 | 0 | 0 | 0 | 0 | 0 | 0 | 0 | 0 | 0 | 0 | 0 | 0 | 0 | 0 | 0
Commercial_Lodging (WA)_New_Space Heating_Natural Gas_Boiler_E5_Baseline Forecast | Commercial | Lodging (WA) | New | Space Heating | Natural Gas | Boiler | E5 |  | Baseline Forecast | 0 | 0 | 0 | 0 | 0 | 0 | 0 | 0 | 0 | 0 | 0 | 0 | 0 | 0 | 0 | 0 | 0 | 0 | 0 | 0 | 0 | 0 | 0 | 0 | 0 | 0 | 0
Commercial_Lodging (WA)_New_Space Heating_Natural Gas_Boiler_E6_Baseline Forecast | Commercial | Lodging (WA) | New | Space Heating | Natural Gas | Boiler | E6 |  | Baseline Forecast | 0 | 0 | 0 | 0 | 0 | 0 | 0 | 0 | 0 | 0 | 0 | 0 | 0 | 0 | 0 | 0 | 0 | 0 | 0 | 0 | 0 | 0 | 0 | 0 | 0 | 0 | 0
Commercial_Lodging (WA)_New_Space Heating_Natural Gas_Boiler_E7_Baseline Forecast | Commercial | Lodging (WA) | New | Space Heating | Natural Gas | Boiler | E7 |  | Baseline Forecast | 0 | 0 | 0 | 0 | 0 | 0 | 0 | 0 | 0 | 0 | 0 | 0 | 0 | 0 | 0 | 0 | 0 | 0 | 0 | 0 | 0 | 0 | 0 | 0 | 0 | 0 | 0
Commercial_Lodging (WA)_New_Space Heating_Natural Gas_Boiler_E8_Baseline Forecast | Commercial | Lodging (WA) | New | Space Heating | Natural Gas | Boiler | E8 |  | Baseline Forecast | 0 | 0 | 0 | 0 | 0 | 0 | 0 | 0 | 0 | 0 | 0 | 0 | 0 | 0 | 0 | 0 | 0 | 0 | 0 | 0 | 0 | 0 | 0 | 0 | 0 | 0 | 0
Commercial_Lodging (WA)_New_Space Heating_Natural Gas_Boiler_E9_Baseline Forecast | Commercial | Lodging (WA) | New | Space Heating | Natural Gas | Boiler | E9 |  | Baseline Forecast | 0 | 0 | 0 | 0 | 0 | 0 | 0 | 0 | 0 | 0 | 0 | 0 | 0 | 0 | 0 | 0 | 0 | 0 | 0 | 0 | 0 | 0 | 0 | 0 | 0 | 0 | 0
Commercial_Lodging (WA)_New_Space Heating_Natural Gas_Boiler_E10_Baseline Forecast | Commercial | Lodging (WA) | New | Space Heating | Natural Gas | Boiler | E10 |  | Baseline Forecast | 0 | 0 | 0 | 0 | 0 | 0 | 0 | 0 | 0 | 0 | 0 | 0 | 0 | 0 | 0 | 0 | 0 | 0 | 0 | 0 | 0 | 0 | 0 | 0 | 0 | 0 | 0
Commercial_Lodging (WA)_New_Space Heating_Natural Gas_Boiler_Vintage_Baseline Forecast | Commercial | Lodging (WA) | New | Space Heating | Natural Gas | Boiler | Vintage | Vintage | Baseline Forecast | 0 | 0 | 0 | 0 | 0 | 0 | 0 | 0 | 0 | 0 | 0 | 0 | 0 | 0 | 0 | 0 | 0 | 0 | 0 | 0 | 0 | 0 | 0 | 0 | 0 | 0 | 0
Commercial_Lodging (WA)_New_Space Heating_Natural Gas_Unit Heater_E1_Baseline Forecast | Commercial | Lodging (WA) | New | Space Heating | Natural Gas | Unit Heater | E1 | Standard | Baseline Forecast | 0 | 1560.2646 | 3011.5812 | 4479.7763 | 5952.1028 | 7397.3335 | 8820.3492 | 10215.9491 | 11591.9451 | 12949.0072 | 14286.5415 | 15579.596 | 16856.543 | 18115.9377 | 19353.8124 | 20569.9748 | 21772.2075 | 22956.5322 | 24122.3264 | 25268.9643 | 26400.4359 | 27532.9051 | 28646.8405 | 29743.7031 | 30825.3705 | 31895.8169 | 32854.8765
Commercial_Lodging (WA)_New_Space Heating_Natural Gas_Unit Heater_E2_Baseline Forecast | Commercial | Lodging (WA) | New | Space Heating | Natural Gas | Unit Heater | E2 | Condensing | Baseline Forecast | 0 | 0 | 0 | 0 | 0 | 0 | 0 | 0 | 0 | 0 | 0 | 0 | 0 | 0 | 0 | 0 | 0 | 0 | 0 | 0 | 0 | 0 | 0 | 0 | 0 | 0 | 0
Commercial_Lodging (WA)_New_Space Heating_Natural Gas_Unit Heater_E3_Baseline Forecast | Commercial | Lodging (WA) | New | Space Heating | Natural Gas | Unit Heater | E3 | Infrared Radiant | Baseline Forecast | 0 | 0 | 0 | 0 | 0 | 0 | 0 | 0 | 0 | 0 | 0 | 0 | 0 | 0 | 0 | 0 | 0 | 0 | 0 | 0 | 0 | 0 | 0 | 0 | 0 | 0 | 0
Commercial_Lodging (WA)_New_Space Heating_Natural Gas_Unit Heater_E4_Baseline Forecast | Commercial | Lodging (WA) | New | Space Heating | Natural Gas | Unit Heater | E4 |  | Baseline Forecast | 0 | 0 | 0 | 0 | 0 | 0 | 0 | 0 | 0 | 0 | 0 | 0 | 0 | 0 | 0 | 0 | 0 | 0 | 0 | 0 | 0 | 0 | 0 | 0 | 0 | 0 | 0
Commercial_Lodging (WA)_New_Space Heating_Natural Gas_Unit Heater_E5_Baseline Forecast | Commercial | Lodging (WA) | New | Space Heating | Natural Gas | Unit Heater | E5 |  | Baseline Forecast | 0 | 0 | 0 | 0 | 0 | 0 | 0 | 0 | 0 | 0 | 0 | 0 | 0 | 0 | 0 | 0 | 0 | 0 | 0 | 0 | 0 | 0 | 0 | 0 | 0 | 0 | 0
Commercial_Lodging (WA)_New_Space Heating_Natural Gas_Unit Heater_E6_Baseline Forecast | Commercial | Lodging (WA) | New | Space Heating | Natural Gas | Unit Heater | E6 |  | Baseline Forecast | 0 | 0 | 0 | 0 | 0 | 0 | 0 | 0 | 0 | 0 | 0 | 0 | 0 | 0 | 0 | 0 | 0 | 0 | 0 | 0 | 0 | 0 | 0 | 0 | 0 | 0 | 0
Commercial_Lodging (WA)_New_Space Heating_Natural Gas_Unit Heater_E7_Baseline Forecast | Commercial | Lodging (WA) | New | Space Heating | Natural Gas | Unit Heater | E7 |  | Baseline Forecast | 0 | 0 | 0 | 0 | 0 | 0 | 0 | 0 | 0 | 0 | 0 | 0 | 0 | 0 | 0 | 0 | 0 | 0 | 0 | 0 | 0 | 0 | 0 | 0 | 0 | 0 | 0
Commercial_Lodging (WA)_New_Space Heating_Natural Gas_Unit Heater_E8_Baseline Forecast | Commercial | Lodging (WA) | New | Space Heating | Natural Gas | Unit Heater | E8 |  | Baseline Forecast | 0 | 0 | 0 | 0 | 0 | 0 | 0 | 0 | 0 | 0 | 0 | 0 | 0 | 0 | 0 | 0 | 0 | 0 | 0 | 0 | 0 | 0 | 0 | 0 | 0 | 0 | 0
Commercial_Lodging (WA)_New_Space Heating_Natural Gas_Unit Heater_E9_Baseline Forecast | Commercial | Lodging (WA) | New | Space Heating | Natural Gas | Unit Heater | E9 |  | Baseline Forecast | 0 | 0 | 0 | 0 | 0 | 0 | 0 | 0 | 0 | 0 | 0 | 0 | 0 | 0 | 0 | 0 | 0 | 0 | 0 | 0 | 0 | 0 | 0 | 0 | 0 | 0 | 0
Commercial_Lodging (WA)_New_Space Heating_Natural Gas_Unit Heater_E10_Baseline Forecast | Commercial | Lodging (WA) | New | Space Heating | Natural Gas | Unit Heater | E10 |  | Baseline Forecast | 0 | 0 | 0 | 0 | 0 | 0 | 0 | 0 | 0 | 0 | 0 | 0 | 0 | 0 | 0 | 0 | 0 | 0 | 0 | 0 | 0 | 0 | 0 | 0 | 0 | 0 | 0
Commercial_Lodging (WA)_New_Space Heating_Natural Gas_Unit Heater_Vintage_Baseline Forecast | Commercial | Lodging (WA) | New | Space Heating | Natural Gas | Unit Heater | Vintage | Vintage | Baseline Forecast | 0 | 0 | 0 | 0 | 0 | 0 | 0 | 0 | 0 | 0 | 0 | 0 | 0 | 0 | 0 | 0 | 0 | 0 | 0 | 0 | 0 | 0 | 0 | 0 | 0 | 0 | 0
Commercial_Lodging (WA)_New_Water Heating_Natural Gas_Water Heater_E1_Baseline Forecast | Commercial | Lodging (WA) | New | Water Heating | Natural Gas | Water Heater | E1 | TE 0.80 | Baseline Forecast | 0 | 39618.7892 | 76471.1317 | 113752.0576 | 151137.8892 | 187835.6965 | 223969.4143 | 259406.9768 | 294346.7528 | 328805.7507 | 362768.894 | 395602.5893 | 428027.2767 | 460006.2708 | 491438.82 | 522320.0441 | 552847.56 | 582920.3493 | 612522.6065 | 641638.4413 | 670369.1665 | 699125.2229 | 727410.6639 | 755262.5848 | 782728.6642 | 809909.8159 | 834262.5955
Commercial_Lodging (WA)_New_Water Heating_Natural Gas_Water Heater_E2_Baseline Forecast | Commercial | Lodging (WA) | New | Water Heating | Natural Gas | Water Heater | E2 | TE 0.90 | Baseline Forecast | 0 | 0 | 0 | 0 | 0 | 0 | 0 | 0 | 0 | 0 | 0 | 0 | 0 | 0 | 0 | 0 | 0 | 0 | 0 | 0 | 0 | 0 | 0 | 0 | 0 | 0 | 0
Commercial_Lodging (WA)_New_Water Heating_Natural Gas_Water Heater_E3_Baseline Forecast | Commercial | Lodging (WA) | New | Water Heating | Natural Gas | Water Heater | E3 | TE 0.94 | Baseline Forecast | 0 | 44676.507 | 86233.4038 | 128273.5969 | 170432.0878 | 211814.7216 | 252561.2544 | 292522.7611 | 331922.934 | 370780.953 | 409079.8167 | 446105.0475 | 482669.0567 | 518730.4756 | 554175.6906 | 588999.1986 | 623423.8443 | 657335.7131 | 690716.9818 | 723549.7317 | 755948.209 | 788375.2513 | 820271.5998 | 851679.085 | 882651.4724 | 913302.5584 | 940764.2034
Commercial_Lodging (WA)_New_Water Heating_Natural Gas_Water Heater_E4_Baseline Forecast | Commercial | Lodging (WA) | New | Water Heating | Natural Gas | Water Heater | E4 | Instantaneous TE 0.94 | Baseline Forecast | 0 | 0 | 0 | 0 | 0 | 0 | 0 | 0 | 0 | 0 | 0 | 0 | 0 | 0 | 0 | 0 | 0 | 0 | 0 | 0 | 0 | 0 | 0 | 0 | 0 | 0 | 0
Commercial_Lodging (WA)_New_Water Heating_Natural Gas_Water Heater_E5_Baseline Forecast | Commercial | Lodging (WA) | New | Water Heating | Natural Gas | Water Heater | E5 | Gas-Fired Absorption HPWH | Baseline Forecast | 0 | 0 | 0 | 0 | 0 | 0 | 0 | 0 | 0 | 0 | 0 | 0 | 0 | 0 | 0 | 0 | 0 | 0 | 0 | 0 | 0 | 0 | 0 | 0 | 0 | 0 | 0
Commercial_Lodging (WA)_New_Water Heating_Natural Gas_Water Heater_E6_Baseline Forecast | Commercial | Lodging (WA) | New | Water Heating | Natural Gas | Water Heater | E6 |  | Baseline Forecast | 0 | 0 | 0 | 0 | 0 | 0 | 0 | 0 | 0 | 0 | 0 | 0 | 0 | 0 | 0 | 0 | 0 | 0 | 0 | 0 | 0 | 0 | 0 | 0 | 0 | 0 | 0
Commercial_Lodging (WA)_New_Water Heating_Natural Gas_Water Heater_E7_Baseline Forecast | Commercial | Lodging (WA) | New | Water Heating | Natural Gas | Water Heater | E7 |  | Baseline Forecast | 0 | 0 | 0 | 0 | 0 | 0 | 0 | 0 | 0 | 0 | 0 | 0 | 0 | 0 | 0 | 0 | 0 | 0 | 0 | 0 | 0 | 0 | 0 | 0 | 0 | 0 | 0
Commercial_Lodging (WA)_New_Water Heating_Natural Gas_Water Heater_E8_Baseline Forecast | Commercial | Lodging (WA) | New | Water Heating | Natural Gas | Water Heater | E8 |  | Baseline Forecast | 0 | 0 | 0 | 0 | 0 | 0 | 0 | 0 | 0 | 0 | 0 | 0 | 0 | 0 | 0 | 0 | 0 | 0 | 0 | 0 | 0 | 0 | 0 | 0 | 0 | 0 | 0
Commercial_Lodging (WA)_New_Water Heating_Natural Gas_Water Heater_E9_Baseline Forecast | Commercial | Lodging (WA) | New | Water Heating | Natural Gas | Water Heater | E9 |  | Baseline Forecast | 0 | 0 | 0 | 0 | 0 | 0 | 0 | 0 | 0 | 0 | 0 | 0 | 0 | 0 | 0 | 0 | 0 | 0 | 0 | 0 | 0 | 0 | 0 | 0 | 0 | 0 | 0
Commercial_Lodging (WA)_New_Water Heating_Natural Gas_Water Heater_E10_Baseline Forecast | Commercial | Lodging (WA) | New | Water Heating | Natural Gas | Water Heater | E10 |  | Baseline Forecast | 0 | 0 | 0 | 0 | 0 | 0 | 0 | 0 | 0 | 0 | 0 | 0 | 0 | 0 | 0 | 0 | 0 | 0 | 0 | 0 | 0 | 0 | 0 | 0 | 0 | 0 | 0
Commercial_Lodging (WA)_New_Water Heating_Natural Gas_Water Heater_Vintage_Baseline Forecast | Commercial | Lodging (WA) | New | Water Heating | Natural Gas | Water Heater | Vintage | Vintage | Baseline Forecast | 0 | 0 | 0 | 0 | 0 | 0 | 0 | 0 | 0 | 0 | 0 | 0 | 0 | 0 | 0 | 0 | 0 | 0 | 0 | 0 | 0 | 0 | 0 | 0 | 0 | 0 | 0
Commercial_Lodging (WA)_New_Food Preparation_Natural Gas_Oven_E1_Baseline Forecast | Commercial | Lodging (WA) | New | Food Preparation | Natural Gas | Oven | E1 | Standard | Baseline Forecast | 0 | 4541.7363 | 8766.3384 | 13040.0716 | 17325.8307 | 21532.7175 | 25674.9395 | 29737.357 | 33742.7103 | 37692.9491 | 41586.3453 | 45350.2661 | 49067.2999 | 52733.2412 | 56336.5404 | 59876.6378 | 63376.1877 | 66823.6095 | 70217.0914 | 73554.8119 | 76848.3849 | 80144.8619 | 83387.3894 | 86580.2199 | 89728.8191 | 92844.7554 | 95636.4587
Commercial_Lodging (WA)_New_Food Preparation_Natural Gas_Oven_E2_Baseline Forecast | Commercial | Lodging (WA) | New | Food Preparation | Natural Gas | Oven | E2 | ENERGY STAR (>42% Baking Efficiency) | Baseline Forecast | 0 | 6535.6693 | 12614.9748 | 18764.981 | 24932.293 | 30986.1057 | 36946.8641 | 42792.782 | 48556.5831 | 54241.0732 | 59843.7651 | 65260.139 | 70609.0413 | 75884.4203 | 81069.6556 | 86163.9423 | 91199.8798 | 96160.8039 | 101044.1072 | 105847.1683 | 110586.7003 | 115330.411 | 119996.4871 | 124591.0481 | 129121.9592 | 133605.8675 | 137623.1966
Commercial_Lodging (WA)_New_Food Preparation_Natural Gas_Oven_E3_Baseline Forecast | Commercial | Lodging (WA) | New | Food Preparation | Natural Gas | Oven | E3 |  | Baseline Forecast | 0 | 0 | 0 | 0 | 0 | 0 | 0 | 0 | 0 | 0 | 0 | 0 | 0 | 0 | 0 | 0 | 0 | 0 | 0 | 0 | 0 | 0 | 0 | 0 | 0 | 0 | 0
Commercial_Lodging (WA)_New_Food Preparation_Natural Gas_Oven_E4_Baseline Forecast | Commercial | Lodging (WA) | New | Food Preparation | Natural Gas | Oven | E4 |  | Baseline Forecast | 0 | 0 | 0 | 0 | 0 | 0 | 0 | 0 | 0 | 0 | 0 | 0 | 0 | 0 | 0 | 0 | 0 | 0 | 0 | 0 | 0 | 0 | 0 | 0 | 0 | 0 | 0
Commercial_Lodging (WA)_New_Food Preparation_Natural Gas_Oven_E5_Baseline Forecast | Commercial | Lodging (WA) | New | Food Preparation | Natural Gas | Oven | E5 |  | Baseline Forecast | 0 | 0 | 0 | 0 | 0 | 0 | 0 | 0 | 0 | 0 | 0 | 0 | 0 | 0 | 0 | 0 | 0 | 0 | 0 | 0 | 0 | 0 | 0 | 0 | 0 | 0 | 0
Commercial_Lodging (WA)_New_Food Preparation_Natural Gas_Oven_E6_Baseline Forecast | Commercial | Lodging (WA) | New | Food Preparation | Natural Gas | Oven | E6 |  | Baseline Forecast | 0 | 0 | 0 | 0 | 0 | 0 | 0 | 0 | 0 | 0 | 0 | 0 | 0 | 0 | 0 | 0 | 0 | 0 | 0 | 0 | 0 | 0 | 0 | 0 | 0 | 0 | 0
Commercial_Lodging (WA)_New_Food Preparation_Natural Gas_Oven_E7_Baseline Forecast | Commercial | Lodging (WA) | New | Food Preparation | Natural Gas | Oven | E7 |  | Baseline Forecast | 0 | 0 | 0 | 0 | 0 | 0 | 0 | 0 | 0 | 0 | 0 | 0 | 0 | 0 | 0 | 0 | 0 | 0 | 0 | 0 | 0 | 0 | 0 | 0 | 0 | 0 | 0
Commercial_Lodging (WA)_New_Food Preparation_Natural Gas_Oven_E8_Baseline Forecast | Commercial | Lodging (WA) | New | Food Preparation | Natural Gas | Oven | E8 |  | Baseline Forecast | 0 | 0 | 0 | 0 | 0 | 0 | 0 | 0 | 0 | 0 | 0 | 0 | 0 | 0 | 0 | 0 | 0 | 0 | 0 | 0 | 0 | 0 | 0 | 0 | 0 | 0 | 0
Commercial_Lodging (WA)_New_Food Preparation_Natural Gas_Oven_E9_Baseline Forecast | Commercial | Lodging (WA) | New | Food Preparation | Natural Gas | Oven | E9 |  | Baseline Forecast | 0 | 0 | 0 | 0 | 0 | 0 | 0 | 0 | 0 | 0 | 0 | 0 | 0 | 0 | 0 | 0 | 0 | 0 | 0 | 0 | 0 | 0 | 0 | 0 | 0 | 0 | 0
Commercial_Lodging (WA)_New_Food Preparation_Natural Gas_Oven_E10_Baseline Forecast | Commercial | Lodging (WA) | New | Food Preparation | Natural Gas | Oven | E10 |  | Baseline Forecast | 0 | 0 | 0 | 0 | 0 | 0 | 0 | 0 | 0 | 0 | 0 | 0 | 0 | 0 | 0 | 0 | 0 | 0 | 0 | 0 | 0 | 0 | 0 | 0 | 0 | 0 | 0
Commercial_Lodging (WA)_New_Food Preparation_Natural Gas_Oven_Vintage_Baseline Forecast | Commercial | Lodging (WA) | New | Food Preparation | Natural Gas | Oven | Vintage | Vintage | Baseline Forecast | 0 | 0 | 0 | 0 | 0 | 0 | 0 | 0 | 0 | 0 | 0 | 0 | 0 | 0 | 0 | 0 | 0 | 0 | 0 | 0 | 0 | 0 | 0 | 0 | 0 | 0 | 0
Commercial_Lodging (WA)_New_Food Preparation_Natural Gas_Conveyor Oven_E1_Baseline Forecast | Commercial | Lodging (WA) | New | Food Preparation | Natural Gas | Conveyor Oven | E1 | Standard | Baseline Forecast | 0 | 2270.8681 | 4383.1692 | 6520.0358 | 8662.9154 | 10766.3588 | 12837.4697 | 14868.6785 | 16871.3551 | 18846.4746 | 20793.1726 | 22675.133 | 24533.6499 | 26366.6206 | 28168.2702 | 29938.3189 | 31688.0938 | 33411.8047 | 35108.5457 | 36777.4059 | 38424.1925 | 40072.4309 | 41693.6947 | 43290.1099 | 44864.4096 | 46422.3777 | 47818.2293
Commercial_Lodging (WA)_New_Food Preparation_Natural Gas_Conveyor Oven_E2_Baseline Forecast | Commercial | Lodging (WA) | New | Food Preparation | Natural Gas | Conveyor Oven | E2 | ENERGY STAR (>42% Baking Efficiency) | Baseline Forecast | 0 | 3267.8346 | 6307.4874 | 9382.4905 | 12466.1465 | 15493.0529 | 18473.432 | 21396.391 | 24278.2915 | 27120.5366 | 29921.8826 | 32630.0695 | 35304.5206 | 37942.2102 | 40534.8278 | 43081.9711 | 45599.9399 | 48080.4019 | 50522.0536 | 52923.5841 | 55293.3501 | 57665.2055 | 59998.2436 | 62295.5241 | 64560.9796 | 66802.9338 | 68811.5983
Commercial_Lodging (WA)_New_Food Preparation_Natural Gas_Conveyor Oven_E3_Baseline Forecast | Commercial | Lodging (WA) | New | Food Preparation | Natural Gas | Conveyor Oven | E3 |  | Baseline Forecast | 0 | 0 | 0 | 0 | 0 | 0 | 0 | 0 | 0 | 0 | 0 | 0 | 0 | 0 | 0 | 0 | 0 | 0 | 0 | 0 | 0 | 0 | 0 | 0 | 0 | 0 | 0
Commercial_Lodging (WA)_New_Food Preparation_Natural Gas_Conveyor Oven_E4_Baseline Forecast | Commercial | Lodging (WA) | New | Food Preparation | Natural Gas | Conveyor Oven | E4 |  | Baseline Forecast | 0 | 0 | 0 | 0 | 0 | 0 | 0 | 0 | 0 | 0 | 0 | 0 | 0 | 0 | 0 | 0 | 0 | 0 | 0 | 0 | 0 | 0 | 0 | 0 | 0 | 0 | 0
Commercial_Lodging (WA)_New_Food Preparation_Natural Gas_Conveyor Oven_E5_Baseline Forecast | Commercial | Lodging (WA) | New | Food Preparation | Natural Gas | Conveyor Oven | E5 |  | Baseline Forecast | 0 | 0 | 0 | 0 | 0 | 0 | 0 | 0 | 0 | 0 | 0 | 0 | 0 | 0 | 0 | 0 | 0 | 0 | 0 | 0 | 0 | 0 | 0 | 0 | 0 | 0 | 0
Commercial_Lodging (WA)_New_Food Preparation_Natural Gas_Conveyor Oven_E6_Baseline Forecast | Commercial | Lodging (WA) | New | Food Preparation | Natural Gas | Conveyor Oven | E6 |  | Baseline Forecast | 0 | 0 | 0 | 0 | 0 | 0 | 0 | 0 | 0 | 0 | 0 | 0 | 0 | 0 | 0 | 0 | 0 | 0 | 0 | 0 | 0 | 0 | 0 | 0 | 0 | 0 | 0
Commercial_Lodging (WA)_New_Food Preparation_Natural Gas_Conveyor Oven_E7_Baseline Forecast | Commercial | Lodging (WA) | New | Food Preparation | Natural Gas | Conveyor Oven | E7 |  | Baseline Forecast | 0 | 0 | 0 | 0 | 0 | 0 | 0 | 0 | 0 | 0 | 0 | 0 | 0 | 0 | 0 | 0 | 0 | 0 | 0 | 0 | 0 | 0 | 0 | 0 | 0 | 0 | 0
Commercial_Lodging (WA)_New_Food Preparation_Natural Gas_Conveyor Oven_E8_Baseline Forecast | Commercial | Lodging (WA) | New | Food Preparation | Natural Gas | Conveyor Oven | E8 |  | Baseline Forecast | 0 | 0 | 0 | 0 | 0 | 0 | 0 | 0 | 0 | 0 | 0 | 0 | 0 | 0 | 0 | 0 | 0 | 0 | 0 | 0 | 0 | 0 | 0 | 0 | 0 | 0 | 0
Commercial_Lodging (WA)_New_Food Preparation_Natural Gas_Conveyor Oven_E9_Baseline Forecast | Commercial | Lodging (WA) | New | Food Preparation | Natural Gas | Conveyor Oven | E9 |  | Baseline Forecast | 0 | 0 | 0 | 0 | 0 | 0 | 0 | 0 | 0 | 0 | 0 | 0 | 0 | 0 | 0 | 0 | 0 | 0 | 0 | 0 | 0 | 0 | 0 | 0 | 0 | 0 | 0
Commercial_Lodging (WA)_New_Food Preparation_Natural Gas_Conveyor Oven_E10_Baseline Forecast | Commercial | Lodging (WA) | New | Food Preparation | Natural Gas | Conveyor Oven | E10 |  | Baseline Forecast | 0 | 0 | 0 | 0 | 0 | 0 | 0 | 0 | 0 | 0 | 0 | 0 | 0 | 0 | 0 | 0 | 0 | 0 | 0 | 0 | 0 | 0 | 0 | 0 | 0 | 0 | 0
Commercial_Lodging (WA)_New_Food Preparation_Natural Gas_Conveyor Oven_Vintage_Baseline Forecast | Commercial | Lodging (WA) | New | Food Preparation | Natural Gas | Conveyor Oven | Vintage | Vintage | Baseline Forecast | 0 | 0 | 0 | 0 | 0 | 0 | 0 | 0 | 0 | 0 | 0 | 0 | 0 | 0 | 0 | 0 | 0 | 0 | 0 | 0 | 0 | 0 | 0 | 0 | 0 | 0 | 0
Commercial_Lodging (WA)_New_Food Preparation_Natural Gas_Double Rack Oven_E1_Baseline Forecast | Commercial | Lodging (WA) | New | Food Preparation | Natural Gas | Double Rack Oven | E1 | Standard | Baseline Forecast | 0 | 2270.8681 | 4383.1692 | 6520.0358 | 8662.9154 | 10766.3588 | 12837.4697 | 14868.6785 | 16871.3551 | 18846.4746 | 20793.1726 | 22675.133 | 24533.6499 | 26366.6206 | 28168.2702 | 29938.3189 | 31688.0938 | 33411.8047 | 35108.5457 | 36777.4059 | 38424.1925 | 40072.4309 | 41693.6947 | 43290.1099 | 44864.4096 | 46422.3777 | 47818.2293
Commercial_Lodging (WA)_New_Food Preparation_Natural Gas_Double Rack Oven_E2_Baseline Forecast | Commercial | Lodging (WA) | New | Food Preparation | Natural Gas | Double Rack Oven | E2 | FTSC Qualified (>50% Cooking Efficiency) | Baseline Forecast | 0 | 3267.8346 | 6307.4874 | 9382.4905 | 12466.1465 | 15493.0529 | 18473.432 | 21396.391 | 24278.2915 | 27120.5366 | 29921.8826 | 32630.0695 | 35304.5206 | 37942.2102 | 40534.8278 | 43081.9711 | 45599.9399 | 48080.4019 | 50522.0536 | 52923.5841 | 55293.3501 | 57665.2055 | 59998.2436 | 62295.5241 | 64560.9796 | 66802.9338 | 68811.5983
Commercial_Lodging (WA)_New_Food Preparation_Natural Gas_Double Rack Oven_E3_Baseline Forecast | Commercial | Lodging (WA) | New | Food Preparation | Natural Gas | Double Rack Oven | E3 |  | Baseline Forecast | 0 | 0 | 0 | 0 | 0 | 0 | 0 | 0 | 0 | 0 | 0 | 0 | 0 | 0 | 0 | 0 | 0 | 0 | 0 | 0 | 0 | 0 | 0 | 0 | 0 | 0 | 0
Commercial_Lodging (WA)_New_Food Preparation_Natural Gas_Double Rack Oven_E4_Baseline Forecast | Commercial | Lodging (WA) | New | Food Preparation | Natural Gas | Double Rack Oven | E4 |  | Baseline Forecast | 0 | 0 | 0 | 0 | 0 | 0 | 0 | 0 | 0 | 0 | 0 | 0 | 0 | 0 | 0 | 0 | 0 | 0 | 0 | 0 | 0 | 0 | 0 | 0 | 0 | 0 | 0
Commercial_Lodging (WA)_New_Food Preparation_Natural Gas_Double Rack Oven_E5_Baseline Forecast | Commercial | Lodging (WA) | New | Food Preparation | Natural Gas | Double Rack Oven | E5 |  | Baseline Forecast | 0 | 0 | 0 | 0 | 0 | 0 | 0 | 0 | 0 | 0 | 0 | 0 | 0 | 0 | 0 | 0 | 0 | 0 | 0 | 0 | 0 | 0 | 0 | 0 | 0 | 0 | 0
Commercial_Lodging (WA)_New_Food Preparation_Natural Gas_Double Rack Oven_E6_Baseline Forecast | Commercial | Lodging (WA) | New | Food Preparation | Natural Gas | Double Rack Oven | E6 |  | Baseline Forecast | 0 | 0 | 0 | 0 | 0 | 0 | 0 | 0 | 0 | 0 | 0 | 0 | 0 | 0 | 0 | 0 | 0 | 0 | 0 | 0 | 0 | 0 | 0 | 0 | 0 | 0 | 0
Commercial_Lodging (WA)_New_Food Preparation_Natural Gas_Double Rack Oven_E7_Baseline Forecast | Commercial | Lodging (WA) | New | Food Preparation | Natural Gas | Double Rack Oven | E7 |  | Baseline Forecast | 0 | 0 | 0 | 0 | 0 | 0 | 0 | 0 | 0 | 0 | 0 | 0 | 0 | 0 | 0 | 0 | 0 | 0 | 0 | 0 | 0 | 0 | 0 | 0 | 0 | 0 | 0
Commercial_Lodging (WA)_New_Food Preparation_Natural Gas_Double Rack Oven_E8_Baseline Forecast | Commercial | Lodging (WA) | New | Food Preparation | Natural Gas | Double Rack Oven | E8 |  | Baseline Forecast | 0 | 0 | 0 | 0 | 0 | 0 | 0 | 0 | 0 | 0 | 0 | 0 | 0 | 0 | 0 | 0 | 0 | 0 | 0 | 0 | 0 | 0 | 0 | 0 | 0 | 0 | 0
Commercial_Lodging (WA)_New_Food Preparation_Natural Gas_Double Rack Oven_E9_Baseline Forecast | Commercial | Lodging (WA) | New | Food Preparation | Natural Gas | Double Rack Oven | E9 |  | Baseline Forecast | 0 | 0 | 0 | 0 | 0 | 0 | 0 | 0 | 0 | 0 | 0 | 0 | 0 | 0 | 0 | 0 | 0 | 0 | 0 | 0 | 0 | 0 | 0 | 0 | 0 | 0 | 0
Commercial_Lodging (WA)_New_Food Preparation_Natural Gas_Double Rack Oven_E10_Baseline Forecast | Commercial | Lodging (WA) | New | Food Preparation | Natural Gas | Double Rack Oven | E10 |  | Baseline Forecast | 0 | 0 | 0 | 0 | 0 | 0 | 0 | 0 | 0 | 0 | 0 | 0 | 0 | 0 | 0 | 0 | 0 | 0 | 0 | 0 | 0 | 0 | 0 | 0 | 0 | 0 | 0
Commercial_Lodging (WA)_New_Food Preparation_Natural Gas_Double Rack Oven_Vintage_Baseline Forecast | Commercial | Lodging (WA) | New | Food Preparation | Natural Gas | Double Rack Oven | Vintage | Vintage | Baseline Forecast | 0 | 0 | 0 | 0 | 0 | 0 | 0 | 0 | 0 | 0 | 0 | 0 | 0 | 0 | 0 | 0 | 0 | 0 | 0 | 0 | 0 | 0 | 0 | 0 | 0 | 0 | 0
Commercial_Lodging (WA)_New_Food Preparation_Natural Gas_Fryer_E1_Baseline Forecast | Commercial | Lodging (WA) | New | Food Preparation | Natural Gas | Fryer | E1 | Standard | Baseline Forecast | 0 | 6227.3911 | 12019.9444 | 17879.8637 | 23756.2723 | 29524.5354 | 35204.1333 | 40774.3076 | 46266.2384 | 51682.5992 | 57021.0202 | 62181.9114 | 67278.5136 | 72305.0606 | 77245.7158 | 82099.7122 | 86898.1117 | 91625.0361 | 96278.0009 | 100854.5085 | 105370.4836 | 109890.4402 | 114336.4242 | 118714.2663 | 123031.4608 | 127303.8696 | 131131.707
Commercial_Lodging (WA)_New_Food Preparation_Natural Gas_Fryer_E2_Baseline Forecast | Commercial | Lodging (WA) | New | Food Preparation | Natural Gas | Fryer | E2 | ENERGY STAR | Baseline Forecast | 0 | 2188.0023 | 4223.2237 | 6282.1143 | 8346.7984 | 10373.4854 | 12369.0198 | 14326.1081 | 16255.7054 | 18158.7511 | 20034.4125 | 21847.6986 | 23638.3967 | 25404.4807 | 27140.3866 | 28845.8448 | 30531.769 | 32192.5803 | 33827.4057 | 35435.3679 | 37022.0618 | 38610.1547 | 40172.2572 | 41710.4179 | 43227.27 | 44728.3866 | 46073.3024
Commercial_Lodging (WA)_New_Food Preparation_Natural Gas_Fryer_E3_Baseline Forecast | Commercial | Lodging (WA) | New | Food Preparation | Natural Gas | Fryer | E3 |  | Baseline Forecast | 0 | 0 | 0 | 0 | 0 | 0 | 0 | 0 | 0 | 0 | 0 | 0 | 0 | 0 | 0 | 0 | 0 | 0 | 0 | 0 | 0 | 0 | 0 | 0 | 0 | 0 | 0
Commercial_Lodging (WA)_New_Food Preparation_Natural Gas_Fryer_E4_Baseline Forecast | Commercial | Lodging (WA) | New | Food Preparation | Natural Gas | Fryer | E4 |  | Baseline Forecast | 0 | 0 | 0 | 0 | 0 | 0 | 0 | 0 | 0 | 0 | 0 | 0 | 0 | 0 | 0 | 0 | 0 | 0 | 0 | 0 | 0 | 0 | 0 | 0 | 0 | 0 | 0
Commercial_Lodging (WA)_New_Food Preparation_Natural Gas_Fryer_E5_Baseline Forecast | Commercial | Lodging (WA) | New | Food Preparation | Natural Gas | Fryer | E5 |  | Baseline Forecast | 0 | 0 | 0 | 0 | 0 | 0 | 0 | 0 | 0 | 0 | 0 | 0 | 0 | 0 | 0 | 0 | 0 | 0 | 0 | 0 | 0 | 0 | 0 | 0 | 0 | 0 | 0
Commercial_Lodging (WA)_New_Food Preparation_Natural Gas_Fryer_E6_Baseline Forecast | Commercial | Lodging (WA) | New | Food Preparation | Natural Gas | Fryer | E6 |  | Baseline Forecast | 0 | 0 | 0 | 0 | 0 | 0 | 0 | 0 | 0 | 0 | 0 | 0 | 0 | 0 | 0 | 0 | 0 | 0 | 0 | 0 | 0 | 0 | 0 | 0 | 0 | 0 | 0
Commercial_Lodging (WA)_New_Food Preparation_Natural Gas_Fryer_E7_Baseline Forecast | Commercial | Lodging (WA) | New | Food Preparation | Natural Gas | Fryer | E7 |  | Baseline Forecast | 0 | 0 | 0 | 0 | 0 | 0 | 0 | 0 | 0 | 0 | 0 | 0 | 0 | 0 | 0 | 0 | 0 | 0 | 0 | 0 | 0 | 0 | 0 | 0 | 0 | 0 | 0
Commercial_Lodging (WA)_New_Food Preparation_Natural Gas_Fryer_E8_Baseline Forecast | Commercial | Lodging (WA) | New | Food Preparation | Natural Gas | Fryer | E8 |  | Baseline Forecast | 0 | 0 | 0 | 0 | 0 | 0 | 0 | 0 | 0 | 0 | 0 | 0 | 0 | 0 | 0 | 0 | 0 | 0 | 0 | 0 | 0 | 0 | 0 | 0 | 0 | 0 | 0
Commercial_Lodging (WA)_New_Food Preparation_Natural Gas_Fryer_E9_Baseline Forecast | Commercial | Lodging (WA) | New | Food Preparation | Natural Gas | Fryer | E9 |  | Baseline Forecast | 0 | 0 | 0 | 0 | 0 | 0 | 0 | 0 | 0 | 0 | 0 | 0 | 0 | 0 | 0 | 0 | 0 | 0 | 0 | 0 | 0 | 0 | 0 | 0 | 0 | 0 | 0
Commercial_Lodging (WA)_New_Food Preparation_Natural Gas_Fryer_E10_Baseline Forecast | Commercial | Lodging (WA) | New | Food Preparation | Natural Gas | Fryer | E10 |  | Baseline Forecast | 0 | 0 | 0 | 0 | 0 | 0 | 0 | 0 | 0 | 0 | 0 | 0 | 0 | 0 | 0 | 0 | 0 | 0 | 0 | 0 | 0 | 0 | 0 | 0 | 0 | 0 | 0
Commercial_Lodging (WA)_New_Food Preparation_Natural Gas_Fryer_Vintage_Baseline Forecast | Commercial | Lodging (WA) | New | Food Preparation | Natural Gas | Fryer | Vintage | Vintage | Baseline Forecast | 0 | 0 | 0 | 0 | 0 | 0 | 0 | 0 | 0 | 0 | 0 | 0 | 0 | 0 | 0 | 0 | 0 | 0 | 0 | 0 | 0 | 0 | 0 | 0 | 0 | 0 | 0
Commercial_Lodging (WA)_New_Food Preparation_Natural Gas_Broiler_E1_Baseline Forecast | Commercial | Lodging (WA) | New | Food Preparation | Natural Gas | Broiler | E1 | Standard | Baseline Forecast | 0 | 6227.3911 | 12019.9444 | 17879.8637 | 23756.2723 | 29524.5354 | 35204.1333 | 40774.3076 | 46266.2384 | 51682.5992 | 57021.0202 | 62181.9114 | 67278.5136 | 72305.0606 | 77245.7158 | 82099.7122 | 86898.1117 | 91625.0361 | 96278.0009 | 100854.5085 | 105370.4836 | 109890.4402 | 114336.4242 | 118714.2663 | 123031.4608 | 127303.8696 | 131131.707
Commercial_Lodging (WA)_New_Food Preparation_Natural Gas_Broiler_E2_Baseline Forecast | Commercial | Lodging (WA) | New | Food Preparation | Natural Gas | Broiler | E2 | Infrared Burners | Baseline Forecast | 0 | 2188.0023 | 4223.2237 | 6282.1143 | 8346.7984 | 10373.4854 | 12369.0198 | 14326.1081 | 16255.7054 | 18158.7511 | 20034.4125 | 21847.6986 | 23638.3967 | 25404.4807 | 27140.3866 | 28845.8448 | 30531.769 | 32192.5803 | 33827.4057 | 35435.3679 | 37022.0618 | 38610.1547 | 40172.2572 | 41710.4179 | 43227.27 | 44728.3866 | 46073.3024
Commercial_Lodging (WA)_New_Food Preparation_Natural Gas_Broiler_E3_Baseline Forecast | Commercial | Lodging (WA) | New | Food Preparation | Natural Gas | Broiler | E3 |  | Baseline Forecast | 0 | 0 | 0 | 0 | 0 | 0 | 0 | 0 | 0 | 0 | 0 | 0 | 0 | 0 | 0 | 0 | 0 | 0 | 0 | 0 | 0 | 0 | 0 | 0 | 0 | 0 | 0
Commercial_Lodging (WA)_New_Food Preparation_Natural Gas_Broiler_E4_Baseline Forecast | Commercial | Lodging (WA) | New | Food Preparation | Natural Gas | Broiler | E4 |  | Baseline Forecast | 0 | 0 | 0 | 0 | 0 | 0 | 0 | 0 | 0 | 0 | 0 | 0 | 0 | 0 | 0 | 0 | 0 | 0 | 0 | 0 | 0 | 0 | 0 | 0 | 0 | 0 | 0
Commercial_Lodging (WA)_New_Food Preparation_Natural Gas_Broiler_E5_Baseline Forecast | Commercial | Lodging (WA) | New | Food Preparation | Natural Gas | Broiler | E5 |  | Baseline Forecast | 0 | 0 | 0 | 0 | 0 | 0 | 0 | 0 | 0 | 0 | 0 | 0 | 0 | 0 | 0 | 0 | 0 | 0 | 0 | 0 | 0 | 0 | 0 | 0 | 0 | 0 | 0
Commercial_Lodging (WA)_New_Food Preparation_Natural Gas_Broiler_E6_Baseline Forecast | Commercial | Lodging (WA) | New | Food Preparation | Natural Gas | Broiler | E6 |  | Baseline Forecast | 0 | 0 | 0 | 0 | 0 | 0 | 0 | 0 | 0 | 0 | 0 | 0 | 0 | 0 | 0 | 0 | 0 | 0 | 0 | 0 | 0 | 0 | 0 | 0 | 0 | 0 | 0
Commercial_Lodging (WA)_New_Food Preparation_Natural Gas_Broiler_E7_Baseline Forecast | Commercial | Lodging (WA) | New | Food Preparation | Natural Gas | Broiler | E7 |  | Baseline Forecast | 0 | 0 | 0 | 0 | 0 | 0 | 0 | 0 | 0 | 0 | 0 | 0 | 0 | 0 | 0 | 0 | 0 | 0 | 0 | 0 | 0 | 0 | 0 | 0 | 0 | 0 | 0
Commercial_Lodging (WA)_New_Food Preparation_Natural Gas_Broiler_E8_Baseline Forecast | Commercial | Lodging (WA) | New | Food Preparation | Natural Gas | Broiler | E8 |  | Baseline Forecast | 0 | 0 | 0 | 0 | 0 | 0 | 0 | 0 | 0 | 0 | 0 | 0 | 0 | 0 | 0 | 0 | 0 | 0 | 0 | 0 | 0 | 0 | 0 | 0 | 0 | 0 | 0
Commercial_Lodging (WA)_New_Food Preparation_Natural Gas_Broiler_E9_Baseline Forecast | Commercial | Lodging (WA) | New | Food Preparation | Natural Gas | Broiler | E9 |  | Baseline Forecast | 0 | 0 | 0 | 0 | 0 | 0 | 0 | 0 | 0 | 0 | 0 | 0 | 0 | 0 | 0 | 0 | 0 | 0 | 0 | 0 | 0 | 0 | 0 | 0 | 0 | 0 | 0
Commercial_Lodging (WA)_New_Food Preparation_Natural Gas_Broiler_E10_Baseline Forecast | Commercial | Lodging (WA) | New | Food Preparation | Natural Gas | Broiler | E10 |  | Baseline Forecast | 0 | 0 | 0 | 0 | 0 | 0 | 0 | 0 | 0 | 0 | 0 | 0 | 0 | 0 | 0 | 0 | 0 | 0 | 0 | 0 | 0 | 0 | 0 | 0 | 0 | 0 | 0
Commercial_Lodging (WA)_New_Food Preparation_Natural Gas_Broiler_Vintage_Baseline Forecast | Commercial | Lodging (WA) | New | Food Preparation | Natural Gas | Broiler | Vintage | Vintage | Baseline Forecast | 0 | 0 | 0 | 0 | 0 | 0 | 0 | 0 | 0 | 0 | 0 | 0 | 0 | 0 | 0 | 0 | 0 | 0 | 0 | 0 | 0 | 0 | 0 | 0 | 0 | 0 | 0
Commercial_Lodging (WA)_New_Food Preparation_Natural Gas_Griddle_E1_Baseline Forecast | Commercial | Lodging (WA) | New | Food Preparation | Natural Gas | Griddle | E1 | Standard | Baseline Forecast | 0 | 15973.7906 | 30832.1851 | 45863.379 | 60936.8695 | 75732.9574 | 90301.6116 | 104589.5849 | 118676.857 | 132570.2855 | 146263.7917 | 159501.919 | 172575.1394 | 185468.662 | 198141.865 | 210592.7807 | 222901.0858 | 235026.051 | 246961.3035 | 258700.4368 | 270284.2988 | 281878.374 | 293282.7032 | 304512.2424 | 315586.2154 | 326545.3091 | 336364.0393
Commercial_Lodging (WA)_New_Food Preparation_Natural Gas_Griddle_E2_Baseline Forecast | Commercial | Lodging (WA) | New | Food Preparation | Natural Gas | Griddle | E2 | ENERGY STAR | Baseline Forecast | 0 | 6524.506 | 12593.4277 | 18732.9294 | 24889.7073 | 30933.1798 | 36883.7569 | 42719.6896 | 48473.6458 | 54148.4265 | 59741.5487 | 65148.6711 | 70488.4372 | 75754.8056 | 80931.1843 | 86016.7696 | 91044.1055 | 95996.556 | 100871.5184 | 105666.3756 | 110397.8122 | 115133.4204 | 119791.5266 | 124378.2399 | 128901.4119 | 133377.6615 | 137388.1287
Commercial_Lodging (WA)_New_Food Preparation_Natural Gas_Griddle_E3_Baseline Forecast | Commercial | Lodging (WA) | New | Food Preparation | Natural Gas | Griddle | E3 |  | Baseline Forecast | 0 | 0 | 0 | 0 | 0 | 0 | 0 | 0 | 0 | 0 | 0 | 0 | 0 | 0 | 0 | 0 | 0 | 0 | 0 | 0 | 0 | 0 | 0 | 0 | 0 | 0 | 0
Commercial_Lodging (WA)_New_Food Preparation_Natural Gas_Griddle_E4_Baseline Forecast | Commercial | Lodging (WA) | New | Food Preparation | Natural Gas | Griddle | E4 |  | Baseline Forecast | 0 | 0 | 0 | 0 | 0 | 0 | 0 | 0 | 0 | 0 | 0 | 0 | 0 | 0 | 0 | 0 | 0 | 0 | 0 | 0 | 0 | 0 | 0 | 0 | 0 | 0 | 0
Commercial_Lodging (WA)_New_Food Preparation_Natural Gas_Griddle_E5_Baseline Forecast | Commercial | Lodging (WA) | New | Food Preparation | Natural Gas | Griddle | E5 |  | Baseline Forecast | 0 | 0 | 0 | 0 | 0 | 0 | 0 | 0 | 0 | 0 | 0 | 0 | 0 | 0 | 0 | 0 | 0 | 0 | 0 | 0 | 0 | 0 | 0 | 0 | 0 | 0 | 0
Commercial_Lodging (WA)_New_Food Preparation_Natural Gas_Griddle_E6_Baseline Forecast | Commercial | Lodging (WA) | New | Food Preparation | Natural Gas | Griddle | E6 |  | Baseline Forecast | 0 | 0 | 0 | 0 | 0 | 0 | 0 | 0 | 0 | 0 | 0 | 0 | 0 | 0 | 0 | 0 | 0 | 0 | 0 | 0 | 0 | 0 | 0 | 0 | 0 | 0 | 0
Commercial_Lodging (WA)_New_Food Preparation_Natural Gas_Griddle_E7_Baseline Forecast | Commercial | Lodging (WA) | New | Food Preparation | Natural Gas | Griddle | E7 |  | Baseline Forecast | 0 | 0 | 0 | 0 | 0 | 0 | 0 | 0 | 0 | 0 | 0 | 0 | 0 | 0 | 0 | 0 | 0 | 0 | 0 | 0 | 0 | 0 | 0 | 0 | 0 | 0 | 0
Commercial_Lodging (WA)_New_Food Preparation_Natural Gas_Griddle_E8_Baseline Forecast | Commercial | Lodging (WA) | New | Food Preparation | Natural Gas | Griddle | E8 |  | Baseline Forecast | 0 | 0 | 0 | 0 | 0 | 0 | 0 | 0 | 0 | 0 | 0 | 0 | 0 | 0 | 0 | 0 | 0 | 0 | 0 | 0 | 0 | 0 | 0 | 0 | 0 | 0 | 0
Commercial_Lodging (WA)_New_Food Preparation_Natural Gas_Griddle_E9_Baseline Forecast | Commercial | Lodging (WA) | New | Food Preparation | Natural Gas | Griddle | E9 |  | Baseline Forecast | 0 | 0 | 0 | 0 | 0 | 0 | 0 | 0 | 0 | 0 | 0 | 0 | 0 | 0 | 0 | 0 | 0 | 0 | 0 | 0 | 0 | 0 | 0 | 0 | 0 | 0 | 0
Commercial_Lodging (WA)_New_Food Preparation_Natural Gas_Griddle_E10_Baseline Forecast | Commercial | Lodging (WA) | New | Food Preparation | Natural Gas | Griddle | E10 |  | Baseline Forecast | 0 | 0 | 0 | 0 | 0 | 0 | 0 | 0 | 0 | 0 | 0 | 0 | 0 | 0 | 0 | 0 | 0 | 0 | 0 | 0 | 0 | 0 | 0 | 0 | 0 | 0 | 0
Commercial_Lodging (WA)_New_Food Preparation_Natural Gas_Griddle_Vintage_Baseline Forecast | Commercial | Lodging (WA) | New | Food Preparation | Natural Gas | Griddle | Vintage | Vintage | Baseline Forecast | 0 | 0 | 0 | 0 | 0 | 0 | 0 | 0 | 0 | 0 | 0 | 0 | 0 | 0 | 0 | 0 | 0 | 0 | 0 | 0 | 0 | 0 | 0 | 0 | 0 | 0 | 0
Commercial_Lodging (WA)_New_Food Preparation_Natural Gas_Range_E1_Baseline Forecast | Commercial | Lodging (WA) | New | Food Preparation | Natural Gas | Range | E1 | Standard | Baseline Forecast | 0 | 140.829 | 271.8244 | 404.3433 | 537.2351 | 667.6812 | 796.1222 | 922.0886 | 1046.2856 | 1168.7736 | 1289.4991 | 1406.2098 | 1521.4667 | 1635.1393 | 1746.8695 | 1856.6399 | 1965.1531 | 2072.0499 | 2177.2742 | 2280.7694 | 2382.8957 | 2485.112 | 2585.6555 | 2684.658 | 2782.289 | 2878.9071 | 2965.4716
Commercial_Lodging (WA)_New_Food Preparation_Natural Gas_Range_E2_Baseline Forecast | Commercial | Lodging (WA) | New | Food Preparation | Natural Gas | Range | E2 | High Efficiency | Baseline Forecast | 0 | 202.6564 | 391.162 | 581.8599 | 773.0944 | 960.8095 | 1145.6392 | 1326.908 | 1505.6305 | 1681.8937 | 1855.6206 | 2023.5702 | 2189.4276 | 2353.0053 | 2513.7878 | 2671.7501 | 2827.9033 | 2981.7304 | 3133.1506 | 3282.0827 | 3429.045 | 3576.1368 | 3720.8213 | 3863.2883 | 4003.7817 | 4142.8176 | 4267.3859
Commercial_Lodging (WA)_New_Food Preparation_Natural Gas_Range_E3_Baseline Forecast | Commercial | Lodging (WA) | New | Food Preparation | Natural Gas | Range | E3 |  | Baseline Forecast | 0 | 0 | 0 | 0 | 0 | 0 | 0 | 0 | 0 | 0 | 0 | 0 | 0 | 0 | 0 | 0 | 0 | 0 | 0 | 0 | 0 | 0 | 0 | 0 | 0 | 0 | 0
Commercial_Lodging (WA)_New_Food Preparation_Natural Gas_Range_E4_Baseline Forecast | Commercial | Lodging (WA) | New | Food Preparation | Natural Gas | Range | E4 |  | Baseline Forecast | 0 | 0 | 0 | 0 | 0 | 0 | 0 | 0 | 0 | 0 | 0 | 0 | 0 | 0 | 0 | 0 | 0 | 0 | 0 | 0 | 0 | 0 | 0 | 0 | 0 | 0 | 0
Commercial_Lodging (WA)_New_Food Preparation_Natural Gas_Range_E5_Baseline Forecast | Commercial | Lodging (WA) | New | Food Preparation | Natural Gas | Range | E5 |  | Baseline Forecast | 0 | 0 | 0 | 0 | 0 | 0 | 0 | 0 | 0 | 0 | 0 | 0 | 0 | 0 | 0 | 0 | 0 | 0 | 0 | 0 | 0 | 0 | 0 | 0 | 0 | 0 | 0
Commercial_Lodging (WA)_New_Food Preparation_Natural Gas_Range_E6_Baseline Forecast | Commercial | Lodging (WA) | New | Food Preparation | Natural Gas | Range | E6 |  | Baseline Forecast | 0 | 0 | 0 | 0 | 0 | 0 | 0 | 0 | 0 | 0 | 0 | 0 | 0 | 0 | 0 | 0 | 0 | 0 | 0 | 0 | 0 | 0 | 0 | 0 | 0 | 0 | 0
Commercial_Lodging (WA)_New_Food Preparation_Natural Gas_Range_E7_Baseline Forecast | Commercial | Lodging (WA) | New | Food Preparation | Natural Gas | Range | E7 |  | Baseline Forecast | 0 | 0 | 0 | 0 | 0 | 0 | 0 | 0 | 0 | 0 | 0 | 0 | 0 | 0 | 0 | 0 | 0 | 0 | 0 | 0 | 0 | 0 | 0 | 0 | 0 | 0 | 0
Commercial_Lodging (WA)_New_Food Preparation_Natural Gas_Range_E8_Baseline Forecast | Commercial | Lodging (WA) | New | Food Preparation | Natural Gas | Range | E8 |  | Baseline Forecast | 0 | 0 | 0 | 0 | 0 | 0 | 0 | 0 | 0 | 0 | 0 | 0 | 0 | 0 | 0 | 0 | 0 | 0 | 0 | 0 | 0 | 0 | 0 | 0 | 0 | 0 | 0
Commercial_Lodging (WA)_New_Food Preparation_Natural Gas_Range_E9_Baseline Forecast | Commercial | Lodging (WA) | New | Food Preparation | Natural Gas | Range | E9 |  | Baseline Forecast | 0 | 0 | 0 | 0 | 0 | 0 | 0 | 0 | 0 | 0 | 0 | 0 | 0 | 0 | 0 | 0 | 0 | 0 | 0 | 0 | 0 | 0 | 0 | 0 | 0 | 0 | 0
Commercial_Lodging (WA)_New_Food Preparation_Natural Gas_Range_E10_Baseline Forecast | Commercial | Lodging (WA) | New | Food Preparation | Natural Gas | Range | E10 |  | Baseline Forecast | 0 | 0 | 0 | 0 | 0 | 0 | 0 | 0 | 0 | 0 | 0 | 0 | 0 | 0 | 0 | 0 | 0 | 0 | 0 | 0 | 0 | 0 | 0 | 0 | 0 | 0 | 0
Commercial_Lodging (WA)_New_Food Preparation_Natural Gas_Range_Vintage_Baseline Forecast | Commercial | Lodging (WA) | New | Food Preparation | Natural Gas | Range | Vintage | Vintage | Baseline Forecast | 0 | 0 | 0 | 0 | 0 | 0 | 0 | 0 | 0 | 0 | 0 | 0 | 0 | 0 | 0 | 0 | 0 | 0 | 0 | 0 | 0 | 0 | 0 | 0 | 0 | 0 | 0
Commercial_Lodging (WA)_New_Food Preparation_Natural Gas_Steamer_E1_Baseline Forecast | Commercial | Lodging (WA) | New | Food Preparation | Natural Gas | Steamer | E1 | Standard | Baseline Forecast | 0 | 171.7427 | 331.4932 | 493.1016 | 655.1647 | 814.2453 | 970.8807 | 1124.4983 | 1275.958 | 1425.3337 | 1572.5599 | 1714.89 | 1855.4471 | 1994.0723 | 2130.3286 | 2264.195 | 2396.5282 | 2526.8901 | 2655.2124 | 2781.426 | 2905.9703 | 3030.6244 | 3153.2384 | 3273.9731 | 3393.0353 | 3510.8624 | 3616.4288
Commercial_Lodging (WA)_New_Food Preparation_Natural Gas_Steamer_E2_Baseline Forecast | Commercial | Lodging (WA) | New | Food Preparation | Natural Gas | Steamer | E2 | ENERGY STAR | Baseline Forecast | 0 | 171.7427 | 331.4932 | 493.1016 | 655.1647 | 814.2453 | 970.8807 | 1124.4983 | 1275.958 | 1425.3337 | 1572.5599 | 1714.89 | 1855.4471 | 1994.0723 | 2130.3286 | 2264.195 | 2396.5282 | 2526.8901 | 2655.2124 | 2781.426 | 2905.9703 | 3030.6244 | 3153.2384 | 3273.9731 | 3393.0353 | 3510.8624 | 3616.4288
Commercial_Lodging (WA)_New_Food Preparation_Natural Gas_Steamer_E3_Baseline Forecast | Commercial | Lodging (WA) | New | Food Preparation | Natural Gas | Steamer | E3 |  | Baseline Forecast | 0 | 0 | 0 | 0 | 0 | 0 | 0 | 0 | 0 | 0 | 0 | 0 | 0 | 0 | 0 | 0 | 0 | 0 | 0 | 0 | 0 | 0 | 0 | 0 | 0 | 0 | 0
Commercial_Lodging (WA)_New_Food Preparation_Natural Gas_Steamer_E4_Baseline Forecast | Commercial | Lodging (WA) | New | Food Preparation | Natural Gas | Steamer | E4 |  | Baseline Forecast | 0 | 0 | 0 | 0 | 0 | 0 | 0 | 0 | 0 | 0 | 0 | 0 | 0 | 0 | 0 | 0 | 0 | 0 | 0 | 0 | 0 | 0 | 0 | 0 | 0 | 0 | 0
Commercial_Lodging (WA)_New_Food Preparation_Natural Gas_Steamer_E5_Baseline Forecast | Commercial | Lodging (WA) | New | Food Preparation | Natural Gas | Steamer | E5 |  | Baseline Forecast | 0 | 0 | 0 | 0 | 0 | 0 | 0 | 0 | 0 | 0 | 0 | 0 | 0 | 0 | 0 | 0 | 0 | 0 | 0 | 0 | 0 | 0 | 0 | 0 | 0 | 0 | 0
Commercial_Lodging (WA)_New_Food Preparation_Natural Gas_Steamer_E6_Baseline Forecast | Commercial | Lodging (WA) | New | Food Preparation | Natural Gas | Steamer | E6 |  | Baseline Forecast | 0 | 0 | 0 | 0 | 0 | 0 | 0 | 0 | 0 | 0 | 0 | 0 | 0 | 0 | 0 | 0 | 0 | 0 | 0 | 0 | 0 | 0 | 0 | 0 | 0 | 0 | 0
Commercial_Lodging (WA)_New_Food Preparation_Natural Gas_Steamer_E7_Baseline Forecast | Commercial | Lodging (WA) | New | Food Preparation | Natural Gas | Steamer | E7 |  | Baseline Forecast | 0 | 0 | 0 | 0 | 0 | 0 | 0 | 0 | 0 | 0 | 0 | 0 | 0 | 0 | 0 | 0 | 0 | 0 | 0 | 0 | 0 | 0 | 0 | 0 | 0 | 0 | 0
Commercial_Lodging (WA)_New_Food Preparation_Natural Gas_Steamer_E8_Baseline Forecast | Commercial | Lodging (WA) | New | Food Preparation | Natural Gas | Steamer | E8 |  | Baseline Forecast | 0 | 0 | 0 | 0 | 0 | 0 | 0 | 0 | 0 | 0 | 0 | 0 | 0 | 0 | 0 | 0 | 0 | 0 | 0 | 0 | 0 | 0 | 0 | 0 | 0 | 0 | 0
Commercial_Lodging (WA)_New_Food Preparation_Natural Gas_Steamer_E9_Baseline Forecast | Commercial | Lodging (WA) | New | Food Preparation | Natural Gas | Steamer | E9 |  | Baseline Forecast | 0 | 0 | 0 | 0 | 0 | 0 | 0 | 0 | 0 | 0 | 0 | 0 | 0 | 0 | 0 | 0 | 0 | 0 | 0 | 0 | 0 | 0 | 0 | 0 | 0 | 0 | 0
Commercial_Lodging (WA)_New_Food Preparation_Natural Gas_Steamer_E10_Baseline Forecast | Commercial | Lodging (WA) | New | Food Preparation | Natural Gas | Steamer | E10 |  | Baseline Forecast | 0 | 0 | 0 | 0 | 0 | 0 | 0 | 0 | 0 | 0 | 0 | 0 | 0 | 0 | 0 | 0 | 0 | 0 | 0 | 0 | 0 | 0 | 0 | 0 | 0 | 0 | 0
Commercial_Lodging (WA)_New_Food Preparation_Natural Gas_Steamer_Vintage_Baseline Forecast | Commercial | Lodging (WA) | New | Food Preparation | Natural Gas | Steamer | Vintage | Vintage | Baseline Forecast | 0 | 0 | 0 | 0 | 0 | 0 | 0 | 0 | 0 | 0 | 0 | 0 | 0 | 0 | 0 | 0 | 0 | 0 | 0 | 0 | 0 | 0 | 0 | 0 | 0 | 0 | 0
Commercial_Lodging (WA)_New_Food Preparation_Natural Gas_Food Prep Other_E1_Baseline Forecast | Commercial | Lodging (WA) | New | Food Preparation | Natural Gas | Food Prep Other | E1 | Standard | Baseline Forecast | 0 | 0 | 0 | 0 | 0 | 0 | 0 | 0 | 0 | 0 | 0 | 0 | 0 | 0 | 0 | 0 | 0 | 0 | 0 | 0 | 0 | 0 | 0 | 0 | 0 | 0 | 0
Commercial_Lodging (WA)_New_Food Preparation_Natural Gas_Food Prep Other_E2_Baseline Forecast | Commercial | Lodging (WA) | New | Food Preparation | Natural Gas | Food Prep Other | E2 | ENERGY STAR | Baseline Forecast | 0 | 0 | 0 | 0 | 0 | 0 | 0 | 0 | 0 | 0 | 0 | 0 | 0 | 0 | 0 | 0 | 0 | 0 | 0 | 0 | 0 | 0 | 0 | 0 | 0 | 0 | 0
Commercial_Lodging (WA)_New_Food Preparation_Natural Gas_Food Prep Other_E3_Baseline Forecast | Commercial | Lodging (WA) | New | Food Preparation | Natural Gas | Food Prep Other | E3 |  | Baseline Forecast | 0 | 0 | 0 | 0 | 0 | 0 | 0 | 0 | 0 | 0 | 0 | 0 | 0 | 0 | 0 | 0 | 0 | 0 | 0 | 0 | 0 | 0 | 0 | 0 | 0 | 0 | 0
Commercial_Lodging (WA)_New_Food Preparation_Natural Gas_Food Prep Other_E4_Baseline Forecast | Commercial | Lodging (WA) | New | Food Preparation | Natural Gas | Food Prep Other | E4 |  | Baseline Forecast | 0 | 0 | 0 | 0 | 0 | 0 | 0 | 0 | 0 | 0 | 0 | 0 | 0 | 0 | 0 | 0 | 0 | 0 | 0 | 0 | 0 | 0 | 0 | 0 | 0 | 0 | 0
Commercial_Lodging (WA)_New_Food Preparation_Natural Gas_Food Prep Other_E5_Baseline Forecast | Commercial | Lodging (WA) | New | Food Preparation | Natural Gas | Food Prep Other | E5 |  | Baseline Forecast | 0 | 0 | 0 | 0 | 0 | 0 | 0 | 0 | 0 | 0 | 0 | 0 | 0 | 0 | 0 | 0 | 0 | 0 | 0 | 0 | 0 | 0 | 0 | 0 | 0 | 0 | 0
Commercial_Lodging (WA)_New_Food Preparation_Natural Gas_Food Prep Other_E6_Baseline Forecast | Commercial | Lodging (WA) | New | Food Preparation | Natural Gas | Food Prep Other | E6 |  | Baseline Forecast | 0 | 0 | 0 | 0 | 0 | 0 | 0 | 0 | 0 | 0 | 0 | 0 | 0 | 0 | 0 | 0 | 0 | 0 | 0 | 0 | 0 | 0 | 0 | 0 | 0 | 0 | 0
Commercial_Lodging (WA)_New_Food Preparation_Natural Gas_Food Prep Other_E7_Baseline Forecast | Commercial | Lodging (WA) | New | Food Preparation | Natural Gas | Food Prep Other | E7 |  | Baseline Forecast | 0 | 0 | 0 | 0 | 0 | 0 | 0 | 0 | 0 | 0 | 0 | 0 | 0 | 0 | 0 | 0 | 0 | 0 | 0 | 0 | 0 | 0 | 0 | 0 | 0 | 0 | 0
Commercial_Lodging (WA)_New_Food Preparation_Natural Gas_Food Prep Other_E8_Baseline Forecast | Commercial | Lodging (WA) | New | Food Preparation | Natural Gas | Food Prep Other | E8 |  | Baseline Forecast | 0 | 0 | 0 | 0 | 0 | 0 | 0 | 0 | 0 | 0 | 0 | 0 | 0 | 0 | 0 | 0 | 0 | 0 | 0 | 0 | 0 | 0 | 0 | 0 | 0 | 0 | 0
Commercial_Lodging (WA)_New_Food Preparation_Natural Gas_Food Prep Other_E9_Baseline Forecast | Commercial | Lodging (WA) | New | Food Preparation | Natural Gas | Food Prep Other | E9 |  | Baseline Forecast | 0 | 0 | 0 | 0 | 0 | 0 | 0 | 0 | 0 | 0 | 0 | 0 | 0 | 0 | 0 | 0 | 0 | 0 | 0 | 0 | 0 | 0 | 0 | 0 | 0 | 0 | 0
Commercial_Lodging (WA)_New_Food Preparation_Natural Gas_Food Prep Other_E10_Baseline Forecast | Commercial | Lodging (WA) | New | Food Preparation | Natural Gas | Food Prep Other | E10 |  | Baseline Forecast | 0 | 0 | 0 | 0 | 0 | 0 | 0 | 0 | 0 | 0 | 0 | 0 | 0 | 0 | 0 | 0 | 0 | 0 | 0 | 0 | 0 | 0 | 0 | 0 | 0 | 0 | 0
Commercial_Lodging (WA)_New_Food Preparation_Natural Gas_Food Prep Other_Vintage_Baseline Forecast | Commercial | Lodging (WA) | New | Food Preparation | Natural Gas | Food Prep Other | Vintage | Vintage | Baseline Forecast | 0 | 0 | 0 | 0 | 0 | 0 | 0 | 0 | 0 | 0 | 0 | 0 | 0 | 0 | 0 | 0 | 0 | 0 | 0 | 0 | 0 | 0 | 0 | 0 | 0 | 0 | 0
Commercial_Lodging (WA)_New_Miscellaneous_Natural Gas_Pool Heater_E1_Baseline Forecast | Commercial | Lodging (WA) | New | Miscellaneous | Natural Gas | Pool Heater | E1 | Standard (EF .82) | Baseline Forecast | 0 | 7852.7926 | 15157.2511 | 22546.6587 | 29956.8594 | 37230.6877 | 44392.7085 | 51416.7452 | 58342.1162 | 65172.1928 | 71903.9866 | 78411.9139 | 84838.7722 | 91177.2902 | 97407.498 | 103528.4283 | 109579.2506 | 115539.942 | 121407.3699 | 127178.3845 | 132873.067 | 138572.7704 | 144179.1937 | 149699.6894 | 155143.708 | 160531.2515 | 165358.1866
Commercial_Lodging (WA)_New_Miscellaneous_Natural Gas_Pool Heater_E2_Baseline Forecast | Commercial | Lodging (WA) | New | Miscellaneous | Natural Gas | Pool Heater | E2 | Condensing (EF .90) | Baseline Forecast | 0 | 872.5325 | 1684.139 | 2505.1843 | 3328.5399 | 4136.7431 | 4932.5232 | 5712.9717 | 6482.4574 | 7241.3548 | 7989.3318 | 8712.4349 | 9426.5302 | 10130.81 | 10823.0553 | 11503.1587 | 12175.4723 | 12837.7713 | 13489.7078 | 14130.9316 | 14763.6741 | 15396.9745 | 16019.9104 | 16633.2988 | 17238.1898 | 17836.8057 | 18373.1318
Commercial_Lodging (WA)_New_Miscellaneous_Natural Gas_Pool Heater_E3_Baseline Forecast | Commercial | Lodging (WA) | New | Miscellaneous | Natural Gas | Pool Heater | E3 |  | Baseline Forecast | 0 | 0 | 0 | 0 | 0 | 0 | 0 | 0 | 0 | 0 | 0 | 0 | 0 | 0 | 0 | 0 | 0 | 0 | 0 | 0 | 0 | 0 | 0 | 0 | 0 | 0 | 0
Commercial_Lodging (WA)_New_Miscellaneous_Natural Gas_Pool Heater_E4_Baseline Forecast | Commercial | Lodging (WA) | New | Miscellaneous | Natural Gas | Pool Heater | E4 |  | Baseline Forecast | 0 | 0 | 0 | 0 | 0 | 0 | 0 | 0 | 0 | 0 | 0 | 0 | 0 | 0 | 0 | 0 | 0 | 0 | 0 | 0 | 0 | 0 | 0 | 0 | 0 | 0 | 0
Commercial_Lodging (WA)_New_Miscellaneous_Natural Gas_Pool Heater_E5_Baseline Forecast | Commercial | Lodging (WA) | New | Miscellaneous | Natural Gas | Pool Heater | E5 |  | Baseline Forecast | 0 | 0 | 0 | 0 | 0 | 0 | 0 | 0 | 0 | 0 | 0 | 0 | 0 | 0 | 0 | 0 | 0 | 0 | 0 | 0 | 0 | 0 | 0 | 0 | 0 | 0 | 0
Commercial_Lodging (WA)_New_Miscellaneous_Natural Gas_Pool Heater_E6_Baseline Forecast | Commercial | Lodging (WA) | New | Miscellaneous | Natural Gas | Pool Heater | E6 |  | Baseline Forecast | 0 | 0 | 0 | 0 | 0 | 0 | 0 | 0 | 0 | 0 | 0 | 0 | 0 | 0 | 0 | 0 | 0 | 0 | 0 | 0 | 0 | 0 | 0 | 0 | 0 | 0 | 0
Commercial_Lodging (WA)_New_Miscellaneous_Natural Gas_Pool Heater_E7_Baseline Forecast | Commercial | Lodging (WA) | New | Miscellaneous | Natural Gas | Pool Heater | E7 |  | Baseline Forecast | 0 | 0 | 0 | 0 | 0 | 0 | 0 | 0 | 0 | 0 | 0 | 0 | 0 | 0 | 0 | 0 | 0 | 0 | 0 | 0 | 0 | 0 | 0 | 0 | 0 | 0 | 0
Commercial_Lodging (WA)_New_Miscellaneous_Natural Gas_Pool Heater_E8_Baseline Forecast | Commercial | Lodging (WA) | New | Miscellaneous | Natural Gas | Pool Heater | E8 |  | Baseline Forecast | 0 | 0 | 0 | 0 | 0 | 0 | 0 | 0 | 0 | 0 | 0 | 0 | 0 | 0 | 0 | 0 | 0 | 0 | 0 | 0 | 0 | 0 | 0 | 0 | 0 | 0 | 0
Commercial_Lodging (WA)_New_Miscellaneous_Natural Gas_Pool Heater_E9_Baseline Forecast | Commercial | Lodging (WA) | New | Miscellaneous | Natural Gas | Pool Heater | E9 |  | Baseline Forecast | 0 | 0 | 0 | 0 | 0 | 0 | 0 | 0 | 0 | 0 | 0 | 0 | 0 | 0 | 0 | 0 | 0 | 0 | 0 | 0 | 0 | 0 | 0 | 0 | 0 | 0 | 0
Commercial_Lodging (WA)_New_Miscellaneous_Natural Gas_Pool Heater_E10_Baseline Forecast | Commercial | Lodging (WA) | New | Miscellaneous | Natural Gas | Pool Heater | E10 |  | Baseline Forecast | 0 | 0 | 0 | 0 | 0 | 0 | 0 | 0 | 0 | 0 | 0 | 0 | 0 | 0 | 0 | 0 | 0 | 0 | 0 | 0 | 0 | 0 | 0 | 0 | 0 | 0 | 0
Commercial_Lodging (WA)_New_Miscellaneous_Natural Gas_Pool Heater_Vintage_Baseline Forecast | Commercial | Lodging (WA) | New | Miscellaneous | Natural Gas | Pool Heater | Vintage | Vintage | Baseline Forecast | 0 | 0 | 0 | 0 | 0 | 0 | 0 | 0 | 0 | 0 | 0 | 0 | 0 | 0 | 0 | 0 | 0 | 0 | 0 | 0 | 0 | 0 | 0 | 0 | 0 | 0 | 0
Commercial_Lodging (WA)_New_Miscellaneous_Natural Gas_Miscellaneous_E1_Baseline Forecast | Commercial | Lodging (WA) | New | Miscellaneous | Natural Gas | Miscellaneous | E1 | Standard | Baseline Forecast | 0 | 88447.5017 | 170719.012 | 253947.3193 | 337409.8247 | 419336.3409 | 500003.5477 | 579116.6134 | 657118.3889 | 734046.8448 | 809868.3233 | 883168.3503 | 955555.2821 | 1026947.22 | 1097119.2395 | 1166060.4458 | 1234212.0117 | 1301348.4168 | 1367434.3762 | 1432434.4153 | 1496574.7112 | 1560771.5582 | 1623917.7736 | 1686096.1709 | 1747413.1914 | 1808094.1211 | 1862460.8132
Commercial_Lodging (WA)_New_Miscellaneous_Natural Gas_Miscellaneous_E2_Baseline Forecast | Commercial | Lodging (WA) | New | Miscellaneous | Natural Gas | Miscellaneous | E2 |  | Baseline Forecast | 0 | 0 | 0 | 0 | 0 | 0 | 0 | 0 | 0 | 0 | 0 | 0 | 0 | 0 | 0 | 0 | 0 | 0 | 0 | 0 | 0 | 0 | 0 | 0 | 0 | 0 | 0
Commercial_Lodging (WA)_New_Miscellaneous_Natural Gas_Miscellaneous_E3_Baseline Forecast | Commercial | Lodging (WA) | New | Miscellaneous | Natural Gas | Miscellaneous | E3 |  | Baseline Forecast | 0 | 0 | 0 | 0 | 0 | 0 | 0 | 0 | 0 | 0 | 0 | 0 | 0 | 0 | 0 | 0 | 0 | 0 | 0 | 0 | 0 | 0 | 0 | 0 | 0 | 0 | 0
Commercial_Lodging (WA)_New_Miscellaneous_Natural Gas_Miscellaneous_E4_Baseline Forecast | Commercial | Lodging (WA) | New | Miscellaneous | Natural Gas | Miscellaneous | E4 |  | Baseline Forecast | 0 | 0 | 0 | 0 | 0 | 0 | 0 | 0 | 0 | 0 | 0 | 0 | 0 | 0 | 0 | 0 | 0 | 0 | 0 | 0 | 0 | 0 | 0 | 0 | 0 | 0 | 0
Commercial_Lodging (WA)_New_Miscellaneous_Natural Gas_Miscellaneous_E5_Baseline Forecast | Commercial | Lodging (WA) | New | Miscellaneous | Natural Gas | Miscellaneous | E5 |  | Baseline Forecast | 0 | 0 | 0 | 0 | 0 | 0 | 0 | 0 | 0 | 0 | 0 | 0 | 0 | 0 | 0 | 0 | 0 | 0 | 0 | 0 | 0 | 0 | 0 | 0 | 0 | 0 | 0
Commercial_Lodging (WA)_New_Miscellaneous_Natural Gas_Miscellaneous_E6_Baseline Forecast | Commercial | Lodging (WA) | New | Miscellaneous | Natural Gas | Miscellaneous | E6 |  | Baseline Forecast | 0 | 0 | 0 | 0 | 0 | 0 | 0 | 0 | 0 | 0 | 0 | 0 | 0 | 0 | 0 | 0 | 0 | 0 | 0 | 0 | 0 | 0 | 0 | 0 | 0 | 0 | 0
Commercial_Lodging (WA)_New_Miscellaneous_Natural Gas_Miscellaneous_E7_Baseline Forecast | Commercial | Lodging (WA) | New | Miscellaneous | Natural Gas | Miscellaneous | E7 |  | Baseline Forecast | 0 | 0 | 0 | 0 | 0 | 0 | 0 | 0 | 0 | 0 | 0 | 0 | 0 | 0 | 0 | 0 | 0 | 0 | 0 | 0 | 0 | 0 | 0 | 0 | 0 | 0 | 0
Commercial_Lodging (WA)_New_Miscellaneous_Natural Gas_Miscellaneous_E8_Baseline Forecast | Commercial | Lodging (WA) | New | Miscellaneous | Natural Gas | Miscellaneous | E8 |  | Baseline Forecast | 0 | 0 | 0 | 0 | 0 | 0 | 0 | 0 | 0 | 0 | 0 | 0 | 0 | 0 | 0 | 0 | 0 | 0 | 0 | 0 | 0 | 0 | 0 | 0 | 0 | 0 | 0
Commercial_Lodging (WA)_New_Miscellaneous_Natural Gas_Miscellaneous_E9_Baseline Forecast | Commercial | Lodging (WA) | New | Miscellaneous | Natural Gas | Miscellaneous | E9 |  | Baseline Forecast | 0 | 0 | 0 | 0 | 0 | 0 | 0 | 0 | 0 | 0 | 0 | 0 | 0 | 0 | 0 | 0 | 0 | 0 | 0 | 0 | 0 | 0 | 0 | 0 | 0 | 0 | 0
Commercial_Lodging (WA)_New_Miscellaneous_Natural Gas_Miscellaneous_E10_Baseline Forecast | Commercial | Lodging (WA) | New | Miscellaneous | Natural Gas | Miscellaneous | E10 |  | Baseline Forecast | 0 | 0 | 0 | 0 | 0 | 0 | 0 | 0 | 0 | 0 | 0 | 0 | 0 | 0 | 0 | 0 | 0 | 0 | 0 | 0 | 0 | 0 | 0 | 0 | 0 | 0 | 0
Commercial_Lodging (WA)_New_Miscellaneous_Natural Gas_Miscellaneous_Vintage_Baseline Forecast | Commercial | Lodging (WA) | New | Miscellaneous | Natural Gas | Miscellaneous | Vintage | Vintage | Baseline Forecast | 0 | 0 | 0 | 0 | 0 | 0 | 0 | 0 | 0 | 0 | 0 | 0 | 0 | 0 | 0 | 0 | 0 | 0 | 0 | 0 | 0 | 0 | 0 | 0 | 0 | 0 | 0
Commercial_Warehouse (WA)_Existing_Space Heating_Natural Gas_Furnace_E1_Baseline Forecast | Commercial | Warehouse (WA) | Existing | Space Heating | Natural Gas | Furnace | E1 | AFUE 80% (Standard) | Baseline Forecast | 0 | 228535.7168 | 456847.5546 | 684059.2269 | 909411.7101 | 1132250.1894 | 1352012.409 | 1568218.2751 | 1780460.5792 | 1988396.7209 | 2191741.3241 | 2390259.6517 | 2560168.9265 | 2704646.8438 | 2826530.1956 | 2928351.2432 | 3012370.2128 | 3080604.3266 | 3134853.7392 | 3176724.7089 | 3207650.2987 | 3228908.8705 | 3241640.6075 | 3246862.2747 | 3245480.4061 | 3238303.0852 | 3226050.4703
Commercial_Warehouse (WA)_Existing_Space Heating_Natural Gas_Furnace_E2_Baseline Forecast | Commercial | Warehouse (WA) | Existing | Space Heating | Natural Gas | Furnace | E2 | AFUE 90% | Baseline Forecast | 0 | 0 | 0 | 0 | 0 | 0 | 0 | 0 | 0 | 0 | 0 | 0 | 0 | 0 | 0 | 0 | 0 | 0 | 0 | 0 | 0 | 0 | 0 | 0 | 0 | 0 | 0
Commercial_Warehouse (WA)_Existing_Space Heating_Natural Gas_Furnace_E3_Baseline Forecast | Commercial | Warehouse (WA) | Existing | Space Heating | Natural Gas | Furnace | E3 | AFUE 96% | Baseline Forecast | 0 | 0 | 0 | 0 | 0 | 0 | 0 | 0 | 0 | 0 | 0 | 0 | 0 | 0 | 0 | 0 | 0 | 0 | 0 | 0 | 0 | 0 | 0 | 0 | 0 | 0 | 0
Commercial_Warehouse (WA)_Existing_Space Heating_Natural Gas_Furnace_E4_Baseline Forecast | Commercial | Warehouse (WA) | Existing | Space Heating | Natural Gas | Furnace | E4 |  | Baseline Forecast | 0 | 0 | 0 | 0 | 0 | 0 | 0 | 0 | 0 | 0 | 0 | 0 | 0 | 0 | 0 | 0 | 0 | 0 | 0 | 0 | 0 | 0 | 0 | 0 | 0 | 0 | 0
Commercial_Warehouse (WA)_Existing_Space Heating_Natural Gas_Furnace_E5_Baseline Forecast | Commercial | Warehouse (WA) | Existing | Space Heating | Natural Gas | Furnace | E5 |  | Baseline Forecast | 0 | 0 | 0 | 0 | 0 | 0 | 0 | 0 | 0 | 0 | 0 | 0 | 0 | 0 | 0 | 0 | 0 | 0 | 0 | 0 | 0 | 0 | 0 | 0 | 0 | 0 | 0
Commercial_Warehouse (WA)_Existing_Space Heating_Natural Gas_Furnace_E6_Baseline Forecast | Commercial | Warehouse (WA) | Existing | Space Heating | Natural Gas | Furnace | E6 |  | Baseline Forecast | 0 | 0 | 0 | 0 | 0 | 0 | 0 | 0 | 0 | 0 | 0 | 0 | 0 | 0 | 0 | 0 | 0 | 0 | 0 | 0 | 0 | 0 | 0 | 0 | 0 | 0 | 0
Commercial_Warehouse (WA)_Existing_Space Heating_Natural Gas_Furnace_E7_Baseline Forecast | Commercial | Warehouse (WA) | Existing | Space Heating | Natural Gas | Furnace | E7 |  | Baseline Forecast | 0 | 0 | 0 | 0 | 0 | 0 | 0 | 0 | 0 | 0 | 0 | 0 | 0 | 0 | 0 | 0 | 0 | 0 | 0 | 0 | 0 | 0 | 0 | 0 | 0 | 0 | 0
Commercial_Warehouse (WA)_Existing_Space Heating_Natural Gas_Furnace_E8_Baseline Forecast | Commercial | Warehouse (WA) | Existing | Space Heating | Natural Gas | Furnace | E8 |  | Baseline Forecast | 0 | 0 | 0 | 0 | 0 | 0 | 0 | 0 | 0 | 0 | 0 | 0 | 0 | 0 | 0 | 0 | 0 | 0 | 0 | 0 | 0 | 0 | 0 | 0 | 0 | 0 | 0
Commercial_Warehouse (WA)_Existing_Space Heating_Natural Gas_Furnace_E9_Baseline Forecast | Commercial | Warehouse (WA) | Existing | Space Heating | Natural Gas | Furnace | E9 |  | Baseline Forecast | 0 | 0 | 0 | 0 | 0 | 0 | 0 | 0 | 0 | 0 | 0 | 0 | 0 | 0 | 0 | 0 | 0 | 0 | 0 | 0 | 0 | 0 | 0 | 0 | 0 | 0 | 0
Commercial_Warehouse (WA)_Existing_Space Heating_Natural Gas_Furnace_E10_Baseline Forecast | Commercial | Warehouse (WA) | Existing | Space Heating | Natural Gas | Furnace | E10 |  | Baseline Forecast | 0 | 0 | 0 | 0 | 0 | 0 | 0 | 0 | 0 | 0 | 0 | 0 | 0 | 0 | 0 | 0 | 0 | 0 | 0 | 0 | 0 | 0 | 0 | 0 | 0 | 0 | 0
Commercial_Warehouse (WA)_Existing_Space Heating_Natural Gas_Furnace_Vintage_Baseline Forecast | Commercial | Warehouse (WA) | Existing | Space Heating | Natural Gas | Furnace | Vintage | Vintage | Baseline Forecast | 5755491.6049 | 5427723.2742 | 5101889.7297 | 4778837.7594 | 4459297.3971 | 4143894.9677 | 3833164.7282 | 3527559.2562 | 3227458.7188 | 2933179.141 | 2644979.7815 | 2363069.7107 | 2111206.4814 | 1886187.6087 | 1685151.9388 | 1505543.2682 | 1345077.8415 | 1201715.313 | 1073632.8031 | 959201.7207 | 856967.0545 | 765628.8731 | 684025.7958 | 611120.2251 | 545985.154 | 487792.379 | 435801.9687
Commercial_Warehouse (WA)_Existing_Space Heating_Natural Gas_Boiler_E1_Baseline Forecast | Commercial | Warehouse (WA) | Existing | Space Heating | Natural Gas | Boiler | E1 | AFUE 80% (Standard) | Baseline Forecast | 0 | 4136.1582 | 8573.128 | 13252.044 | 18121.0187 | 23134.3826 | 28252.0052 | 33438.6892 | 38663.6294 | 43899.9298 | 49124.172 | 54316.0307 | 59457.9296 | 64534.735 | 69533.482 | 74443.1305 | 79254.3466 | 83959.309 | 88551.5351 | 93025.7265 | 97377.6307 | 101603.9189 | 105702.0757 | 109670.3016 | 113507.4262 | 117212.8304 | 120786.3777
Commercial_Warehouse (WA)_Existing_Space Heating_Natural Gas_Boiler_E2_Baseline Forecast | Commercial | Warehouse (WA) | Existing | Space Heating | Natural Gas | Boiler | E2 | AFUE 85% | Baseline Forecast | 0 | 0 | 0 | 0 | 0 | 0 | 0 | 0 | 0 | 0 | 0 | 0 | 0 | 0 | 0 | 0 | 0 | 0 | 0 | 0 | 0 | 0 | 0 | 0 | 0 | 0 | 0
Commercial_Warehouse (WA)_Existing_Space Heating_Natural Gas_Boiler_E3_Baseline Forecast | Commercial | Warehouse (WA) | Existing | Space Heating | Natural Gas | Boiler | E3 | AFUE 97% | Baseline Forecast | 0 | 0 | 0 | 0 | 0 | 0 | 0 | 0 | 0 | 0 | 0 | 0 | 0 | 0 | 0 | 0 | 0 | 0 | 0 | 0 | 0 | 0 | 0 | 0 | 0 | 0 | 0
Commercial_Warehouse (WA)_Existing_Space Heating_Natural Gas_Boiler_E4_Baseline Forecast | Commercial | Warehouse (WA) | Existing | Space Heating | Natural Gas | Boiler | E4 | Convert to NG Air Source Heat Pump | Baseline Forecast | 0 | 0 | 0 | 0 | 0 | 0 | 0 | 0 | 0 | 0 | 0 | 0 | 0 | 0 | 0 | 0 | 0 | 0 | 0 | 0 | 0 | 0 | 0 | 0 | 0 | 0 | 0
Commercial_Warehouse (WA)_Existing_Space Heating_Natural Gas_Boiler_E5_Baseline Forecast | Commercial | Warehouse (WA) | Existing | Space Heating | Natural Gas | Boiler | E5 |  | Baseline Forecast | 0 | 0 | 0 | 0 | 0 | 0 | 0 | 0 | 0 | 0 | 0 | 0 | 0 | 0 | 0 | 0 | 0 | 0 | 0 | 0 | 0 | 0 | 0 | 0 | 0 | 0 | 0
Commercial_Warehouse (WA)_Existing_Space Heating_Natural Gas_Boiler_E6_Baseline Forecast | Commercial | Warehouse (WA) | Existing | Space Heating | Natural Gas | Boiler | E6 |  | Baseline Forecast | 0 | 0 | 0 | 0 | 0 | 0 | 0 | 0 | 0 | 0 | 0 | 0 | 0 | 0 | 0 | 0 | 0 | 0 | 0 | 0 | 0 | 0 | 0 | 0 | 0 | 0 | 0
Commercial_Warehouse (WA)_Existing_Space Heating_Natural Gas_Boiler_E7_Baseline Forecast | Commercial | Warehouse (WA) | Existing | Space Heating | Natural Gas | Boiler | E7 |  | Baseline Forecast | 0 | 0 | 0 | 0 | 0 | 0 | 0 | 0 | 0 | 0 | 0 | 0 | 0 | 0 | 0 | 0 | 0 | 0 | 0 | 0 | 0 | 0 | 0 | 0 | 0 | 0 | 0
Commercial_Warehouse (WA)_Existing_Space Heating_Natural Gas_Boiler_E8_Baseline Forecast | Commercial | Warehouse (WA) | Existing | Space Heating | Natural Gas | Boiler | E8 |  | Baseline Forecast | 0 | 0 | 0 | 0 | 0 | 0 | 0 | 0 | 0 | 0 | 0 | 0 | 0 | 0 | 0 | 0 | 0 | 0 | 0 | 0 | 0 | 0 | 0 | 0 | 0 | 0 | 0
Commercial_Warehouse (WA)_Existing_Space Heating_Natural Gas_Boiler_E9_Baseline Forecast | Commercial | Warehouse (WA) | Existing | Space Heating | Natural Gas | Boiler | E9 |  | Baseline Forecast | 0 | 0 | 0 | 0 | 0 | 0 | 0 | 0 | 0 | 0 | 0 | 0 | 0 | 0 | 0 | 0 | 0 | 0 | 0 | 0 | 0 | 0 | 0 | 0 | 0 | 0 | 0
Commercial_Warehouse (WA)_Existing_Space Heating_Natural Gas_Boiler_E10_Baseline Forecast | Commercial | Warehouse (WA) | Existing | Space Heating | Natural Gas | Boiler | E10 |  | Baseline Forecast | 0 | 0 | 0 | 0 | 0 | 0 | 0 | 0 | 0 | 0 | 0 | 0 | 0 | 0 | 0 | 0 | 0 | 0 | 0 | 0 | 0 | 0 | 0 | 0 | 0 | 0 | 0
Commercial_Warehouse (WA)_Existing_Space Heating_Natural Gas_Boiler_Vintage_Baseline Forecast | Commercial | Warehouse (WA) | Existing | Space Heating | Natural Gas | Boiler | Vintage | Vintage | Baseline Forecast | 277775.6803 | 268850.2861 | 259706.6535 | 250402.2241 | 240987.4861 | 231506.7342 | 221998.7476 | 212497.3954 | 203032.1779 | 193628.7084 | 184309.1448 | 175092.5738 | 165995.3541 | 157031.4231 | 148212.5699 | 139548.6792 | 131047.9491 | 122717.085 | 114561.4728 | 106585.3331 | 98791.8588 | 91183.3381 | 83761.2631 | 76526.4279 | 69479.0148 | 62618.6719 | 55944.5815
Commercial_Warehouse (WA)_Existing_Space Heating_Natural Gas_Unit Heater_E1_Baseline Forecast | Commercial | Warehouse (WA) | Existing | Space Heating | Natural Gas | Unit Heater | E1 | Standard | Baseline Forecast | 0 | 1685.3981 | 6474.7817 | 15551.3712 | 29891.0256 | 50287.1794 | 77373.0395 | 111641.3364 | 153461.8927 | 203097.2431 | 259275.3161 | 320871.1163 | 386890.7828 | 456457.3526 | 528798.0464 | 603232.9159 | 679164.7058 | 744585.7591 | 800658.0267 | 848418.8965 | 888794.4822 | 922611.4954 | 950607.852 | 973442.148 | 991702.1256 | 1005912.2361 | 1016540.3968
Commercial_Warehouse (WA)_Existing_Space Heating_Natural Gas_Unit Heater_E2_Baseline Forecast | Commercial | Warehouse (WA) | Existing | Space Heating | Natural Gas | Unit Heater | E2 | Condensing | Baseline Forecast | 0 | 0 | 0 | 0 | 0 | 0 | 0 | 0 | 0 | 0 | 0 | 0 | 0 | 0 | 0 | 0 | 0 | 0 | 0 | 0 | 0 | 0 | 0 | 0 | 0 | 0 | 0
Commercial_Warehouse (WA)_Existing_Space Heating_Natural Gas_Unit Heater_E3_Baseline Forecast | Commercial | Warehouse (WA) | Existing | Space Heating | Natural Gas | Unit Heater | E3 | Infrared Radiant | Baseline Forecast | 0 | 0 | 0 | 0 | 0 | 0 | 0 | 0 | 0 | 0 | 0 | 0 | 0 | 0 | 0 | 0 | 0 | 0 | 0 | 0 | 0 | 0 | 0 | 0 | 0 | 0 | 0
Commercial_Warehouse (WA)_Existing_Space Heating_Natural Gas_Unit Heater_E4_Baseline Forecast | Commercial | Warehouse (WA) | Existing | Space Heating | Natural Gas | Unit Heater | E4 |  | Baseline Forecast | 0 | 0 | 0 | 0 | 0 | 0 | 0 | 0 | 0 | 0 | 0 | 0 | 0 | 0 | 0 | 0 | 0 | 0 | 0 | 0 | 0 | 0 | 0 | 0 | 0 | 0 | 0
Commercial_Warehouse (WA)_Existing_Space Heating_Natural Gas_Unit Heater_E5_Baseline Forecast | Commercial | Warehouse (WA) | Existing | Space Heating | Natural Gas | Unit Heater | E5 |  | Baseline Forecast | 0 | 0 | 0 | 0 | 0 | 0 | 0 | 0 | 0 | 0 | 0 | 0 | 0 | 0 | 0 | 0 | 0 | 0 | 0 | 0 | 0 | 0 | 0 | 0 | 0 | 0 | 0
Commercial_Warehouse (WA)_Existing_Space Heating_Natural Gas_Unit Heater_E6_Baseline Forecast | Commercial | Warehouse (WA) | Existing | Space Heating | Natural Gas | Unit Heater | E6 |  | Baseline Forecast | 0 | 0 | 0 | 0 | 0 | 0 | 0 | 0 | 0 | 0 | 0 | 0 | 0 | 0 | 0 | 0 | 0 | 0 | 0 | 0 | 0 | 0 | 0 | 0 | 0 | 0 | 0
Commercial_Warehouse (WA)_Existing_Space Heating_Natural Gas_Unit Heater_E7_Baseline Forecast | Commercial | Warehouse (WA) | Existing | Space Heating | Natural Gas | Unit Heater | E7 |  | Baseline Forecast | 0 | 0 | 0 | 0 | 0 | 0 | 0 | 0 | 0 | 0 | 0 | 0 | 0 | 0 | 0 | 0 | 0 | 0 | 0 | 0 | 0 | 0 | 0 | 0 | 0 | 0 | 0
Commercial_Warehouse (WA)_Existing_Space Heating_Natural Gas_Unit Heater_E8_Baseline Forecast | Commercial | Warehouse (WA) | Existing | Space Heating | Natural Gas | Unit Heater | E8 |  | Baseline Forecast | 0 | 0 | 0 | 0 | 0 | 0 | 0 | 0 | 0 | 0 | 0 | 0 | 0 | 0 | 0 | 0 | 0 | 0 | 0 | 0 | 0 | 0 | 0 | 0 | 0 | 0 | 0
Commercial_Warehouse (WA)_Existing_Space Heating_Natural Gas_Unit Heater_E9_Baseline Forecast | Commercial | Warehouse (WA) | Existing | Space Heating | Natural Gas | Unit Heater | E9 |  | Baseline Forecast | 0 | 0 | 0 | 0 | 0 | 0 | 0 | 0 | 0 | 0 | 0 | 0 | 0 | 0 | 0 | 0 | 0 | 0 | 0 | 0 | 0 | 0 | 0 | 0 | 0 | 0 | 0
Commercial_Warehouse (WA)_Existing_Space Heating_Natural Gas_Unit Heater_E10_Baseline Forecast | Commercial | Warehouse (WA) | Existing | Space Heating | Natural Gas | Unit Heater | E10 |  | Baseline Forecast | 0 | 0 | 0 | 0 | 0 | 0 | 0 | 0 | 0 | 0 | 0 | 0 | 0 | 0 | 0 | 0 | 0 | 0 | 0 | 0 | 0 | 0 | 0 | 0 | 0 | 0 | 0
Commercial_Warehouse (WA)_Existing_Space Heating_Natural Gas_Unit Heater_Vintage_Baseline Forecast | Commercial | Warehouse (WA) | Existing | Space Heating | Natural Gas | Unit Heater | Vintage | Vintage | Baseline Forecast | 2037380.1906 | 2000567.5478 | 1961256.5617 | 1918253.5697 | 1870572.4508 | 1817409.6854 | 1758122.1552 | 1692207.3895 | 1619285.9931 | 1539086.0239 | 1452870.3084 | 1361754.756 | 1266724.2986 | 1168647.124 | 1068287.3875 | 966316.5622 | 863323.5744 | 771307.8956 | 689099.5305 | 615653.1856 | 550034.9777 | 491410.56 | 439034.5129 | 392240.8657 | 350434.6293 | 313084.2299 | 279714.7509
Commercial_Warehouse (WA)_Existing_Water Heating_Natural Gas_Water Heater_E1_Baseline Forecast | Commercial | Warehouse (WA) | Existing | Water Heating | Natural Gas | Water Heater | E1 | TE 0.80 | Baseline Forecast | 0 | 71550.8728 | 148305.4455 | 229245.4148 | 313473.1864 | 400198.7274 | 488727.8261 | 578451.6093 | 668837.1824 | 759419.2733 | 849792.772 | 939606.0715 | 1016736.676 | 1082589.9688 | 1138420.6185 | 1185348.659 | 1224373.8542 | 1256388.5329 | 1282189.0543 | 1302486.0514 | 1317913.5832 | 1329037.31 | 1336361.7977 | 1340337.0437 | 1341364.3063 | 1339801.3128 | 1335966.9126
Commercial_Warehouse (WA)_Existing_Water Heating_Natural Gas_Water Heater_E2_Baseline Forecast | Commercial | Warehouse (WA) | Existing | Water Heating | Natural Gas | Water Heater | E2 | TE 0.90 | Baseline Forecast | 0 | 0 | 0 | 0 | 0 | 0 | 0 | 0 | 0 | 0 | 0 | 0 | 0 | 0 | 0 | 0 | 0 | 0 | 0 | 0 | 0 | 0 | 0 | 0 | 0 | 0 | 0
Commercial_Warehouse (WA)_Existing_Water Heating_Natural Gas_Water Heater_E3_Baseline Forecast | Commercial | Warehouse (WA) | Existing | Water Heating | Natural Gas | Water Heater | E3 | TE 0.94 | Baseline Forecast | 0 | 80685.0268 | 167238.0555 | 258510.7869 | 353491.04 | 451287.9266 | 551118.6124 | 652296.4956 | 754220.6525 | 856366.4146 | 958276.9557 | 1059555.7828 | 1146532.8474 | 1220792.9435 | 1283750.9102 | 1336669.7644 | 1380676.8994 | 1416778.5584 | 1445872.7634 | 1468760.8665 | 1486157.8705 | 1498701.6474 | 1506961.1761 | 1511443.9004 | 1512602.3029 | 1510839.7783 | 1506515.8801
Commercial_Warehouse (WA)_Existing_Water Heating_Natural Gas_Water Heater_E4_Baseline Forecast | Commercial | Warehouse (WA) | Existing | Water Heating | Natural Gas | Water Heater | E4 | Instantaneous TE 0.94 | Baseline Forecast | 0 | 0 | 0 | 0 | 0 | 0 | 0 | 0 | 0 | 0 | 0 | 0 | 0 | 0 | 0 | 0 | 0 | 0 | 0 | 0 | 0 | 0 | 0 | 0 | 0 | 0 | 0
Commercial_Warehouse (WA)_Existing_Water Heating_Natural Gas_Water Heater_E5_Baseline Forecast | Commercial | Warehouse (WA) | Existing | Water Heating | Natural Gas | Water Heater | E5 | Gas-Fired Absorption HPWH | Baseline Forecast | 0 | 0 | 0 | 0 | 0 | 0 | 0 | 0 | 0 | 0 | 0 | 0 | 0 | 0 | 0 | 0 | 0 | 0 | 0 | 0 | 0 | 0 | 0 | 0 | 0 | 0 | 0
Commercial_Warehouse (WA)_Existing_Water Heating_Natural Gas_Water Heater_E6_Baseline Forecast | Commercial | Warehouse (WA) | Existing | Water Heating | Natural Gas | Water Heater | E6 |  | Baseline Forecast | 0 | 0 | 0 | 0 | 0 | 0 | 0 | 0 | 0 | 0 | 0 | 0 | 0 | 0 | 0 | 0 | 0 | 0 | 0 | 0 | 0 | 0 | 0 | 0 | 0 | 0 | 0
Commercial_Warehouse (WA)_Existing_Water Heating_Natural Gas_Water Heater_E7_Baseline Forecast | Commercial | Warehouse (WA) | Existing | Water Heating | Natural Gas | Water Heater | E7 |  | Baseline Forecast | 0 | 0 | 0 | 0 | 0 | 0 | 0 | 0 | 0 | 0 | 0 | 0 | 0 | 0 | 0 | 0 | 0 | 0 | 0 | 0 | 0 | 0 | 0 | 0 | 0 | 0 | 0
Commercial_Warehouse (WA)_Existing_Water Heating_Natural Gas_Water Heater_E8_Baseline Forecast | Commercial | Warehouse (WA) | Existing | Water Heating | Natural Gas | Water Heater | E8 |  | Baseline Forecast | 0 | 0 | 0 | 0 | 0 | 0 | 0 | 0 | 0 | 0 | 0 | 0 | 0 | 0 | 0 | 0 | 0 | 0 | 0 | 0 | 0 | 0 | 0 | 0 | 0 | 0 | 0
Commercial_Warehouse (WA)_Existing_Water Heating_Natural Gas_Water Heater_E9_Baseline Forecast | Commercial | Warehouse (WA) | Existing | Water Heating | Natural Gas | Water Heater | E9 |  | Baseline Forecast | 0 | 0 | 0 | 0 | 0 | 0 | 0 | 0 | 0 | 0 | 0 | 0 | 0 | 0 | 0 | 0 | 0 | 0 | 0 | 0 | 0 | 0 | 0 | 0 | 0 | 0 | 0
Commercial_Warehouse (WA)_Existing_Water Heating_Natural Gas_Water Heater_E10_Baseline Forecast | Commercial | Warehouse (WA) | Existing | Water Heating | Natural Gas | Water Heater | E10 |  | Baseline Forecast | 0 | 0 | 0 | 0 | 0 | 0 | 0 | 0 | 0 | 0 | 0 | 0 | 0 | 0 | 0 | 0 | 0 | 0 | 0 | 0 | 0 | 0 | 0 | 0 | 0 | 0 | 0
Commercial_Warehouse (WA)_Existing_Water Heating_Natural Gas_Water Heater_Vintage_Baseline Forecast | Commercial | Warehouse (WA) | Existing | Water Heating | Natural Gas | Water Heater | Vintage | Vintage | Baseline Forecast | 5111921.2601 | 4871548.7871 | 4621624.2083 | 4364287.9265 | 4101423.9685 | 3834687.9512 | 3565532.0528 | 3295227.3091 | 3024883.5202 | 2755467.0232 | 2487816.5573 | 2222657.4258 | 1985759.7691 | 1774111.3925 | 1585021.15 | 1416084.7265 | 1265154.066 | 1130310.059 | 1009838.1404 | 902206.4891 | 806046.5498 | 720135.6323 | 643381.3643 | 574807.8019 | 513543.0205 | 458808.0278 | 409906.8587
Commercial_Warehouse (WA)_Existing_Food Preparation_Natural Gas_Oven_E1_Baseline Forecast | Commercial | Warehouse (WA) | Existing | Food Preparation | Natural Gas | Oven | E1 | Standard | Baseline Forecast | 0 | 1076.7456 | 2433.8163 | 3993.3562 | 5694.6206 | 7490.3073 | 9343.6719 | 11226.2607 | 13116.1276 | 14996.4334 | 16393.9766 | 17413.3609 | 18136.8026 | 18628.9172 | 18940.4825 | 19111.3976 | 19173.0092 | 19149.9401 | 19061.5273 | 18922.9526 | 18746.1309 | 18540.4095 | 18313.1169 | 18069.9952 | 17815.5392 | 17553.2637 | 17285.9133
Commercial_Warehouse (WA)_Existing_Food Preparation_Natural Gas_Oven_E2_Baseline Forecast | Commercial | Warehouse (WA) | Existing | Food Preparation | Natural Gas | Oven | E2 | ENERGY STAR (>42% Baking Efficiency) | Baseline Forecast | 0 | 1549.4632 | 3502.321 | 5746.5369 | 8194.6979 | 10778.7349 | 13445.7718 | 16154.8629 | 18874.4275 | 21580.2334 | 23591.3321 | 25058.251 | 26099.3013 | 26807.4662 | 27255.8163 | 27501.7673 | 27590.4279 | 27557.2308 | 27430.0027 | 27230.5903 | 26976.1396 | 26680.1015 | 26353.0219 | 26003.1638 | 25636.9954 | 25259.5746 | 24874.8508
Commercial_Warehouse (WA)_Existing_Food Preparation_Natural Gas_Oven_E3_Baseline Forecast | Commercial | Warehouse (WA) | Existing | Food Preparation | Natural Gas | Oven | E3 |  | Baseline Forecast | 0 | 0 | 0 | 0 | 0 | 0 | 0 | 0 | 0 | 0 | 0 | 0 | 0 | 0 | 0 | 0 | 0 | 0 | 0 | 0 | 0 | 0 | 0 | 0 | 0 | 0 | 0
Commercial_Warehouse (WA)_Existing_Food Preparation_Natural Gas_Oven_E4_Baseline Forecast | Commercial | Warehouse (WA) | Existing | Food Preparation | Natural Gas | Oven | E4 |  | Baseline Forecast | 0 | 0 | 0 | 0 | 0 | 0 | 0 | 0 | 0 | 0 | 0 | 0 | 0 | 0 | 0 | 0 | 0 | 0 | 0 | 0 | 0 | 0 | 0 | 0 | 0 | 0 | 0
Commercial_Warehouse (WA)_Existing_Food Preparation_Natural Gas_Oven_E5_Baseline Forecast | Commercial | Warehouse (WA) | Existing | Food Preparation | Natural Gas | Oven | E5 |  | Baseline Forecast | 0 | 0 | 0 | 0 | 0 | 0 | 0 | 0 | 0 | 0 | 0 | 0 | 0 | 0 | 0 | 0 | 0 | 0 | 0 | 0 | 0 | 0 | 0 | 0 | 0 | 0 | 0
Commercial_Warehouse (WA)_Existing_Food Preparation_Natural Gas_Oven_E6_Baseline Forecast | Commercial | Warehouse (WA) | Existing | Food Preparation | Natural Gas | Oven | E6 |  | Baseline Forecast | 0 | 0 | 0 | 0 | 0 | 0 | 0 | 0 | 0 | 0 | 0 | 0 | 0 | 0 | 0 | 0 | 0 | 0 | 0 | 0 | 0 | 0 | 0 | 0 | 0 | 0 | 0
Commercial_Warehouse (WA)_Existing_Food Preparation_Natural Gas_Oven_E7_Baseline Forecast | Commercial | Warehouse (WA) | Existing | Food Preparation | Natural Gas | Oven | E7 |  | Baseline Forecast | 0 | 0 | 0 | 0 | 0 | 0 | 0 | 0 | 0 | 0 | 0 | 0 | 0 | 0 | 0 | 0 | 0 | 0 | 0 | 0 | 0 | 0 | 0 | 0 | 0 | 0 | 0
Commercial_Warehouse (WA)_Existing_Food Preparation_Natural Gas_Oven_E8_Baseline Forecast | Commercial | Warehouse (WA) | Existing | Food Preparation | Natural Gas | Oven | E8 |  | Baseline Forecast | 0 | 0 | 0 | 0 | 0 | 0 | 0 | 0 | 0 | 0 | 0 | 0 | 0 | 0 | 0 | 0 | 0 | 0 | 0 | 0 | 0 | 0 | 0 | 0 | 0 | 0 | 0
Commercial_Warehouse (WA)_Existing_Food Preparation_Natural Gas_Oven_E9_Baseline Forecast | Commercial | Warehouse (WA) | Existing | Food Preparation | Natural Gas | Oven | E9 |  | Baseline Forecast | 0 | 0 | 0 | 0 | 0 | 0 | 0 | 0 | 0 | 0 | 0 | 0 | 0 | 0 | 0 | 0 | 0 | 0 | 0 | 0 | 0 | 0 | 0 | 0 | 0 | 0 | 0
Commercial_Warehouse (WA)_Existing_Food Preparation_Natural Gas_Oven_E10_Baseline Forecast | Commercial | Warehouse (WA) | Existing | Food Preparation | Natural Gas | Oven | E10 |  | Baseline Forecast | 0 | 0 | 0 | 0 | 0 | 0 | 0 | 0 | 0 | 0 | 0 | 0 | 0 | 0 | 0 | 0 | 0 | 0 | 0 | 0 | 0 | 0 | 0 | 0 | 0 | 0 | 0
Commercial_Warehouse (WA)_Existing_Food Preparation_Natural Gas_Oven_Vintage_Baseline Forecast | Commercial | Warehouse (WA) | Existing | Food Preparation | Natural Gas | Oven | Vintage | Vintage | Baseline Forecast | 66807.0646 | 63029.0099 | 58587.0947 | 53670.8694 | 48428.1551 | 42973.9922 | 37397.6763 | 31768.2874 | 26139.0385 | 20550.6924 | 16157.0961 | 12702.8204 | 9987.045 | 7851.8836 | 6173.2051 | 4853.4164 | 3815.7894 | 3000 | 2358.6207 | 1854.3638 | 1457.9136 | 1146.2218 | 901.1674 | 708.5041 | 557.0308 | 437.9414 | 344.3126
Commercial_Warehouse (WA)_Existing_Food Preparation_Natural Gas_Conveyor Oven_E1_Baseline Forecast | Commercial | Warehouse (WA) | Existing | Food Preparation | Natural Gas | Conveyor Oven | E1 | Standard | Baseline Forecast | 0 | 0 | 0 | 0 | 0 | 50.2193 | 187.5431 | 438.4628 | 821.3851 | 1348.4452 | 1980.8923 | 2688.4671 | 3447.5808 | 4239.8851 | 5051.1466 | 5870.3632 | 6689.0683 | 7296.9856 | 7739.7966 | 8053.4056 | 8266.0306 | 8399.8463 | 8472.2767 | 8497.0105 | 8484.8005 | 8444.0906 | 8381.5104
Commercial_Warehouse (WA)_Existing_Food Preparation_Natural Gas_Conveyor Oven_E2_Baseline Forecast | Commercial | Warehouse (WA) | Existing | Food Preparation | Natural Gas | Conveyor Oven | E2 | ENERGY STAR (>42% Baking Efficiency) | Baseline Forecast | 0 | 0 | 0 | 0 | 0 | 72.2668 | 269.879 | 630.9586 | 1181.9932 | 1940.4455 | 2850.5524 | 3868.7697 | 4961.1529 | 6101.298 | 7268.7232 | 8447.5958 | 9625.7324 | 10500.5403 | 11137.7561 | 11589.0471 | 11895.0196 | 12087.5837 | 12191.8127 | 12227.4054 | 12209.8348 | 12151.2523 | 12061.1979
Commercial_Warehouse (WA)_Existing_Food Preparation_Natural Gas_Conveyor Oven_E3_Baseline Forecast | Commercial | Warehouse (WA) | Existing | Food Preparation | Natural Gas | Conveyor Oven | E3 |  | Baseline Forecast | 0 | 0 | 0 | 0 | 0 | 0 | 0 | 0 | 0 | 0 | 0 | 0 | 0 | 0 | 0 | 0 | 0 | 0 | 0 | 0 | 0 | 0 | 0 | 0 | 0 | 0 | 0
Commercial_Warehouse (WA)_Existing_Food Preparation_Natural Gas_Conveyor Oven_E4_Baseline Forecast | Commercial | Warehouse (WA) | Existing | Food Preparation | Natural Gas | Conveyor Oven | E4 |  | Baseline Forecast | 0 | 0 | 0 | 0 | 0 | 0 | 0 | 0 | 0 | 0 | 0 | 0 | 0 | 0 | 0 | 0 | 0 | 0 | 0 | 0 | 0 | 0 | 0 | 0 | 0 | 0 | 0
Commercial_Warehouse (WA)_Existing_Food Preparation_Natural Gas_Conveyor Oven_E5_Baseline Forecast | Commercial | Warehouse (WA) | Existing | Food Preparation | Natural Gas | Conveyor Oven | E5 |  | Baseline Forecast | 0 | 0 | 0 | 0 | 0 | 0 | 0 | 0 | 0 | 0 | 0 | 0 | 0 | 0 | 0 | 0 | 0 | 0 | 0 | 0 | 0 | 0 | 0 | 0 | 0 | 0 | 0
Commercial_Warehouse (WA)_Existing_Food Preparation_Natural Gas_Conveyor Oven_E6_Baseline Forecast | Commercial | Warehouse (WA) | Existing | Food Preparation | Natural Gas | Conveyor Oven | E6 |  | Baseline Forecast | 0 | 0 | 0 | 0 | 0 | 0 | 0 | 0 | 0 | 0 | 0 | 0 | 0 | 0 | 0 | 0 | 0 | 0 | 0 | 0 | 0 | 0 | 0 | 0 | 0 | 0 | 0
Commercial_Warehouse (WA)_Existing_Food Preparation_Natural Gas_Conveyor Oven_E7_Baseline Forecast | Commercial | Warehouse (WA) | Existing | Food Preparation | Natural Gas | Conveyor Oven | E7 |  | Baseline Forecast | 0 | 0 | 0 | 0 | 0 | 0 | 0 | 0 | 0 | 0 | 0 | 0 | 0 | 0 | 0 | 0 | 0 | 0 | 0 | 0 | 0 | 0 | 0 | 0 | 0 | 0 | 0
Commercial_Warehouse (WA)_Existing_Food Preparation_Natural Gas_Conveyor Oven_E8_Baseline Forecast | Commercial | Warehouse (WA) | Existing | Food Preparation | Natural Gas | Conveyor Oven | E8 |  | Baseline Forecast | 0 | 0 | 0 | 0 | 0 | 0 | 0 | 0 | 0 | 0 | 0 | 0 | 0 | 0 | 0 | 0 | 0 | 0 | 0 | 0 | 0 | 0 | 0 | 0 | 0 | 0 | 0
Commercial_Warehouse (WA)_Existing_Food Preparation_Natural Gas_Conveyor Oven_E9_Baseline Forecast | Commercial | Warehouse (WA) | Existing | Food Preparation | Natural Gas | Conveyor Oven | E9 |  | Baseline Forecast | 0 | 0 | 0 | 0 | 0 | 0 | 0 | 0 | 0 | 0 | 0 | 0 | 0 | 0 | 0 | 0 | 0 | 0 | 0 | 0 | 0 | 0 | 0 | 0 | 0 | 0 | 0
Commercial_Warehouse (WA)_Existing_Food Preparation_Natural Gas_Conveyor Oven_E10_Baseline Forecast | Commercial | Warehouse (WA) | Existing | Food Preparation | Natural Gas | Conveyor Oven | E10 |  | Baseline Forecast | 0 | 0 | 0 | 0 | 0 | 0 | 0 | 0 | 0 | 0 | 0 | 0 | 0 | 0 | 0 | 0 | 0 | 0 | 0 | 0 | 0 | 0 | 0 | 0 | 0 | 0 | 0
Commercial_Warehouse (WA)_Existing_Food Preparation_Natural Gas_Conveyor Oven_Vintage_Baseline Forecast | Commercial | Warehouse (WA) | Existing | Food Preparation | Natural Gas | Conveyor Oven | Vintage | Vintage | Baseline Forecast | 33403.5323 | 32827.6093 | 32261.616 | 31705.3813 | 31158.7368 | 30499.0311 | 29636.1379 | 28505.2842 | 27061.4185 | 25274.789 | 23239.7577 | 21029.9794 | 18702.8408 | 16302.9504 | 13864.8821 | 11415.3318 | 8974.8126 | 7056.0595 | 5547.5227 | 4361.5006 | 3429.0418 | 2695.9363 | 2119.5637 | 1666.4156 | 1310.1475 | 1030.047 | 809.83
Commercial_Warehouse (WA)_Existing_Food Preparation_Natural Gas_Double Rack Oven_E1_Baseline Forecast | Commercial | Warehouse (WA) | Existing | Food Preparation | Natural Gas | Double Rack Oven | E1 | Standard | Baseline Forecast | 0 | 299.096 | 702.188 | 1191.1481 | 1750.27 | 2365.9596 | 3026.4655 | 3721.6426 | 4442.7468 | 5182.2545 | 5805.8261 | 6328.5071 | 6763.4339 | 7122.0754 | 7414.444 | 7649.2799 | 7834.212 | 7975.8983 | 8080.1493 | 8152.0346 | 8195.9774 | 8215.8355 | 8214.9737 | 8196.3256 | 8162.4487 | 8115.5716 | 8057.636
Commercial_Warehouse (WA)_Existing_Food Preparation_Natural Gas_Double Rack Oven_E2_Baseline Forecast | Commercial | Warehouse (WA) | Existing | Food Preparation | Natural Gas | Double Rack Oven | E2 | FTSC Qualified (>50% Cooking Efficiency) | Baseline Forecast | 0 | 430.4064 | 1010.4657 | 1714.0912 | 2518.6812 | 3404.6736 | 4355.1576 | 5355.5345 | 6393.221 | 7457.3906 | 8354.7254 | 9106.8761 | 9732.7463 | 10248.8402 | 10669.5658 | 11007.5004 | 11273.6221 | 11477.5122 | 11627.5319 | 11730.9767 | 11794.2113 | 11822.7877 | 11821.5475 | 11794.7125 | 11745.9627 | 11678.5055 | 11595.1348
Commercial_Warehouse (WA)_Existing_Food Preparation_Natural Gas_Double Rack Oven_E3_Baseline Forecast | Commercial | Warehouse (WA) | Existing | Food Preparation | Natural Gas | Double Rack Oven | E3 |  | Baseline Forecast | 0 | 0 | 0 | 0 | 0 | 0 | 0 | 0 | 0 | 0 | 0 | 0 | 0 | 0 | 0 | 0 | 0 | 0 | 0 | 0 | 0 | 0 | 0 | 0 | 0 | 0 | 0
Commercial_Warehouse (WA)_Existing_Food Preparation_Natural Gas_Double Rack Oven_E4_Baseline Forecast | Commercial | Warehouse (WA) | Existing | Food Preparation | Natural Gas | Double Rack Oven | E4 |  | Baseline Forecast | 0 | 0 | 0 | 0 | 0 | 0 | 0 | 0 | 0 | 0 | 0 | 0 | 0 | 0 | 0 | 0 | 0 | 0 | 0 | 0 | 0 | 0 | 0 | 0 | 0 | 0 | 0
Commercial_Warehouse (WA)_Existing_Food Preparation_Natural Gas_Double Rack Oven_E5_Baseline Forecast | Commercial | Warehouse (WA) | Existing | Food Preparation | Natural Gas | Double Rack Oven | E5 |  | Baseline Forecast | 0 | 0 | 0 | 0 | 0 | 0 | 0 | 0 | 0 | 0 | 0 | 0 | 0 | 0 | 0 | 0 | 0 | 0 | 0 | 0 | 0 | 0 | 0 | 0 | 0 | 0 | 0
Commercial_Warehouse (WA)_Existing_Food Preparation_Natural Gas_Double Rack Oven_E6_Baseline Forecast | Commercial | Warehouse (WA) | Existing | Food Preparation | Natural Gas | Double Rack Oven | E6 |  | Baseline Forecast | 0 | 0 | 0 | 0 | 0 | 0 | 0 | 0 | 0 | 0 | 0 | 0 | 0 | 0 | 0 | 0 | 0 | 0 | 0 | 0 | 0 | 0 | 0 | 0 | 0 | 0 | 0
Commercial_Warehouse (WA)_Existing_Food Preparation_Natural Gas_Double Rack Oven_E7_Baseline Forecast | Commercial | Warehouse (WA) | Existing | Food Preparation | Natural Gas | Double Rack Oven | E7 |  | Baseline Forecast | 0 | 0 | 0 | 0 | 0 | 0 | 0 | 0 | 0 | 0 | 0 | 0 | 0 | 0 | 0 | 0 | 0 | 0 | 0 | 0 | 0 | 0 | 0 | 0 | 0 | 0 | 0
Commercial_Warehouse (WA)_Existing_Food Preparation_Natural Gas_Double Rack Oven_E8_Baseline Forecast | Commercial | Warehouse (WA) | Existing | Food Preparation | Natural Gas | Double Rack Oven | E8 |  | Baseline Forecast | 0 | 0 | 0 | 0 | 0 | 0 | 0 | 0 | 0 | 0 | 0 | 0 | 0 | 0 | 0 | 0 | 0 | 0 | 0 | 0 | 0 | 0 | 0 | 0 | 0 | 0 | 0
Commercial_Warehouse (WA)_Existing_Food Preparation_Natural Gas_Double Rack Oven_E9_Baseline Forecast | Commercial | Warehouse (WA) | Existing | Food Preparation | Natural Gas | Double Rack Oven | E9 |  | Baseline Forecast | 0 | 0 | 0 | 0 | 0 | 0 | 0 | 0 | 0 | 0 | 0 | 0 | 0 | 0 | 0 | 0 | 0 | 0 | 0 | 0 | 0 | 0 | 0 | 0 | 0 | 0 | 0
Commercial_Warehouse (WA)_Existing_Food Preparation_Natural Gas_Double Rack Oven_E10_Baseline Forecast | Commercial | Warehouse (WA) | Existing | Food Preparation | Natural Gas | Double Rack Oven | E10 |  | Baseline Forecast | 0 | 0 | 0 | 0 | 0 | 0 | 0 | 0 | 0 | 0 | 0 | 0 | 0 | 0 | 0 | 0 | 0 | 0 | 0 | 0 | 0 | 0 | 0 | 0 | 0 | 0 | 0
Commercial_Warehouse (WA)_Existing_Food Preparation_Natural Gas_Double Rack Oven_Vintage_Baseline Forecast | Commercial | Warehouse (WA) | Existing | Food Preparation | Natural Gas | Double Rack Oven | Vintage | Vintage | Baseline Forecast | 33403.5323 | 32098.1069 | 30548.9624 | 28800.142 | 26889.7856 | 24850.884 | 22711.9369 | 20497.5283 | 18228.829 | 15924.0345 | 13910.6509 | 12151.8329 | 10615.3943 | 9273.218 | 8100.7422 | 7076.5104 | 6181.7792 | 5400.1749 | 4717.3942 | 4120.9421 | 3599.9034 | 3144.7432 | 2747.132 | 2399.7935 | 2096.3713 | 1831.3129 | 1599.7676
Commercial_Warehouse (WA)_Existing_Food Preparation_Natural Gas_Fryer_E1_Baseline Forecast | Commercial | Warehouse (WA) | Existing | Food Preparation | Natural Gas | Fryer | E1 | Standard | Baseline Forecast | 0 | 2944.5371 | 6103.2223 | 9434.1494 | 12900.3796 | 16469.4006 | 20112.6436 | 23805.0515 | 27524.694 | 31252.4239 | 34971.5696 | 38667.6613 | 41841.8214 | 44551.8856 | 46849.4875 | 48780.7198 | 50386.7258 | 51704.2277 | 52765.998 | 53601.2814 | 54236.1715 | 54693.9469 | 54995.3719 | 55158.9655 | 55201.2404 | 55136.9185 | 54979.1212
Commercial_Warehouse (WA)_Existing_Food Preparation_Natural Gas_Fryer_E2_Baseline Forecast | Commercial | Warehouse (WA) | Existing | Food Preparation | Natural Gas | Fryer | E2 | ENERGY STAR | Baseline Forecast | 0 | 1034.5671 | 2144.3754 | 3314.7011 | 4532.5658 | 5786.5462 | 7066.6045 | 8363.937 | 9670.8384 | 10980.5814 | 12287.3082 | 13585.9351 | 14701.1805 | 15653.3652 | 16460.6307 | 17139.1718 | 17703.4442 | 18166.3503 | 18539.4047 | 18832.8827 | 19055.9522 | 19216.7921 | 19322.6982 | 19380.1771 | 19395.0304 | 19372.4308 | 19316.9885
Commercial_Warehouse (WA)_Existing_Food Preparation_Natural Gas_Fryer_E3_Baseline Forecast | Commercial | Warehouse (WA) | Existing | Food Preparation | Natural Gas | Fryer | E3 |  | Baseline Forecast | 0 | 0 | 0 | 0 | 0 | 0 | 0 | 0 | 0 | 0 | 0 | 0 | 0 | 0 | 0 | 0 | 0 | 0 | 0 | 0 | 0 | 0 | 0 | 0 | 0 | 0 | 0
Commercial_Warehouse (WA)_Existing_Food Preparation_Natural Gas_Fryer_E4_Baseline Forecast | Commercial | Warehouse (WA) | Existing | Food Preparation | Natural Gas | Fryer | E4 |  | Baseline Forecast | 0 | 0 | 0 | 0 | 0 | 0 | 0 | 0 | 0 | 0 | 0 | 0 | 0 | 0 | 0 | 0 | 0 | 0 | 0 | 0 | 0 | 0 | 0 | 0 | 0 | 0 | 0
Commercial_Warehouse (WA)_Existing_Food Preparation_Natural Gas_Fryer_E5_Baseline Forecast | Commercial | Warehouse (WA) | Existing | Food Preparation | Natural Gas | Fryer | E5 |  | Baseline Forecast | 0 | 0 | 0 | 0 | 0 | 0 | 0 | 0 | 0 | 0 | 0 | 0 | 0 | 0 | 0 | 0 | 0 | 0 | 0 | 0 | 0 | 0 | 0 | 0 | 0 | 0 | 0
Commercial_Warehouse (WA)_Existing_Food Preparation_Natural Gas_Fryer_E6_Baseline Forecast | Commercial | Warehouse (WA) | Existing | Food Preparation | Natural Gas | Fryer | E6 |  | Baseline Forecast | 0 | 0 | 0 | 0 | 0 | 0 | 0 | 0 | 0 | 0 | 0 | 0 | 0 | 0 | 0 | 0 | 0 | 0 | 0 | 0 | 0 | 0 | 0 | 0 | 0 | 0 | 0
Commercial_Warehouse (WA)_Existing_Food Preparation_Natural Gas_Fryer_E7_Baseline Forecast | Commercial | Warehouse (WA) | Existing | Food Preparation | Natural Gas | Fryer | E7 |  | Baseline Forecast | 0 | 0 | 0 | 0 | 0 | 0 | 0 | 0 | 0 | 0 | 0 | 0 | 0 | 0 | 0 | 0 | 0 | 0 | 0 | 0 | 0 | 0 | 0 | 0 | 0 | 0 | 0
Commercial_Warehouse (WA)_Existing_Food Preparation_Natural Gas_Fryer_E8_Baseline Forecast | Commercial | Warehouse (WA) | Existing | Food Preparation | Natural Gas | Fryer | E8 |  | Baseline Forecast | 0 | 0 | 0 | 0 | 0 | 0 | 0 | 0 | 0 | 0 | 0 | 0 | 0 | 0 | 0 | 0 | 0 | 0 | 0 | 0 | 0 | 0 | 0 | 0 | 0 | 0 | 0
Commercial_Warehouse (WA)_Existing_Food Preparation_Natural Gas_Fryer_E9_Baseline Forecast | Commercial | Warehouse (WA) | Existing | Food Preparation | Natural Gas | Fryer | E9 |  | Baseline Forecast | 0 | 0 | 0 | 0 | 0 | 0 | 0 | 0 | 0 | 0 | 0 | 0 | 0 | 0 | 0 | 0 | 0 | 0 | 0 | 0 | 0 | 0 | 0 | 0 | 0 | 0 | 0
Commercial_Warehouse (WA)_Existing_Food Preparation_Natural Gas_Fryer_E10_Baseline Forecast | Commercial | Warehouse (WA) | Existing | Food Preparation | Natural Gas | Fryer | E10 |  | Baseline Forecast | 0 | 0 | 0 | 0 | 0 | 0 | 0 | 0 | 0 | 0 | 0 | 0 | 0 | 0 | 0 | 0 | 0 | 0 | 0 | 0 | 0 | 0 | 0 | 0 | 0 | 0 | 0
Commercial_Warehouse (WA)_Existing_Food Preparation_Natural Gas_Fryer_Vintage_Baseline Forecast | Commercial | Warehouse (WA) | Existing | Food Preparation | Natural Gas | Fryer | Vintage | Vintage | Baseline Forecast | 133614.1291 | 127331.3331 | 120798.8665 | 114072.6746 | 107202.0017 | 100230.1219 | 93194.9918 | 86129.8335 | 79063.6547 | 72021.7131 | 65025.9317 | 58095.2681 | 51903.296 | 46371.2832 | 41428.8894 | 37013.2711 | 33068.283 | 29543.7638 | 26394.8987 | 23581.6493 | 21068.2447 | 18822.7264 | 16816.5424 | 15024.1837 | 13422.86 | 11992.2104 | 10714.0437
Commercial_Warehouse (WA)_Existing_Food Preparation_Natural Gas_Broiler_E1_Baseline Forecast | Commercial | Warehouse (WA) | Existing | Food Preparation | Natural Gas | Broiler | E1 | Standard | Baseline Forecast | 0 | 0 | 0 | 0 | 0 | 0 | 0 | 0 | 0 | 0 | 0 | 0 | 0 | 0 | 0 | 0 | 0 | 0 | 0 | 0 | 0 | 0 | 0 | 0 | 0 | 0 | 0
Commercial_Warehouse (WA)_Existing_Food Preparation_Natural Gas_Broiler_E2_Baseline Forecast | Commercial | Warehouse (WA) | Existing | Food Preparation | Natural Gas | Broiler | E2 | Infrared Burners | Baseline Forecast | 0 | 0 | 0 | 0 | 0 | 0 | 0 | 0 | 0 | 0 | 0 | 0 | 0 | 0 | 0 | 0 | 0 | 0 | 0 | 0 | 0 | 0 | 0 | 0 | 0 | 0 | 0
Commercial_Warehouse (WA)_Existing_Food Preparation_Natural Gas_Broiler_E3_Baseline Forecast | Commercial | Warehouse (WA) | Existing | Food Preparation | Natural Gas | Broiler | E3 |  | Baseline Forecast | 0 | 0 | 0 | 0 | 0 | 0 | 0 | 0 | 0 | 0 | 0 | 0 | 0 | 0 | 0 | 0 | 0 | 0 | 0 | 0 | 0 | 0 | 0 | 0 | 0 | 0 | 0
Commercial_Warehouse (WA)_Existing_Food Preparation_Natural Gas_Broiler_E4_Baseline Forecast | Commercial | Warehouse (WA) | Existing | Food Preparation | Natural Gas | Broiler | E4 |  | Baseline Forecast | 0 | 0 | 0 | 0 | 0 | 0 | 0 | 0 | 0 | 0 | 0 | 0 | 0 | 0 | 0 | 0 | 0 | 0 | 0 | 0 | 0 | 0 | 0 | 0 | 0 | 0 | 0
Commercial_Warehouse (WA)_Existing_Food Preparation_Natural Gas_Broiler_E5_Baseline Forecast | Commercial | Warehouse (WA) | Existing | Food Preparation | Natural Gas | Broiler | E5 |  | Baseline Forecast | 0 | 0 | 0 | 0 | 0 | 0 | 0 | 0 | 0 | 0 | 0 | 0 | 0 | 0 | 0 | 0 | 0 | 0 | 0 | 0 | 0 | 0 | 0 | 0 | 0 | 0 | 0
Commercial_Warehouse (WA)_Existing_Food Preparation_Natural Gas_Broiler_E6_Baseline Forecast | Commercial | Warehouse (WA) | Existing | Food Preparation | Natural Gas | Broiler | E6 |  | Baseline Forecast | 0 | 0 | 0 | 0 | 0 | 0 | 0 | 0 | 0 | 0 | 0 | 0 | 0 | 0 | 0 | 0 | 0 | 0 | 0 | 0 | 0 | 0 | 0 | 0 | 0 | 0 | 0
Commercial_Warehouse (WA)_Existing_Food Preparation_Natural Gas_Broiler_E7_Baseline Forecast | Commercial | Warehouse (WA) | Existing | Food Preparation | Natural Gas | Broiler | E7 |  | Baseline Forecast | 0 | 0 | 0 | 0 | 0 | 0 | 0 | 0 | 0 | 0 | 0 | 0 | 0 | 0 | 0 | 0 | 0 | 0 | 0 | 0 | 0 | 0 | 0 | 0 | 0 | 0 | 0
Commercial_Warehouse (WA)_Existing_Food Preparation_Natural Gas_Broiler_E8_Baseline Forecast | Commercial | Warehouse (WA) | Existing | Food Preparation | Natural Gas | Broiler | E8 |  | Baseline Forecast | 0 | 0 | 0 | 0 | 0 | 0 | 0 | 0 | 0 | 0 | 0 | 0 | 0 | 0 | 0 | 0 | 0 | 0 | 0 | 0 | 0 | 0 | 0 | 0 | 0 | 0 | 0
Commercial_Warehouse (WA)_Existing_Food Preparation_Natural Gas_Broiler_E9_Baseline Forecast | Commercial | Warehouse (WA) | Existing | Food Preparation | Natural Gas | Broiler | E9 |  | Baseline Forecast | 0 | 0 | 0 | 0 | 0 | 0 | 0 | 0 | 0 | 0 | 0 | 0 | 0 | 0 | 0 | 0 | 0 | 0 | 0 | 0 | 0 | 0 | 0 | 0 | 0 | 0 | 0
Commercial_Warehouse (WA)_Existing_Food Preparation_Natural Gas_Broiler_E10_Baseline Forecast | Commercial | Warehouse (WA) | Existing | Food Preparation | Natural Gas | Broiler | E10 |  | Baseline Forecast | 0 | 0 | 0 | 0 | 0 | 0 | 0 | 0 | 0 | 0 | 0 | 0 | 0 | 0 | 0 | 0 | 0 | 0 | 0 | 0 | 0 | 0 | 0 | 0 | 0 | 0 | 0
Commercial_Warehouse (WA)_Existing_Food Preparation_Natural Gas_Broiler_Vintage_Baseline Forecast | Commercial | Warehouse (WA) | Existing | Food Preparation | Natural Gas | Broiler | Vintage | Vintage | Baseline Forecast | 0 | 0 | 0 | 0 | 0 | 0 | 0 | 0 | 0 | 0 | 0 | 0 | 0 | 0 | 0 | 0 | 0 | 0 | 0 | 0 | 0 | 0 | 0 | 0 | 0 | 0 | 0
Commercial_Warehouse (WA)_Existing_Food Preparation_Natural Gas_Griddle_E1_Baseline Forecast | Commercial | Warehouse (WA) | Existing | Food Preparation | Natural Gas | Griddle | E1 | Standard | Baseline Forecast | 0 | 3452.9782 | 7258.1998 | 11342.901 | 15644.2567 | 20108.1071 | 24687.8453 | 29343.4458 | 34040.6165 | 38750.0583 | 42708.6495 | 46014.0046 | 48751.3499 | 50995.0905 | 52810.1793 | 54253.313 | 55373.9767 | 56215.3563 | 56815.1358 | 57206.1937 | 57417.2113 | 57473.2039 | 57395.9853 | 57204.5729 | 56915.5423 | 56543.3362 | 56100.5353
Commercial_Warehouse (WA)_Existing_Food Preparation_Natural Gas_Griddle_E2_Baseline Forecast | Commercial | Warehouse (WA) | Existing | Food Preparation | Natural Gas | Griddle | E2 | ENERGY STAR | Baseline Forecast | 0 | 1410.3714 | 2964.6168 | 4633.0159 | 6389.9077 | 8213.1705 | 10083.7678 | 11985.3511 | 13903.9138 | 15827.4886 | 17444.378 | 18794.4526 | 19912.5232 | 20828.9806 | 21570.3549 | 22159.8039 | 22617.5398 | 22961.2019 | 23206.1822 | 23365.9101 | 23452.1004 | 23474.9706 | 23443.4306 | 23365.2481 | 23247.1933 | 23095.1655 | 22914.3032
Commercial_Warehouse (WA)_Existing_Food Preparation_Natural Gas_Griddle_E3_Baseline Forecast | Commercial | Warehouse (WA) | Existing | Food Preparation | Natural Gas | Griddle | E3 |  | Baseline Forecast | 0 | 0 | 0 | 0 | 0 | 0 | 0 | 0 | 0 | 0 | 0 | 0 | 0 | 0 | 0 | 0 | 0 | 0 | 0 | 0 | 0 | 0 | 0 | 0 | 0 | 0 | 0
Commercial_Warehouse (WA)_Existing_Food Preparation_Natural Gas_Griddle_E4_Baseline Forecast | Commercial | Warehouse (WA) | Existing | Food Preparation | Natural Gas | Griddle | E4 |  | Baseline Forecast | 0 | 0 | 0 | 0 | 0 | 0 | 0 | 0 | 0 | 0 | 0 | 0 | 0 | 0 | 0 | 0 | 0 | 0 | 0 | 0 | 0 | 0 | 0 | 0 | 0 | 0 | 0
Commercial_Warehouse (WA)_Existing_Food Preparation_Natural Gas_Griddle_E5_Baseline Forecast | Commercial | Warehouse (WA) | Existing | Food Preparation | Natural Gas | Griddle | E5 |  | Baseline Forecast | 0 | 0 | 0 | 0 | 0 | 0 | 0 | 0 | 0 | 0 | 0 | 0 | 0 | 0 | 0 | 0 | 0 | 0 | 0 | 0 | 0 | 0 | 0 | 0 | 0 | 0 | 0
Commercial_Warehouse (WA)_Existing_Food Preparation_Natural Gas_Griddle_E6_Baseline Forecast | Commercial | Warehouse (WA) | Existing | Food Preparation | Natural Gas | Griddle | E6 |  | Baseline Forecast | 0 | 0 | 0 | 0 | 0 | 0 | 0 | 0 | 0 | 0 | 0 | 0 | 0 | 0 | 0 | 0 | 0 | 0 | 0 | 0 | 0 | 0 | 0 | 0 | 0 | 0 | 0
Commercial_Warehouse (WA)_Existing_Food Preparation_Natural Gas_Griddle_E7_Baseline Forecast | Commercial | Warehouse (WA) | Existing | Food Preparation | Natural Gas | Griddle | E7 |  | Baseline Forecast | 0 | 0 | 0 | 0 | 0 | 0 | 0 | 0 | 0 | 0 | 0 | 0 | 0 | 0 | 0 | 0 | 0 | 0 | 0 | 0 | 0 | 0 | 0 | 0 | 0 | 0 | 0
Commercial_Warehouse (WA)_Existing_Food Preparation_Natural Gas_Griddle_E8_Baseline Forecast | Commercial | Warehouse (WA) | Existing | Food Preparation | Natural Gas | Griddle | E8 |  | Baseline Forecast | 0 | 0 | 0 | 0 | 0 | 0 | 0 | 0 | 0 | 0 | 0 | 0 | 0 | 0 | 0 | 0 | 0 | 0 | 0 | 0 | 0 | 0 | 0 | 0 | 0 | 0 | 0
Commercial_Warehouse (WA)_Existing_Food Preparation_Natural Gas_Griddle_E9_Baseline Forecast | Commercial | Warehouse (WA) | Existing | Food Preparation | Natural Gas | Griddle | E9 |  | Baseline Forecast | 0 | 0 | 0 | 0 | 0 | 0 | 0 | 0 | 0 | 0 | 0 | 0 | 0 | 0 | 0 | 0 | 0 | 0 | 0 | 0 | 0 | 0 | 0 | 0 | 0 | 0 | 0
Commercial_Warehouse (WA)_Existing_Food Preparation_Natural Gas_Griddle_E10_Baseline Forecast | Commercial | Warehouse (WA) | Existing | Food Preparation | Natural Gas | Griddle | E10 |  | Baseline Forecast | 0 | 0 | 0 | 0 | 0 | 0 | 0 | 0 | 0 | 0 | 0 | 0 | 0 | 0 | 0 | 0 | 0 | 0 | 0 | 0 | 0 | 0 | 0 | 0 | 0 | 0 | 0
Commercial_Warehouse (WA)_Existing_Food Preparation_Natural Gas_Griddle_Vintage_Baseline Forecast | Commercial | Warehouse (WA) | Existing | Food Preparation | Natural Gas | Griddle | Vintage | Vintage | Baseline Forecast | 133614.1291 | 126447.0877 | 118823.6476 | 110845.6083 | 102600.7828 | 94164.7911 | 85602.6268 | 76970.0251 | 68314.6568 | 59677.1715 | 52131.782 | 45540.4072 | 39782.4247 | 34752.463 | 30358.4734 | 26520.0457 | 23166.9365 | 20237.7836 | 17678.9834 | 15443.7096 | 13491.0567 | 11785.2909 | 10295.1966 | 8993.5051 | 7856.3953 | 6863.0579 | 5995.315
Commercial_Warehouse (WA)_Existing_Food Preparation_Natural Gas_Range_E1_Baseline Forecast | Commercial | Warehouse (WA) | Existing | Food Preparation | Natural Gas | Range | E1 | Standard | Baseline Forecast | 0 | 2153.4912 | 4867.6326 | 7986.7124 | 11389.2412 | 14980.6145 | 18687.3438 | 22452.5213 | 26232.2551 | 29992.8668 | 32787.9531 | 34826.7217 | 36273.6052 | 37257.8344 | 37880.965 | 38222.7953 | 38346.0184 | 38299.8801 | 38123.0546 | 37845.9051 | 37492.2618 | 37080.819 | 36626.2339 | 36139.9904 | 35631.0784 | 35106.5275 | 34571.8266
Commercial_Warehouse (WA)_Existing_Food Preparation_Natural Gas_Range_E2_Baseline Forecast | Commercial | Warehouse (WA) | Existing | Food Preparation | Natural Gas | Range | E2 | High Efficiency | Baseline Forecast | 0 | 3098.9263 | 7004.6421 | 11493.0739 | 16389.3958 | 21557.4697 | 26891.5436 | 32309.7258 | 37748.8549 | 43160.4669 | 47182.6642 | 50116.502 | 52198.6027 | 53614.9324 | 54511.6325 | 55003.5346 | 55180.8557 | 55114.4616 | 54860.0054 | 54461.1806 | 53952.2792 | 53360.2029 | 52706.0438 | 52006.3276 | 51273.9909 | 50519.1493 | 49749.7017
Commercial_Warehouse (WA)_Existing_Food Preparation_Natural Gas_Range_E3_Baseline Forecast | Commercial | Warehouse (WA) | Existing | Food Preparation | Natural Gas | Range | E3 |  | Baseline Forecast | 0 | 0 | 0 | 0 | 0 | 0 | 0 | 0 | 0 | 0 | 0 | 0 | 0 | 0 | 0 | 0 | 0 | 0 | 0 | 0 | 0 | 0 | 0 | 0 | 0 | 0 | 0
Commercial_Warehouse (WA)_Existing_Food Preparation_Natural Gas_Range_E4_Baseline Forecast | Commercial | Warehouse (WA) | Existing | Food Preparation | Natural Gas | Range | E4 |  | Baseline Forecast | 0 | 0 | 0 | 0 | 0 | 0 | 0 | 0 | 0 | 0 | 0 | 0 | 0 | 0 | 0 | 0 | 0 | 0 | 0 | 0 | 0 | 0 | 0 | 0 | 0 | 0 | 0
Commercial_Warehouse (WA)_Existing_Food Preparation_Natural Gas_Range_E5_Baseline Forecast | Commercial | Warehouse (WA) | Existing | Food Preparation | Natural Gas | Range | E5 |  | Baseline Forecast | 0 | 0 | 0 | 0 | 0 | 0 | 0 | 0 | 0 | 0 | 0 | 0 | 0 | 0 | 0 | 0 | 0 | 0 | 0 | 0 | 0 | 0 | 0 | 0 | 0 | 0 | 0
Commercial_Warehouse (WA)_Existing_Food Preparation_Natural Gas_Range_E6_Baseline Forecast | Commercial | Warehouse (WA) | Existing | Food Preparation | Natural Gas | Range | E6 |  | Baseline Forecast | 0 | 0 | 0 | 0 | 0 | 0 | 0 | 0 | 0 | 0 | 0 | 0 | 0 | 0 | 0 | 0 | 0 | 0 | 0 | 0 | 0 | 0 | 0 | 0 | 0 | 0 | 0
Commercial_Warehouse (WA)_Existing_Food Preparation_Natural Gas_Range_E7_Baseline Forecast | Commercial | Warehouse (WA) | Existing | Food Preparation | Natural Gas | Range | E7 |  | Baseline Forecast | 0 | 0 | 0 | 0 | 0 | 0 | 0 | 0 | 0 | 0 | 0 | 0 | 0 | 0 | 0 | 0 | 0 | 0 | 0 | 0 | 0 | 0 | 0 | 0 | 0 | 0 | 0
Commercial_Warehouse (WA)_Existing_Food Preparation_Natural Gas_Range_E8_Baseline Forecast | Commercial | Warehouse (WA) | Existing | Food Preparation | Natural Gas | Range | E8 |  | Baseline Forecast | 0 | 0 | 0 | 0 | 0 | 0 | 0 | 0 | 0 | 0 | 0 | 0 | 0 | 0 | 0 | 0 | 0 | 0 | 0 | 0 | 0 | 0 | 0 | 0 | 0 | 0 | 0
Commercial_Warehouse (WA)_Existing_Food Preparation_Natural Gas_Range_E9_Baseline Forecast | Commercial | Warehouse (WA) | Existing | Food Preparation | Natural Gas | Range | E9 |  | Baseline Forecast | 0 | 0 | 0 | 0 | 0 | 0 | 0 | 0 | 0 | 0 | 0 | 0 | 0 | 0 | 0 | 0 | 0 | 0 | 0 | 0 | 0 | 0 | 0 | 0 | 0 | 0 | 0
Commercial_Warehouse (WA)_Existing_Food Preparation_Natural Gas_Range_E10_Baseline Forecast | Commercial | Warehouse (WA) | Existing | Food Preparation | Natural Gas | Range | E10 |  | Baseline Forecast | 0 | 0 | 0 | 0 | 0 | 0 | 0 | 0 | 0 | 0 | 0 | 0 | 0 | 0 | 0 | 0 | 0 | 0 | 0 | 0 | 0 | 0 | 0 | 0 | 0 | 0 | 0
Commercial_Warehouse (WA)_Existing_Food Preparation_Natural Gas_Range_Vintage_Baseline Forecast | Commercial | Warehouse (WA) | Existing | Food Preparation | Natural Gas | Range | Vintage | Vintage | Baseline Forecast | 133614.1291 | 126058.0197 | 117174.1895 | 107341.7389 | 96856.3101 | 85947.9845 | 74795.3525 | 63536.5749 | 52278.0771 | 41101.3847 | 32314.1921 | 25405.6407 | 19974.0899 | 15703.7673 | 12346.4101 | 9706.8328 | 7631.5789 | 6000 | 4717.2413 | 3708.7277 | 2915.8273 | 2292.4435 | 1802.3349 | 1417.0081 | 1114.0616 | 875.8829 | 688.6252
Commercial_Warehouse (WA)_Existing_Food Preparation_Natural Gas_Steamer_E1_Baseline Forecast | Commercial | Warehouse (WA) | Existing | Food Preparation | Natural Gas | Steamer | E1 | Standard | Baseline Forecast | 0 | 0 | 0 | 0 | 0 | 0 | 0 | 0 | 0 | 0 | 0 | 0 | 0 | 0 | 0 | 0 | 0 | 0 | 0 | 0 | 0 | 0 | 0 | 0 | 0 | 0 | 0
Commercial_Warehouse (WA)_Existing_Food Preparation_Natural Gas_Steamer_E2_Baseline Forecast | Commercial | Warehouse (WA) | Existing | Food Preparation | Natural Gas | Steamer | E2 | ENERGY STAR | Baseline Forecast | 0 | 0 | 0 | 0 | 0 | 0 | 0 | 0 | 0 | 0 | 0 | 0 | 0 | 0 | 0 | 0 | 0 | 0 | 0 | 0 | 0 | 0 | 0 | 0 | 0 | 0 | 0
Commercial_Warehouse (WA)_Existing_Food Preparation_Natural Gas_Steamer_E3_Baseline Forecast | Commercial | Warehouse (WA) | Existing | Food Preparation | Natural Gas | Steamer | E3 |  | Baseline Forecast | 0 | 0 | 0 | 0 | 0 | 0 | 0 | 0 | 0 | 0 | 0 | 0 | 0 | 0 | 0 | 0 | 0 | 0 | 0 | 0 | 0 | 0 | 0 | 0 | 0 | 0 | 0
Commercial_Warehouse (WA)_Existing_Food Preparation_Natural Gas_Steamer_E4_Baseline Forecast | Commercial | Warehouse (WA) | Existing | Food Preparation | Natural Gas | Steamer | E4 |  | Baseline Forecast | 0 | 0 | 0 | 0 | 0 | 0 | 0 | 0 | 0 | 0 | 0 | 0 | 0 | 0 | 0 | 0 | 0 | 0 | 0 | 0 | 0 | 0 | 0 | 0 | 0 | 0 | 0
Commercial_Warehouse (WA)_Existing_Food Preparation_Natural Gas_Steamer_E5_Baseline Forecast | Commercial | Warehouse (WA) | Existing | Food Preparation | Natural Gas | Steamer | E5 |  | Baseline Forecast | 0 | 0 | 0 | 0 | 0 | 0 | 0 | 0 | 0 | 0 | 0 | 0 | 0 | 0 | 0 | 0 | 0 | 0 | 0 | 0 | 0 | 0 | 0 | 0 | 0 | 0 | 0
Commercial_Warehouse (WA)_Existing_Food Preparation_Natural Gas_Steamer_E6_Baseline Forecast | Commercial | Warehouse (WA) | Existing | Food Preparation | Natural Gas | Steamer | E6 |  | Baseline Forecast | 0 | 0 | 0 | 0 | 0 | 0 | 0 | 0 | 0 | 0 | 0 | 0 | 0 | 0 | 0 | 0 | 0 | 0 | 0 | 0 | 0 | 0 | 0 | 0 | 0 | 0 | 0
Commercial_Warehouse (WA)_Existing_Food Preparation_Natural Gas_Steamer_E7_Baseline Forecast | Commercial | Warehouse (WA) | Existing | Food Preparation | Natural Gas | Steamer | E7 |  | Baseline Forecast | 0 | 0 | 0 | 0 | 0 | 0 | 0 | 0 | 0 | 0 | 0 | 0 | 0 | 0 | 0 | 0 | 0 | 0 | 0 | 0 | 0 | 0 | 0 | 0 | 0 | 0 | 0
Commercial_Warehouse (WA)_Existing_Food Preparation_Natural Gas_Steamer_E8_Baseline Forecast | Commercial | Warehouse (WA) | Existing | Food Preparation | Natural Gas | Steamer | E8 |  | Baseline Forecast | 0 | 0 | 0 | 0 | 0 | 0 | 0 | 0 | 0 | 0 | 0 | 0 | 0 | 0 | 0 | 0 | 0 | 0 | 0 | 0 | 0 | 0 | 0 | 0 | 0 | 0 | 0
Commercial_Warehouse (WA)_Existing_Food Preparation_Natural Gas_Steamer_E9_Baseline Forecast | Commercial | Warehouse (WA) | Existing | Food Preparation | Natural Gas | Steamer | E9 |  | Baseline Forecast | 0 | 0 | 0 | 0 | 0 | 0 | 0 | 0 | 0 | 0 | 0 | 0 | 0 | 0 | 0 | 0 | 0 | 0 | 0 | 0 | 0 | 0 | 0 | 0 | 0 | 0 | 0
Commercial_Warehouse (WA)_Existing_Food Preparation_Natural Gas_Steamer_E10_Baseline Forecast | Commercial | Warehouse (WA) | Existing | Food Preparation | Natural Gas | Steamer | E10 |  | Baseline Forecast | 0 | 0 | 0 | 0 | 0 | 0 | 0 | 0 | 0 | 0 | 0 | 0 | 0 | 0 | 0 | 0 | 0 | 0 | 0 | 0 | 0 | 0 | 0 | 0 | 0 | 0 | 0
Commercial_Warehouse (WA)_Existing_Food Preparation_Natural Gas_Steamer_Vintage_Baseline Forecast | Commercial | Warehouse (WA) | Existing | Food Preparation | Natural Gas | Steamer | Vintage | Vintage | Baseline Forecast | 0 | 0 | 0 | 0 | 0 | 0 | 0 | 0 | 0 | 0 | 0 | 0 | 0 | 0 | 0 | 0 | 0 | 0 | 0 | 0 | 0 | 0 | 0 | 0 | 0 | 0 | 0
Commercial_Warehouse (WA)_Existing_Food Preparation_Natural Gas_Food Prep Other_E1_Baseline Forecast | Commercial | Warehouse (WA) | Existing | Food Preparation | Natural Gas | Food Prep Other | E1 | Standard | Baseline Forecast | 0 | 0 | 0 | 0 | 0 | 0 | 0 | 0 | 0 | 0 | 0 | 0 | 0 | 0 | 0 | 0 | 0 | 0 | 0 | 0 | 0 | 0 | 0 | 0 | 0 | 0 | 0
Commercial_Warehouse (WA)_Existing_Food Preparation_Natural Gas_Food Prep Other_E2_Baseline Forecast | Commercial | Warehouse (WA) | Existing | Food Preparation | Natural Gas | Food Prep Other | E2 | ENERGY STAR | Baseline Forecast | 0 | 0 | 0 | 0 | 0 | 0 | 0 | 0 | 0 | 0 | 0 | 0 | 0 | 0 | 0 | 0 | 0 | 0 | 0 | 0 | 0 | 0 | 0 | 0 | 0 | 0 | 0
Commercial_Warehouse (WA)_Existing_Food Preparation_Natural Gas_Food Prep Other_E3_Baseline Forecast | Commercial | Warehouse (WA) | Existing | Food Preparation | Natural Gas | Food Prep Other | E3 |  | Baseline Forecast | 0 | 0 | 0 | 0 | 0 | 0 | 0 | 0 | 0 | 0 | 0 | 0 | 0 | 0 | 0 | 0 | 0 | 0 | 0 | 0 | 0 | 0 | 0 | 0 | 0 | 0 | 0
Commercial_Warehouse (WA)_Existing_Food Preparation_Natural Gas_Food Prep Other_E4_Baseline Forecast | Commercial | Warehouse (WA) | Existing | Food Preparation | Natural Gas | Food Prep Other | E4 |  | Baseline Forecast | 0 | 0 | 0 | 0 | 0 | 0 | 0 | 0 | 0 | 0 | 0 | 0 | 0 | 0 | 0 | 0 | 0 | 0 | 0 | 0 | 0 | 0 | 0 | 0 | 0 | 0 | 0
Commercial_Warehouse (WA)_Existing_Food Preparation_Natural Gas_Food Prep Other_E5_Baseline Forecast | Commercial | Warehouse (WA) | Existing | Food Preparation | Natural Gas | Food Prep Other | E5 |  | Baseline Forecast | 0 | 0 | 0 | 0 | 0 | 0 | 0 | 0 | 0 | 0 | 0 | 0 | 0 | 0 | 0 | 0 | 0 | 0 | 0 | 0 | 0 | 0 | 0 | 0 | 0 | 0 | 0
Commercial_Warehouse (WA)_Existing_Food Preparation_Natural Gas_Food Prep Other_E6_Baseline Forecast | Commercial | Warehouse (WA) | Existing | Food Preparation | Natural Gas | Food Prep Other | E6 |  | Baseline Forecast | 0 | 0 | 0 | 0 | 0 | 0 | 0 | 0 | 0 | 0 | 0 | 0 | 0 | 0 | 0 | 0 | 0 | 0 | 0 | 0 | 0 | 0 | 0 | 0 | 0 | 0 | 0
Commercial_Warehouse (WA)_Existing_Food Preparation_Natural Gas_Food Prep Other_E7_Baseline Forecast | Commercial | Warehouse (WA) | Existing | Food Preparation | Natural Gas | Food Prep Other | E7 |  | Baseline Forecast | 0 | 0 | 0 | 0 | 0 | 0 | 0 | 0 | 0 | 0 | 0 | 0 | 0 | 0 | 0 | 0 | 0 | 0 | 0 | 0 | 0 | 0 | 0 | 0 | 0 | 0 | 0
Commercial_Warehouse (WA)_Existing_Food Preparation_Natural Gas_Food Prep Other_E8_Baseline Forecast | Commercial | Warehouse (WA) | Existing | Food Preparation | Natural Gas | Food Prep Other | E8 |  | Baseline Forecast | 0 | 0 | 0 | 0 | 0 | 0 | 0 | 0 | 0 | 0 | 0 | 0 | 0 | 0 | 0 | 0 | 0 | 0 | 0 | 0 | 0 | 0 | 0 | 0 | 0 | 0 | 0
Commercial_Warehouse (WA)_Existing_Food Preparation_Natural Gas_Food Prep Other_E9_Baseline Forecast | Commercial | Warehouse (WA) | Existing | Food Preparation | Natural Gas | Food Prep Other | E9 |  | Baseline Forecast | 0 | 0 | 0 | 0 | 0 | 0 | 0 | 0 | 0 | 0 | 0 | 0 | 0 | 0 | 0 | 0 | 0 | 0 | 0 | 0 | 0 | 0 | 0 | 0 | 0 | 0 | 0
Commercial_Warehouse (WA)_Existing_Food Preparation_Natural Gas_Food Prep Other_E10_Baseline Forecast | Commercial | Warehouse (WA) | Existing | Food Preparation | Natural Gas | Food Prep Other | E10 |  | Baseline Forecast | 0 | 0 | 0 | 0 | 0 | 0 | 0 | 0 | 0 | 0 | 0 | 0 | 0 | 0 | 0 | 0 | 0 | 0 | 0 | 0 | 0 | 0 | 0 | 0 | 0 | 0 | 0
Commercial_Warehouse (WA)_Existing_Food Preparation_Natural Gas_Food Prep Other_Vintage_Baseline Forecast | Commercial | Warehouse (WA) | Existing | Food Preparation | Natural Gas | Food Prep Other | Vintage | Vintage | Baseline Forecast | 0 | 0 | 0 | 0 | 0 | 0 | 0 | 0 | 0 | 0 | 0 | 0 | 0 | 0 | 0 | 0 | 0 | 0 | 0 | 0 | 0 | 0 | 0 | 0 | 0 | 0 | 0
Commercial_Warehouse (WA)_Existing_Miscellaneous_Natural Gas_Pool Heater_E1_Baseline Forecast | Commercial | Warehouse (WA) | Existing | Miscellaneous | Natural Gas | Pool Heater | E1 | Standard (EF .82) | Baseline Forecast | 0 | 0 | 0 | 0 | 0 | 0 | 0 | 0 | 0 | 0 | 0 | 0 | 0 | 0 | 0 | 0 | 0 | 0 | 0 | 0 | 0 | 0 | 0 | 0 | 0 | 0 | 0
Commercial_Warehouse (WA)_Existing_Miscellaneous_Natural Gas_Pool Heater_E2_Baseline Forecast | Commercial | Warehouse (WA) | Existing | Miscellaneous | Natural Gas | Pool Heater | E2 | Condensing (EF .90) | Baseline Forecast | 0 | 0 | 0 | 0 | 0 | 0 | 0 | 0 | 0 | 0 | 0 | 0 | 0 | 0 | 0 | 0 | 0 | 0 | 0 | 0 | 0 | 0 | 0 | 0 | 0 | 0 | 0
Commercial_Warehouse (WA)_Existing_Miscellaneous_Natural Gas_Pool Heater_E3_Baseline Forecast | Commercial | Warehouse (WA) | Existing | Miscellaneous | Natural Gas | Pool Heater | E3 |  | Baseline Forecast | 0 | 0 | 0 | 0 | 0 | 0 | 0 | 0 | 0 | 0 | 0 | 0 | 0 | 0 | 0 | 0 | 0 | 0 | 0 | 0 | 0 | 0 | 0 | 0 | 0 | 0 | 0
Commercial_Warehouse (WA)_Existing_Miscellaneous_Natural Gas_Pool Heater_E4_Baseline Forecast | Commercial | Warehouse (WA) | Existing | Miscellaneous | Natural Gas | Pool Heater | E4 |  | Baseline Forecast | 0 | 0 | 0 | 0 | 0 | 0 | 0 | 0 | 0 | 0 | 0 | 0 | 0 | 0 | 0 | 0 | 0 | 0 | 0 | 0 | 0 | 0 | 0 | 0 | 0 | 0 | 0
Commercial_Warehouse (WA)_Existing_Miscellaneous_Natural Gas_Pool Heater_E5_Baseline Forecast | Commercial | Warehouse (WA) | Existing | Miscellaneous | Natural Gas | Pool Heater | E5 |  | Baseline Forecast | 0 | 0 | 0 | 0 | 0 | 0 | 0 | 0 | 0 | 0 | 0 | 0 | 0 | 0 | 0 | 0 | 0 | 0 | 0 | 0 | 0 | 0 | 0 | 0 | 0 | 0 | 0
Commercial_Warehouse (WA)_Existing_Miscellaneous_Natural Gas_Pool Heater_E6_Baseline Forecast | Commercial | Warehouse (WA) | Existing | Miscellaneous | Natural Gas | Pool Heater | E6 |  | Baseline Forecast | 0 | 0 | 0 | 0 | 0 | 0 | 0 | 0 | 0 | 0 | 0 | 0 | 0 | 0 | 0 | 0 | 0 | 0 | 0 | 0 | 0 | 0 | 0 | 0 | 0 | 0 | 0
Commercial_Warehouse (WA)_Existing_Miscellaneous_Natural Gas_Pool Heater_E7_Baseline Forecast | Commercial | Warehouse (WA) | Existing | Miscellaneous | Natural Gas | Pool Heater | E7 |  | Baseline Forecast | 0 | 0 | 0 | 0 | 0 | 0 | 0 | 0 | 0 | 0 | 0 | 0 | 0 | 0 | 0 | 0 | 0 | 0 | 0 | 0 | 0 | 0 | 0 | 0 | 0 | 0 | 0
Commercial_Warehouse (WA)_Existing_Miscellaneous_Natural Gas_Pool Heater_E8_Baseline Forecast | Commercial | Warehouse (WA) | Existing | Miscellaneous | Natural Gas | Pool Heater | E8 |  | Baseline Forecast | 0 | 0 | 0 | 0 | 0 | 0 | 0 | 0 | 0 | 0 | 0 | 0 | 0 | 0 | 0 | 0 | 0 | 0 | 0 | 0 | 0 | 0 | 0 | 0 | 0 | 0 | 0
Commercial_Warehouse (WA)_Existing_Miscellaneous_Natural Gas_Pool Heater_E9_Baseline Forecast | Commercial | Warehouse (WA) | Existing | Miscellaneous | Natural Gas | Pool Heater | E9 |  | Baseline Forecast | 0 | 0 | 0 | 0 | 0 | 0 | 0 | 0 | 0 | 0 | 0 | 0 | 0 | 0 | 0 | 0 | 0 | 0 | 0 | 0 | 0 | 0 | 0 | 0 | 0 | 0 | 0
Commercial_Warehouse (WA)_Existing_Miscellaneous_Natural Gas_Pool Heater_E10_Baseline Forecast | Commercial | Warehouse (WA) | Existing | Miscellaneous | Natural Gas | Pool Heater | E10 |  | Baseline Forecast | 0 | 0 | 0 | 0 | 0 | 0 | 0 | 0 | 0 | 0 | 0 | 0 | 0 | 0 | 0 | 0 | 0 | 0 | 0 | 0 | 0 | 0 | 0 | 0 | 0 | 0 | 0
Commercial_Warehouse (WA)_Existing_Miscellaneous_Natural Gas_Pool Heater_Vintage_Baseline Forecast | Commercial | Warehouse (WA) | Existing | Miscellaneous | Natural Gas | Pool Heater | Vintage | Vintage | Baseline Forecast | 0 | 0 | 0 | 0 | 0 | 0 | 0 | 0 | 0 | 0 | 0 | 0 | 0 | 0 | 0 | 0 | 0 | 0 | 0 | 0 | 0 | 0 | 0 | 0 | 0 | 0 | 0
Commercial_Warehouse (WA)_Existing_Miscellaneous_Natural Gas_Miscellaneous_E1_Baseline Forecast | Commercial | Warehouse (WA) | Existing | Miscellaneous | Natural Gas | Miscellaneous | E1 | Standard | Baseline Forecast | 0 | 710389.4654 | 1529262.0512 | 2431703.5304 | 3172172.5795 | 3776541.7234 | 4266599.1983 | 4660692.8822 | 4974272.7161 | 5220347.6197 | 5409870.3784 | 5552061.8576 | 5654684.1074 | 5724270.4143 | 5766319.0877 | 5785456.6967 | 5785575.5739 | 5769949.642 | 5741331.9805 | 5702037.0111 | 5654009.7262 | 5598884.0038 | 5538031.7272 | 5472604.1617 | 5403566.8071 | 5331728.7543 | 5257767.414
Commercial_Warehouse (WA)_Existing_Miscellaneous_Natural Gas_Miscellaneous_E2_Baseline Forecast | Commercial | Warehouse (WA) | Existing | Miscellaneous | Natural Gas | Miscellaneous | E2 |  | Baseline Forecast | 0 | 0 | 0 | 0 | 0 | 0 | 0 | 0 | 0 | 0 | 0 | 0 | 0 | 0 | 0 | 0 | 0 | 0 | 0 | 0 | 0 | 0 | 0 | 0 | 0 | 0 | 0
Commercial_Warehouse (WA)_Existing_Miscellaneous_Natural Gas_Miscellaneous_E3_Baseline Forecast | Commercial | Warehouse (WA) | Existing | Miscellaneous | Natural Gas | Miscellaneous | E3 |  | Baseline Forecast | 0 | 0 | 0 | 0 | 0 | 0 | 0 | 0 | 0 | 0 | 0 | 0 | 0 | 0 | 0 | 0 | 0 | 0 | 0 | 0 | 0 | 0 | 0 | 0 | 0 | 0 | 0
Commercial_Warehouse (WA)_Existing_Miscellaneous_Natural Gas_Miscellaneous_E4_Baseline Forecast | Commercial | Warehouse (WA) | Existing | Miscellaneous | Natural Gas | Miscellaneous | E4 |  | Baseline Forecast | 0 | 0 | 0 | 0 | 0 | 0 | 0 | 0 | 0 | 0 | 0 | 0 | 0 | 0 | 0 | 0 | 0 | 0 | 0 | 0 | 0 | 0 | 0 | 0 | 0 | 0 | 0
Commercial_Warehouse (WA)_Existing_Miscellaneous_Natural Gas_Miscellaneous_E5_Baseline Forecast | Commercial | Warehouse (WA) | Existing | Miscellaneous | Natural Gas | Miscellaneous | E5 |  | Baseline Forecast | 0 | 0 | 0 | 0 | 0 | 0 | 0 | 0 | 0 | 0 | 0 | 0 | 0 | 0 | 0 | 0 | 0 | 0 | 0 | 0 | 0 | 0 | 0 | 0 | 0 | 0 | 0
Commercial_Warehouse (WA)_Existing_Miscellaneous_Natural Gas_Miscellaneous_E6_Baseline Forecast | Commercial | Warehouse (WA) | Existing | Miscellaneous | Natural Gas | Miscellaneous | E6 |  | Baseline Forecast | 0 | 0 | 0 | 0 | 0 | 0 | 0 | 0 | 0 | 0 | 0 | 0 | 0 | 0 | 0 | 0 | 0 | 0 | 0 | 0 | 0 | 0 | 0 | 0 | 0 | 0 | 0
Commercial_Warehouse (WA)_Existing_Miscellaneous_Natural Gas_Miscellaneous_E7_Baseline Forecast | Commercial | Warehouse (WA) | Existing | Miscellaneous | Natural Gas | Miscellaneous | E7 |  | Baseline Forecast | 0 | 0 | 0 | 0 | 0 | 0 | 0 | 0 | 0 | 0 | 0 | 0 | 0 | 0 | 0 | 0 | 0 | 0 | 0 | 0 | 0 | 0 | 0 | 0 | 0 | 0 | 0
Commercial_Warehouse (WA)_Existing_Miscellaneous_Natural Gas_Miscellaneous_E8_Baseline Forecast | Commercial | Warehouse (WA) | Existing | Miscellaneous | Natural Gas | Miscellaneous | E8 |  | Baseline Forecast | 0 | 0 | 0 | 0 | 0 | 0 | 0 | 0 | 0 | 0 | 0 | 0 | 0 | 0 | 0 | 0 | 0 | 0 | 0 | 0 | 0 | 0 | 0 | 0 | 0 | 0 | 0
Commercial_Warehouse (WA)_Existing_Miscellaneous_Natural Gas_Miscellaneous_E9_Baseline Forecast | Commercial | Warehouse (WA) | Existing | Miscellaneous | Natural Gas | Miscellaneous | E9 |  | Baseline Forecast | 0 | 0 | 0 | 0 | 0 | 0 | 0 | 0 | 0 | 0 | 0 | 0 | 0 | 0 | 0 | 0 | 0 | 0 | 0 | 0 | 0 | 0 | 0 | 0 | 0 | 0 | 0
Commercial_Warehouse (WA)_Existing_Miscellaneous_Natural Gas_Miscellaneous_E10_Baseline Forecast | Commercial | Warehouse (WA) | Existing | Miscellaneous | Natural Gas | Miscellaneous | E10 |  | Baseline Forecast | 0 | 0 | 0 | 0 | 0 | 0 | 0 | 0 | 0 | 0 | 0 | 0 | 0 | 0 | 0 | 0 | 0 | 0 | 0 | 0 | 0 | 0 | 0 | 0 | 0 | 0 | 0
Commercial_Warehouse (WA)_Existing_Miscellaneous_Natural Gas_Miscellaneous_Vintage_Baseline Forecast | Commercial | Warehouse (WA) | Existing | Miscellaneous | Natural Gas | Miscellaneous | Vintage | Vintage | Baseline Forecast | 8433278.4491 | 7577487.6311 | 6615720.6126 | 5572848.3978 | 4694369.8327 | 3954370.6472 | 3331021.5797 | 2805934.4341 | 2363619.6465 | 1991029.3574 | 1677172.5129 | 1412790.6389 | 1190084.7254 | 1002485.1628 | 844457.945 | 711341.4216 | 599208.7837 | 504752.2267 | 425185.3732 | 358161.0779 | 301702.1888 | 254143.2231 | 214081.2372 | 180334.4412 | 151907.3371 | 127961.353 | 107790.1052
Commercial_Warehouse (WA)_New_Space Heating_Natural Gas_Furnace_E1_Baseline Forecast | Commercial | Warehouse (WA) | New | Space Heating | Natural Gas | Furnace | E1 | AFUE 80% (Standard) | Baseline Forecast | 0 | 129905.8102 | 251138.2827 | 373320.311 | 495486.252 | 615258.2256 | 733017.165 | 848373.4819 | 961931.7468 | 1073750.6201 | 1183792.049 | 1290156.6045 | 1395019.2015 | 1498276.2896 | 1599631.3817 | 1699076.3347 | 1797212.2068 | 1893741.2721 | 1988622.0856 | 2081812.8106 | 2173624.1594 | 2265296.9291 | 2355344.3255 | 2443883.4357 | 2531063.0725 | 2617192.1202 | 2694622.0531
Commercial_Warehouse (WA)_New_Space Heating_Natural Gas_Furnace_E2_Baseline Forecast | Commercial | Warehouse (WA) | New | Space Heating | Natural Gas | Furnace | E2 | AFUE 90% | Baseline Forecast | 0 | 0 | 0 | 0 | 0 | 0 | 0 | 0 | 0 | 0 | 0 | 0 | 0 | 0 | 0 | 0 | 0 | 0 | 0 | 0 | 0 | 0 | 0 | 0 | 0 | 0 | 0
Commercial_Warehouse (WA)_New_Space Heating_Natural Gas_Furnace_E3_Baseline Forecast | Commercial | Warehouse (WA) | New | Space Heating | Natural Gas | Furnace | E3 | AFUE 96% | Baseline Forecast | 0 | 0 | 0 | 0 | 0 | 0 | 0 | 0 | 0 | 0 | 0 | 0 | 0 | 0 | 0 | 0 | 0 | 0 | 0 | 0 | 0 | 0 | 0 | 0 | 0 | 0 | 0
Commercial_Warehouse (WA)_New_Space Heating_Natural Gas_Furnace_E4_Baseline Forecast | Commercial | Warehouse (WA) | New | Space Heating | Natural Gas | Furnace | E4 |  | Baseline Forecast | 0 | 0 | 0 | 0 | 0 | 0 | 0 | 0 | 0 | 0 | 0 | 0 | 0 | 0 | 0 | 0 | 0 | 0 | 0 | 0 | 0 | 0 | 0 | 0 | 0 | 0 | 0
Commercial_Warehouse (WA)_New_Space Heating_Natural Gas_Furnace_E5_Baseline Forecast | Commercial | Warehouse (WA) | New | Space Heating | Natural Gas | Furnace | E5 |  | Baseline Forecast | 0 | 0 | 0 | 0 | 0 | 0 | 0 | 0 | 0 | 0 | 0 | 0 | 0 | 0 | 0 | 0 | 0 | 0 | 0 | 0 | 0 | 0 | 0 | 0 | 0 | 0 | 0
Commercial_Warehouse (WA)_New_Space Heating_Natural Gas_Furnace_E6_Baseline Forecast | Commercial | Warehouse (WA) | New | Space Heating | Natural Gas | Furnace | E6 |  | Baseline Forecast | 0 | 0 | 0 | 0 | 0 | 0 | 0 | 0 | 0 | 0 | 0 | 0 | 0 | 0 | 0 | 0 | 0 | 0 | 0 | 0 | 0 | 0 | 0 | 0 | 0 | 0 | 0
Commercial_Warehouse (WA)_New_Space Heating_Natural Gas_Furnace_E7_Baseline Forecast | Commercial | Warehouse (WA) | New | Space Heating | Natural Gas | Furnace | E7 |  | Baseline Forecast | 0 | 0 | 0 | 0 | 0 | 0 | 0 | 0 | 0 | 0 | 0 | 0 | 0 | 0 | 0 | 0 | 0 | 0 | 0 | 0 | 0 | 0 | 0 | 0 | 0 | 0 | 0
Commercial_Warehouse (WA)_New_Space Heating_Natural Gas_Furnace_E8_Baseline Forecast | Commercial | Warehouse (WA) | New | Space Heating | Natural Gas | Furnace | E8 |  | Baseline Forecast | 0 | 0 | 0 | 0 | 0 | 0 | 0 | 0 | 0 | 0 | 0 | 0 | 0 | 0 | 0 | 0 | 0 | 0 | 0 | 0 | 0 | 0 | 0 | 0 | 0 | 0 | 0
Commercial_Warehouse (WA)_New_Space Heating_Natural Gas_Furnace_E9_Baseline Forecast | Commercial | Warehouse (WA) | New | Space Heating | Natural Gas | Furnace | E9 |  | Baseline Forecast | 0 | 0 | 0 | 0 | 0 | 0 | 0 | 0 | 0 | 0 | 0 | 0 | 0 | 0 | 0 | 0 | 0 | 0 | 0 | 0 | 0 | 0 | 0 | 0 | 0 | 0 | 0
Commercial_Warehouse (WA)_New_Space Heating_Natural Gas_Furnace_E10_Baseline Forecast | Commercial | Warehouse (WA) | New | Space Heating | Natural Gas | Furnace | E10 |  | Baseline Forecast | 0 | 0 | 0 | 0 | 0 | 0 | 0 | 0 | 0 | 0 | 0 | 0 | 0 | 0 | 0 | 0 | 0 | 0 | 0 | 0 | 0 | 0 | 0 | 0 | 0 | 0 | 0
Commercial_Warehouse (WA)_New_Space Heating_Natural Gas_Furnace_Vintage_Baseline Forecast | Commercial | Warehouse (WA) | New | Space Heating | Natural Gas | Furnace | Vintage | Vintage | Baseline Forecast | 0 | 0 | 0 | 0 | 0 | 0 | 0 | 0 | 0 | 0 | 0 | 0 | 0 | 0 | 0 | 0 | 0 | 0 | 0 | 0 | 0 | 0 | 0 | 0 | 0 | 0 | 0
Commercial_Warehouse (WA)_New_Space Heating_Natural Gas_Boiler_E1_Baseline Forecast | Commercial | Warehouse (WA) | New | Space Heating | Natural Gas | Boiler | E1 | AFUE 80% (Standard) | Baseline Forecast | 0 | 6269.6078 | 12120.6166 | 18017.4537 | 23913.5143 | 29694.0355 | 35377.4022 | 40944.8119 | 46425.4426 | 51822.1256 | 57133.0243 | 62266.4671 | 67327.4212 | 72310.8892 | 77202.5616 | 82002.0455 | 86738.3497 | 91397.1049 | 95976.3111 | 100473.9489 | 104905.0144 | 109329.3916 | 113675.3239 | 117948.4622 | 122155.9886 | 126312.8107 | 130049.7899
Commercial_Warehouse (WA)_New_Space Heating_Natural Gas_Boiler_E2_Baseline Forecast | Commercial | Warehouse (WA) | New | Space Heating | Natural Gas | Boiler | E2 | AFUE 85% | Baseline Forecast | 0 | 0 | 0 | 0 | 0 | 0 | 0 | 0 | 0 | 0 | 0 | 0 | 0 | 0 | 0 | 0 | 0 | 0 | 0 | 0 | 0 | 0 | 0 | 0 | 0 | 0 | 0
Commercial_Warehouse (WA)_New_Space Heating_Natural Gas_Boiler_E3_Baseline Forecast | Commercial | Warehouse (WA) | New | Space Heating | Natural Gas | Boiler | E3 | AFUE 97% | Baseline Forecast | 0 | 0 | 0 | 0 | 0 | 0 | 0 | 0 | 0 | 0 | 0 | 0 | 0 | 0 | 0 | 0 | 0 | 0 | 0 | 0 | 0 | 0 | 0 | 0 | 0 | 0 | 0
Commercial_Warehouse (WA)_New_Space Heating_Natural Gas_Boiler_E4_Baseline Forecast | Commercial | Warehouse (WA) | New | Space Heating | Natural Gas | Boiler | E4 | Convert to NG Air Source Heat Pump | Baseline Forecast | 0 | 0 | 0 | 0 | 0 | 0 | 0 | 0 | 0 | 0 | 0 | 0 | 0 | 0 | 0 | 0 | 0 | 0 | 0 | 0 | 0 | 0 | 0 | 0 | 0 | 0 | 0
Commercial_Warehouse (WA)_New_Space Heating_Natural Gas_Boiler_E5_Baseline Forecast | Commercial | Warehouse (WA) | New | Space Heating | Natural Gas | Boiler | E5 |  | Baseline Forecast | 0 | 0 | 0 | 0 | 0 | 0 | 0 | 0 | 0 | 0 | 0 | 0 | 0 | 0 | 0 | 0 | 0 | 0 | 0 | 0 | 0 | 0 | 0 | 0 | 0 | 0 | 0
Commercial_Warehouse (WA)_New_Space Heating_Natural Gas_Boiler_E6_Baseline Forecast | Commercial | Warehouse (WA) | New | Space Heating | Natural Gas | Boiler | E6 |  | Baseline Forecast | 0 | 0 | 0 | 0 | 0 | 0 | 0 | 0 | 0 | 0 | 0 | 0 | 0 | 0 | 0 | 0 | 0 | 0 | 0 | 0 | 0 | 0 | 0 | 0 | 0 | 0 | 0
Commercial_Warehouse (WA)_New_Space Heating_Natural Gas_Boiler_E7_Baseline Forecast | Commercial | Warehouse (WA) | New | Space Heating | Natural Gas | Boiler | E7 |  | Baseline Forecast | 0 | 0 | 0 | 0 | 0 | 0 | 0 | 0 | 0 | 0 | 0 | 0 | 0 | 0 | 0 | 0 | 0 | 0 | 0 | 0 | 0 | 0 | 0 | 0 | 0 | 0 | 0
Commercial_Warehouse (WA)_New_Space Heating_Natural Gas_Boiler_E8_Baseline Forecast | Commercial | Warehouse (WA) | New | Space Heating | Natural Gas | Boiler | E8 |  | Baseline Forecast | 0 | 0 | 0 | 0 | 0 | 0 | 0 | 0 | 0 | 0 | 0 | 0 | 0 | 0 | 0 | 0 | 0 | 0 | 0 | 0 | 0 | 0 | 0 | 0 | 0 | 0 | 0
Commercial_Warehouse (WA)_New_Space Heating_Natural Gas_Boiler_E9_Baseline Forecast | Commercial | Warehouse (WA) | New | Space Heating | Natural Gas | Boiler | E9 |  | Baseline Forecast | 0 | 0 | 0 | 0 | 0 | 0 | 0 | 0 | 0 | 0 | 0 | 0 | 0 | 0 | 0 | 0 | 0 | 0 | 0 | 0 | 0 | 0 | 0 | 0 | 0 | 0 | 0
Commercial_Warehouse (WA)_New_Space Heating_Natural Gas_Boiler_E10_Baseline Forecast | Commercial | Warehouse (WA) | New | Space Heating | Natural Gas | Boiler | E10 |  | Baseline Forecast | 0 | 0 | 0 | 0 | 0 | 0 | 0 | 0 | 0 | 0 | 0 | 0 | 0 | 0 | 0 | 0 | 0 | 0 | 0 | 0 | 0 | 0 | 0 | 0 | 0 | 0 | 0
Commercial_Warehouse (WA)_New_Space Heating_Natural Gas_Boiler_Vintage_Baseline Forecast | Commercial | Warehouse (WA) | New | Space Heating | Natural Gas | Boiler | Vintage | Vintage | Baseline Forecast | 0 | 0 | 0 | 0 | 0 | 0 | 0 | 0 | 0 | 0 | 0 | 0 | 0 | 0 | 0 | 0 | 0 | 0 | 0 | 0 | 0 | 0 | 0 | 0 | 0 | 0 | 0
Commercial_Warehouse (WA)_New_Space Heating_Natural Gas_Unit Heater_E1_Baseline Forecast | Commercial | Warehouse (WA) | New | Space Heating | Natural Gas | Unit Heater | E1 | Standard | Baseline Forecast | 0 | 45985.2159 | 88900.1666 | 132151.2494 | 175396.6375 | 217794.5877 | 259479.9461 | 300314.8028 | 340513.169 | 380095.8099 | 419049.2552 | 456701.1281 | 493821.3243 | 530373.1883 | 566251.7667 | 601454.177 | 636193.1873 | 670363.4057 | 703950.1613 | 736938.6443 | 769438.8435 | 801889.9872 | 833765.7667 | 865107.6297 | 895968.2541 | 926456.9817 | 953866.3192
Commercial_Warehouse (WA)_New_Space Heating_Natural Gas_Unit Heater_E2_Baseline Forecast | Commercial | Warehouse (WA) | New | Space Heating | Natural Gas | Unit Heater | E2 | Condensing | Baseline Forecast | 0 | 0 | 0 | 0 | 0 | 0 | 0 | 0 | 0 | 0 | 0 | 0 | 0 | 0 | 0 | 0 | 0 | 0 | 0 | 0 | 0 | 0 | 0 | 0 | 0 | 0 | 0
Commercial_Warehouse (WA)_New_Space Heating_Natural Gas_Unit Heater_E3_Baseline Forecast | Commercial | Warehouse (WA) | New | Space Heating | Natural Gas | Unit Heater | E3 | Infrared Radiant | Baseline Forecast | 0 | 0 | 0 | 0 | 0 | 0 | 0 | 0 | 0 | 0 | 0 | 0 | 0 | 0 | 0 | 0 | 0 | 0 | 0 | 0 | 0 | 0 | 0 | 0 | 0 | 0 | 0
Commercial_Warehouse (WA)_New_Space Heating_Natural Gas_Unit Heater_E4_Baseline Forecast | Commercial | Warehouse (WA) | New | Space Heating | Natural Gas | Unit Heater | E4 |  | Baseline Forecast | 0 | 0 | 0 | 0 | 0 | 0 | 0 | 0 | 0 | 0 | 0 | 0 | 0 | 0 | 0 | 0 | 0 | 0 | 0 | 0 | 0 | 0 | 0 | 0 | 0 | 0 | 0
Commercial_Warehouse (WA)_New_Space Heating_Natural Gas_Unit Heater_E5_Baseline Forecast | Commercial | Warehouse (WA) | New | Space Heating | Natural Gas | Unit Heater | E5 |  | Baseline Forecast | 0 | 0 | 0 | 0 | 0 | 0 | 0 | 0 | 0 | 0 | 0 | 0 | 0 | 0 | 0 | 0 | 0 | 0 | 0 | 0 | 0 | 0 | 0 | 0 | 0 | 0 | 0
Commercial_Warehouse (WA)_New_Space Heating_Natural Gas_Unit Heater_E6_Baseline Forecast | Commercial | Warehouse (WA) | New | Space Heating | Natural Gas | Unit Heater | E6 |  | Baseline Forecast | 0 | 0 | 0 | 0 | 0 | 0 | 0 | 0 | 0 | 0 | 0 | 0 | 0 | 0 | 0 | 0 | 0 | 0 | 0 | 0 | 0 | 0 | 0 | 0 | 0 | 0 | 0
Commercial_Warehouse (WA)_New_Space Heating_Natural Gas_Unit Heater_E7_Baseline Forecast | Commercial | Warehouse (WA) | New | Space Heating | Natural Gas | Unit Heater | E7 |  | Baseline Forecast | 0 | 0 | 0 | 0 | 0 | 0 | 0 | 0 | 0 | 0 | 0 | 0 | 0 | 0 | 0 | 0 | 0 | 0 | 0 | 0 | 0 | 0 | 0 | 0 | 0 | 0 | 0
Commercial_Warehouse (WA)_New_Space Heating_Natural Gas_Unit Heater_E8_Baseline Forecast | Commercial | Warehouse (WA) | New | Space Heating | Natural Gas | Unit Heater | E8 |  | Baseline Forecast | 0 | 0 | 0 | 0 | 0 | 0 | 0 | 0 | 0 | 0 | 0 | 0 | 0 | 0 | 0 | 0 | 0 | 0 | 0 | 0 | 0 | 0 | 0 | 0 | 0 | 0 | 0
Commercial_Warehouse (WA)_New_Space Heating_Natural Gas_Unit Heater_E9_Baseline Forecast | Commercial | Warehouse (WA) | New | Space Heating | Natural Gas | Unit Heater | E9 |  | Baseline Forecast | 0 | 0 | 0 | 0 | 0 | 0 | 0 | 0 | 0 | 0 | 0 | 0 | 0 | 0 | 0 | 0 | 0 | 0 | 0 | 0 | 0 | 0 | 0 | 0 | 0 | 0 | 0
Commercial_Warehouse (WA)_New_Space Heating_Natural Gas_Unit Heater_E10_Baseline Forecast | Commercial | Warehouse (WA) | New | Space Heating | Natural Gas | Unit Heater | E10 |  | Baseline Forecast | 0 | 0 | 0 | 0 | 0 | 0 | 0 | 0 | 0 | 0 | 0 | 0 | 0 | 0 | 0 | 0 | 0 | 0 | 0 | 0 | 0 | 0 | 0 | 0 | 0 | 0 | 0
Commercial_Warehouse (WA)_New_Space Heating_Natural Gas_Unit Heater_Vintage_Baseline Forecast | Commercial | Warehouse (WA) | New | Space Heating | Natural Gas | Unit Heater | Vintage | Vintage | Baseline Forecast | 0 | 0 | 0 | 0 | 0 | 0 | 0 | 0 | 0 | 0 | 0 | 0 | 0 | 0 | 0 | 0 | 0 | 0 | 0 | 0 | 0 | 0 | 0 | 0 | 0 | 0 | 0
Commercial_Warehouse (WA)_New_Water Heating_Natural Gas_Water Heater_E1_Baseline Forecast | Commercial | Warehouse (WA) | New | Water Heating | Natural Gas | Water Heater | E1 | TE 0.80 | Baseline Forecast | 0 | 59651.4287 | 115320.1488 | 171424.8953 | 227522.2547 | 282520.3286 | 336594.0375 | 389564.4867 | 441709.2886 | 493055.3796 | 543585.2862 | 592426.8098 | 640578.6493 | 687993.2555 | 734534.4844 | 780198.5969 | 825261.5926 | 869586.7591 | 913155.065 | 955947.2995 | 998106.1384 | 1040201.3432 | 1081550.1931 | 1122206.4533 | 1162238.4571 | 1201788.0411 | 1237343.0799
Commercial_Warehouse (WA)_New_Water Heating_Natural Gas_Water Heater_E2_Baseline Forecast | Commercial | Warehouse (WA) | New | Water Heating | Natural Gas | Water Heater | E2 | TE 0.90 | Baseline Forecast | 0 | 0 | 0 | 0 | 0 | 0 | 0 | 0 | 0 | 0 | 0 | 0 | 0 | 0 | 0 | 0 | 0 | 0 | 0 | 0 | 0 | 0 | 0 | 0 | 0 | 0 | 0
Commercial_Warehouse (WA)_New_Water Heating_Natural Gas_Water Heater_E3_Baseline Forecast | Commercial | Warehouse (WA) | New | Water Heating | Natural Gas | Water Heater | E3 | TE 0.94 | Baseline Forecast | 0 | 67266.5047 | 130041.87 | 193308.9245 | 256567.6489 | 318586.7535 | 379563.4891 | 439296.1233 | 498097.7085 | 555998.6195 | 612979.1525 | 668055.7643 | 722354.6471 | 775822.1818 | 828304.8441 | 879798.4177 | 930614.1364 | 980597.8347 | 1029728.052 | 1077983.1249 | 1125523.9433 | 1172993.004 | 1219620.4305 | 1265466.8516 | 1310609.3239 | 1355207.791 | 1395301.7709
Commercial_Warehouse (WA)_New_Water Heating_Natural Gas_Water Heater_E4_Baseline Forecast | Commercial | Warehouse (WA) | New | Water Heating | Natural Gas | Water Heater | E4 | Instantaneous TE 0.94 | Baseline Forecast | 0 | 0 | 0 | 0 | 0 | 0 | 0 | 0 | 0 | 0 | 0 | 0 | 0 | 0 | 0 | 0 | 0 | 0 | 0 | 0 | 0 | 0 | 0 | 0 | 0 | 0 | 0
Commercial_Warehouse (WA)_New_Water Heating_Natural Gas_Water Heater_E5_Baseline Forecast | Commercial | Warehouse (WA) | New | Water Heating | Natural Gas | Water Heater | E5 | Gas-Fired Absorption HPWH | Baseline Forecast | 0 | 0 | 0 | 0 | 0 | 0 | 0 | 0 | 0 | 0 | 0 | 0 | 0 | 0 | 0 | 0 | 0 | 0 | 0 | 0 | 0 | 0 | 0 | 0 | 0 | 0 | 0
Commercial_Warehouse (WA)_New_Water Heating_Natural Gas_Water Heater_E6_Baseline Forecast | Commercial | Warehouse (WA) | New | Water Heating | Natural Gas | Water Heater | E6 |  | Baseline Forecast | 0 | 0 | 0 | 0 | 0 | 0 | 0 | 0 | 0 | 0 | 0 | 0 | 0 | 0 | 0 | 0 | 0 | 0 | 0 | 0 | 0 | 0 | 0 | 0 | 0 | 0 | 0
Commercial_Warehouse (WA)_New_Water Heating_Natural Gas_Water Heater_E7_Baseline Forecast | Commercial | Warehouse (WA) | New | Water Heating | Natural Gas | Water Heater | E7 |  | Baseline Forecast | 0 | 0 | 0 | 0 | 0 | 0 | 0 | 0 | 0 | 0 | 0 | 0 | 0 | 0 | 0 | 0 | 0 | 0 | 0 | 0 | 0 | 0 | 0 | 0 | 0 | 0 | 0
Commercial_Warehouse (WA)_New_Water Heating_Natural Gas_Water Heater_E8_Baseline Forecast | Commercial | Warehouse (WA) | New | Water Heating | Natural Gas | Water Heater | E8 |  | Baseline Forecast | 0 | 0 | 0 | 0 | 0 | 0 | 0 | 0 | 0 | 0 | 0 | 0 | 0 | 0 | 0 | 0 | 0 | 0 | 0 | 0 | 0 | 0 | 0 | 0 | 0 | 0 | 0
Commercial_Warehouse (WA)_New_Water Heating_Natural Gas_Water Heater_E9_Baseline Forecast | Commercial | Warehouse (WA) | New | Water Heating | Natural Gas | Water Heater | E9 |  | Baseline Forecast | 0 | 0 | 0 | 0 | 0 | 0 | 0 | 0 | 0 | 0 | 0 | 0 | 0 | 0 | 0 | 0 | 0 | 0 | 0 | 0 | 0 | 0 | 0 | 0 | 0 | 0 | 0
Commercial_Warehouse (WA)_New_Water Heating_Natural Gas_Water Heater_E10_Baseline Forecast | Commercial | Warehouse (WA) | New | Water Heating | Natural Gas | Water Heater | E10 |  | Baseline Forecast | 0 | 0 | 0 | 0 | 0 | 0 | 0 | 0 | 0 | 0 | 0 | 0 | 0 | 0 | 0 | 0 | 0 | 0 | 0 | 0 | 0 | 0 | 0 | 0 | 0 | 0 | 0
Commercial_Warehouse (WA)_New_Water Heating_Natural Gas_Water Heater_Vintage_Baseline Forecast | Commercial | Warehouse (WA) | New | Water Heating | Natural Gas | Water Heater | Vintage | Vintage | Baseline Forecast | 0 | 0 | 0 | 0 | 0 | 0 | 0 | 0 | 0 | 0 | 0 | 0 | 0 | 0 | 0 | 0 | 0 | 0 | 0 | 0 | 0 | 0 | 0 | 0 | 0 | 0 | 0
Commercial_Warehouse (WA)_New_Food Preparation_Natural Gas_Oven_E1_Baseline Forecast | Commercial | Warehouse (WA) | New | Food Preparation | Natural Gas | Oven | E1 | Standard | Baseline Forecast | 0 | 618.2333 | 1195.1894 | 1776.6646 | 2358.0631 | 2928.0686 | 3488.4939 | 4037.4849 | 4577.9187 | 5110.0747 | 5633.7717 | 6139.97 | 6639.0205 | 7130.4301 | 7612.788 | 8086.0554 | 8553.0927 | 9012.4832 | 9464.0294 | 9907.5323 | 10344.4707 | 10780.7496 | 11209.2931 | 11630.6586 | 12045.5543 | 12455.4501 | 12823.946
Commercial_Warehouse (WA)_New_Food Preparation_Natural Gas_Oven_E2_Baseline Forecast | Commercial | Warehouse (WA) | New | Food Preparation | Natural Gas | Oven | E2 | ENERGY STAR (>42% Baking Efficiency) | Baseline Forecast | 0 | 889.6528 | 1719.9067 | 2556.6636 | 3393.3104 | 4213.5622 | 5020.0278 | 5810.0392 | 6587.7367 | 7353.5221 | 8107.1348 | 8835.5666 | 9553.7124 | 10260.8629 | 10954.9876 | 11636.0309 | 12308.1091 | 12969.1831 | 13618.9691 | 14257.1807 | 14885.9457 | 15513.7616 | 16130.4462 | 16736.8015 | 17333.8464 | 17923.6965 | 18453.9711
Commercial_Warehouse (WA)_New_Food Preparation_Natural Gas_Oven_E3_Baseline Forecast | Commercial | Warehouse (WA) | New | Food Preparation | Natural Gas | Oven | E3 |  | Baseline Forecast | 0 | 0 | 0 | 0 | 0 | 0 | 0 | 0 | 0 | 0 | 0 | 0 | 0 | 0 | 0 | 0 | 0 | 0 | 0 | 0 | 0 | 0 | 0 | 0 | 0 | 0 | 0
Commercial_Warehouse (WA)_New_Food Preparation_Natural Gas_Oven_E4_Baseline Forecast | Commercial | Warehouse (WA) | New | Food Preparation | Natural Gas | Oven | E4 |  | Baseline Forecast | 0 | 0 | 0 | 0 | 0 | 0 | 0 | 0 | 0 | 0 | 0 | 0 | 0 | 0 | 0 | 0 | 0 | 0 | 0 | 0 | 0 | 0 | 0 | 0 | 0 | 0 | 0
Commercial_Warehouse (WA)_New_Food Preparation_Natural Gas_Oven_E5_Baseline Forecast | Commercial | Warehouse (WA) | New | Food Preparation | Natural Gas | Oven | E5 |  | Baseline Forecast | 0 | 0 | 0 | 0 | 0 | 0 | 0 | 0 | 0 | 0 | 0 | 0 | 0 | 0 | 0 | 0 | 0 | 0 | 0 | 0 | 0 | 0 | 0 | 0 | 0 | 0 | 0
Commercial_Warehouse (WA)_New_Food Preparation_Natural Gas_Oven_E6_Baseline Forecast | Commercial | Warehouse (WA) | New | Food Preparation | Natural Gas | Oven | E6 |  | Baseline Forecast | 0 | 0 | 0 | 0 | 0 | 0 | 0 | 0 | 0 | 0 | 0 | 0 | 0 | 0 | 0 | 0 | 0 | 0 | 0 | 0 | 0 | 0 | 0 | 0 | 0 | 0 | 0
Commercial_Warehouse (WA)_New_Food Preparation_Natural Gas_Oven_E7_Baseline Forecast | Commercial | Warehouse (WA) | New | Food Preparation | Natural Gas | Oven | E7 |  | Baseline Forecast | 0 | 0 | 0 | 0 | 0 | 0 | 0 | 0 | 0 | 0 | 0 | 0 | 0 | 0 | 0 | 0 | 0 | 0 | 0 | 0 | 0 | 0 | 0 | 0 | 0 | 0 | 0
Commercial_Warehouse (WA)_New_Food Preparation_Natural Gas_Oven_E8_Baseline Forecast | Commercial | Warehouse (WA) | New | Food Preparation | Natural Gas | Oven | E8 |  | Baseline Forecast | 0 | 0 | 0 | 0 | 0 | 0 | 0 | 0 | 0 | 0 | 0 | 0 | 0 | 0 | 0 | 0 | 0 | 0 | 0 | 0 | 0 | 0 | 0 | 0 | 0 | 0 | 0
Commercial_Warehouse (WA)_New_Food Preparation_Natural Gas_Oven_E9_Baseline Forecast | Commercial | Warehouse (WA) | New | Food Preparation | Natural Gas | Oven | E9 |  | Baseline Forecast | 0 | 0 | 0 | 0 | 0 | 0 | 0 | 0 | 0 | 0 | 0 | 0 | 0 | 0 | 0 | 0 | 0 | 0 | 0 | 0 | 0 | 0 | 0 | 0 | 0 | 0 | 0
Commercial_Warehouse (WA)_New_Food Preparation_Natural Gas_Oven_E10_Baseline Forecast | Commercial | Warehouse (WA) | New | Food Preparation | Natural Gas | Oven | E10 |  | Baseline Forecast | 0 | 0 | 0 | 0 | 0 | 0 | 0 | 0 | 0 | 0 | 0 | 0 | 0 | 0 | 0 | 0 | 0 | 0 | 0 | 0 | 0 | 0 | 0 | 0 | 0 | 0 | 0
Commercial_Warehouse (WA)_New_Food Preparation_Natural Gas_Oven_Vintage_Baseline Forecast | Commercial | Warehouse (WA) | New | Food Preparation | Natural Gas | Oven | Vintage | Vintage | Baseline Forecast | 0 | 0 | 0 | 0 | 0 | 0 | 0 | 0 | 0 | 0 | 0 | 0 | 0 | 0 | 0 | 0 | 0 | 0 | 0 | 0 | 0 | 0 | 0 | 0 | 0 | 0 | 0
Commercial_Warehouse (WA)_New_Food Preparation_Natural Gas_Conveyor Oven_E1_Baseline Forecast | Commercial | Warehouse (WA) | New | Food Preparation | Natural Gas | Conveyor Oven | E1 | Standard | Baseline Forecast | 0 | 309.1167 | 597.5947 | 888.3323 | 1179.0316 | 1464.0343 | 1744.2469 | 2018.7424 | 2288.9594 | 2555.0374 | 2816.8858 | 3069.985 | 3319.5102 | 3565.2151 | 3806.394 | 4043.0277 | 4276.5464 | 4506.2416 | 4732.0147 | 4953.7662 | 5172.2354 | 5390.3748 | 5604.6466 | 5815.3293 | 6022.7771 | 6227.725 | 6411.973
Commercial_Warehouse (WA)_New_Food Preparation_Natural Gas_Conveyor Oven_E2_Baseline Forecast | Commercial | Warehouse (WA) | New | Food Preparation | Natural Gas | Conveyor Oven | E2 | ENERGY STAR (>42% Baking Efficiency) | Baseline Forecast | 0 | 444.8264 | 859.9534 | 1278.3318 | 1696.6552 | 2106.7811 | 2510.0139 | 2905.0196 | 3293.8684 | 3676.7611 | 4053.5674 | 4417.7833 | 4776.8562 | 5130.4314 | 5477.4938 | 5818.0155 | 6154.0545 | 6484.5915 | 6809.4846 | 7128.5903 | 7442.9728 | 7756.8808 | 8065.2231 | 8368.4007 | 8666.9232 | 8961.8482 | 9226.9856
Commercial_Warehouse (WA)_New_Food Preparation_Natural Gas_Conveyor Oven_E3_Baseline Forecast | Commercial | Warehouse (WA) | New | Food Preparation | Natural Gas | Conveyor Oven | E3 |  | Baseline Forecast | 0 | 0 | 0 | 0 | 0 | 0 | 0 | 0 | 0 | 0 | 0 | 0 | 0 | 0 | 0 | 0 | 0 | 0 | 0 | 0 | 0 | 0 | 0 | 0 | 0 | 0 | 0
Commercial_Warehouse (WA)_New_Food Preparation_Natural Gas_Conveyor Oven_E4_Baseline Forecast | Commercial | Warehouse (WA) | New | Food Preparation | Natural Gas | Conveyor Oven | E4 |  | Baseline Forecast | 0 | 0 | 0 | 0 | 0 | 0 | 0 | 0 | 0 | 0 | 0 | 0 | 0 | 0 | 0 | 0 | 0 | 0 | 0 | 0 | 0 | 0 | 0 | 0 | 0 | 0 | 0
Commercial_Warehouse (WA)_New_Food Preparation_Natural Gas_Conveyor Oven_E5_Baseline Forecast | Commercial | Warehouse (WA) | New | Food Preparation | Natural Gas | Conveyor Oven | E5 |  | Baseline Forecast | 0 | 0 | 0 | 0 | 0 | 0 | 0 | 0 | 0 | 0 | 0 | 0 | 0 | 0 | 0 | 0 | 0 | 0 | 0 | 0 | 0 | 0 | 0 | 0 | 0 | 0 | 0
Commercial_Warehouse (WA)_New_Food Preparation_Natural Gas_Conveyor Oven_E6_Baseline Forecast | Commercial | Warehouse (WA) | New | Food Preparation | Natural Gas | Conveyor Oven | E6 |  | Baseline Forecast | 0 | 0 | 0 | 0 | 0 | 0 | 0 | 0 | 0 | 0 | 0 | 0 | 0 | 0 | 0 | 0 | 0 | 0 | 0 | 0 | 0 | 0 | 0 | 0 | 0 | 0 | 0
Commercial_Warehouse (WA)_New_Food Preparation_Natural Gas_Conveyor Oven_E7_Baseline Forecast | Commercial | Warehouse (WA) | New | Food Preparation | Natural Gas | Conveyor Oven | E7 |  | Baseline Forecast | 0 | 0 | 0 | 0 | 0 | 0 | 0 | 0 | 0 | 0 | 0 | 0 | 0 | 0 | 0 | 0 | 0 | 0 | 0 | 0 | 0 | 0 | 0 | 0 | 0 | 0 | 0
Commercial_Warehouse (WA)_New_Food Preparation_Natural Gas_Conveyor Oven_E8_Baseline Forecast | Commercial | Warehouse (WA) | New | Food Preparation | Natural Gas | Conveyor Oven | E8 |  | Baseline Forecast | 0 | 0 | 0 | 0 | 0 | 0 | 0 | 0 | 0 | 0 | 0 | 0 | 0 | 0 | 0 | 0 | 0 | 0 | 0 | 0 | 0 | 0 | 0 | 0 | 0 | 0 | 0
Commercial_Warehouse (WA)_New_Food Preparation_Natural Gas_Conveyor Oven_E9_Baseline Forecast | Commercial | Warehouse (WA) | New | Food Preparation | Natural Gas | Conveyor Oven | E9 |  | Baseline Forecast | 0 | 0 | 0 | 0 | 0 | 0 | 0 | 0 | 0 | 0 | 0 | 0 | 0 | 0 | 0 | 0 | 0 | 0 | 0 | 0 | 0 | 0 | 0 | 0 | 0 | 0 | 0
Commercial_Warehouse (WA)_New_Food Preparation_Natural Gas_Conveyor Oven_E10_Baseline Forecast | Commercial | Warehouse (WA) | New | Food Preparation | Natural Gas | Conveyor Oven | E10 |  | Baseline Forecast | 0 | 0 | 0 | 0 | 0 | 0 | 0 | 0 | 0 | 0 | 0 | 0 | 0 | 0 | 0 | 0 | 0 | 0 | 0 | 0 | 0 | 0 | 0 | 0 | 0 | 0 | 0
Commercial_Warehouse (WA)_New_Food Preparation_Natural Gas_Conveyor Oven_Vintage_Baseline Forecast | Commercial | Warehouse (WA) | New | Food Preparation | Natural Gas | Conveyor Oven | Vintage | Vintage | Baseline Forecast | 0 | 0 | 0 | 0 | 0 | 0 | 0 | 0 | 0 | 0 | 0 | 0 | 0 | 0 | 0 | 0 | 0 | 0 | 0 | 0 | 0 | 0 | 0 | 0 | 0 | 0 | 0
Commercial_Warehouse (WA)_New_Food Preparation_Natural Gas_Double Rack Oven_E1_Baseline Forecast | Commercial | Warehouse (WA) | New | Food Preparation | Natural Gas | Double Rack Oven | E1 | Standard | Baseline Forecast | 0 | 309.1167 | 597.5947 | 888.3323 | 1179.0316 | 1464.0343 | 1744.2469 | 2018.7424 | 2288.9594 | 2555.0374 | 2816.8858 | 3069.985 | 3319.5102 | 3565.2151 | 3806.394 | 4043.0277 | 4276.5464 | 4506.2416 | 4732.0147 | 4953.7662 | 5172.2354 | 5390.3748 | 5604.6466 | 5815.3293 | 6022.7771 | 6227.725 | 6411.973
Commercial_Warehouse (WA)_New_Food Preparation_Natural Gas_Double Rack Oven_E2_Baseline Forecast | Commercial | Warehouse (WA) | New | Food Preparation | Natural Gas | Double Rack Oven | E2 | FTSC Qualified (>50% Cooking Efficiency) | Baseline Forecast | 0 | 444.8264 | 859.9534 | 1278.3318 | 1696.6552 | 2106.7811 | 2510.0139 | 2905.0196 | 3293.8684 | 3676.7611 | 4053.5674 | 4417.7833 | 4776.8562 | 5130.4314 | 5477.4938 | 5818.0155 | 6154.0545 | 6484.5915 | 6809.4846 | 7128.5903 | 7442.9728 | 7756.8808 | 8065.2231 | 8368.4007 | 8666.9232 | 8961.8482 | 9226.9856
Commercial_Warehouse (WA)_New_Food Preparation_Natural Gas_Double Rack Oven_E3_Baseline Forecast | Commercial | Warehouse (WA) | New | Food Preparation | Natural Gas | Double Rack Oven | E3 |  | Baseline Forecast | 0 | 0 | 0 | 0 | 0 | 0 | 0 | 0 | 0 | 0 | 0 | 0 | 0 | 0 | 0 | 0 | 0 | 0 | 0 | 0 | 0 | 0 | 0 | 0 | 0 | 0 | 0
Commercial_Warehouse (WA)_New_Food Preparation_Natural Gas_Double Rack Oven_E4_Baseline Forecast | Commercial | Warehouse (WA) | New | Food Preparation | Natural Gas | Double Rack Oven | E4 |  | Baseline Forecast | 0 | 0 | 0 | 0 | 0 | 0 | 0 | 0 | 0 | 0 | 0 | 0 | 0 | 0 | 0 | 0 | 0 | 0 | 0 | 0 | 0 | 0 | 0 | 0 | 0 | 0 | 0
Commercial_Warehouse (WA)_New_Food Preparation_Natural Gas_Double Rack Oven_E5_Baseline Forecast | Commercial | Warehouse (WA) | New | Food Preparation | Natural Gas | Double Rack Oven | E5 |  | Baseline Forecast | 0 | 0 | 0 | 0 | 0 | 0 | 0 | 0 | 0 | 0 | 0 | 0 | 0 | 0 | 0 | 0 | 0 | 0 | 0 | 0 | 0 | 0 | 0 | 0 | 0 | 0 | 0
Commercial_Warehouse (WA)_New_Food Preparation_Natural Gas_Double Rack Oven_E6_Baseline Forecast | Commercial | Warehouse (WA) | New | Food Preparation | Natural Gas | Double Rack Oven | E6 |  | Baseline Forecast | 0 | 0 | 0 | 0 | 0 | 0 | 0 | 0 | 0 | 0 | 0 | 0 | 0 | 0 | 0 | 0 | 0 | 0 | 0 | 0 | 0 | 0 | 0 | 0 | 0 | 0 | 0
Commercial_Warehouse (WA)_New_Food Preparation_Natural Gas_Double Rack Oven_E7_Baseline Forecast | Commercial | Warehouse (WA) | New | Food Preparation | Natural Gas | Double Rack Oven | E7 |  | Baseline Forecast | 0 | 0 | 0 | 0 | 0 | 0 | 0 | 0 | 0 | 0 | 0 | 0 | 0 | 0 | 0 | 0 | 0 | 0 | 0 | 0 | 0 | 0 | 0 | 0 | 0 | 0 | 0
Commercial_Warehouse (WA)_New_Food Preparation_Natural Gas_Double Rack Oven_E8_Baseline Forecast | Commercial | Warehouse (WA) | New | Food Preparation | Natural Gas | Double Rack Oven | E8 |  | Baseline Forecast | 0 | 0 | 0 | 0 | 0 | 0 | 0 | 0 | 0 | 0 | 0 | 0 | 0 | 0 | 0 | 0 | 0 | 0 | 0 | 0 | 0 | 0 | 0 | 0 | 0 | 0 | 0
Commercial_Warehouse (WA)_New_Food Preparation_Natural Gas_Double Rack Oven_E9_Baseline Forecast | Commercial | Warehouse (WA) | New | Food Preparation | Natural Gas | Double Rack Oven | E9 |  | Baseline Forecast | 0 | 0 | 0 | 0 | 0 | 0 | 0 | 0 | 0 | 0 | 0 | 0 | 0 | 0 | 0 | 0 | 0 | 0 | 0 | 0 | 0 | 0 | 0 | 0 | 0 | 0 | 0
Commercial_Warehouse (WA)_New_Food Preparation_Natural Gas_Double Rack Oven_E10_Baseline Forecast | Commercial | Warehouse (WA) | New | Food Preparation | Natural Gas | Double Rack Oven | E10 |  | Baseline Forecast | 0 | 0 | 0 | 0 | 0 | 0 | 0 | 0 | 0 | 0 | 0 | 0 | 0 | 0 | 0 | 0 | 0 | 0 | 0 | 0 | 0 | 0 | 0 | 0 | 0 | 0 | 0
Commercial_Warehouse (WA)_New_Food Preparation_Natural Gas_Double Rack Oven_Vintage_Baseline Forecast | Commercial | Warehouse (WA) | New | Food Preparation | Natural Gas | Double Rack Oven | Vintage | Vintage | Baseline Forecast | 0 | 0 | 0 | 0 | 0 | 0 | 0 | 0 | 0 | 0 | 0 | 0 | 0 | 0 | 0 | 0 | 0 | 0 | 0 | 0 | 0 | 0 | 0 | 0 | 0 | 0 | 0
Commercial_Warehouse (WA)_New_Food Preparation_Natural Gas_Fryer_E1_Baseline Forecast | Commercial | Warehouse (WA) | New | Food Preparation | Natural Gas | Fryer | E1 | Standard | Baseline Forecast | 0 | 2231.6714 | 4314.3423 | 6413.3257 | 8512.0328 | 10569.6136 | 12592.6121 | 14574.3356 | 16525.1701 | 18446.1233 | 20336.5416 | 22163.7943 | 23965.2446 | 25739.1136 | 27480.308 | 29188.6878 | 30874.5787 | 32532.866 | 34162.8378 | 35763.7752 | 37341.0162 | 38915.8765 | 40462.8143 | 41983.8409 | 43481.513 | 44961.1369 | 46291.3174
Commercial_Warehouse (WA)_New_Food Preparation_Natural Gas_Fryer_E2_Baseline Forecast | Commercial | Warehouse (WA) | New | Food Preparation | Natural Gas | Fryer | E2 | ENERGY STAR | Baseline Forecast | 0 | 784.1008 | 1515.85 | 2253.3307 | 2990.7142 | 3713.648 | 4424.4313 | 5120.7125 | 5806.1408 | 6481.0704 | 7145.2714 | 7787.2791 | 8420.2211 | 9043.4724 | 9655.2433 | 10255.4849 | 10847.8249 | 11430.4664 | 12003.1592 | 12565.6508 | 13119.8165 | 13673.1458 | 14216.6645 | 14751.0793 | 15277.2884 | 15797.1562 | 16264.5169
Commercial_Warehouse (WA)_New_Food Preparation_Natural Gas_Fryer_E3_Baseline Forecast | Commercial | Warehouse (WA) | New | Food Preparation | Natural Gas | Fryer | E3 |  | Baseline Forecast | 0 | 0 | 0 | 0 | 0 | 0 | 0 | 0 | 0 | 0 | 0 | 0 | 0 | 0 | 0 | 0 | 0 | 0 | 0 | 0 | 0 | 0 | 0 | 0 | 0 | 0 | 0
Commercial_Warehouse (WA)_New_Food Preparation_Natural Gas_Fryer_E4_Baseline Forecast | Commercial | Warehouse (WA) | New | Food Preparation | Natural Gas | Fryer | E4 |  | Baseline Forecast | 0 | 0 | 0 | 0 | 0 | 0 | 0 | 0 | 0 | 0 | 0 | 0 | 0 | 0 | 0 | 0 | 0 | 0 | 0 | 0 | 0 | 0 | 0 | 0 | 0 | 0 | 0
Commercial_Warehouse (WA)_New_Food Preparation_Natural Gas_Fryer_E5_Baseline Forecast | Commercial | Warehouse (WA) | New | Food Preparation | Natural Gas | Fryer | E5 |  | Baseline Forecast | 0 | 0 | 0 | 0 | 0 | 0 | 0 | 0 | 0 | 0 | 0 | 0 | 0 | 0 | 0 | 0 | 0 | 0 | 0 | 0 | 0 | 0 | 0 | 0 | 0 | 0 | 0
Commercial_Warehouse (WA)_New_Food Preparation_Natural Gas_Fryer_E6_Baseline Forecast | Commercial | Warehouse (WA) | New | Food Preparation | Natural Gas | Fryer | E6 |  | Baseline Forecast | 0 | 0 | 0 | 0 | 0 | 0 | 0 | 0 | 0 | 0 | 0 | 0 | 0 | 0 | 0 | 0 | 0 | 0 | 0 | 0 | 0 | 0 | 0 | 0 | 0 | 0 | 0
Commercial_Warehouse (WA)_New_Food Preparation_Natural Gas_Fryer_E7_Baseline Forecast | Commercial | Warehouse (WA) | New | Food Preparation | Natural Gas | Fryer | E7 |  | Baseline Forecast | 0 | 0 | 0 | 0 | 0 | 0 | 0 | 0 | 0 | 0 | 0 | 0 | 0 | 0 | 0 | 0 | 0 | 0 | 0 | 0 | 0 | 0 | 0 | 0 | 0 | 0 | 0
Commercial_Warehouse (WA)_New_Food Preparation_Natural Gas_Fryer_E8_Baseline Forecast | Commercial | Warehouse (WA) | New | Food Preparation | Natural Gas | Fryer | E8 |  | Baseline Forecast | 0 | 0 | 0 | 0 | 0 | 0 | 0 | 0 | 0 | 0 | 0 | 0 | 0 | 0 | 0 | 0 | 0 | 0 | 0 | 0 | 0 | 0 | 0 | 0 | 0 | 0 | 0
Commercial_Warehouse (WA)_New_Food Preparation_Natural Gas_Fryer_E9_Baseline Forecast | Commercial | Warehouse (WA) | New | Food Preparation | Natural Gas | Fryer | E9 |  | Baseline Forecast | 0 | 0 | 0 | 0 | 0 | 0 | 0 | 0 | 0 | 0 | 0 | 0 | 0 | 0 | 0 | 0 | 0 | 0 | 0 | 0 | 0 | 0 | 0 | 0 | 0 | 0 | 0
Commercial_Warehouse (WA)_New_Food Preparation_Natural Gas_Fryer_E10_Baseline Forecast | Commercial | Warehouse (WA) | New | Food Preparation | Natural Gas | Fryer | E10 |  | Baseline Forecast | 0 | 0 | 0 | 0 | 0 | 0 | 0 | 0 | 0 | 0 | 0 | 0 | 0 | 0 | 0 | 0 | 0 | 0 | 0 | 0 | 0 | 0 | 0 | 0 | 0 | 0 | 0
Commercial_Warehouse (WA)_New_Food Preparation_Natural Gas_Fryer_Vintage_Baseline Forecast | Commercial | Warehouse (WA) | New | Food Preparation | Natural Gas | Fryer | Vintage | Vintage | Baseline Forecast | 0 | 0 | 0 | 0 | 0 | 0 | 0 | 0 | 0 | 0 | 0 | 0 | 0 | 0 | 0 | 0 | 0 | 0 | 0 | 0 | 0 | 0 | 0 | 0 | 0 | 0 | 0
Commercial_Warehouse (WA)_New_Food Preparation_Natural Gas_Broiler_E1_Baseline Forecast | Commercial | Warehouse (WA) | New | Food Preparation | Natural Gas | Broiler | E1 | Standard | Baseline Forecast | 0 | 0 | 0 | 0 | 0 | 0 | 0 | 0 | 0 | 0 | 0 | 0 | 0 | 0 | 0 | 0 | 0 | 0 | 0 | 0 | 0 | 0 | 0 | 0 | 0 | 0 | 0
Commercial_Warehouse (WA)_New_Food Preparation_Natural Gas_Broiler_E2_Baseline Forecast | Commercial | Warehouse (WA) | New | Food Preparation | Natural Gas | Broiler | E2 | Infrared Burners | Baseline Forecast | 0 | 0 | 0 | 0 | 0 | 0 | 0 | 0 | 0 | 0 | 0 | 0 | 0 | 0 | 0 | 0 | 0 | 0 | 0 | 0 | 0 | 0 | 0 | 0 | 0 | 0 | 0
Commercial_Warehouse (WA)_New_Food Preparation_Natural Gas_Broiler_E3_Baseline Forecast | Commercial | Warehouse (WA) | New | Food Preparation | Natural Gas | Broiler | E3 |  | Baseline Forecast | 0 | 0 | 0 | 0 | 0 | 0 | 0 | 0 | 0 | 0 | 0 | 0 | 0 | 0 | 0 | 0 | 0 | 0 | 0 | 0 | 0 | 0 | 0 | 0 | 0 | 0 | 0
Commercial_Warehouse (WA)_New_Food Preparation_Natural Gas_Broiler_E4_Baseline Forecast | Commercial | Warehouse (WA) | New | Food Preparation | Natural Gas | Broiler | E4 |  | Baseline Forecast | 0 | 0 | 0 | 0 | 0 | 0 | 0 | 0 | 0 | 0 | 0 | 0 | 0 | 0 | 0 | 0 | 0 | 0 | 0 | 0 | 0 | 0 | 0 | 0 | 0 | 0 | 0
Commercial_Warehouse (WA)_New_Food Preparation_Natural Gas_Broiler_E5_Baseline Forecast | Commercial | Warehouse (WA) | New | Food Preparation | Natural Gas | Broiler | E5 |  | Baseline Forecast | 0 | 0 | 0 | 0 | 0 | 0 | 0 | 0 | 0 | 0 | 0 | 0 | 0 | 0 | 0 | 0 | 0 | 0 | 0 | 0 | 0 | 0 | 0 | 0 | 0 | 0 | 0
Commercial_Warehouse (WA)_New_Food Preparation_Natural Gas_Broiler_E6_Baseline Forecast | Commercial | Warehouse (WA) | New | Food Preparation | Natural Gas | Broiler | E6 |  | Baseline Forecast | 0 | 0 | 0 | 0 | 0 | 0 | 0 | 0 | 0 | 0 | 0 | 0 | 0 | 0 | 0 | 0 | 0 | 0 | 0 | 0 | 0 | 0 | 0 | 0 | 0 | 0 | 0
Commercial_Warehouse (WA)_New_Food Preparation_Natural Gas_Broiler_E7_Baseline Forecast | Commercial | Warehouse (WA) | New | Food Preparation | Natural Gas | Broiler | E7 |  | Baseline Forecast | 0 | 0 | 0 | 0 | 0 | 0 | 0 | 0 | 0 | 0 | 0 | 0 | 0 | 0 | 0 | 0 | 0 | 0 | 0 | 0 | 0 | 0 | 0 | 0 | 0 | 0 | 0
Commercial_Warehouse (WA)_New_Food Preparation_Natural Gas_Broiler_E8_Baseline Forecast | Commercial | Warehouse (WA) | New | Food Preparation | Natural Gas | Broiler | E8 |  | Baseline Forecast | 0 | 0 | 0 | 0 | 0 | 0 | 0 | 0 | 0 | 0 | 0 | 0 | 0 | 0 | 0 | 0 | 0 | 0 | 0 | 0 | 0 | 0 | 0 | 0 | 0 | 0 | 0
Commercial_Warehouse (WA)_New_Food Preparation_Natural Gas_Broiler_E9_Baseline Forecast | Commercial | Warehouse (WA) | New | Food Preparation | Natural Gas | Broiler | E9 |  | Baseline Forecast | 0 | 0 | 0 | 0 | 0 | 0 | 0 | 0 | 0 | 0 | 0 | 0 | 0 | 0 | 0 | 0 | 0 | 0 | 0 | 0 | 0 | 0 | 0 | 0 | 0 | 0 | 0
Commercial_Warehouse (WA)_New_Food Preparation_Natural Gas_Broiler_E10_Baseline Forecast | Commercial | Warehouse (WA) | New | Food Preparation | Natural Gas | Broiler | E10 |  | Baseline Forecast | 0 | 0 | 0 | 0 | 0 | 0 | 0 | 0 | 0 | 0 | 0 | 0 | 0 | 0 | 0 | 0 | 0 | 0 | 0 | 0 | 0 | 0 | 0 | 0 | 0 | 0 | 0
Commercial_Warehouse (WA)_New_Food Preparation_Natural Gas_Broiler_Vintage_Baseline Forecast | Commercial | Warehouse (WA) | New | Food Preparation | Natural Gas | Broiler | Vintage | Vintage | Baseline Forecast | 0 | 0 | 0 | 0 | 0 | 0 | 0 | 0 | 0 | 0 | 0 | 0 | 0 | 0 | 0 | 0 | 0 | 0 | 0 | 0 | 0 | 0 | 0 | 0 | 0 | 0 | 0
Commercial_Warehouse (WA)_New_Food Preparation_Natural Gas_Griddle_E1_Baseline Forecast | Commercial | Warehouse (WA) | New | Food Preparation | Natural Gas | Griddle | E1 | Standard | Baseline Forecast | 0 | 2141.1983 | 4139.4365 | 6153.3261 | 8166.9504 | 10141.1157 | 12082.1008 | 13983.4841 | 15855.2308 | 17698.3075 | 19512.0872 | 21265.2621 | 22993.6806 | 24695.636 | 26366.2414 | 28005.3626 | 29622.9066 | 31213.966 | 32777.8579 | 34313.8925 | 35827.1912 | 37338.2058 | 38822.4299 | 40281.7933 | 41718.749 | 43138.3881 | 44414.6423
Commercial_Warehouse (WA)_New_Food Preparation_Natural Gas_Griddle_E2_Baseline Forecast | Commercial | Warehouse (WA) | New | Food Preparation | Natural Gas | Griddle | E2 | ENERGY STAR | Baseline Forecast | 0 | 874.5739 | 1690.7558 | 2513.3304 | 3335.7966 | 4142.1459 | 4934.9426 | 5711.5639 | 6476.0802 | 7228.8862 | 7969.7258 | 8685.8113 | 9391.785 | 10086.9499 | 10769.3099 | 11438.8101 | 12099.4971 | 12749.3664 | 13388.1391 | 14015.5335 | 14633.6415 | 15250.8165 | 15857.0488 | 16453.1269 | 17040.0524 | 17619.905 | 18141.1919
Commercial_Warehouse (WA)_New_Food Preparation_Natural Gas_Griddle_E3_Baseline Forecast | Commercial | Warehouse (WA) | New | Food Preparation | Natural Gas | Griddle | E3 |  | Baseline Forecast | 0 | 0 | 0 | 0 | 0 | 0 | 0 | 0 | 0 | 0 | 0 | 0 | 0 | 0 | 0 | 0 | 0 | 0 | 0 | 0 | 0 | 0 | 0 | 0 | 0 | 0 | 0
Commercial_Warehouse (WA)_New_Food Preparation_Natural Gas_Griddle_E4_Baseline Forecast | Commercial | Warehouse (WA) | New | Food Preparation | Natural Gas | Griddle | E4 |  | Baseline Forecast | 0 | 0 | 0 | 0 | 0 | 0 | 0 | 0 | 0 | 0 | 0 | 0 | 0 | 0 | 0 | 0 | 0 | 0 | 0 | 0 | 0 | 0 | 0 | 0 | 0 | 0 | 0
Commercial_Warehouse (WA)_New_Food Preparation_Natural Gas_Griddle_E5_Baseline Forecast | Commercial | Warehouse (WA) | New | Food Preparation | Natural Gas | Griddle | E5 |  | Baseline Forecast | 0 | 0 | 0 | 0 | 0 | 0 | 0 | 0 | 0 | 0 | 0 | 0 | 0 | 0 | 0 | 0 | 0 | 0 | 0 | 0 | 0 | 0 | 0 | 0 | 0 | 0 | 0
Commercial_Warehouse (WA)_New_Food Preparation_Natural Gas_Griddle_E6_Baseline Forecast | Commercial | Warehouse (WA) | New | Food Preparation | Natural Gas | Griddle | E6 |  | Baseline Forecast | 0 | 0 | 0 | 0 | 0 | 0 | 0 | 0 | 0 | 0 | 0 | 0 | 0 | 0 | 0 | 0 | 0 | 0 | 0 | 0 | 0 | 0 | 0 | 0 | 0 | 0 | 0
Commercial_Warehouse (WA)_New_Food Preparation_Natural Gas_Griddle_E7_Baseline Forecast | Commercial | Warehouse (WA) | New | Food Preparation | Natural Gas | Griddle | E7 |  | Baseline Forecast | 0 | 0 | 0 | 0 | 0 | 0 | 0 | 0 | 0 | 0 | 0 | 0 | 0 | 0 | 0 | 0 | 0 | 0 | 0 | 0 | 0 | 0 | 0 | 0 | 0 | 0 | 0
Commercial_Warehouse (WA)_New_Food Preparation_Natural Gas_Griddle_E8_Baseline Forecast | Commercial | Warehouse (WA) | New | Food Preparation | Natural Gas | Griddle | E8 |  | Baseline Forecast | 0 | 0 | 0 | 0 | 0 | 0 | 0 | 0 | 0 | 0 | 0 | 0 | 0 | 0 | 0 | 0 | 0 | 0 | 0 | 0 | 0 | 0 | 0 | 0 | 0 | 0 | 0
Commercial_Warehouse (WA)_New_Food Preparation_Natural Gas_Griddle_E9_Baseline Forecast | Commercial | Warehouse (WA) | New | Food Preparation | Natural Gas | Griddle | E9 |  | Baseline Forecast | 0 | 0 | 0 | 0 | 0 | 0 | 0 | 0 | 0 | 0 | 0 | 0 | 0 | 0 | 0 | 0 | 0 | 0 | 0 | 0 | 0 | 0 | 0 | 0 | 0 | 0 | 0
Commercial_Warehouse (WA)_New_Food Preparation_Natural Gas_Griddle_E10_Baseline Forecast | Commercial | Warehouse (WA) | New | Food Preparation | Natural Gas | Griddle | E10 |  | Baseline Forecast | 0 | 0 | 0 | 0 | 0 | 0 | 0 | 0 | 0 | 0 | 0 | 0 | 0 | 0 | 0 | 0 | 0 | 0 | 0 | 0 | 0 | 0 | 0 | 0 | 0 | 0 | 0
Commercial_Warehouse (WA)_New_Food Preparation_Natural Gas_Griddle_Vintage_Baseline Forecast | Commercial | Warehouse (WA) | New | Food Preparation | Natural Gas | Griddle | Vintage | Vintage | Baseline Forecast | 0 | 0 | 0 | 0 | 0 | 0 | 0 | 0 | 0 | 0 | 0 | 0 | 0 | 0 | 0 | 0 | 0 | 0 | 0 | 0 | 0 | 0 | 0 | 0 | 0 | 0 | 0
Commercial_Warehouse (WA)_New_Food Preparation_Natural Gas_Range_E1_Baseline Forecast | Commercial | Warehouse (WA) | New | Food Preparation | Natural Gas | Range | E1 | Standard | Baseline Forecast | 0 | 1236.4666 | 2390.3788 | 3553.3291 | 4716.1263 | 5856.1372 | 6976.9878 | 8074.9697 | 9155.8375 | 10220.1494 | 11267.5433 | 12279.9401 | 13278.0409 | 14260.8603 | 15225.576 | 16172.1108 | 17106.1855 | 18024.9663 | 18928.0588 | 19815.0647 | 20688.9414 | 21561.4991 | 22418.5863 | 23261.3173 | 24091.1086 | 24910.9002 | 25647.892
Commercial_Warehouse (WA)_New_Food Preparation_Natural Gas_Range_E2_Baseline Forecast | Commercial | Warehouse (WA) | New | Food Preparation | Natural Gas | Range | E2 | High Efficiency | Baseline Forecast | 0 | 1779.3056 | 3439.8135 | 5113.3273 | 6786.6208 | 8427.1243 | 10040.0556 | 11620.0784 | 13175.4735 | 14707.0443 | 16214.2696 | 17671.1333 | 19107.4247 | 20521.7257 | 21909.9753 | 23272.0619 | 24616.2181 | 25938.3661 | 27237.9382 | 28514.3613 | 29771.8913 | 31027.5232 | 32260.8925 | 33473.6029 | 34667.6928 | 35847.3929 | 36907.9422
Commercial_Warehouse (WA)_New_Food Preparation_Natural Gas_Range_E3_Baseline Forecast | Commercial | Warehouse (WA) | New | Food Preparation | Natural Gas | Range | E3 |  | Baseline Forecast | 0 | 0 | 0 | 0 | 0 | 0 | 0 | 0 | 0 | 0 | 0 | 0 | 0 | 0 | 0 | 0 | 0 | 0 | 0 | 0 | 0 | 0 | 0 | 0 | 0 | 0 | 0
Commercial_Warehouse (WA)_New_Food Preparation_Natural Gas_Range_E4_Baseline Forecast | Commercial | Warehouse (WA) | New | Food Preparation | Natural Gas | Range | E4 |  | Baseline Forecast | 0 | 0 | 0 | 0 | 0 | 0 | 0 | 0 | 0 | 0 | 0 | 0 | 0 | 0 | 0 | 0 | 0 | 0 | 0 | 0 | 0 | 0 | 0 | 0 | 0 | 0 | 0
Commercial_Warehouse (WA)_New_Food Preparation_Natural Gas_Range_E5_Baseline Forecast | Commercial | Warehouse (WA) | New | Food Preparation | Natural Gas | Range | E5 |  | Baseline Forecast | 0 | 0 | 0 | 0 | 0 | 0 | 0 | 0 | 0 | 0 | 0 | 0 | 0 | 0 | 0 | 0 | 0 | 0 | 0 | 0 | 0 | 0 | 0 | 0 | 0 | 0 | 0
Commercial_Warehouse (WA)_New_Food Preparation_Natural Gas_Range_E6_Baseline Forecast | Commercial | Warehouse (WA) | New | Food Preparation | Natural Gas | Range | E6 |  | Baseline Forecast | 0 | 0 | 0 | 0 | 0 | 0 | 0 | 0 | 0 | 0 | 0 | 0 | 0 | 0 | 0 | 0 | 0 | 0 | 0 | 0 | 0 | 0 | 0 | 0 | 0 | 0 | 0
Commercial_Warehouse (WA)_New_Food Preparation_Natural Gas_Range_E7_Baseline Forecast | Commercial | Warehouse (WA) | New | Food Preparation | Natural Gas | Range | E7 |  | Baseline Forecast | 0 | 0 | 0 | 0 | 0 | 0 | 0 | 0 | 0 | 0 | 0 | 0 | 0 | 0 | 0 | 0 | 0 | 0 | 0 | 0 | 0 | 0 | 0 | 0 | 0 | 0 | 0
Commercial_Warehouse (WA)_New_Food Preparation_Natural Gas_Range_E8_Baseline Forecast | Commercial | Warehouse (WA) | New | Food Preparation | Natural Gas | Range | E8 |  | Baseline Forecast | 0 | 0 | 0 | 0 | 0 | 0 | 0 | 0 | 0 | 0 | 0 | 0 | 0 | 0 | 0 | 0 | 0 | 0 | 0 | 0 | 0 | 0 | 0 | 0 | 0 | 0 | 0
Commercial_Warehouse (WA)_New_Food Preparation_Natural Gas_Range_E9_Baseline Forecast | Commercial | Warehouse (WA) | New | Food Preparation | Natural Gas | Range | E9 |  | Baseline Forecast | 0 | 0 | 0 | 0 | 0 | 0 | 0 | 0 | 0 | 0 | 0 | 0 | 0 | 0 | 0 | 0 | 0 | 0 | 0 | 0 | 0 | 0 | 0 | 0 | 0 | 0 | 0
Commercial_Warehouse (WA)_New_Food Preparation_Natural Gas_Range_E10_Baseline Forecast | Commercial | Warehouse (WA) | New | Food Preparation | Natural Gas | Range | E10 |  | Baseline Forecast | 0 | 0 | 0 | 0 | 0 | 0 | 0 | 0 | 0 | 0 | 0 | 0 | 0 | 0 | 0 | 0 | 0 | 0 | 0 | 0 | 0 | 0 | 0 | 0 | 0 | 0 | 0
Commercial_Warehouse (WA)_New_Food Preparation_Natural Gas_Range_Vintage_Baseline Forecast | Commercial | Warehouse (WA) | New | Food Preparation | Natural Gas | Range | Vintage | Vintage | Baseline Forecast | 0 | 0 | 0 | 0 | 0 | 0 | 0 | 0 | 0 | 0 | 0 | 0 | 0 | 0 | 0 | 0 | 0 | 0 | 0 | 0 | 0 | 0 | 0 | 0 | 0 | 0 | 0
Commercial_Warehouse (WA)_New_Food Preparation_Natural Gas_Steamer_E1_Baseline Forecast | Commercial | Warehouse (WA) | New | Food Preparation | Natural Gas | Steamer | E1 | Standard | Baseline Forecast | 0 | 0 | 0 | 0 | 0 | 0 | 0 | 0 | 0 | 0 | 0 | 0 | 0 | 0 | 0 | 0 | 0 | 0 | 0 | 0 | 0 | 0 | 0 | 0 | 0 | 0 | 0
Commercial_Warehouse (WA)_New_Food Preparation_Natural Gas_Steamer_E2_Baseline Forecast | Commercial | Warehouse (WA) | New | Food Preparation | Natural Gas | Steamer | E2 | ENERGY STAR | Baseline Forecast | 0 | 0 | 0 | 0 | 0 | 0 | 0 | 0 | 0 | 0 | 0 | 0 | 0 | 0 | 0 | 0 | 0 | 0 | 0 | 0 | 0 | 0 | 0 | 0 | 0 | 0 | 0
Commercial_Warehouse (WA)_New_Food Preparation_Natural Gas_Steamer_E3_Baseline Forecast | Commercial | Warehouse (WA) | New | Food Preparation | Natural Gas | Steamer | E3 |  | Baseline Forecast | 0 | 0 | 0 | 0 | 0 | 0 | 0 | 0 | 0 | 0 | 0 | 0 | 0 | 0 | 0 | 0 | 0 | 0 | 0 | 0 | 0 | 0 | 0 | 0 | 0 | 0 | 0
Commercial_Warehouse (WA)_New_Food Preparation_Natural Gas_Steamer_E4_Baseline Forecast | Commercial | Warehouse (WA) | New | Food Preparation | Natural Gas | Steamer | E4 |  | Baseline Forecast | 0 | 0 | 0 | 0 | 0 | 0 | 0 | 0 | 0 | 0 | 0 | 0 | 0 | 0 | 0 | 0 | 0 | 0 | 0 | 0 | 0 | 0 | 0 | 0 | 0 | 0 | 0
Commercial_Warehouse (WA)_New_Food Preparation_Natural Gas_Steamer_E5_Baseline Forecast | Commercial | Warehouse (WA) | New | Food Preparation | Natural Gas | Steamer | E5 |  | Baseline Forecast | 0 | 0 | 0 | 0 | 0 | 0 | 0 | 0 | 0 | 0 | 0 | 0 | 0 | 0 | 0 | 0 | 0 | 0 | 0 | 0 | 0 | 0 | 0 | 0 | 0 | 0 | 0
Commercial_Warehouse (WA)_New_Food Preparation_Natural Gas_Steamer_E6_Baseline Forecast | Commercial | Warehouse (WA) | New | Food Preparation | Natural Gas | Steamer | E6 |  | Baseline Forecast | 0 | 0 | 0 | 0 | 0 | 0 | 0 | 0 | 0 | 0 | 0 | 0 | 0 | 0 | 0 | 0 | 0 | 0 | 0 | 0 | 0 | 0 | 0 | 0 | 0 | 0 | 0
Commercial_Warehouse (WA)_New_Food Preparation_Natural Gas_Steamer_E7_Baseline Forecast | Commercial | Warehouse (WA) | New | Food Preparation | Natural Gas | Steamer | E7 |  | Baseline Forecast | 0 | 0 | 0 | 0 | 0 | 0 | 0 | 0 | 0 | 0 | 0 | 0 | 0 | 0 | 0 | 0 | 0 | 0 | 0 | 0 | 0 | 0 | 0 | 0 | 0 | 0 | 0
Commercial_Warehouse (WA)_New_Food Preparation_Natural Gas_Steamer_E8_Baseline Forecast | Commercial | Warehouse (WA) | New | Food Preparation | Natural Gas | Steamer | E8 |  | Baseline Forecast | 0 | 0 | 0 | 0 | 0 | 0 | 0 | 0 | 0 | 0 | 0 | 0 | 0 | 0 | 0 | 0 | 0 | 0 | 0 | 0 | 0 | 0 | 0 | 0 | 0 | 0 | 0
Commercial_Warehouse (WA)_New_Food Preparation_Natural Gas_Steamer_E9_Baseline Forecast | Commercial | Warehouse (WA) | New | Food Preparation | Natural Gas | Steamer | E9 |  | Baseline Forecast | 0 | 0 | 0 | 0 | 0 | 0 | 0 | 0 | 0 | 0 | 0 | 0 | 0 | 0 | 0 | 0 | 0 | 0 | 0 | 0 | 0 | 0 | 0 | 0 | 0 | 0 | 0
Commercial_Warehouse (WA)_New_Food Preparation_Natural Gas_Steamer_E10_Baseline Forecast | Commercial | Warehouse (WA) | New | Food Preparation | Natural Gas | Steamer | E10 |  | Baseline Forecast | 0 | 0 | 0 | 0 | 0 | 0 | 0 | 0 | 0 | 0 | 0 | 0 | 0 | 0 | 0 | 0 | 0 | 0 | 0 | 0 | 0 | 0 | 0 | 0 | 0 | 0 | 0
Commercial_Warehouse (WA)_New_Food Preparation_Natural Gas_Steamer_Vintage_Baseline Forecast | Commercial | Warehouse (WA) | New | Food Preparation | Natural Gas | Steamer | Vintage | Vintage | Baseline Forecast | 0 | 0 | 0 | 0 | 0 | 0 | 0 | 0 | 0 | 0 | 0 | 0 | 0 | 0 | 0 | 0 | 0 | 0 | 0 | 0 | 0 | 0 | 0 | 0 | 0 | 0 | 0
Commercial_Warehouse (WA)_New_Food Preparation_Natural Gas_Food Prep Other_E1_Baseline Forecast | Commercial | Warehouse (WA) | New | Food Preparation | Natural Gas | Food Prep Other | E1 | Standard | Baseline Forecast | 0 | 0 | 0 | 0 | 0 | 0 | 0 | 0 | 0 | 0 | 0 | 0 | 0 | 0 | 0 | 0 | 0 | 0 | 0 | 0 | 0 | 0 | 0 | 0 | 0 | 0 | 0
Commercial_Warehouse (WA)_New_Food Preparation_Natural Gas_Food Prep Other_E2_Baseline Forecast | Commercial | Warehouse (WA) | New | Food Preparation | Natural Gas | Food Prep Other | E2 | ENERGY STAR | Baseline Forecast | 0 | 0 | 0 | 0 | 0 | 0 | 0 | 0 | 0 | 0 | 0 | 0 | 0 | 0 | 0 | 0 | 0 | 0 | 0 | 0 | 0 | 0 | 0 | 0 | 0 | 0 | 0
Commercial_Warehouse (WA)_New_Food Preparation_Natural Gas_Food Prep Other_E3_Baseline Forecast | Commercial | Warehouse (WA) | New | Food Preparation | Natural Gas | Food Prep Other | E3 |  | Baseline Forecast | 0 | 0 | 0 | 0 | 0 | 0 | 0 | 0 | 0 | 0 | 0 | 0 | 0 | 0 | 0 | 0 | 0 | 0 | 0 | 0 | 0 | 0 | 0 | 0 | 0 | 0 | 0
Commercial_Warehouse (WA)_New_Food Preparation_Natural Gas_Food Prep Other_E4_Baseline Forecast | Commercial | Warehouse (WA) | New | Food Preparation | Natural Gas | Food Prep Other | E4 |  | Baseline Forecast | 0 | 0 | 0 | 0 | 0 | 0 | 0 | 0 | 0 | 0 | 0 | 0 | 0 | 0 | 0 | 0 | 0 | 0 | 0 | 0 | 0 | 0 | 0 | 0 | 0 | 0 | 0
Commercial_Warehouse (WA)_New_Food Preparation_Natural Gas_Food Prep Other_E5_Baseline Forecast | Commercial | Warehouse (WA) | New | Food Preparation | Natural Gas | Food Prep Other | E5 |  | Baseline Forecast | 0 | 0 | 0 | 0 | 0 | 0 | 0 | 0 | 0 | 0 | 0 | 0 | 0 | 0 | 0 | 0 | 0 | 0 | 0 | 0 | 0 | 0 | 0 | 0 | 0 | 0 | 0
Commercial_Warehouse (WA)_New_Food Preparation_Natural Gas_Food Prep Other_E6_Baseline Forecast | Commercial | Warehouse (WA) | New | Food Preparation | Natural Gas | Food Prep Other | E6 |  | Baseline Forecast | 0 | 0 | 0 | 0 | 0 | 0 | 0 | 0 | 0 | 0 | 0 | 0 | 0 | 0 | 0 | 0 | 0 | 0 | 0 | 0 | 0 | 0 | 0 | 0 | 0 | 0 | 0
Commercial_Warehouse (WA)_New_Food Preparation_Natural Gas_Food Prep Other_E7_Baseline Forecast | Commercial | Warehouse (WA) | New | Food Preparation | Natural Gas | Food Prep Other | E7 |  | Baseline Forecast | 0 | 0 | 0 | 0 | 0 | 0 | 0 | 0 | 0 | 0 | 0 | 0 | 0 | 0 | 0 | 0 | 0 | 0 | 0 | 0 | 0 | 0 | 0 | 0 | 0 | 0 | 0
Commercial_Warehouse (WA)_New_Food Preparation_Natural Gas_Food Prep Other_E8_Baseline Forecast | Commercial | Warehouse (WA) | New | Food Preparation | Natural Gas | Food Prep Other | E8 |  | Baseline Forecast | 0 | 0 | 0 | 0 | 0 | 0 | 0 | 0 | 0 | 0 | 0 | 0 | 0 | 0 | 0 | 0 | 0 | 0 | 0 | 0 | 0 | 0 | 0 | 0 | 0 | 0 | 0
Commercial_Warehouse (WA)_New_Food Preparation_Natural Gas_Food Prep Other_E9_Baseline Forecast | Commercial | Warehouse (WA) | New | Food Preparation | Natural Gas | Food Prep Other | E9 |  | Baseline Forecast | 0 | 0 | 0 | 0 | 0 | 0 | 0 | 0 | 0 | 0 | 0 | 0 | 0 | 0 | 0 | 0 | 0 | 0 | 0 | 0 | 0 | 0 | 0 | 0 | 0 | 0 | 0
Commercial_Warehouse (WA)_New_Food Preparation_Natural Gas_Food Prep Other_E10_Baseline Forecast | Commercial | Warehouse (WA) | New | Food Preparation | Natural Gas | Food Prep Other | E10 |  | Baseline Forecast | 0 | 0 | 0 | 0 | 0 | 0 | 0 | 0 | 0 | 0 | 0 | 0 | 0 | 0 | 0 | 0 | 0 | 0 | 0 | 0 | 0 | 0 | 0 | 0 | 0 | 0 | 0
Commercial_Warehouse (WA)_New_Food Preparation_Natural Gas_Food Prep Other_Vintage_Baseline Forecast | Commercial | Warehouse (WA) | New | Food Preparation | Natural Gas | Food Prep Other | Vintage | Vintage | Baseline Forecast | 0 | 0 | 0 | 0 | 0 | 0 | 0 | 0 | 0 | 0 | 0 | 0 | 0 | 0 | 0 | 0 | 0 | 0 | 0 | 0 | 0 | 0 | 0 | 0 | 0 | 0 | 0
Commercial_Warehouse (WA)_New_Miscellaneous_Natural Gas_Pool Heater_E1_Baseline Forecast | Commercial | Warehouse (WA) | New | Miscellaneous | Natural Gas | Pool Heater | E1 | Standard (EF .82) | Baseline Forecast | 0 | 0 | 0 | 0 | 0 | 0 | 0 | 0 | 0 | 0 | 0 | 0 | 0 | 0 | 0 | 0 | 0 | 0 | 0 | 0 | 0 | 0 | 0 | 0 | 0 | 0 | 0
Commercial_Warehouse (WA)_New_Miscellaneous_Natural Gas_Pool Heater_E2_Baseline Forecast | Commercial | Warehouse (WA) | New | Miscellaneous | Natural Gas | Pool Heater | E2 | Condensing (EF .90) | Baseline Forecast | 0 | 0 | 0 | 0 | 0 | 0 | 0 | 0 | 0 | 0 | 0 | 0 | 0 | 0 | 0 | 0 | 0 | 0 | 0 | 0 | 0 | 0 | 0 | 0 | 0 | 0 | 0
Commercial_Warehouse (WA)_New_Miscellaneous_Natural Gas_Pool Heater_E3_Baseline Forecast | Commercial | Warehouse (WA) | New | Miscellaneous | Natural Gas | Pool Heater | E3 |  | Baseline Forecast | 0 | 0 | 0 | 0 | 0 | 0 | 0 | 0 | 0 | 0 | 0 | 0 | 0 | 0 | 0 | 0 | 0 | 0 | 0 | 0 | 0 | 0 | 0 | 0 | 0 | 0 | 0
Commercial_Warehouse (WA)_New_Miscellaneous_Natural Gas_Pool Heater_E4_Baseline Forecast | Commercial | Warehouse (WA) | New | Miscellaneous | Natural Gas | Pool Heater | E4 |  | Baseline Forecast | 0 | 0 | 0 | 0 | 0 | 0 | 0 | 0 | 0 | 0 | 0 | 0 | 0 | 0 | 0 | 0 | 0 | 0 | 0 | 0 | 0 | 0 | 0 | 0 | 0 | 0 | 0
Commercial_Warehouse (WA)_New_Miscellaneous_Natural Gas_Pool Heater_E5_Baseline Forecast | Commercial | Warehouse (WA) | New | Miscellaneous | Natural Gas | Pool Heater | E5 |  | Baseline Forecast | 0 | 0 | 0 | 0 | 0 | 0 | 0 | 0 | 0 | 0 | 0 | 0 | 0 | 0 | 0 | 0 | 0 | 0 | 0 | 0 | 0 | 0 | 0 | 0 | 0 | 0 | 0
Commercial_Warehouse (WA)_New_Miscellaneous_Natural Gas_Pool Heater_E6_Baseline Forecast | Commercial | Warehouse (WA) | New | Miscellaneous | Natural Gas | Pool Heater | E6 |  | Baseline Forecast | 0 | 0 | 0 | 0 | 0 | 0 | 0 | 0 | 0 | 0 | 0 | 0 | 0 | 0 | 0 | 0 | 0 | 0 | 0 | 0 | 0 | 0 | 0 | 0 | 0 | 0 | 0
Commercial_Warehouse (WA)_New_Miscellaneous_Natural Gas_Pool Heater_E7_Baseline Forecast | Commercial | Warehouse (WA) | New | Miscellaneous | Natural Gas | Pool Heater | E7 |  | Baseline Forecast | 0 | 0 | 0 | 0 | 0 | 0 | 0 | 0 | 0 | 0 | 0 | 0 | 0 | 0 | 0 | 0 | 0 | 0 | 0 | 0 | 0 | 0 | 0 | 0 | 0 | 0 | 0
Commercial_Warehouse (WA)_New_Miscellaneous_Natural Gas_Pool Heater_E8_Baseline Forecast | Commercial | Warehouse (WA) | New | Miscellaneous | Natural Gas | Pool Heater | E8 |  | Baseline Forecast | 0 | 0 | 0 | 0 | 0 | 0 | 0 | 0 | 0 | 0 | 0 | 0 | 0 | 0 | 0 | 0 | 0 | 0 | 0 | 0 | 0 | 0 | 0 | 0 | 0 | 0 | 0
Commercial_Warehouse (WA)_New_Miscellaneous_Natural Gas_Pool Heater_E9_Baseline Forecast | Commercial | Warehouse (WA) | New | Miscellaneous | Natural Gas | Pool Heater | E9 |  | Baseline Forecast | 0 | 0 | 0 | 0 | 0 | 0 | 0 | 0 | 0 | 0 | 0 | 0 | 0 | 0 | 0 | 0 | 0 | 0 | 0 | 0 | 0 | 0 | 0 | 0 | 0 | 0 | 0
Commercial_Warehouse (WA)_New_Miscellaneous_Natural Gas_Pool Heater_E10_Baseline Forecast | Commercial | Warehouse (WA) | New | Miscellaneous | Natural Gas | Pool Heater | E10 |  | Baseline Forecast | 0 | 0 | 0 | 0 | 0 | 0 | 0 | 0 | 0 | 0 | 0 | 0 | 0 | 0 | 0 | 0 | 0 | 0 | 0 | 0 | 0 | 0 | 0 | 0 | 0 | 0 | 0
Commercial_Warehouse (WA)_New_Miscellaneous_Natural Gas_Pool Heater_Vintage_Baseline Forecast | Commercial | Warehouse (WA) | New | Miscellaneous | Natural Gas | Pool Heater | Vintage | Vintage | Baseline Forecast | 0 | 0 | 0 | 0 | 0 | 0 | 0 | 0 | 0 | 0 | 0 | 0 | 0 | 0 | 0 | 0 | 0 | 0 | 0 | 0 | 0 | 0 | 0 | 0 | 0 | 0 | 0
Commercial_Warehouse (WA)_New_Miscellaneous_Natural Gas_Miscellaneous_E1_Baseline Forecast | Commercial | Warehouse (WA) | New | Miscellaneous | Natural Gas | Miscellaneous | E1 | Standard | Baseline Forecast | 0 | 190345.49 | 367982.305 | 547010.464 | 726015.0509 | 901511.8588 | 1074059.0525 | 1243085.7853 | 1409477.9085 | 1573321.3747 | 1734560.4269 | 1890411.9119 | 2044062.6406 | 2195360.8851 | 2343872.2152 | 2489584.6994 | 2633379.0425 | 2774818.9997 | 2913843.8433 | 3050392.2715 | 3184919.5582 | 3319243.7908 | 3451186.4327 | 3580919.0466 | 3708659.6815 | 3834860.9328 | 3948315.7389
Commercial_Warehouse (WA)_New_Miscellaneous_Natural Gas_Miscellaneous_E2_Baseline Forecast | Commercial | Warehouse (WA) | New | Miscellaneous | Natural Gas | Miscellaneous | E2 |  | Baseline Forecast | 0 | 0 | 0 | 0 | 0 | 0 | 0 | 0 | 0 | 0 | 0 | 0 | 0 | 0 | 0 | 0 | 0 | 0 | 0 | 0 | 0 | 0 | 0 | 0 | 0 | 0 | 0
Commercial_Warehouse (WA)_New_Miscellaneous_Natural Gas_Miscellaneous_E3_Baseline Forecast | Commercial | Warehouse (WA) | New | Miscellaneous | Natural Gas | Miscellaneous | E3 |  | Baseline Forecast | 0 | 0 | 0 | 0 | 0 | 0 | 0 | 0 | 0 | 0 | 0 | 0 | 0 | 0 | 0 | 0 | 0 | 0 | 0 | 0 | 0 | 0 | 0 | 0 | 0 | 0 | 0
Commercial_Warehouse (WA)_New_Miscellaneous_Natural Gas_Miscellaneous_E4_Baseline Forecast | Commercial | Warehouse (WA) | New | Miscellaneous | Natural Gas | Miscellaneous | E4 |  | Baseline Forecast | 0 | 0 | 0 | 0 | 0 | 0 | 0 | 0 | 0 | 0 | 0 | 0 | 0 | 0 | 0 | 0 | 0 | 0 | 0 | 0 | 0 | 0 | 0 | 0 | 0 | 0 | 0
Commercial_Warehouse (WA)_New_Miscellaneous_Natural Gas_Miscellaneous_E5_Baseline Forecast | Commercial | Warehouse (WA) | New | Miscellaneous | Natural Gas | Miscellaneous | E5 |  | Baseline Forecast | 0 | 0 | 0 | 0 | 0 | 0 | 0 | 0 | 0 | 0 | 0 | 0 | 0 | 0 | 0 | 0 | 0 | 0 | 0 | 0 | 0 | 0 | 0 | 0 | 0 | 0 | 0
Commercial_Warehouse (WA)_New_Miscellaneous_Natural Gas_Miscellaneous_E6_Baseline Forecast | Commercial | Warehouse (WA) | New | Miscellaneous | Natural Gas | Miscellaneous | E6 |  | Baseline Forecast | 0 | 0 | 0 | 0 | 0 | 0 | 0 | 0 | 0 | 0 | 0 | 0 | 0 | 0 | 0 | 0 | 0 | 0 | 0 | 0 | 0 | 0 | 0 | 0 | 0 | 0 | 0
Commercial_Warehouse (WA)_New_Miscellaneous_Natural Gas_Miscellaneous_E7_Baseline Forecast | Commercial | Warehouse (WA) | New | Miscellaneous | Natural Gas | Miscellaneous | E7 |  | Baseline Forecast | 0 | 0 | 0 | 0 | 0 | 0 | 0 | 0 | 0 | 0 | 0 | 0 | 0 | 0 | 0 | 0 | 0 | 0 | 0 | 0 | 0 | 0 | 0 | 0 | 0 | 0 | 0
Commercial_Warehouse (WA)_New_Miscellaneous_Natural Gas_Miscellaneous_E8_Baseline Forecast | Commercial | Warehouse (WA) | New | Miscellaneous | Natural Gas | Miscellaneous | E8 |  | Baseline Forecast | 0 | 0 | 0 | 0 | 0 | 0 | 0 | 0 | 0 | 0 | 0 | 0 | 0 | 0 | 0 | 0 | 0 | 0 | 0 | 0 | 0 | 0 | 0 | 0 | 0 | 0 | 0
Commercial_Warehouse (WA)_New_Miscellaneous_Natural Gas_Miscellaneous_E9_Baseline Forecast | Commercial | Warehouse (WA) | New | Miscellaneous | Natural Gas | Miscellaneous | E9 |  | Baseline Forecast | 0 | 0 | 0 | 0 | 0 | 0 | 0 | 0 | 0 | 0 | 0 | 0 | 0 | 0 | 0 | 0 | 0 | 0 | 0 | 0 | 0 | 0 | 0 | 0 | 0 | 0 | 0
Commercial_Warehouse (WA)_New_Miscellaneous_Natural Gas_Miscellaneous_E10_Baseline Forecast | Commercial | Warehouse (WA) | New | Miscellaneous | Natural Gas | Miscellaneous | E10 |  | Baseline Forecast | 0 | 0 | 0 | 0 | 0 | 0 | 0 | 0 | 0 | 0 | 0 | 0 | 0 | 0 | 0 | 0 | 0 | 0 | 0 | 0 | 0 | 0 | 0 | 0 | 0 | 0 | 0
Commercial_Warehouse (WA)_New_Miscellaneous_Natural Gas_Miscellaneous_Vintage_Baseline Forecast | Commercial | Warehouse (WA) | New | Miscellaneous | Natural Gas | Miscellaneous | Vintage | Vintage | Baseline Forecast | 0 | 0 | 0 | 0 | 0 | 0 | 0 | 0 | 0 | 0 | 0 | 0 | 0 | 0 | 0 | 0 | 0 | 0 | 0 | 0 | 0 | 0 | 0 | 0 | 0 | 0 | 0
Commercial_Miscellaneous (WA)_Existing_Space Heating_Natural Gas_Furnace_E1_Baseline Forecast | Commercial | Miscellaneous (WA) | Existing | Space Heating | Natural Gas | Furnace | E1 | AFUE 80% (Standard) | Baseline Forecast | 0 | 514723.9944 | 1028943.7529 | 1540685.6425 | 2048240.1373 | 2550132.4181 | 3045096.1335 | 3532049.9829 | 4010076.823 | 4478405.0253 | 4936391.8463 | 5383508.5944 | 5766190.0494 | 6091593.2369 | 6366107.3765 | 6595435.8029 | 6784669.1545 | 6938350.7589 | 7060535.0492 | 7154839.7515 | 7224492.5101 | 7272372.5402 | 7301047.8414 | 7312808.4425 | 7309696.1021 | 7293530.8422 | 7265934.6529
Commercial_Miscellaneous (WA)_Existing_Space Heating_Natural Gas_Furnace_E2_Baseline Forecast | Commercial | Miscellaneous (WA) | Existing | Space Heating | Natural Gas | Furnace | E2 | AFUE 90% | Baseline Forecast | 0 | 0 | 0 | 0 | 0 | 0 | 0 | 0 | 0 | 0 | 0 | 0 | 0 | 0 | 0 | 0 | 0 | 0 | 0 | 0 | 0 | 0 | 0 | 0 | 0 | 0 | 0
Commercial_Miscellaneous (WA)_Existing_Space Heating_Natural Gas_Furnace_E3_Baseline Forecast | Commercial | Miscellaneous (WA) | Existing | Space Heating | Natural Gas | Furnace | E3 | AFUE 96% | Baseline Forecast | 0 | 0 | 0 | 0 | 0 | 0 | 0 | 0 | 0 | 0 | 0 | 0 | 0 | 0 | 0 | 0 | 0 | 0 | 0 | 0 | 0 | 0 | 0 | 0 | 0 | 0 | 0
Commercial_Miscellaneous (WA)_Existing_Space Heating_Natural Gas_Furnace_E4_Baseline Forecast | Commercial | Miscellaneous (WA) | Existing | Space Heating | Natural Gas | Furnace | E4 |  | Baseline Forecast | 0 | 0 | 0 | 0 | 0 | 0 | 0 | 0 | 0 | 0 | 0 | 0 | 0 | 0 | 0 | 0 | 0 | 0 | 0 | 0 | 0 | 0 | 0 | 0 | 0 | 0 | 0
Commercial_Miscellaneous (WA)_Existing_Space Heating_Natural Gas_Furnace_E5_Baseline Forecast | Commercial | Miscellaneous (WA) | Existing | Space Heating | Natural Gas | Furnace | E5 |  | Baseline Forecast | 0 | 0 | 0 | 0 | 0 | 0 | 0 | 0 | 0 | 0 | 0 | 0 | 0 | 0 | 0 | 0 | 0 | 0 | 0 | 0 | 0 | 0 | 0 | 0 | 0 | 0 | 0
Commercial_Miscellaneous (WA)_Existing_Space Heating_Natural Gas_Furnace_E6_Baseline Forecast | Commercial | Miscellaneous (WA) | Existing | Space Heating | Natural Gas | Furnace | E6 |  | Baseline Forecast | 0 | 0 | 0 | 0 | 0 | 0 | 0 | 0 | 0 | 0 | 0 | 0 | 0 | 0 | 0 | 0 | 0 | 0 | 0 | 0 | 0 | 0 | 0 | 0 | 0 | 0 | 0
Commercial_Miscellaneous (WA)_Existing_Space Heating_Natural Gas_Furnace_E7_Baseline Forecast | Commercial | Miscellaneous (WA) | Existing | Space Heating | Natural Gas | Furnace | E7 |  | Baseline Forecast | 0 | 0 | 0 | 0 | 0 | 0 | 0 | 0 | 0 | 0 | 0 | 0 | 0 | 0 | 0 | 0 | 0 | 0 | 0 | 0 | 0 | 0 | 0 | 0 | 0 | 0 | 0
Commercial_Miscellaneous (WA)_Existing_Space Heating_Natural Gas_Furnace_E8_Baseline Forecast | Commercial | Miscellaneous (WA) | Existing | Space Heating | Natural Gas | Furnace | E8 |  | Baseline Forecast | 0 | 0 | 0 | 0 | 0 | 0 | 0 | 0 | 0 | 0 | 0 | 0 | 0 | 0 | 0 | 0 | 0 | 0 | 0 | 0 | 0 | 0 | 0 | 0 | 0 | 0 | 0
Commercial_Miscellaneous (WA)_Existing_Space Heating_Natural Gas_Furnace_E9_Baseline Forecast | Commercial | Miscellaneous (WA) | Existing | Space Heating | Natural Gas | Furnace | E9 |  | Baseline Forecast | 0 | 0 | 0 | 0 | 0 | 0 | 0 | 0 | 0 | 0 | 0 | 0 | 0 | 0 | 0 | 0 | 0 | 0 | 0 | 0 | 0 | 0 | 0 | 0 | 0 | 0 | 0
Commercial_Miscellaneous (WA)_Existing_Space Heating_Natural Gas_Furnace_E10_Baseline Forecast | Commercial | Miscellaneous (WA) | Existing | Space Heating | Natural Gas | Furnace | E10 |  | Baseline Forecast | 0 | 0 | 0 | 0 | 0 | 0 | 0 | 0 | 0 | 0 | 0 | 0 | 0 | 0 | 0 | 0 | 0 | 0 | 0 | 0 | 0 | 0 | 0 | 0 | 0 | 0 | 0
Commercial_Miscellaneous (WA)_Existing_Space Heating_Natural Gas_Furnace_Vintage_Baseline Forecast | Commercial | Miscellaneous (WA) | Existing | Space Heating | Natural Gas | Furnace | Vintage | Vintage | Baseline Forecast | 12962917.4379 | 12224694.867 | 11490829.9557 | 10763229.8987 | 10043538.9291 | 9333167.6988 | 8633319.4987 | 7945013.6556 | 7269106.4079 | 6606309.5292 | 5957206.94 | 5322269.5232 | 4755005.6869 | 4248202.5729 | 3795416.0918 | 3390888.9848 | 3029477.6197 | 2706586.5881 | 2418110.2747 | 2160380.6529 | 1930120.646 | 1724402.458 | 1540610.3465 | 1376407.3629 | 1229705.6377 | 1098639.833 | 981543.4245
Commercial_Miscellaneous (WA)_Existing_Space Heating_Natural Gas_Boiler_E1_Baseline Forecast | Commercial | Miscellaneous (WA) | Existing | Space Heating | Natural Gas | Boiler | E1 | AFUE 80% (Standard) | Baseline Forecast | 0 | 69041.8775 | 143462.8454 | 221362.4486 | 302846.2786 | 386299.1058 | 471961.1678 | 558281.7581 | 645759.2693 | 732885.9236 | 820373.0586 | 906738.1394 | 992869.9899 | 1077296.5538 | 1161056.6707 | 1243003.2203 | 1323974.8773 | 1402493.4614 | 1478439.995 | 1553470.6512 | 1626102.4413 | 1695962.4634 | 1764713.4603 | 1831286.2214 | 1895661.1712 | 1957827.9703 | 2017784.3596
Commercial_Miscellaneous (WA)_Existing_Space Heating_Natural Gas_Boiler_E2_Baseline Forecast | Commercial | Miscellaneous (WA) | Existing | Space Heating | Natural Gas | Boiler | E2 | AFUE 85% | Baseline Forecast | 0 | 0 | 0 | 0 | 0 | 0 | 0 | 0 | 0 | 0 | 0 | 0 | 0 | 0 | 0 | 0 | 0 | 0 | 0 | 0 | 0 | 0 | 0 | 0 | 0 | 0 | 0
Commercial_Miscellaneous (WA)_Existing_Space Heating_Natural Gas_Boiler_E3_Baseline Forecast | Commercial | Miscellaneous (WA) | Existing | Space Heating | Natural Gas | Boiler | E3 | AFUE 97% | Baseline Forecast | 0 | 21967.8701 | 45175.5405 | 70228.2268 | 95878.6348 | 122737.1048 | 149680.3907 | 177484.7376 | 204973.9328 | 233063.9475 | 260528.1609 | 288401.8782 | 315409.5383 | 342690.2039 | 368919.7639 | 395002.4136 | 419894.1061 | 444900.9234 | 469999.2033 | 493416.188 | 516541.3018 | 539674.1969 | 561096.7836 | 581838.6794 | 601893.7058 | 621258.5809 | 639932.5573
Commercial_Miscellaneous (WA)_Existing_Space Heating_Natural Gas_Boiler_E4_Baseline Forecast | Commercial | Miscellaneous (WA) | Existing | Space Heating | Natural Gas | Boiler | E4 | Convert to NG Air Source Heat Pump | Baseline Forecast | 0 | 0 | 0 | 0 | 0 | 0 | 0 | 0 | 0 | 0 | 0 | 0 | 0 | 0 | 0 | 0 | 0 | 0 | 0 | 0 | 0 | 0 | 0 | 0 | 0 | 0 | 0
Commercial_Miscellaneous (WA)_Existing_Space Heating_Natural Gas_Boiler_E5_Baseline Forecast | Commercial | Miscellaneous (WA) | Existing | Space Heating | Natural Gas | Boiler | E5 |  | Baseline Forecast | 0 | 0 | 0 | 0 | 0 | 0 | 0 | 0 | 0 | 0 | 0 | 0 | 0 | 0 | 0 | 0 | 0 | 0 | 0 | 0 | 0 | 0 | 0 | 0 | 0 | 0 | 0
Commercial_Miscellaneous (WA)_Existing_Space Heating_Natural Gas_Boiler_E6_Baseline Forecast | Commercial | Miscellaneous (WA) | Existing | Space Heating | Natural Gas | Boiler | E6 |  | Baseline Forecast | 0 | 0 | 0 | 0 | 0 | 0 | 0 | 0 | 0 | 0 | 0 | 0 | 0 | 0 | 0 | 0 | 0 | 0 | 0 | 0 | 0 | 0 | 0 | 0 | 0 | 0 | 0
Commercial_Miscellaneous (WA)_Existing_Space Heating_Natural Gas_Boiler_E7_Baseline Forecast | Commercial | Miscellaneous (WA) | Existing | Space Heating | Natural Gas | Boiler | E7 |  | Baseline Forecast | 0 | 0 | 0 | 0 | 0 | 0 | 0 | 0 | 0 | 0 | 0 | 0 | 0 | 0 | 0 | 0 | 0 | 0 | 0 | 0 | 0 | 0 | 0 | 0 | 0 | 0 | 0
Commercial_Miscellaneous (WA)_Existing_Space Heating_Natural Gas_Boiler_E8_Baseline Forecast | Commercial | Miscellaneous (WA) | Existing | Space Heating | Natural Gas | Boiler | E8 |  | Baseline Forecast | 0 | 0 | 0 | 0 | 0 | 0 | 0 | 0 | 0 | 0 | 0 | 0 | 0 | 0 | 0 | 0 | 0 | 0 | 0 | 0 | 0 | 0 | 0 | 0 | 0 | 0 | 0
Commercial_Miscellaneous (WA)_Existing_Space Heating_Natural Gas_Boiler_E9_Baseline Forecast | Commercial | Miscellaneous (WA) | Existing | Space Heating | Natural Gas | Boiler | E9 |  | Baseline Forecast | 0 | 0 | 0 | 0 | 0 | 0 | 0 | 0 | 0 | 0 | 0 | 0 | 0 | 0 | 0 | 0 | 0 | 0 | 0 | 0 | 0 | 0 | 0 | 0 | 0 | 0 | 0
Commercial_Miscellaneous (WA)_Existing_Space Heating_Natural Gas_Boiler_E10_Baseline Forecast | Commercial | Miscellaneous (WA) | Existing | Space Heating | Natural Gas | Boiler | E10 |  | Baseline Forecast | 0 | 0 | 0 | 0 | 0 | 0 | 0 | 0 | 0 | 0 | 0 | 0 | 0 | 0 | 0 | 0 | 0 | 0 | 0 | 0 | 0 | 0 | 0 | 0 | 0 | 0 | 0
Commercial_Miscellaneous (WA)_Existing_Space Heating_Natural Gas_Boiler_Vintage_Baseline Forecast | Commercial | Miscellaneous (WA) | Existing | Space Heating | Natural Gas | Boiler | Vintage | Vintage | Baseline Forecast | 6112023.0478 | 5915633.5925 | 5714442.1379 | 5509712.598 | 5302555.8898 | 5093946.6477 | 4884738.147 | 4675675.6288 | 4467408.196 | 4260499.434 | 4055436.8907 | 3852640.5389 | 3652470.3291 | 3455232.9296 | 3261187.741 | 3070552.2627 | 2883506.8806 | 2700199.1367 | 2520747.5383 | 2345244.9536 | 2173761.6395 | 2006347.9399 | 1843036.6908 | 1683845.3625 | 1528777.968 | 1377826.7621 | 1230973.7529
Commercial_Miscellaneous (WA)_Existing_Space Heating_Natural Gas_Unit Heater_E1_Baseline Forecast | Commercial | Miscellaneous (WA) | Existing | Space Heating | Natural Gas | Unit Heater | E1 | Standard | Baseline Forecast | 0 | 80.2588 | 308.3298 | 740.5579 | 1423.4137 | 2394.6806 | 3684.512 | 5316.3718 | 7307.8709 | 9671.5113 | 12346.7168 | 15279.9151 | 18423.7783 | 21736.5454 | 25181.4166 | 28726.0126 | 32341.8921 | 35457.2493 | 38127.4164 | 40401.7938 | 42324.4833 | 43934.8529 | 45268.0423 | 46355.4138 | 47224.9557 | 47901.6426 | 48407.7567
Commercial_Miscellaneous (WA)_Existing_Space Heating_Natural Gas_Unit Heater_E2_Baseline Forecast | Commercial | Miscellaneous (WA) | Existing | Space Heating | Natural Gas | Unit Heater | E2 | Condensing | Baseline Forecast | 0 | 0 | 0 | 0 | 0 | 0 | 0 | 0 | 0 | 0 | 0 | 0 | 0 | 0 | 0 | 0 | 0 | 0 | 0 | 0 | 0 | 0 | 0 | 0 | 0 | 0 | 0
Commercial_Miscellaneous (WA)_Existing_Space Heating_Natural Gas_Unit Heater_E3_Baseline Forecast | Commercial | Miscellaneous (WA) | Existing | Space Heating | Natural Gas | Unit Heater | E3 | Infrared Radiant | Baseline Forecast | 0 | 0 | 0 | 0 | 0 | 0 | 0 | 0 | 0 | 0 | 0 | 0 | 0 | 0 | 0 | 0 | 0 | 0 | 0 | 0 | 0 | 0 | 0 | 0 | 0 | 0 | 0
Commercial_Miscellaneous (WA)_Existing_Space Heating_Natural Gas_Unit Heater_E4_Baseline Forecast | Commercial | Miscellaneous (WA) | Existing | Space Heating | Natural Gas | Unit Heater | E4 |  | Baseline Forecast | 0 | 0 | 0 | 0 | 0 | 0 | 0 | 0 | 0 | 0 | 0 | 0 | 0 | 0 | 0 | 0 | 0 | 0 | 0 | 0 | 0 | 0 | 0 | 0 | 0 | 0 | 0
Commercial_Miscellaneous (WA)_Existing_Space Heating_Natural Gas_Unit Heater_E5_Baseline Forecast | Commercial | Miscellaneous (WA) | Existing | Space Heating | Natural Gas | Unit Heater | E5 |  | Baseline Forecast | 0 | 0 | 0 | 0 | 0 | 0 | 0 | 0 | 0 | 0 | 0 | 0 | 0 | 0 | 0 | 0 | 0 | 0 | 0 | 0 | 0 | 0 | 0 | 0 | 0 | 0 | 0
Commercial_Miscellaneous (WA)_Existing_Space Heating_Natural Gas_Unit Heater_E6_Baseline Forecast | Commercial | Miscellaneous (WA) | Existing | Space Heating | Natural Gas | Unit Heater | E6 |  | Baseline Forecast | 0 | 0 | 0 | 0 | 0 | 0 | 0 | 0 | 0 | 0 | 0 | 0 | 0 | 0 | 0 | 0 | 0 | 0 | 0 | 0 | 0 | 0 | 0 | 0 | 0 | 0 | 0
Commercial_Miscellaneous (WA)_Existing_Space Heating_Natural Gas_Unit Heater_E7_Baseline Forecast | Commercial | Miscellaneous (WA) | Existing | Space Heating | Natural Gas | Unit Heater | E7 |  | Baseline Forecast | 0 | 0 | 0 | 0 | 0 | 0 | 0 | 0 | 0 | 0 | 0 | 0 | 0 | 0 | 0 | 0 | 0 | 0 | 0 | 0 | 0 | 0 | 0 | 0 | 0 | 0 | 0
Commercial_Miscellaneous (WA)_Existing_Space Heating_Natural Gas_Unit Heater_E8_Baseline Forecast | Commercial | Miscellaneous (WA) | Existing | Space Heating | Natural Gas | Unit Heater | E8 |  | Baseline Forecast | 0 | 0 | 0 | 0 | 0 | 0 | 0 | 0 | 0 | 0 | 0 | 0 | 0 | 0 | 0 | 0 | 0 | 0 | 0 | 0 | 0 | 0 | 0 | 0 | 0 | 0 | 0
Commercial_Miscellaneous (WA)_Existing_Space Heating_Natural Gas_Unit Heater_E9_Baseline Forecast | Commercial | Miscellaneous (WA) | Existing | Space Heating | Natural Gas | Unit Heater | E9 |  | Baseline Forecast | 0 | 0 | 0 | 0 | 0 | 0 | 0 | 0 | 0 | 0 | 0 | 0 | 0 | 0 | 0 | 0 | 0 | 0 | 0 | 0 | 0 | 0 | 0 | 0 | 0 | 0 | 0
Commercial_Miscellaneous (WA)_Existing_Space Heating_Natural Gas_Unit Heater_E10_Baseline Forecast | Commercial | Miscellaneous (WA) | Existing | Space Heating | Natural Gas | Unit Heater | E10 |  | Baseline Forecast | 0 | 0 | 0 | 0 | 0 | 0 | 0 | 0 | 0 | 0 | 0 | 0 | 0 | 0 | 0 | 0 | 0 | 0 | 0 | 0 | 0 | 0 | 0 | 0 | 0 | 0 | 0
Commercial_Miscellaneous (WA)_Existing_Space Heating_Natural Gas_Unit Heater_Vintage_Baseline Forecast | Commercial | Miscellaneous (WA) | Existing | Space Heating | Natural Gas | Unit Heater | Vintage | Vintage | Baseline Forecast | 97020.2512 | 95267.2294 | 93395.2363 | 91347.4294 | 89076.8497 | 86545.2334 | 83721.9552 | 80583.0874 | 77110.5631 | 73291.4325 | 69185.8313 | 64846.8995 | 60321.5395 | 55651.0945 | 50871.9537 | 46016.0926 | 41111.5561 | 36729.7602 | 32814.9895 | 29317.4671 | 26192.7214 | 23401.0207 | 20906.868 | 18678.5498 | 16687.7326 | 14909.1028 | 13320.0448
Commercial_Miscellaneous (WA)_Existing_Water Heating_Natural Gas_Water Heater_E1_Baseline Forecast | Commercial | Miscellaneous (WA) | Existing | Water Heating | Natural Gas | Water Heater | E1 | TE 0.80 | Baseline Forecast | 0 | 240488.7496 | 498467.59 | 770513.9151 | 1053610.8318 | 1345102.9702 | 1642657.0239 | 1944226.5167 | 2248020.3434 | 2552474.6836 | 2856227.9273 | 3158098.2923 | 3417341.0086 | 3638679.6927 | 3826331.3959 | 3984060.6496 | 4115227.7485 | 4222831.8874 | 4309549.6991 | 4377769.684 | 4429622.9694 | 4467010.7891 | 4491629.0338 | 4504990.1839 | 4508442.9035 | 4503189.5454 | 4490301.7903
Commercial_Miscellaneous (WA)_Existing_Water Heating_Natural Gas_Water Heater_E2_Baseline Forecast | Commercial | Miscellaneous (WA) | Existing | Water Heating | Natural Gas | Water Heater | E2 | TE 0.90 | Baseline Forecast | 0 | 0 | 0 | 0 | 0 | 0 | 0 | 0 | 0 | 0 | 0 | 0 | 0 | 0 | 0 | 0 | 0 | 0 | 0 | 0 | 0 | 0 | 0 | 0 | 0 | 0 | 0
Commercial_Miscellaneous (WA)_Existing_Water Heating_Natural Gas_Water Heater_E3_Baseline Forecast | Commercial | Miscellaneous (WA) | Existing | Water Heating | Natural Gas | Water Heater | E3 | TE 0.94 | Baseline Forecast | 0 | 271189.441 | 562101.7505 | 868877.3937 | 1188114.3423 | 1516818.243 | 1852357.9206 | 2192425.6465 | 2535001.6639 | 2878322.5155 | 3220852.7691 | 3561259.7765 | 3853597.3076 | 4103191.9939 | 4314799.2337 | 4492664.1367 | 4640575.9717 | 4761916.8091 | 4859704.9798 | 4936633.899 | 4995106.7527 | 5037267.4856 | 5065028.485 | 5080095.3138 | 5083988.806 | 5078064.8066 | 5063531.8061
Commercial_Miscellaneous (WA)_Existing_Water Heating_Natural Gas_Water Heater_E4_Baseline Forecast | Commercial | Miscellaneous (WA) | Existing | Water Heating | Natural Gas | Water Heater | E4 | Instantaneous TE 0.94 | Baseline Forecast | 0 | 0 | 0 | 0 | 0 | 0 | 0 | 0 | 0 | 0 | 0 | 0 | 0 | 0 | 0 | 0 | 0 | 0 | 0 | 0 | 0 | 0 | 0 | 0 | 0 | 0 | 0
Commercial_Miscellaneous (WA)_Existing_Water Heating_Natural Gas_Water Heater_E5_Baseline Forecast | Commercial | Miscellaneous (WA) | Existing | Water Heating | Natural Gas | Water Heater | E5 | Gas-Fired Absorption HPWH | Baseline Forecast | 0 | 0 | 0 | 0 | 0 | 0 | 0 | 0 | 0 | 0 | 0 | 0 | 0 | 0 | 0 | 0 | 0 | 0 | 0 | 0 | 0 | 0 | 0 | 0 | 0 | 0 | 0
Commercial_Miscellaneous (WA)_Existing_Water Heating_Natural Gas_Water Heater_E6_Baseline Forecast | Commercial | Miscellaneous (WA) | Existing | Water Heating | Natural Gas | Water Heater | E6 |  | Baseline Forecast | 0 | 0 | 0 | 0 | 0 | 0 | 0 | 0 | 0 | 0 | 0 | 0 | 0 | 0 | 0 | 0 | 0 | 0 | 0 | 0 | 0 | 0 | 0 | 0 | 0 | 0 | 0
Commercial_Miscellaneous (WA)_Existing_Water Heating_Natural Gas_Water Heater_E7_Baseline Forecast | Commercial | Miscellaneous (WA) | Existing | Water Heating | Natural Gas | Water Heater | E7 |  | Baseline Forecast | 0 | 0 | 0 | 0 | 0 | 0 | 0 | 0 | 0 | 0 | 0 | 0 | 0 | 0 | 0 | 0 | 0 | 0 | 0 | 0 | 0 | 0 | 0 | 0 | 0 | 0 | 0
Commercial_Miscellaneous (WA)_Existing_Water Heating_Natural Gas_Water Heater_E8_Baseline Forecast | Commercial | Miscellaneous (WA) | Existing | Water Heating | Natural Gas | Water Heater | E8 |  | Baseline Forecast | 0 | 0 | 0 | 0 | 0 | 0 | 0 | 0 | 0 | 0 | 0 | 0 | 0 | 0 | 0 | 0 | 0 | 0 | 0 | 0 | 0 | 0 | 0 | 0 | 0 | 0 | 0
Commercial_Miscellaneous (WA)_Existing_Water Heating_Natural Gas_Water Heater_E9_Baseline Forecast | Commercial | Miscellaneous (WA) | Existing | Water Heating | Natural Gas | Water Heater | E9 |  | Baseline Forecast | 0 | 0 | 0 | 0 | 0 | 0 | 0 | 0 | 0 | 0 | 0 | 0 | 0 | 0 | 0 | 0 | 0 | 0 | 0 | 0 | 0 | 0 | 0 | 0 | 0 | 0 | 0
Commercial_Miscellaneous (WA)_Existing_Water Heating_Natural Gas_Water Heater_E10_Baseline Forecast | Commercial | Miscellaneous (WA) | Existing | Water Heating | Natural Gas | Water Heater | E10 |  | Baseline Forecast | 0 | 0 | 0 | 0 | 0 | 0 | 0 | 0 | 0 | 0 | 0 | 0 | 0 | 0 | 0 | 0 | 0 | 0 | 0 | 0 | 0 | 0 | 0 | 0 | 0 | 0 | 0
Commercial_Miscellaneous (WA)_Existing_Water Heating_Natural Gas_Water Heater_Vintage_Baseline Forecast | Commercial | Miscellaneous (WA) | Existing | Water Heating | Natural Gas | Water Heater | Vintage | Vintage | Baseline Forecast | 17181615.0312 | 16373702.0987 | 15533683.7025 | 14668753.9231 | 13785245.14 | 12888722.0266 | 11984065.4807 | 11075547.565 | 10166898.4153 | 9261365.9748 | 8361769.3193 | 7470546.257 | 6674312.4867 | 5962943.7577 | 5327394.8932 | 4759584.7792 | 4252293.6115 | 3799071.095 | 3394154.4265 | 3032395.0206 | 2709193.0434 | 2420438.926 | 2162461.1094 | 1931979.3611 | 1726063.0655 | 1542093.9614 | 1377732.8495
Commercial_Miscellaneous (WA)_Existing_Food Preparation_Natural Gas_Oven_E1_Baseline Forecast | Commercial | Miscellaneous (WA) | Existing | Food Preparation | Natural Gas | Oven | E1 | Standard | Baseline Forecast | 0 | 108356.1001 | 244922.1504 | 401863.2704 | 573066.5505 | 753771.8244 | 940281.403 | 1129731.8891 | 1319914.7973 | 1509135.5476 | 1649774.4577 | 1752358.1235 | 1825160.2113 | 1874683.1602 | 1906036.8991 | 1923236.596 | 1929436.7502 | 1927115.2356 | 1918217.9973 | 1904272.8115 | 1886478.7242 | 1865776.3675 | 1842903.2425 | 1818437.1822 | 1792830.522 | 1766436.9639 | 1739532.6967
Commercial_Miscellaneous (WA)_Existing_Food Preparation_Natural Gas_Oven_E2_Baseline Forecast | Commercial | Miscellaneous (WA) | Existing | Food Preparation | Natural Gas | Oven | E2 | ENERGY STAR (>42% Baking Efficiency) | Baseline Forecast | 0 | 155927.0709 | 352448.9481 | 578291.0477 | 824656.7434 | 1084696.0399 | 1353087.8727 | 1625711.7428 | 1899389.5863 | 2171682.8612 | 2374065.683 | 2521686.0802 | 2626450.0602 | 2697714.7915 | 2742833.5865 | 2767584.3699 | 2776506.5429 | 2773165.8268 | 2760362.4839 | 2740295.0214 | 2714688.8958 | 2684897.6995 | 2651982.7148 | 2616775.4574 | 2579926.8488 | 2541945.8749 | 2503229.9782
Commercial_Miscellaneous (WA)_Existing_Food Preparation_Natural Gas_Oven_E3_Baseline Forecast | Commercial | Miscellaneous (WA) | Existing | Food Preparation | Natural Gas | Oven | E3 |  | Baseline Forecast | 0 | 0 | 0 | 0 | 0 | 0 | 0 | 0 | 0 | 0 | 0 | 0 | 0 | 0 | 0 | 0 | 0 | 0 | 0 | 0 | 0 | 0 | 0 | 0 | 0 | 0 | 0
Commercial_Miscellaneous (WA)_Existing_Food Preparation_Natural Gas_Oven_E4_Baseline Forecast | Commercial | Miscellaneous (WA) | Existing | Food Preparation | Natural Gas | Oven | E4 |  | Baseline Forecast | 0 | 0 | 0 | 0 | 0 | 0 | 0 | 0 | 0 | 0 | 0 | 0 | 0 | 0 | 0 | 0 | 0 | 0 | 0 | 0 | 0 | 0 | 0 | 0 | 0 | 0 | 0
Commercial_Miscellaneous (WA)_Existing_Food Preparation_Natural Gas_Oven_E5_Baseline Forecast | Commercial | Miscellaneous (WA) | Existing | Food Preparation | Natural Gas | Oven | E5 |  | Baseline Forecast | 0 | 0 | 0 | 0 | 0 | 0 | 0 | 0 | 0 | 0 | 0 | 0 | 0 | 0 | 0 | 0 | 0 | 0 | 0 | 0 | 0 | 0 | 0 | 0 | 0 | 0 | 0
Commercial_Miscellaneous (WA)_Existing_Food Preparation_Natural Gas_Oven_E6_Baseline Forecast | Commercial | Miscellaneous (WA) | Existing | Food Preparation | Natural Gas | Oven | E6 |  | Baseline Forecast | 0 | 0 | 0 | 0 | 0 | 0 | 0 | 0 | 0 | 0 | 0 | 0 | 0 | 0 | 0 | 0 | 0 | 0 | 0 | 0 | 0 | 0 | 0 | 0 | 0 | 0 | 0
Commercial_Miscellaneous (WA)_Existing_Food Preparation_Natural Gas_Oven_E7_Baseline Forecast | Commercial | Miscellaneous (WA) | Existing | Food Preparation | Natural Gas | Oven | E7 |  | Baseline Forecast | 0 | 0 | 0 | 0 | 0 | 0 | 0 | 0 | 0 | 0 | 0 | 0 | 0 | 0 | 0 | 0 | 0 | 0 | 0 | 0 | 0 | 0 | 0 | 0 | 0 | 0 | 0
Commercial_Miscellaneous (WA)_Existing_Food Preparation_Natural Gas_Oven_E8_Baseline Forecast | Commercial | Miscellaneous (WA) | Existing | Food Preparation | Natural Gas | Oven | E8 |  | Baseline Forecast | 0 | 0 | 0 | 0 | 0 | 0 | 0 | 0 | 0 | 0 | 0 | 0 | 0 | 0 | 0 | 0 | 0 | 0 | 0 | 0 | 0 | 0 | 0 | 0 | 0 | 0 | 0
Commercial_Miscellaneous (WA)_Existing_Food Preparation_Natural Gas_Oven_E9_Baseline Forecast | Commercial | Miscellaneous (WA) | Existing | Food Preparation | Natural Gas | Oven | E9 |  | Baseline Forecast | 0 | 0 | 0 | 0 | 0 | 0 | 0 | 0 | 0 | 0 | 0 | 0 | 0 | 0 | 0 | 0 | 0 | 0 | 0 | 0 | 0 | 0 | 0 | 0 | 0 | 0 | 0
Commercial_Miscellaneous (WA)_Existing_Food Preparation_Natural Gas_Oven_E10_Baseline Forecast | Commercial | Miscellaneous (WA) | Existing | Food Preparation | Natural Gas | Oven | E10 |  | Baseline Forecast | 0 | 0 | 0 | 0 | 0 | 0 | 0 | 0 | 0 | 0 | 0 | 0 | 0 | 0 | 0 | 0 | 0 | 0 | 0 | 0 | 0 | 0 | 0 | 0 | 0 | 0 | 0
Commercial_Miscellaneous (WA)_Existing_Food Preparation_Natural Gas_Oven_Vintage_Baseline Forecast | Commercial | Miscellaneous (WA) | Existing | Food Preparation | Natural Gas | Oven | Vintage | Vintage | Baseline Forecast | 6722992.9449 | 6342796.1025 | 5895793.0151 | 5401058.6901 | 4873468.8003 | 4324600.2283 | 3763439.0222 | 3196936.9368 | 2630448.9339 | 2068077.0928 | 1625936.473 | 1278322.4684 | 1005025.9407 | 790158.3258 | 621227.9251 | 488413.679 | 383994.2028 | 301898.8905 | 237354.9898 | 186610.1299 | 146714.1711 | 115347.6931 | 90687.1518 | 71298.8642 | 56055.6588 | 44071.3455 | 34649.1958
Commercial_Miscellaneous (WA)_Existing_Food Preparation_Natural Gas_Conveyor Oven_E1_Baseline Forecast | Commercial | Miscellaneous (WA) | Existing | Food Preparation | Natural Gas | Conveyor Oven | E1 | Standard | Baseline Forecast | 0 | 0 | 0 | 0 | 0 | 5053.7158 | 18873.0147 | 44123.8067 | 82658.4183 | 135698.0332 | 199343.066 | 270548.4101 | 346940.2767 | 426672.2034 | 508311.8567 | 590752.0458 | 673140.7699 | 734317.2937 | 778878.6749 | 810438.0822 | 831835.1629 | 845301.434 | 852590.3146 | 855079.3569 | 853850.6217 | 849753.869 | 843456.2389
Commercial_Miscellaneous (WA)_Existing_Food Preparation_Natural Gas_Conveyor Oven_E2_Baseline Forecast | Commercial | Miscellaneous (WA) | Existing | Food Preparation | Natural Gas | Conveyor Oven | E2 | ENERGY STAR (>42% Baking Efficiency) | Baseline Forecast | 0 | 0 | 0 | 0 | 0 | 7272.4203 | 27158.7284 | 63495.234 | 118947.48 | 195272.7795 | 286859.534 | 389325.7608 | 499255.5201 | 613991.7073 | 731473.1597 | 850106.6024 | 968665.9859 | 1056700.4958 | 1120825.4102 | 1166240.1671 | 1197031.0881 | 1216409.3807 | 1226898.2576 | 1230480.0502 | 1228711.8703 | 1222816.5432 | 1213754.0998
Commercial_Miscellaneous (WA)_Existing_Food Preparation_Natural Gas_Conveyor Oven_E3_Baseline Forecast | Commercial | Miscellaneous (WA) | Existing | Food Preparation | Natural Gas | Conveyor Oven | E3 |  | Baseline Forecast | 0 | 0 | 0 | 0 | 0 | 0 | 0 | 0 | 0 | 0 | 0 | 0 | 0 | 0 | 0 | 0 | 0 | 0 | 0 | 0 | 0 | 0 | 0 | 0 | 0 | 0 | 0
Commercial_Miscellaneous (WA)_Existing_Food Preparation_Natural Gas_Conveyor Oven_E4_Baseline Forecast | Commercial | Miscellaneous (WA) | Existing | Food Preparation | Natural Gas | Conveyor Oven | E4 |  | Baseline Forecast | 0 | 0 | 0 | 0 | 0 | 0 | 0 | 0 | 0 | 0 | 0 | 0 | 0 | 0 | 0 | 0 | 0 | 0 | 0 | 0 | 0 | 0 | 0 | 0 | 0 | 0 | 0
Commercial_Miscellaneous (WA)_Existing_Food Preparation_Natural Gas_Conveyor Oven_E5_Baseline Forecast | Commercial | Miscellaneous (WA) | Existing | Food Preparation | Natural Gas | Conveyor Oven | E5 |  | Baseline Forecast | 0 | 0 | 0 | 0 | 0 | 0 | 0 | 0 | 0 | 0 | 0 | 0 | 0 | 0 | 0 | 0 | 0 | 0 | 0 | 0 | 0 | 0 | 0 | 0 | 0 | 0 | 0
Commercial_Miscellaneous (WA)_Existing_Food Preparation_Natural Gas_Conveyor Oven_E6_Baseline Forecast | Commercial | Miscellaneous (WA) | Existing | Food Preparation | Natural Gas | Conveyor Oven | E6 |  | Baseline Forecast | 0 | 0 | 0 | 0 | 0 | 0 | 0 | 0 | 0 | 0 | 0 | 0 | 0 | 0 | 0 | 0 | 0 | 0 | 0 | 0 | 0 | 0 | 0 | 0 | 0 | 0 | 0
Commercial_Miscellaneous (WA)_Existing_Food Preparation_Natural Gas_Conveyor Oven_E7_Baseline Forecast | Commercial | Miscellaneous (WA) | Existing | Food Preparation | Natural Gas | Conveyor Oven | E7 |  | Baseline Forecast | 0 | 0 | 0 | 0 | 0 | 0 | 0 | 0 | 0 | 0 | 0 | 0 | 0 | 0 | 0 | 0 | 0 | 0 | 0 | 0 | 0 | 0 | 0 | 0 | 0 | 0 | 0
Commercial_Miscellaneous (WA)_Existing_Food Preparation_Natural Gas_Conveyor Oven_E8_Baseline Forecast | Commercial | Miscellaneous (WA) | Existing | Food Preparation | Natural Gas | Conveyor Oven | E8 |  | Baseline Forecast | 0 | 0 | 0 | 0 | 0 | 0 | 0 | 0 | 0 | 0 | 0 | 0 | 0 | 0 | 0 | 0 | 0 | 0 | 0 | 0 | 0 | 0 | 0 | 0 | 0 | 0 | 0
Commercial_Miscellaneous (WA)_Existing_Food Preparation_Natural Gas_Conveyor Oven_E9_Baseline Forecast | Commercial | Miscellaneous (WA) | Existing | Food Preparation | Natural Gas | Conveyor Oven | E9 |  | Baseline Forecast | 0 | 0 | 0 | 0 | 0 | 0 | 0 | 0 | 0 | 0 | 0 | 0 | 0 | 0 | 0 | 0 | 0 | 0 | 0 | 0 | 0 | 0 | 0 | 0 | 0 | 0 | 0
Commercial_Miscellaneous (WA)_Existing_Food Preparation_Natural Gas_Conveyor Oven_E10_Baseline Forecast | Commercial | Miscellaneous (WA) | Existing | Food Preparation | Natural Gas | Conveyor Oven | E10 |  | Baseline Forecast | 0 | 0 | 0 | 0 | 0 | 0 | 0 | 0 | 0 | 0 | 0 | 0 | 0 | 0 | 0 | 0 | 0 | 0 | 0 | 0 | 0 | 0 | 0 | 0 | 0 | 0 | 0
Commercial_Miscellaneous (WA)_Existing_Food Preparation_Natural Gas_Conveyor Oven_Vintage_Baseline Forecast | Commercial | Miscellaneous (WA) | Existing | Food Preparation | Natural Gas | Conveyor Oven | Vintage | Vintage | Baseline Forecast | 3361496.4725 | 3303539.6367 | 3246582.0568 | 3190606.5041 | 3135596.0471 | 3069207.9101 | 2982372.4059 | 2868571.2436 | 2723270.7604 | 2543476.9381 | 2338685.7068 | 2116309.1651 | 1882122.3094 | 1640614.2281 | 1395264.1889 | 1148758.6743 | 903161.9922 | 710072.187 | 558263.6504 | 438910.7321 | 345074.6445 | 271300.0654 | 213297.9824 | 167696.3448 | 131844.0228 | 103656.68 | 81495.5967
Commercial_Miscellaneous (WA)_Existing_Food Preparation_Natural Gas_Double Rack Oven_E1_Baseline Forecast | Commercial | Miscellaneous (WA) | Existing | Food Preparation | Natural Gas | Double Rack Oven | E1 | Standard | Baseline Forecast | 0 | 30098.9167 | 70663.2613 | 119868.7667 | 176134.8556 | 238093.5286 | 304562.1925 | 374519.9306 | 447086.7789 | 521505.6297 | 584257.4925 | 636856.4297 | 680624.3994 | 716715.5561 | 746137.4783 | 769769.7127 | 788379.9729 | 802638.2898 | 813129.3733 | 820363.4104 | 824785.4974 | 826783.8803 | 826697.1527 | 824820.5429 | 821411.4071 | 816694.0266 | 810863.7994
Commercial_Miscellaneous (WA)_Existing_Food Preparation_Natural Gas_Double Rack Oven_E2_Baseline Forecast | Commercial | Miscellaneous (WA) | Existing | Food Preparation | Natural Gas | Double Rack Oven | E2 | FTSC Qualified (>50% Cooking Efficiency) | Baseline Forecast | 0 | 43313.0752 | 101686.1565 | 172494.0789 | 253462.3532 | 342622.3948 | 438272.4234 | 538943.3147 | 643368.7794 | 750459.3208 | 840760.7819 | 916451.9354 | 979435.1114 | 1031371.1661 | 1073710.0298 | 1107717.3915 | 1134498.0097 | 1155016.0755 | 1170113.0007 | 1180522.9564 | 1186886.4474 | 1189762.1693 | 1189637.3661 | 1186936.8788 | 1182031.0492 | 1175242.6236 | 1166852.7844
Commercial_Miscellaneous (WA)_Existing_Food Preparation_Natural Gas_Double Rack Oven_E3_Baseline Forecast | Commercial | Miscellaneous (WA) | Existing | Food Preparation | Natural Gas | Double Rack Oven | E3 |  | Baseline Forecast | 0 | 0 | 0 | 0 | 0 | 0 | 0 | 0 | 0 | 0 | 0 | 0 | 0 | 0 | 0 | 0 | 0 | 0 | 0 | 0 | 0 | 0 | 0 | 0 | 0 | 0 | 0
Commercial_Miscellaneous (WA)_Existing_Food Preparation_Natural Gas_Double Rack Oven_E4_Baseline Forecast | Commercial | Miscellaneous (WA) | Existing | Food Preparation | Natural Gas | Double Rack Oven | E4 |  | Baseline Forecast | 0 | 0 | 0 | 0 | 0 | 0 | 0 | 0 | 0 | 0 | 0 | 0 | 0 | 0 | 0 | 0 | 0 | 0 | 0 | 0 | 0 | 0 | 0 | 0 | 0 | 0 | 0
Commercial_Miscellaneous (WA)_Existing_Food Preparation_Natural Gas_Double Rack Oven_E5_Baseline Forecast | Commercial | Miscellaneous (WA) | Existing | Food Preparation | Natural Gas | Double Rack Oven | E5 |  | Baseline Forecast | 0 | 0 | 0 | 0 | 0 | 0 | 0 | 0 | 0 | 0 | 0 | 0 | 0 | 0 | 0 | 0 | 0 | 0 | 0 | 0 | 0 | 0 | 0 | 0 | 0 | 0 | 0
Commercial_Miscellaneous (WA)_Existing_Food Preparation_Natural Gas_Double Rack Oven_E6_Baseline Forecast | Commercial | Miscellaneous (WA) | Existing | Food Preparation | Natural Gas | Double Rack Oven | E6 |  | Baseline Forecast | 0 | 0 | 0 | 0 | 0 | 0 | 0 | 0 | 0 | 0 | 0 | 0 | 0 | 0 | 0 | 0 | 0 | 0 | 0 | 0 | 0 | 0 | 0 | 0 | 0 | 0 | 0
Commercial_Miscellaneous (WA)_Existing_Food Preparation_Natural Gas_Double Rack Oven_E7_Baseline Forecast | Commercial | Miscellaneous (WA) | Existing | Food Preparation | Natural Gas | Double Rack Oven | E7 |  | Baseline Forecast | 0 | 0 | 0 | 0 | 0 | 0 | 0 | 0 | 0 | 0 | 0 | 0 | 0 | 0 | 0 | 0 | 0 | 0 | 0 | 0 | 0 | 0 | 0 | 0 | 0 | 0 | 0
Commercial_Miscellaneous (WA)_Existing_Food Preparation_Natural Gas_Double Rack Oven_E8_Baseline Forecast | Commercial | Miscellaneous (WA) | Existing | Food Preparation | Natural Gas | Double Rack Oven | E8 |  | Baseline Forecast | 0 | 0 | 0 | 0 | 0 | 0 | 0 | 0 | 0 | 0 | 0 | 0 | 0 | 0 | 0 | 0 | 0 | 0 | 0 | 0 | 0 | 0 | 0 | 0 | 0 | 0 | 0
Commercial_Miscellaneous (WA)_Existing_Food Preparation_Natural Gas_Double Rack Oven_E9_Baseline Forecast | Commercial | Miscellaneous (WA) | Existing | Food Preparation | Natural Gas | Double Rack Oven | E9 |  | Baseline Forecast | 0 | 0 | 0 | 0 | 0 | 0 | 0 | 0 | 0 | 0 | 0 | 0 | 0 | 0 | 0 | 0 | 0 | 0 | 0 | 0 | 0 | 0 | 0 | 0 | 0 | 0 | 0
Commercial_Miscellaneous (WA)_Existing_Food Preparation_Natural Gas_Double Rack Oven_E10_Baseline Forecast | Commercial | Miscellaneous (WA) | Existing | Food Preparation | Natural Gas | Double Rack Oven | E10 |  | Baseline Forecast | 0 | 0 | 0 | 0 | 0 | 0 | 0 | 0 | 0 | 0 | 0 | 0 | 0 | 0 | 0 | 0 | 0 | 0 | 0 | 0 | 0 | 0 | 0 | 0 | 0 | 0 | 0
Commercial_Miscellaneous (WA)_Existing_Food Preparation_Natural Gas_Double Rack Oven_Vintage_Baseline Forecast | Commercial | Miscellaneous (WA) | Existing | Food Preparation | Natural Gas | Double Rack Oven | Vintage | Vintage | Baseline Forecast | 3361496.4725 | 3230127.6448 | 3074232.639 | 2898243.6584 | 2705998.8384 | 2500818.1229 | 2285569.533 | 2062727.039 | 1834421.1004 | 1602482.8003 | 1399870.0325 | 1222874.9709 | 1068258.5953 | 933191.4166 | 815201.6972 | 712130.2183 | 622090.7654 | 543435.6111 | 474725.3615 | 414702.6146 | 362268.9507 | 316464.8305 | 276452.0358 | 241498.3301 | 210964.0585 | 184290.4419 | 160989.3516
Commercial_Miscellaneous (WA)_Existing_Food Preparation_Natural Gas_Fryer_E1_Baseline Forecast | Commercial | Miscellaneous (WA) | Existing | Food Preparation | Natural Gas | Fryer | E1 | Standard | Baseline Forecast | 0 | 12722.3426 | 26369.9464 | 40761.7488 | 55738.1498 | 71158.6751 | 86899.888 | 102853.5258 | 118924.8353 | 135031.0874 | 151100.25 | 167069.8045 | 180784.27 | 192493.5353 | 202420.6909 | 210764.8884 | 217703.8939 | 223396.3711 | 227983.9192 | 231592.8947 | 234336.0387 | 236313.9302 | 237616.2853 | 238323.1172 | 238505.7731 | 238227.8598 | 237546.0714
Commercial_Miscellaneous (WA)_Existing_Food Preparation_Natural Gas_Fryer_E2_Baseline Forecast | Commercial | Miscellaneous (WA) | Existing | Food Preparation | Natural Gas | Fryer | E2 | ENERGY STAR | Baseline Forecast | 0 | 4470.0123 | 9265.1163 | 14321.6955 | 19583.6743 | 25001.6967 | 30532.3931 | 36137.7253 | 41784.4016 | 47443.355 | 53089.277 | 58700.2016 | 63518.7976 | 67632.8637 | 71120.7833 | 74052.5283 | 76490.5573 | 78490.6169 | 80102.4581 | 81370.4765 | 82334.2839 | 83029.2187 | 83486.8029 | 83735.1493 | 83799.3257 | 83701.6805 | 83462.1332
Commercial_Miscellaneous (WA)_Existing_Food Preparation_Natural Gas_Fryer_E3_Baseline Forecast | Commercial | Miscellaneous (WA) | Existing | Food Preparation | Natural Gas | Fryer | E3 |  | Baseline Forecast | 0 | 0 | 0 | 0 | 0 | 0 | 0 | 0 | 0 | 0 | 0 | 0 | 0 | 0 | 0 | 0 | 0 | 0 | 0 | 0 | 0 | 0 | 0 | 0 | 0 | 0 | 0
Commercial_Miscellaneous (WA)_Existing_Food Preparation_Natural Gas_Fryer_E4_Baseline Forecast | Commercial | Miscellaneous (WA) | Existing | Food Preparation | Natural Gas | Fryer | E4 |  | Baseline Forecast | 0 | 0 | 0 | 0 | 0 | 0 | 0 | 0 | 0 | 0 | 0 | 0 | 0 | 0 | 0 | 0 | 0 | 0 | 0 | 0 | 0 | 0 | 0 | 0 | 0 | 0 | 0
Commercial_Miscellaneous (WA)_Existing_Food Preparation_Natural Gas_Fryer_E5_Baseline Forecast | Commercial | Miscellaneous (WA) | Existing | Food Preparation | Natural Gas | Fryer | E5 |  | Baseline Forecast | 0 | 0 | 0 | 0 | 0 | 0 | 0 | 0 | 0 | 0 | 0 | 0 | 0 | 0 | 0 | 0 | 0 | 0 | 0 | 0 | 0 | 0 | 0 | 0 | 0 | 0 | 0
Commercial_Miscellaneous (WA)_Existing_Food Preparation_Natural Gas_Fryer_E6_Baseline Forecast | Commercial | Miscellaneous (WA) | Existing | Food Preparation | Natural Gas | Fryer | E6 |  | Baseline Forecast | 0 | 0 | 0 | 0 | 0 | 0 | 0 | 0 | 0 | 0 | 0 | 0 | 0 | 0 | 0 | 0 | 0 | 0 | 0 | 0 | 0 | 0 | 0 | 0 | 0 | 0 | 0
Commercial_Miscellaneous (WA)_Existing_Food Preparation_Natural Gas_Fryer_E7_Baseline Forecast | Commercial | Miscellaneous (WA) | Existing | Food Preparation | Natural Gas | Fryer | E7 |  | Baseline Forecast | 0 | 0 | 0 | 0 | 0 | 0 | 0 | 0 | 0 | 0 | 0 | 0 | 0 | 0 | 0 | 0 | 0 | 0 | 0 | 0 | 0 | 0 | 0 | 0 | 0 | 0 | 0
Commercial_Miscellaneous (WA)_Existing_Food Preparation_Natural Gas_Fryer_E8_Baseline Forecast | Commercial | Miscellaneous (WA) | Existing | Food Preparation | Natural Gas | Fryer | E8 |  | Baseline Forecast | 0 | 0 | 0 | 0 | 0 | 0 | 0 | 0 | 0 | 0 | 0 | 0 | 0 | 0 | 0 | 0 | 0 | 0 | 0 | 0 | 0 | 0 | 0 | 0 | 0 | 0 | 0
Commercial_Miscellaneous (WA)_Existing_Food Preparation_Natural Gas_Fryer_E9_Baseline Forecast | Commercial | Miscellaneous (WA) | Existing | Food Preparation | Natural Gas | Fryer | E9 |  | Baseline Forecast | 0 | 0 | 0 | 0 | 0 | 0 | 0 | 0 | 0 | 0 | 0 | 0 | 0 | 0 | 0 | 0 | 0 | 0 | 0 | 0 | 0 | 0 | 0 | 0 | 0 | 0 | 0
Commercial_Miscellaneous (WA)_Existing_Food Preparation_Natural Gas_Fryer_E10_Baseline Forecast | Commercial | Miscellaneous (WA) | Existing | Food Preparation | Natural Gas | Fryer | E10 |  | Baseline Forecast | 0 | 0 | 0 | 0 | 0 | 0 | 0 | 0 | 0 | 0 | 0 | 0 | 0 | 0 | 0 | 0 | 0 | 0 | 0 | 0 | 0 | 0 | 0 | 0 | 0 | 0 | 0
Commercial_Miscellaneous (WA)_Existing_Food Preparation_Natural Gas_Fryer_Vintage_Baseline Forecast | Commercial | Miscellaneous (WA) | Existing | Food Preparation | Natural Gas | Fryer | Vintage | Vintage | Baseline Forecast | 577301.1784 | 550155.3549 | 521930.7899 | 492869.2041 | 463183.3648 | 433060.2449 | 402663.8422 | 372137.6977 | 341607.1437 | 311181.311 | 280954.9203 | 251009.8817 | 224256.4774 | 200354.5331 | 179000.1315 | 159921.7476 | 142876.7964 | 127648.5485 | 114043.3741 | 101888.2809 | 91028.7149 | 81326.5948 | 72658.5565 | 64914.3843 | 57995.6098 | 51814.2596 | 46291.7366
Commercial_Miscellaneous (WA)_Existing_Food Preparation_Natural Gas_Broiler_E1_Baseline Forecast | Commercial | Miscellaneous (WA) | Existing | Food Preparation | Natural Gas | Broiler | E1 | Standard | Baseline Forecast | 0 | 177230.0855 | 372539.6768 | 582194.0404 | 802968.5739 | 1032083.4301 | 1267146.4251 | 1506103.1841 | 1747193.6088 | 1988913.8661 | 2192095.4162 | 2361748.493 | 2502247.4814 | 2617411.3529 | 2710573.9304 | 2784645.2687 | 2842165.2725 | 2885350.5358 | 2916135.2572 | 2936206.9825 | 2947037.8261 | 2949911.7458 | 2945948.367 | 2936123.7953 | 2921288.796 | 2902184.6752 | 2879457.1519
Commercial_Miscellaneous (WA)_Existing_Food Preparation_Natural Gas_Broiler_E2_Baseline Forecast | Commercial | Miscellaneous (WA) | Existing | Food Preparation | Natural Gas | Broiler | E2 | Infrared Burners | Baseline Forecast | 0 | 62270.03 | 130892.3189 | 204554.6628 | 282124.0935 | 362623.9079 | 445213.6088 | 529171.389 | 613878.8355 | 698807.5746 | 770195.6868 | 829803.5246 | 879168.034 | 919631.0159 | 952363.8134 | 978388.8782 | 998598.6092 | 1013771.8099 | 1024588.0634 | 1031640.2912 | 1035445.7227 | 1036455.4783 | 1035062.9398 | 1031611.0632 | 1026398.7662 | 1019686.5075 | 1011701.1615
Commercial_Miscellaneous (WA)_Existing_Food Preparation_Natural Gas_Broiler_E3_Baseline Forecast | Commercial | Miscellaneous (WA) | Existing | Food Preparation | Natural Gas | Broiler | E3 |  | Baseline Forecast | 0 | 0 | 0 | 0 | 0 | 0 | 0 | 0 | 0 | 0 | 0 | 0 | 0 | 0 | 0 | 0 | 0 | 0 | 0 | 0 | 0 | 0 | 0 | 0 | 0 | 0 | 0
Commercial_Miscellaneous (WA)_Existing_Food Preparation_Natural Gas_Broiler_E4_Baseline Forecast | Commercial | Miscellaneous (WA) | Existing | Food Preparation | Natural Gas | Broiler | E4 |  | Baseline Forecast | 0 | 0 | 0 | 0 | 0 | 0 | 0 | 0 | 0 | 0 | 0 | 0 | 0 | 0 | 0 | 0 | 0 | 0 | 0 | 0 | 0 | 0 | 0 | 0 | 0 | 0 | 0
Commercial_Miscellaneous (WA)_Existing_Food Preparation_Natural Gas_Broiler_E5_Baseline Forecast | Commercial | Miscellaneous (WA) | Existing | Food Preparation | Natural Gas | Broiler | E5 |  | Baseline Forecast | 0 | 0 | 0 | 0 | 0 | 0 | 0 | 0 | 0 | 0 | 0 | 0 | 0 | 0 | 0 | 0 | 0 | 0 | 0 | 0 | 0 | 0 | 0 | 0 | 0 | 0 | 0
Commercial_Miscellaneous (WA)_Existing_Food Preparation_Natural Gas_Broiler_E6_Baseline Forecast | Commercial | Miscellaneous (WA) | Existing | Food Preparation | Natural Gas | Broiler | E6 |  | Baseline Forecast | 0 | 0 | 0 | 0 | 0 | 0 | 0 | 0 | 0 | 0 | 0 | 0 | 0 | 0 | 0 | 0 | 0 | 0 | 0 | 0 | 0 | 0 | 0 | 0 | 0 | 0 | 0
Commercial_Miscellaneous (WA)_Existing_Food Preparation_Natural Gas_Broiler_E7_Baseline Forecast | Commercial | Miscellaneous (WA) | Existing | Food Preparation | Natural Gas | Broiler | E7 |  | Baseline Forecast | 0 | 0 | 0 | 0 | 0 | 0 | 0 | 0 | 0 | 0 | 0 | 0 | 0 | 0 | 0 | 0 | 0 | 0 | 0 | 0 | 0 | 0 | 0 | 0 | 0 | 0 | 0
Commercial_Miscellaneous (WA)_Existing_Food Preparation_Natural Gas_Broiler_E8_Baseline Forecast | Commercial | Miscellaneous (WA) | Existing | Food Preparation | Natural Gas | Broiler | E8 |  | Baseline Forecast | 0 | 0 | 0 | 0 | 0 | 0 | 0 | 0 | 0 | 0 | 0 | 0 | 0 | 0 | 0 | 0 | 0 | 0 | 0 | 0 | 0 | 0 | 0 | 0 | 0 | 0 | 0
Commercial_Miscellaneous (WA)_Existing_Food Preparation_Natural Gas_Broiler_E9_Baseline Forecast | Commercial | Miscellaneous (WA) | Existing | Food Preparation | Natural Gas | Broiler | E9 |  | Baseline Forecast | 0 | 0 | 0 | 0 | 0 | 0 | 0 | 0 | 0 | 0 | 0 | 0 | 0 | 0 | 0 | 0 | 0 | 0 | 0 | 0 | 0 | 0 | 0 | 0 | 0 | 0 | 0
Commercial_Miscellaneous (WA)_Existing_Food Preparation_Natural Gas_Broiler_E10_Baseline Forecast | Commercial | Miscellaneous (WA) | Existing | Food Preparation | Natural Gas | Broiler | E10 |  | Baseline Forecast | 0 | 0 | 0 | 0 | 0 | 0 | 0 | 0 | 0 | 0 | 0 | 0 | 0 | 0 | 0 | 0 | 0 | 0 | 0 | 0 | 0 | 0 | 0 | 0 | 0 | 0 | 0
Commercial_Miscellaneous (WA)_Existing_Food Preparation_Natural Gas_Broiler_Vintage_Baseline Forecast | Commercial | Miscellaneous (WA) | Existing | Food Preparation | Natural Gas | Broiler | Vintage | Vintage | Baseline Forecast | 6579950.5419 | 6227003.0032 | 5851579.69 | 5458693.8155 | 5052669.8078 | 4637231.6463 | 4215580.0024 | 3790459.6004 | 3364218.0366 | 2938857.1355 | 2567277.4976 | 2242679.1933 | 1959122.054 | 1711416.9667 | 1495030.9134 | 1306004.0163 | 1140877.0717 | 996628.2466 | 870617.7786 | 760539.6687 | 664379.4807 | 580377.4774 | 506996.417 | 442893.4218 | 386895.4029 | 337977.5934 | 295244.7942
Commercial_Miscellaneous (WA)_Existing_Food Preparation_Natural Gas_Griddle_E1_Baseline Forecast | Commercial | Miscellaneous (WA) | Existing | Food Preparation | Natural Gas | Griddle | E1 | Standard | Baseline Forecast | 0 | 188611.1272 | 396462.7574 | 619580.3265 | 854532.1605 | 1098359.901 | 1348517.7472 | 1602819.4001 | 1859391.7345 | 2116634.347 | 2332863.4432 | 2513410.9951 | 2662932.294 | 2785491.5511 | 2884636.6749 | 2963464.5926 | 3024678.3122 | 3070636.7688 | 3103398.368 | 3124759.0231 | 3136285.3823 | 3139343.8541 | 3135125.9622 | 3124670.4939 | 3108882.8474 | 3088551.9326 | 3064364.9342
Commercial_Miscellaneous (WA)_Existing_Food Preparation_Natural Gas_Griddle_E2_Baseline Forecast | Commercial | Miscellaneous (WA) | Existing | Food Preparation | Natural Gas | Griddle | E2 | ENERGY STAR | Baseline Forecast | 0 | 77038.3477 | 161935.4925 | 253068.0207 | 349034.2628 | 448625.8751 | 550803.0235 | 654672.7127 | 759469.8634 | 864540.7896 | 952859.7162 | 1026604.491 | 1087676.5708 | 1137735.9857 | 1178231.8813 | 1210429.1998 | 1235431.9867 | 1254203.7506 | 1267585.2489 | 1276310.0235 | 1281017.973 | 1282267.208 | 1280544.4071 | 1276273.8637 | 1269825.3884 | 1261521.2119 | 1251642.0154
Commercial_Miscellaneous (WA)_Existing_Food Preparation_Natural Gas_Griddle_E3_Baseline Forecast | Commercial | Miscellaneous (WA) | Existing | Food Preparation | Natural Gas | Griddle | E3 |  | Baseline Forecast | 0 | 0 | 0 | 0 | 0 | 0 | 0 | 0 | 0 | 0 | 0 | 0 | 0 | 0 | 0 | 0 | 0 | 0 | 0 | 0 | 0 | 0 | 0 | 0 | 0 | 0 | 0
Commercial_Miscellaneous (WA)_Existing_Food Preparation_Natural Gas_Griddle_E4_Baseline Forecast | Commercial | Miscellaneous (WA) | Existing | Food Preparation | Natural Gas | Griddle | E4 |  | Baseline Forecast | 0 | 0 | 0 | 0 | 0 | 0 | 0 | 0 | 0 | 0 | 0 | 0 | 0 | 0 | 0 | 0 | 0 | 0 | 0 | 0 | 0 | 0 | 0 | 0 | 0 | 0 | 0
Commercial_Miscellaneous (WA)_Existing_Food Preparation_Natural Gas_Griddle_E5_Baseline Forecast | Commercial | Miscellaneous (WA) | Existing | Food Preparation | Natural Gas | Griddle | E5 |  | Baseline Forecast | 0 | 0 | 0 | 0 | 0 | 0 | 0 | 0 | 0 | 0 | 0 | 0 | 0 | 0 | 0 | 0 | 0 | 0 | 0 | 0 | 0 | 0 | 0 | 0 | 0 | 0 | 0
Commercial_Miscellaneous (WA)_Existing_Food Preparation_Natural Gas_Griddle_E6_Baseline Forecast | Commercial | Miscellaneous (WA) | Existing | Food Preparation | Natural Gas | Griddle | E6 |  | Baseline Forecast | 0 | 0 | 0 | 0 | 0 | 0 | 0 | 0 | 0 | 0 | 0 | 0 | 0 | 0 | 0 | 0 | 0 | 0 | 0 | 0 | 0 | 0 | 0 | 0 | 0 | 0 | 0
Commercial_Miscellaneous (WA)_Existing_Food Preparation_Natural Gas_Griddle_E7_Baseline Forecast | Commercial | Miscellaneous (WA) | Existing | Food Preparation | Natural Gas | Griddle | E7 |  | Baseline Forecast | 0 | 0 | 0 | 0 | 0 | 0 | 0 | 0 | 0 | 0 | 0 | 0 | 0 | 0 | 0 | 0 | 0 | 0 | 0 | 0 | 0 | 0 | 0 | 0 | 0 | 0 | 0
Commercial_Miscellaneous (WA)_Existing_Food Preparation_Natural Gas_Griddle_E8_Baseline Forecast | Commercial | Miscellaneous (WA) | Existing | Food Preparation | Natural Gas | Griddle | E8 |  | Baseline Forecast | 0 | 0 | 0 | 0 | 0 | 0 | 0 | 0 | 0 | 0 | 0 | 0 | 0 | 0 | 0 | 0 | 0 | 0 | 0 | 0 | 0 | 0 | 0 | 0 | 0 | 0 | 0
Commercial_Miscellaneous (WA)_Existing_Food Preparation_Natural Gas_Griddle_E9_Baseline Forecast | Commercial | Miscellaneous (WA) | Existing | Food Preparation | Natural Gas | Griddle | E9 |  | Baseline Forecast | 0 | 0 | 0 | 0 | 0 | 0 | 0 | 0 | 0 | 0 | 0 | 0 | 0 | 0 | 0 | 0 | 0 | 0 | 0 | 0 | 0 | 0 | 0 | 0 | 0 | 0 | 0
Commercial_Miscellaneous (WA)_Existing_Food Preparation_Natural Gas_Griddle_E10_Baseline Forecast | Commercial | Miscellaneous (WA) | Existing | Food Preparation | Natural Gas | Griddle | E10 |  | Baseline Forecast | 0 | 0 | 0 | 0 | 0 | 0 | 0 | 0 | 0 | 0 | 0 | 0 | 0 | 0 | 0 | 0 | 0 | 0 | 0 | 0 | 0 | 0 | 0 | 0 | 0 | 0 | 0
Commercial_Miscellaneous (WA)_Existing_Food Preparation_Natural Gas_Griddle_Vintage_Baseline Forecast | Commercial | Miscellaneous (WA) | Existing | Food Preparation | Natural Gas | Griddle | Vintage | Vintage | Baseline Forecast | 7298369.786 | 6906886.3492 | 6490473.1636 | 6054690.8006 | 5604335.8426 | 5143538.8645 | 4675849.9968 | 4204313.6414 | 3731533.7123 | 3259730.5993 | 2847580.7534 | 2487541.8076 | 2173025.0273 | 1898274.7365 | 1658262.9882 | 1448597.5529 | 1265441.5405 | 1105443.1848 | 965674.5062 | 843577.7296 | 736918.4764 | 643744.876 | 562351.8457 | 491249.8882 | 429137.8333 | 374879.0268 | 327480.5292
Commercial_Miscellaneous (WA)_Existing_Food Preparation_Natural Gas_Range_E1_Baseline Forecast | Commercial | Miscellaneous (WA) | Existing | Food Preparation | Natural Gas | Range | E1 | Standard | Baseline Forecast | 0 | 130767.5329 | 295579.7167 | 484981.1724 | 691594.6492 | 909675.4294 | 1134761.0264 | 1363395.8025 | 1592914.4885 | 1821272.0123 | 1990999.4507 | 2114800.6293 | 2202660.4675 | 2262426.3122 | 2300264.9856 | 2321022.1182 | 2328504.6583 | 2325702.9818 | 2314965.5161 | 2298136.0295 | 2276661.568 | 2251677.316 | 2224073.3128 | 2194546.9056 | 2163643.9866 | 2131791.4146 | 2099322.5029
Commercial_Miscellaneous (WA)_Existing_Food Preparation_Natural Gas_Range_E2_Baseline Forecast | Commercial | Miscellaneous (WA) | Existing | Food Preparation | Natural Gas | Range | E2 | High Efficiency | Baseline Forecast | 0 | 188177.6694 | 425346.4216 | 697899.7359 | 995221.5684 | 1309045.1302 | 1632948.7941 | 1961959.8133 | 2292242.8005 | 2620854.847 | 2865096.7706 | 3043249.6861 | 3169682.1362 | 3255686.6444 | 3310137.4183 | 3340007.4384 | 3350774.996 | 3346743.3153 | 3331291.8403 | 3307073.7985 | 3276171.5247 | 3240218.5766 | 3200495.7429 | 3158006.5227 | 3113536.4685 | 3067699.8405 | 3020976.2847
Commercial_Miscellaneous (WA)_Existing_Food Preparation_Natural Gas_Range_E3_Baseline Forecast | Commercial | Miscellaneous (WA) | Existing | Food Preparation | Natural Gas | Range | E3 |  | Baseline Forecast | 0 | 0 | 0 | 0 | 0 | 0 | 0 | 0 | 0 | 0 | 0 | 0 | 0 | 0 | 0 | 0 | 0 | 0 | 0 | 0 | 0 | 0 | 0 | 0 | 0 | 0 | 0
Commercial_Miscellaneous (WA)_Existing_Food Preparation_Natural Gas_Range_E4_Baseline Forecast | Commercial | Miscellaneous (WA) | Existing | Food Preparation | Natural Gas | Range | E4 |  | Baseline Forecast | 0 | 0 | 0 | 0 | 0 | 0 | 0 | 0 | 0 | 0 | 0 | 0 | 0 | 0 | 0 | 0 | 0 | 0 | 0 | 0 | 0 | 0 | 0 | 0 | 0 | 0 | 0
Commercial_Miscellaneous (WA)_Existing_Food Preparation_Natural Gas_Range_E5_Baseline Forecast | Commercial | Miscellaneous (WA) | Existing | Food Preparation | Natural Gas | Range | E5 |  | Baseline Forecast | 0 | 0 | 0 | 0 | 0 | 0 | 0 | 0 | 0 | 0 | 0 | 0 | 0 | 0 | 0 | 0 | 0 | 0 | 0 | 0 | 0 | 0 | 0 | 0 | 0 | 0 | 0
Commercial_Miscellaneous (WA)_Existing_Food Preparation_Natural Gas_Range_E6_Baseline Forecast | Commercial | Miscellaneous (WA) | Existing | Food Preparation | Natural Gas | Range | E6 |  | Baseline Forecast | 0 | 0 | 0 | 0 | 0 | 0 | 0 | 0 | 0 | 0 | 0 | 0 | 0 | 0 | 0 | 0 | 0 | 0 | 0 | 0 | 0 | 0 | 0 | 0 | 0 | 0 | 0
Commercial_Miscellaneous (WA)_Existing_Food Preparation_Natural Gas_Range_E7_Baseline Forecast | Commercial | Miscellaneous (WA) | Existing | Food Preparation | Natural Gas | Range | E7 |  | Baseline Forecast | 0 | 0 | 0 | 0 | 0 | 0 | 0 | 0 | 0 | 0 | 0 | 0 | 0 | 0 | 0 | 0 | 0 | 0 | 0 | 0 | 0 | 0 | 0 | 0 | 0 | 0 | 0
Commercial_Miscellaneous (WA)_Existing_Food Preparation_Natural Gas_Range_E8_Baseline Forecast | Commercial | Miscellaneous (WA) | Existing | Food Preparation | Natural Gas | Range | E8 |  | Baseline Forecast | 0 | 0 | 0 | 0 | 0 | 0 | 0 | 0 | 0 | 0 | 0 | 0 | 0 | 0 | 0 | 0 | 0 | 0 | 0 | 0 | 0 | 0 | 0 | 0 | 0 | 0 | 0
Commercial_Miscellaneous (WA)_Existing_Food Preparation_Natural Gas_Range_E9_Baseline Forecast | Commercial | Miscellaneous (WA) | Existing | Food Preparation | Natural Gas | Range | E9 |  | Baseline Forecast | 0 | 0 | 0 | 0 | 0 | 0 | 0 | 0 | 0 | 0 | 0 | 0 | 0 | 0 | 0 | 0 | 0 | 0 | 0 | 0 | 0 | 0 | 0 | 0 | 0 | 0 | 0
Commercial_Miscellaneous (WA)_Existing_Food Preparation_Natural Gas_Range_E10_Baseline Forecast | Commercial | Miscellaneous (WA) | Existing | Food Preparation | Natural Gas | Range | E10 |  | Baseline Forecast | 0 | 0 | 0 | 0 | 0 | 0 | 0 | 0 | 0 | 0 | 0 | 0 | 0 | 0 | 0 | 0 | 0 | 0 | 0 | 0 | 0 | 0 | 0 | 0 | 0 | 0 | 0
Commercial_Miscellaneous (WA)_Existing_Food Preparation_Natural Gas_Range_Vintage_Baseline Forecast | Commercial | Miscellaneous (WA) | Existing | Food Preparation | Natural Gas | Range | Vintage | Vintage | Baseline Forecast | 8113518.3045 | 7654684.8555 | 7115227.5392 | 6518166.6714 | 5881454.6796 | 5219062.9083 | 4541836.0014 | 3858163.5541 | 3174508.1021 | 2495820.163 | 1962231.0247 | 1542719.5643 | 1212896.7609 | 953587.7982 | 749717.3034 | 589432.9144 | 463416.2224 | 364341.03 | 286447.4305 | 225206.9453 | 177059.2536 | 139205.2063 | 109444.0932 | 86045.7009 | 67649.7234 | 53186.6791 | 41815.7339
Commercial_Miscellaneous (WA)_Existing_Food Preparation_Natural Gas_Steamer_E1_Baseline Forecast | Commercial | Miscellaneous (WA) | Existing | Food Preparation | Natural Gas | Steamer | E1 | Standard | Baseline Forecast | 0 | 5203.3632 | 10937.5293 | 17092.8489 | 23574.6496 | 30301.3169 | 37202.6178 | 44218.2371 | 51296.4996 | 58393.2535 | 64358.5353 | 69339.4424 | 73464.4038 | 76845.5423 | 79580.7366 | 81755.4243 | 83444.1752 | 84712.0672 | 85615.8872 | 86205.1804 | 86523.1671 | 86607.5435 | 86491.1813 | 86202.738 | 85767.1918 | 85206.3069 | 84539.0412
Commercial_Miscellaneous (WA)_Existing_Food Preparation_Natural Gas_Steamer_E2_Baseline Forecast | Commercial | Miscellaneous (WA) | Existing | Food Preparation | Natural Gas | Steamer | E2 | ENERGY STAR | Baseline Forecast | 0 | 5203.3632 | 10937.5293 | 17092.8489 | 23574.6496 | 30301.3169 | 37202.6178 | 44218.2371 | 51296.4996 | 58393.2535 | 64358.5353 | 69339.4424 | 73464.4038 | 76845.5423 | 79580.7366 | 81755.4243 | 83444.1752 | 84712.0672 | 85615.8872 | 86205.1804 | 86523.1671 | 86607.5435 | 86491.1813 | 86202.738 | 85767.1918 | 85206.3069 | 84539.0412
Commercial_Miscellaneous (WA)_Existing_Food Preparation_Natural Gas_Steamer_E3_Baseline Forecast | Commercial | Miscellaneous (WA) | Existing | Food Preparation | Natural Gas | Steamer | E3 |  | Baseline Forecast | 0 | 0 | 0 | 0 | 0 | 0 | 0 | 0 | 0 | 0 | 0 | 0 | 0 | 0 | 0 | 0 | 0 | 0 | 0 | 0 | 0 | 0 | 0 | 0 | 0 | 0 | 0
Commercial_Miscellaneous (WA)_Existing_Food Preparation_Natural Gas_Steamer_E4_Baseline Forecast | Commercial | Miscellaneous (WA) | Existing | Food Preparation | Natural Gas | Steamer | E4 |  | Baseline Forecast | 0 | 0 | 0 | 0 | 0 | 0 | 0 | 0 | 0 | 0 | 0 | 0 | 0 | 0 | 0 | 0 | 0 | 0 | 0 | 0 | 0 | 0 | 0 | 0 | 0 | 0 | 0
Commercial_Miscellaneous (WA)_Existing_Food Preparation_Natural Gas_Steamer_E5_Baseline Forecast | Commercial | Miscellaneous (WA) | Existing | Food Preparation | Natural Gas | Steamer | E5 |  | Baseline Forecast | 0 | 0 | 0 | 0 | 0 | 0 | 0 | 0 | 0 | 0 | 0 | 0 | 0 | 0 | 0 | 0 | 0 | 0 | 0 | 0 | 0 | 0 | 0 | 0 | 0 | 0 | 0
Commercial_Miscellaneous (WA)_Existing_Food Preparation_Natural Gas_Steamer_E6_Baseline Forecast | Commercial | Miscellaneous (WA) | Existing | Food Preparation | Natural Gas | Steamer | E6 |  | Baseline Forecast | 0 | 0 | 0 | 0 | 0 | 0 | 0 | 0 | 0 | 0 | 0 | 0 | 0 | 0 | 0 | 0 | 0 | 0 | 0 | 0 | 0 | 0 | 0 | 0 | 0 | 0 | 0
Commercial_Miscellaneous (WA)_Existing_Food Preparation_Natural Gas_Steamer_E7_Baseline Forecast | Commercial | Miscellaneous (WA) | Existing | Food Preparation | Natural Gas | Steamer | E7 |  | Baseline Forecast | 0 | 0 | 0 | 0 | 0 | 0 | 0 | 0 | 0 | 0 | 0 | 0 | 0 | 0 | 0 | 0 | 0 | 0 | 0 | 0 | 0 | 0 | 0 | 0 | 0 | 0 | 0
Commercial_Miscellaneous (WA)_Existing_Food Preparation_Natural Gas_Steamer_E8_Baseline Forecast | Commercial | Miscellaneous (WA) | Existing | Food Preparation | Natural Gas | Steamer | E8 |  | Baseline Forecast | 0 | 0 | 0 | 0 | 0 | 0 | 0 | 0 | 0 | 0 | 0 | 0 | 0 | 0 | 0 | 0 | 0 | 0 | 0 | 0 | 0 | 0 | 0 | 0 | 0 | 0 | 0
Commercial_Miscellaneous (WA)_Existing_Food Preparation_Natural Gas_Steamer_E9_Baseline Forecast | Commercial | Miscellaneous (WA) | Existing | Food Preparation | Natural Gas | Steamer | E9 |  | Baseline Forecast | 0 | 0 | 0 | 0 | 0 | 0 | 0 | 0 | 0 | 0 | 0 | 0 | 0 | 0 | 0 | 0 | 0 | 0 | 0 | 0 | 0 | 0 | 0 | 0 | 0 | 0 | 0
Commercial_Miscellaneous (WA)_Existing_Food Preparation_Natural Gas_Steamer_E10_Baseline Forecast | Commercial | Miscellaneous (WA) | Existing | Food Preparation | Natural Gas | Steamer | E10 |  | Baseline Forecast | 0 | 0 | 0 | 0 | 0 | 0 | 0 | 0 | 0 | 0 | 0 | 0 | 0 | 0 | 0 | 0 | 0 | 0 | 0 | 0 | 0 | 0 | 0 | 0 | 0 | 0 | 0
Commercial_Miscellaneous (WA)_Existing_Food Preparation_Natural Gas_Steamer_Vintage_Baseline Forecast | Commercial | Miscellaneous (WA) | Existing | Food Preparation | Natural Gas | Steamer | Vintage | Vintage | Baseline Forecast | 285911.1171 | 270574.8886 | 254262.0458 | 237190.4221 | 219547.9221 | 201496.3596 | 183174.8096 | 164702.5357 | 146181.5451 | 127698.821 | 111552.9931 | 97448.5917 | 85127.5054 | 74364.2576 | 64961.8802 | 56748.3091 | 49573.2355 | 43305.3552 | 37829.9654 | 33046.8664 | 28868.5269 | 25218.4833 | 22029.9394 | 19244.5448 | 16811.3265 | 14685.7565 | 12828.9367
Commercial_Miscellaneous (WA)_Existing_Food Preparation_Natural Gas_Food Prep Other_E1_Baseline Forecast | Commercial | Miscellaneous (WA) | Existing | Food Preparation | Natural Gas | Food Prep Other | E1 | Standard | Baseline Forecast | 0 | 0 | 0 | 0 | 0 | 0 | 0 | 0 | 0 | 0 | 0 | 0 | 0 | 0 | 0 | 0 | 0 | 0 | 0 | 0 | 0 | 0 | 0 | 0 | 0 | 0 | 0
Commercial_Miscellaneous (WA)_Existing_Food Preparation_Natural Gas_Food Prep Other_E2_Baseline Forecast | Commercial | Miscellaneous (WA) | Existing | Food Preparation | Natural Gas | Food Prep Other | E2 | ENERGY STAR | Baseline Forecast | 0 | 0 | 0 | 0 | 0 | 0 | 0 | 0 | 0 | 0 | 0 | 0 | 0 | 0 | 0 | 0 | 0 | 0 | 0 | 0 | 0 | 0 | 0 | 0 | 0 | 0 | 0
Commercial_Miscellaneous (WA)_Existing_Food Preparation_Natural Gas_Food Prep Other_E3_Baseline Forecast | Commercial | Miscellaneous (WA) | Existing | Food Preparation | Natural Gas | Food Prep Other | E3 |  | Baseline Forecast | 0 | 0 | 0 | 0 | 0 | 0 | 0 | 0 | 0 | 0 | 0 | 0 | 0 | 0 | 0 | 0 | 0 | 0 | 0 | 0 | 0 | 0 | 0 | 0 | 0 | 0 | 0
Commercial_Miscellaneous (WA)_Existing_Food Preparation_Natural Gas_Food Prep Other_E4_Baseline Forecast | Commercial | Miscellaneous (WA) | Existing | Food Preparation | Natural Gas | Food Prep Other | E4 |  | Baseline Forecast | 0 | 0 | 0 | 0 | 0 | 0 | 0 | 0 | 0 | 0 | 0 | 0 | 0 | 0 | 0 | 0 | 0 | 0 | 0 | 0 | 0 | 0 | 0 | 0 | 0 | 0 | 0
Commercial_Miscellaneous (WA)_Existing_Food Preparation_Natural Gas_Food Prep Other_E5_Baseline Forecast | Commercial | Miscellaneous (WA) | Existing | Food Preparation | Natural Gas | Food Prep Other | E5 |  | Baseline Forecast | 0 | 0 | 0 | 0 | 0 | 0 | 0 | 0 | 0 | 0 | 0 | 0 | 0 | 0 | 0 | 0 | 0 | 0 | 0 | 0 | 0 | 0 | 0 | 0 | 0 | 0 | 0
Commercial_Miscellaneous (WA)_Existing_Food Preparation_Natural Gas_Food Prep Other_E6_Baseline Forecast | Commercial | Miscellaneous (WA) | Existing | Food Preparation | Natural Gas | Food Prep Other | E6 |  | Baseline Forecast | 0 | 0 | 0 | 0 | 0 | 0 | 0 | 0 | 0 | 0 | 0 | 0 | 0 | 0 | 0 | 0 | 0 | 0 | 0 | 0 | 0 | 0 | 0 | 0 | 0 | 0 | 0
Commercial_Miscellaneous (WA)_Existing_Food Preparation_Natural Gas_Food Prep Other_E7_Baseline Forecast | Commercial | Miscellaneous (WA) | Existing | Food Preparation | Natural Gas | Food Prep Other | E7 |  | Baseline Forecast | 0 | 0 | 0 | 0 | 0 | 0 | 0 | 0 | 0 | 0 | 0 | 0 | 0 | 0 | 0 | 0 | 0 | 0 | 0 | 0 | 0 | 0 | 0 | 0 | 0 | 0 | 0
Commercial_Miscellaneous (WA)_Existing_Food Preparation_Natural Gas_Food Prep Other_E8_Baseline Forecast | Commercial | Miscellaneous (WA) | Existing | Food Preparation | Natural Gas | Food Prep Other | E8 |  | Baseline Forecast | 0 | 0 | 0 | 0 | 0 | 0 | 0 | 0 | 0 | 0 | 0 | 0 | 0 | 0 | 0 | 0 | 0 | 0 | 0 | 0 | 0 | 0 | 0 | 0 | 0 | 0 | 0
Commercial_Miscellaneous (WA)_Existing_Food Preparation_Natural Gas_Food Prep Other_E9_Baseline Forecast | Commercial | Miscellaneous (WA) | Existing | Food Preparation | Natural Gas | Food Prep Other | E9 |  | Baseline Forecast | 0 | 0 | 0 | 0 | 0 | 0 | 0 | 0 | 0 | 0 | 0 | 0 | 0 | 0 | 0 | 0 | 0 | 0 | 0 | 0 | 0 | 0 | 0 | 0 | 0 | 0 | 0
Commercial_Miscellaneous (WA)_Existing_Food Preparation_Natural Gas_Food Prep Other_E10_Baseline Forecast | Commercial | Miscellaneous (WA) | Existing | Food Preparation | Natural Gas | Food Prep Other | E10 |  | Baseline Forecast | 0 | 0 | 0 | 0 | 0 | 0 | 0 | 0 | 0 | 0 | 0 | 0 | 0 | 0 | 0 | 0 | 0 | 0 | 0 | 0 | 0 | 0 | 0 | 0 | 0 | 0 | 0
Commercial_Miscellaneous (WA)_Existing_Food Preparation_Natural Gas_Food Prep Other_Vintage_Baseline Forecast | Commercial | Miscellaneous (WA) | Existing | Food Preparation | Natural Gas | Food Prep Other | Vintage | Vintage | Baseline Forecast | 0 | 0 | 0 | 0 | 0 | 0 | 0 | 0 | 0 | 0 | 0 | 0 | 0 | 0 | 0 | 0 | 0 | 0 | 0 | 0 | 0 | 0 | 0 | 0 | 0 | 0 | 0
Commercial_Miscellaneous (WA)_Existing_Miscellaneous_Natural Gas_Pool Heater_E1_Baseline Forecast | Commercial | Miscellaneous (WA) | Existing | Miscellaneous | Natural Gas | Pool Heater | E1 | Standard (EF .82) | Baseline Forecast | 0 | 26193.0846 | 50624.9101 | 73531.8682 | 95103.5037 | 115492.444 | 130820.276 | 142181.1351 | 150435.0289 | 156257.8964 | 160180.964 | 162621.6873 | 163908.0783 | 164297.8307 | 163993.3573 | 163153.6115 | 161903.382 | 160340.6 | 158542.0845 | 156568.0585 | 154465.7005 | 152271.936 | 150015.6327 | 147719.3254 | 145400.5735 | 143073.0268 | 140747.2643
Commercial_Miscellaneous (WA)_Existing_Miscellaneous_Natural Gas_Pool Heater_E2_Baseline Forecast | Commercial | Miscellaneous (WA) | Existing | Miscellaneous | Natural Gas | Pool Heater | E2 | Condensing (EF .90) | Baseline Forecast | 0 | 2910.3427 | 5624.99 | 8170.2076 | 10567.056 | 12832.4938 | 14535.5862 | 15797.9039 | 16715.0032 | 17361.9885 | 17797.8849 | 18069.0764 | 18212.0087 | 18255.3145 | 18221.4841 | 18128.1791 | 17989.2647 | 17815.6222 | 17615.7872 | 17396.4509 | 17162.8556 | 16919.104 | 16668.4036 | 16413.2584 | 16155.6193 | 15897.003 | 15638.5849
Commercial_Miscellaneous (WA)_Existing_Miscellaneous_Natural Gas_Pool Heater_E3_Baseline Forecast | Commercial | Miscellaneous (WA) | Existing | Miscellaneous | Natural Gas | Pool Heater | E3 |  | Baseline Forecast | 0 | 0 | 0 | 0 | 0 | 0 | 0 | 0 | 0 | 0 | 0 | 0 | 0 | 0 | 0 | 0 | 0 | 0 | 0 | 0 | 0 | 0 | 0 | 0 | 0 | 0 | 0
Commercial_Miscellaneous (WA)_Existing_Miscellaneous_Natural Gas_Pool Heater_E4_Baseline Forecast | Commercial | Miscellaneous (WA) | Existing | Miscellaneous | Natural Gas | Pool Heater | E4 |  | Baseline Forecast | 0 | 0 | 0 | 0 | 0 | 0 | 0 | 0 | 0 | 0 | 0 | 0 | 0 | 0 | 0 | 0 | 0 | 0 | 0 | 0 | 0 | 0 | 0 | 0 | 0 | 0 | 0
Commercial_Miscellaneous (WA)_Existing_Miscellaneous_Natural Gas_Pool Heater_E5_Baseline Forecast | Commercial | Miscellaneous (WA) | Existing | Miscellaneous | Natural Gas | Pool Heater | E5 |  | Baseline Forecast | 0 | 0 | 0 | 0 | 0 | 0 | 0 | 0 | 0 | 0 | 0 | 0 | 0 | 0 | 0 | 0 | 0 | 0 | 0 | 0 | 0 | 0 | 0 | 0 | 0 | 0 | 0
Commercial_Miscellaneous (WA)_Existing_Miscellaneous_Natural Gas_Pool Heater_E6_Baseline Forecast | Commercial | Miscellaneous (WA) | Existing | Miscellaneous | Natural Gas | Pool Heater | E6 |  | Baseline Forecast | 0 | 0 | 0 | 0 | 0 | 0 | 0 | 0 | 0 | 0 | 0 | 0 | 0 | 0 | 0 | 0 | 0 | 0 | 0 | 0 | 0 | 0 | 0 | 0 | 0 | 0 | 0
Commercial_Miscellaneous (WA)_Existing_Miscellaneous_Natural Gas_Pool Heater_E7_Baseline Forecast | Commercial | Miscellaneous (WA) | Existing | Miscellaneous | Natural Gas | Pool Heater | E7 |  | Baseline Forecast | 0 | 0 | 0 | 0 | 0 | 0 | 0 | 0 | 0 | 0 | 0 | 0 | 0 | 0 | 0 | 0 | 0 | 0 | 0 | 0 | 0 | 0 | 0 | 0 | 0 | 0 | 0
Commercial_Miscellaneous (WA)_Existing_Miscellaneous_Natural Gas_Pool Heater_E8_Baseline Forecast | Commercial | Miscellaneous (WA) | Existing | Miscellaneous | Natural Gas | Pool Heater | E8 |  | Baseline Forecast | 0 | 0 | 0 | 0 | 0 | 0 | 0 | 0 | 0 | 0 | 0 | 0 | 0 | 0 | 0 | 0 | 0 | 0 | 0 | 0 | 0 | 0 | 0 | 0 | 0 | 0 | 0
Commercial_Miscellaneous (WA)_Existing_Miscellaneous_Natural Gas_Pool Heater_E9_Baseline Forecast | Commercial | Miscellaneous (WA) | Existing | Miscellaneous | Natural Gas | Pool Heater | E9 |  | Baseline Forecast | 0 | 0 | 0 | 0 | 0 | 0 | 0 | 0 | 0 | 0 | 0 | 0 | 0 | 0 | 0 | 0 | 0 | 0 | 0 | 0 | 0 | 0 | 0 | 0 | 0 | 0 | 0
Commercial_Miscellaneous (WA)_Existing_Miscellaneous_Natural Gas_Pool Heater_E10_Baseline Forecast | Commercial | Miscellaneous (WA) | Existing | Miscellaneous | Natural Gas | Pool Heater | E10 |  | Baseline Forecast | 0 | 0 | 0 | 0 | 0 | 0 | 0 | 0 | 0 | 0 | 0 | 0 | 0 | 0 | 0 | 0 | 0 | 0 | 0 | 0 | 0 | 0 | 0 | 0 | 0 | 0 | 0
Commercial_Miscellaneous (WA)_Existing_Miscellaneous_Natural Gas_Pool Heater_Vintage_Baseline Forecast | Commercial | Miscellaneous (WA) | Existing | Miscellaneous | Natural Gas | Pool Heater | Vintage | Vintage | Baseline Forecast | 246783.4483 | 213425.1339 | 182097.1343 | 152535.5269 | 124528.4637 | 97905.137 | 76973.6939 | 60517.249 | 47579.0785 | 37406.9997 | 29409.6411 | 23122.0627 | 18178.7251 | 14292.2391 | 11236.6569 | 8834.3372 | 6945.6168 | 5460.6918 | 4293.2336 | 3375.3698 | 2653.7391 | 2086.3879 | 1640.3326 | 1289.6408 | 1013.9245 | 797.1544 | 626.7283
Commercial_Miscellaneous (WA)_Existing_Miscellaneous_Natural Gas_Miscellaneous_E1_Baseline Forecast | Commercial | Miscellaneous (WA) | Existing | Miscellaneous | Natural Gas | Miscellaneous | E1 | Standard | Baseline Forecast | 0 | 1711120.6927 | 3683545.5305 | 5857263.4194 | 7640837.042 | 9096585.7523 | 10276991.0466 | 11226247.6025 | 11981569.8148 | 12574292.3704 | 13030797.3299 | 13373295.0644 | 13620482.0846 | 13788095.1693 | 13889378.1395 | 13935475.0488 | 13935761.3893 | 13898123.0843 | 13829191.498 | 13734541.396 | 13618857.6974 | 13486075.9361 | 13339500.5788 | 13181904.6873 | 13015613.8681 | 12842576.9854 | 12664425.7233
Commercial_Miscellaneous (WA)_Existing_Miscellaneous_Natural Gas_Miscellaneous_E2_Baseline Forecast | Commercial | Miscellaneous (WA) | Existing | Miscellaneous | Natural Gas | Miscellaneous | E2 |  | Baseline Forecast | 0 | 0 | 0 | 0 | 0 | 0 | 0 | 0 | 0 | 0 | 0 | 0 | 0 | 0 | 0 | 0 | 0 | 0 | 0 | 0 | 0 | 0 | 0 | 0 | 0 | 0 | 0
Commercial_Miscellaneous (WA)_Existing_Miscellaneous_Natural Gas_Miscellaneous_E3_Baseline Forecast | Commercial | Miscellaneous (WA) | Existing | Miscellaneous | Natural Gas | Miscellaneous | E3 |  | Baseline Forecast | 0 | 0 | 0 | 0 | 0 | 0 | 0 | 0 | 0 | 0 | 0 | 0 | 0 | 0 | 0 | 0 | 0 | 0 | 0 | 0 | 0 | 0 | 0 | 0 | 0 | 0 | 0
Commercial_Miscellaneous (WA)_Existing_Miscellaneous_Natural Gas_Miscellaneous_E4_Baseline Forecast | Commercial | Miscellaneous (WA) | Existing | Miscellaneous | Natural Gas | Miscellaneous | E4 |  | Baseline Forecast | 0 | 0 | 0 | 0 | 0 | 0 | 0 | 0 | 0 | 0 | 0 | 0 | 0 | 0 | 0 | 0 | 0 | 0 | 0 | 0 | 0 | 0 | 0 | 0 | 0 | 0 | 0
Commercial_Miscellaneous (WA)_Existing_Miscellaneous_Natural Gas_Miscellaneous_E5_Baseline Forecast | Commercial | Miscellaneous (WA) | Existing | Miscellaneous | Natural Gas | Miscellaneous | E5 |  | Baseline Forecast | 0 | 0 | 0 | 0 | 0 | 0 | 0 | 0 | 0 | 0 | 0 | 0 | 0 | 0 | 0 | 0 | 0 | 0 | 0 | 0 | 0 | 0 | 0 | 0 | 0 | 0 | 0
Commercial_Miscellaneous (WA)_Existing_Miscellaneous_Natural Gas_Miscellaneous_E6_Baseline Forecast | Commercial | Miscellaneous (WA) | Existing | Miscellaneous | Natural Gas | Miscellaneous | E6 |  | Baseline Forecast | 0 | 0 | 0 | 0 | 0 | 0 | 0 | 0 | 0 | 0 | 0 | 0 | 0 | 0 | 0 | 0 | 0 | 0 | 0 | 0 | 0 | 0 | 0 | 0 | 0 | 0 | 0
Commercial_Miscellaneous (WA)_Existing_Miscellaneous_Natural Gas_Miscellaneous_E7_Baseline Forecast | Commercial | Miscellaneous (WA) | Existing | Miscellaneous | Natural Gas | Miscellaneous | E7 |  | Baseline Forecast | 0 | 0 | 0 | 0 | 0 | 0 | 0 | 0 | 0 | 0 | 0 | 0 | 0 | 0 | 0 | 0 | 0 | 0 | 0 | 0 | 0 | 0 | 0 | 0 | 0 | 0 | 0
Commercial_Miscellaneous (WA)_Existing_Miscellaneous_Natural Gas_Miscellaneous_E8_Baseline Forecast | Commercial | Miscellaneous (WA) | Existing | Miscellaneous | Natural Gas | Miscellaneous | E8 |  | Baseline Forecast | 0 | 0 | 0 | 0 | 0 | 0 | 0 | 0 | 0 | 0 | 0 | 0 | 0 | 0 | 0 | 0 | 0 | 0 | 0 | 0 | 0 | 0 | 0 | 0 | 0 | 0 | 0
Commercial_Miscellaneous (WA)_Existing_Miscellaneous_Natural Gas_Miscellaneous_E9_Baseline Forecast | Commercial | Miscellaneous (WA) | Existing | Miscellaneous | Natural Gas | Miscellaneous | E9 |  | Baseline Forecast | 0 | 0 | 0 | 0 | 0 | 0 | 0 | 0 | 0 | 0 | 0 | 0 | 0 | 0 | 0 | 0 | 0 | 0 | 0 | 0 | 0 | 0 | 0 | 0 | 0 | 0 | 0
Commercial_Miscellaneous (WA)_Existing_Miscellaneous_Natural Gas_Miscellaneous_E10_Baseline Forecast | Commercial | Miscellaneous (WA) | Existing | Miscellaneous | Natural Gas | Miscellaneous | E10 |  | Baseline Forecast | 0 | 0 | 0 | 0 | 0 | 0 | 0 | 0 | 0 | 0 | 0 | 0 | 0 | 0 | 0 | 0 | 0 | 0 | 0 | 0 | 0 | 0 | 0 | 0 | 0 | 0 | 0
Commercial_Miscellaneous (WA)_Existing_Miscellaneous_Natural Gas_Miscellaneous_Vintage_Baseline Forecast | Commercial | Miscellaneous (WA) | Existing | Miscellaneous | Natural Gas | Miscellaneous | Vintage | Vintage | Baseline Forecast | 20313304.1294 | 18251954.0552 | 15935338.2734 | 13423363.7673 | 11307365.5379 | 9524923.6797 | 8023457.878 | 6758676.3406 | 5693269.2327 | 4795808.0729 | 4039818.623 | 3402999.9238 | 2866566.4383 | 2414693.8963 | 2034052.4939 | 1713413.6771 | 1443318.9103 | 1215800.6584 | 1024147.3527 | 862705.4054 | 726712.4351 | 612156.7803 | 515659.1598 | 434372.9868 | 365900.3978 | 308221.5173 | 259634.8742
Commercial_Miscellaneous (WA)_New_Space Heating_Natural Gas_Furnace_E1_Baseline Forecast | Commercial | Miscellaneous (WA) | New | Space Heating | Natural Gas | Furnace | E1 | AFUE 80% (Standard) | Baseline Forecast | 0 | 292582.877 | 565631.0612 | 840817.9008 | 1115968.5075 | 1385727.2548 | 1650952.1066 | 1910765.6056 | 2166529.4072 | 2418375.6302 | 2666218.5698 | 2905780.2 | 3141959.0149 | 3374521.7915 | 3602800.7606 | 3826777.5821 | 4047806.0006 | 4265215.4575 | 4478912.6074 | 4688803.2226 | 4895587.1111 | 5102058.8822 | 5304869.8748 | 5504283.8006 | 5700635.8259 | 5894621.6419 | 6069014.7078
Commercial_Miscellaneous (WA)_New_Space Heating_Natural Gas_Furnace_E2_Baseline Forecast | Commercial | Miscellaneous (WA) | New | Space Heating | Natural Gas | Furnace | E2 | AFUE 90% | Baseline Forecast | 0 | 0 | 0 | 0 | 0 | 0 | 0 | 0 | 0 | 0 | 0 | 0 | 0 | 0 | 0 | 0 | 0 | 0 | 0 | 0 | 0 | 0 | 0 | 0 | 0 | 0 | 0
Commercial_Miscellaneous (WA)_New_Space Heating_Natural Gas_Furnace_E3_Baseline Forecast | Commercial | Miscellaneous (WA) | New | Space Heating | Natural Gas | Furnace | E3 | AFUE 96% | Baseline Forecast | 0 | 0 | 0 | 0 | 0 | 0 | 0 | 0 | 0 | 0 | 0 | 0 | 0 | 0 | 0 | 0 | 0 | 0 | 0 | 0 | 0 | 0 | 0 | 0 | 0 | 0 | 0
Commercial_Miscellaneous (WA)_New_Space Heating_Natural Gas_Furnace_E4_Baseline Forecast | Commercial | Miscellaneous (WA) | New | Space Heating | Natural Gas | Furnace | E4 |  | Baseline Forecast | 0 | 0 | 0 | 0 | 0 | 0 | 0 | 0 | 0 | 0 | 0 | 0 | 0 | 0 | 0 | 0 | 0 | 0 | 0 | 0 | 0 | 0 | 0 | 0 | 0 | 0 | 0
Commercial_Miscellaneous (WA)_New_Space Heating_Natural Gas_Furnace_E5_Baseline Forecast | Commercial | Miscellaneous (WA) | New | Space Heating | Natural Gas | Furnace | E5 |  | Baseline Forecast | 0 | 0 | 0 | 0 | 0 | 0 | 0 | 0 | 0 | 0 | 0 | 0 | 0 | 0 | 0 | 0 | 0 | 0 | 0 | 0 | 0 | 0 | 0 | 0 | 0 | 0 | 0
Commercial_Miscellaneous (WA)_New_Space Heating_Natural Gas_Furnace_E6_Baseline Forecast | Commercial | Miscellaneous (WA) | New | Space Heating | Natural Gas | Furnace | E6 |  | Baseline Forecast | 0 | 0 | 0 | 0 | 0 | 0 | 0 | 0 | 0 | 0 | 0 | 0 | 0 | 0 | 0 | 0 | 0 | 0 | 0 | 0 | 0 | 0 | 0 | 0 | 0 | 0 | 0
Commercial_Miscellaneous (WA)_New_Space Heating_Natural Gas_Furnace_E7_Baseline Forecast | Commercial | Miscellaneous (WA) | New | Space Heating | Natural Gas | Furnace | E7 |  | Baseline Forecast | 0 | 0 | 0 | 0 | 0 | 0 | 0 | 0 | 0 | 0 | 0 | 0 | 0 | 0 | 0 | 0 | 0 | 0 | 0 | 0 | 0 | 0 | 0 | 0 | 0 | 0 | 0
Commercial_Miscellaneous (WA)_New_Space Heating_Natural Gas_Furnace_E8_Baseline Forecast | Commercial | Miscellaneous (WA) | New | Space Heating | Natural Gas | Furnace | E8 |  | Baseline Forecast | 0 | 0 | 0 | 0 | 0 | 0 | 0 | 0 | 0 | 0 | 0 | 0 | 0 | 0 | 0 | 0 | 0 | 0 | 0 | 0 | 0 | 0 | 0 | 0 | 0 | 0 | 0
Commercial_Miscellaneous (WA)_New_Space Heating_Natural Gas_Furnace_E9_Baseline Forecast | Commercial | Miscellaneous (WA) | New | Space Heating | Natural Gas | Furnace | E9 |  | Baseline Forecast | 0 | 0 | 0 | 0 | 0 | 0 | 0 | 0 | 0 | 0 | 0 | 0 | 0 | 0 | 0 | 0 | 0 | 0 | 0 | 0 | 0 | 0 | 0 | 0 | 0 | 0 | 0
Commercial_Miscellaneous (WA)_New_Space Heating_Natural Gas_Furnace_E10_Baseline Forecast | Commercial | Miscellaneous (WA) | New | Space Heating | Natural Gas | Furnace | E10 |  | Baseline Forecast | 0 | 0 | 0 | 0 | 0 | 0 | 0 | 0 | 0 | 0 | 0 | 0 | 0 | 0 | 0 | 0 | 0 | 0 | 0 | 0 | 0 | 0 | 0 | 0 | 0 | 0 | 0
Commercial_Miscellaneous (WA)_New_Space Heating_Natural Gas_Furnace_Vintage_Baseline Forecast | Commercial | Miscellaneous (WA) | New | Space Heating | Natural Gas | Furnace | Vintage | Vintage | Baseline Forecast | 0 | 0 | 0 | 0 | 0 | 0 | 0 | 0 | 0 | 0 | 0 | 0 | 0 | 0 | 0 | 0 | 0 | 0 | 0 | 0 | 0 | 0 | 0 | 0 | 0 | 0 | 0
Commercial_Miscellaneous (WA)_New_Space Heating_Natural Gas_Boiler_E1_Baseline Forecast | Commercial | Miscellaneous (WA) | New | Space Heating | Natural Gas | Boiler | E1 | AFUE 80% (Standard) | Baseline Forecast | 0 | 122024.402 | 235901.6792 | 350323.2298 | 464729.7149 | 576537.2782 | 686097.5737 | 793043.9515 | 898323.3626 | 1001604.4536 | 1103243.8147 | 1201100.8581 | 1297576.0763 | 1392179.0815 | 1485039.4988 | 1576149.8679 | 1668936.615 | 1759871.7381 | 1849254.1271 | 1936703.9089 | 2023194.7113 | 2109554.9653 | 2194055.0609 | 2277139.787 | 2358948.7891 | 2439771.9228 | 2512431.844
Commercial_Miscellaneous (WA)_New_Space Heating_Natural Gas_Boiler_E2_Baseline Forecast | Commercial | Miscellaneous (WA) | New | Space Heating | Natural Gas | Boiler | E2 | AFUE 85% | Baseline Forecast | 0 | 0 | 0 | 0 | 0 | 0 | 0 | 0 | 0 | 0 | 0 | 0 | 0 | 0 | 0 | 0 | 0 | 0 | 0 | 0 | 0 | 0 | 0 | 0 | 0 | 0 | 0
Commercial_Miscellaneous (WA)_New_Space Heating_Natural Gas_Boiler_E3_Baseline Forecast | Commercial | Miscellaneous (WA) | New | Space Heating | Natural Gas | Boiler | E3 | AFUE 97% | Baseline Forecast | 0 | 15928.5933 | 30793.6924 | 46122.8953 | 61450.08 | 76833.9216 | 92327.2967 | 107883.1335 | 123196.5024 | 138661.0507 | 153879.7786 | 168976.182 | 183859.4112 | 198909.8893 | 213683.1376 | 228177.969 | 239606.2487 | 251179.8098 | 262555.7503 | 274069.5146 | 285077.4349 | 296068.74 | 307194.1444 | 318133.1993 | 328904.2904 | 339545.5808 | 349112.0908
Commercial_Miscellaneous (WA)_New_Space Heating_Natural Gas_Boiler_E4_Baseline Forecast | Commercial | Miscellaneous (WA) | New | Space Heating | Natural Gas | Boiler | E4 | Convert to NG Air Source Heat Pump | Baseline Forecast | 0 | 0 | 0 | 0 | 0 | 0 | 0 | 0 | 0 | 0 | 0 | 0 | 0 | 0 | 0 | 0 | 0 | 0 | 0 | 0 | 0 | 0 | 0 | 0 | 0 | 0 | 0
Commercial_Miscellaneous (WA)_New_Space Heating_Natural Gas_Boiler_E5_Baseline Forecast | Commercial | Miscellaneous (WA) | New | Space Heating | Natural Gas | Boiler | E5 |  | Baseline Forecast | 0 | 0 | 0 | 0 | 0 | 0 | 0 | 0 | 0 | 0 | 0 | 0 | 0 | 0 | 0 | 0 | 0 | 0 | 0 | 0 | 0 | 0 | 0 | 0 | 0 | 0 | 0
Commercial_Miscellaneous (WA)_New_Space Heating_Natural Gas_Boiler_E6_Baseline Forecast | Commercial | Miscellaneous (WA) | New | Space Heating | Natural Gas | Boiler | E6 |  | Baseline Forecast | 0 | 0 | 0 | 0 | 0 | 0 | 0 | 0 | 0 | 0 | 0 | 0 | 0 | 0 | 0 | 0 | 0 | 0 | 0 | 0 | 0 | 0 | 0 | 0 | 0 | 0 | 0
Commercial_Miscellaneous (WA)_New_Space Heating_Natural Gas_Boiler_E7_Baseline Forecast | Commercial | Miscellaneous (WA) | New | Space Heating | Natural Gas | Boiler | E7 |  | Baseline Forecast | 0 | 0 | 0 | 0 | 0 | 0 | 0 | 0 | 0 | 0 | 0 | 0 | 0 | 0 | 0 | 0 | 0 | 0 | 0 | 0 | 0 | 0 | 0 | 0 | 0 | 0 | 0
Commercial_Miscellaneous (WA)_New_Space Heating_Natural Gas_Boiler_E8_Baseline Forecast | Commercial | Miscellaneous (WA) | New | Space Heating | Natural Gas | Boiler | E8 |  | Baseline Forecast | 0 | 0 | 0 | 0 | 0 | 0 | 0 | 0 | 0 | 0 | 0 | 0 | 0 | 0 | 0 | 0 | 0 | 0 | 0 | 0 | 0 | 0 | 0 | 0 | 0 | 0 | 0
Commercial_Miscellaneous (WA)_New_Space Heating_Natural Gas_Boiler_E9_Baseline Forecast | Commercial | Miscellaneous (WA) | New | Space Heating | Natural Gas | Boiler | E9 |  | Baseline Forecast | 0 | 0 | 0 | 0 | 0 | 0 | 0 | 0 | 0 | 0 | 0 | 0 | 0 | 0 | 0 | 0 | 0 | 0 | 0 | 0 | 0 | 0 | 0 | 0 | 0 | 0 | 0
Commercial_Miscellaneous (WA)_New_Space Heating_Natural Gas_Boiler_E10_Baseline Forecast | Commercial | Miscellaneous (WA) | New | Space Heating | Natural Gas | Boiler | E10 |  | Baseline Forecast | 0 | 0 | 0 | 0 | 0 | 0 | 0 | 0 | 0 | 0 | 0 | 0 | 0 | 0 | 0 | 0 | 0 | 0 | 0 | 0 | 0 | 0 | 0 | 0 | 0 | 0 | 0
Commercial_Miscellaneous (WA)_New_Space Heating_Natural Gas_Boiler_Vintage_Baseline Forecast | Commercial | Miscellaneous (WA) | New | Space Heating | Natural Gas | Boiler | Vintage | Vintage | Baseline Forecast | 0 | 0 | 0 | 0 | 0 | 0 | 0 | 0 | 0 | 0 | 0 | 0 | 0 | 0 | 0 | 0 | 0 | 0 | 0 | 0 | 0 | 0 | 0 | 0 | 0 | 0 | 0
Commercial_Miscellaneous (WA)_New_Space Heating_Natural Gas_Unit Heater_E1_Baseline Forecast | Commercial | Miscellaneous (WA) | New | Space Heating | Natural Gas | Unit Heater | E1 | Standard | Baseline Forecast | 0 | 2189.8206 | 4233.4349 | 6293.0559 | 8352.4057 | 10371.4003 | 12356.4613 | 14301.0213 | 16215.2716 | 18100.201 | 19955.168 | 21748.154 | 23515.8215 | 25256.425 | 26964.9665 | 28641.3089 | 30295.5841 | 31922.7733 | 33522.178 | 35093.0929 | 36640.7557 | 38186.0825 | 39704.0103 | 41196.513 | 42666.0991 | 44117.9754 | 45423.2108
Commercial_Miscellaneous (WA)_New_Space Heating_Natural Gas_Unit Heater_E2_Baseline Forecast | Commercial | Miscellaneous (WA) | New | Space Heating | Natural Gas | Unit Heater | E2 | Condensing | Baseline Forecast | 0 | 0 | 0 | 0 | 0 | 0 | 0 | 0 | 0 | 0 | 0 | 0 | 0 | 0 | 0 | 0 | 0 | 0 | 0 | 0 | 0 | 0 | 0 | 0 | 0 | 0 | 0
Commercial_Miscellaneous (WA)_New_Space Heating_Natural Gas_Unit Heater_E3_Baseline Forecast | Commercial | Miscellaneous (WA) | New | Space Heating | Natural Gas | Unit Heater | E3 | Infrared Radiant | Baseline Forecast | 0 | 0 | 0 | 0 | 0 | 0 | 0 | 0 | 0 | 0 | 0 | 0 | 0 | 0 | 0 | 0 | 0 | 0 | 0 | 0 | 0 | 0 | 0 | 0 | 0 | 0 | 0
Commercial_Miscellaneous (WA)_New_Space Heating_Natural Gas_Unit Heater_E4_Baseline Forecast | Commercial | Miscellaneous (WA) | New | Space Heating | Natural Gas | Unit Heater | E4 |  | Baseline Forecast | 0 | 0 | 0 | 0 | 0 | 0 | 0 | 0 | 0 | 0 | 0 | 0 | 0 | 0 | 0 | 0 | 0 | 0 | 0 | 0 | 0 | 0 | 0 | 0 | 0 | 0 | 0
Commercial_Miscellaneous (WA)_New_Space Heating_Natural Gas_Unit Heater_E5_Baseline Forecast | Commercial | Miscellaneous (WA) | New | Space Heating | Natural Gas | Unit Heater | E5 |  | Baseline Forecast | 0 | 0 | 0 | 0 | 0 | 0 | 0 | 0 | 0 | 0 | 0 | 0 | 0 | 0 | 0 | 0 | 0 | 0 | 0 | 0 | 0 | 0 | 0 | 0 | 0 | 0 | 0
Commercial_Miscellaneous (WA)_New_Space Heating_Natural Gas_Unit Heater_E6_Baseline Forecast | Commercial | Miscellaneous (WA) | New | Space Heating | Natural Gas | Unit Heater | E6 |  | Baseline Forecast | 0 | 0 | 0 | 0 | 0 | 0 | 0 | 0 | 0 | 0 | 0 | 0 | 0 | 0 | 0 | 0 | 0 | 0 | 0 | 0 | 0 | 0 | 0 | 0 | 0 | 0 | 0
Commercial_Miscellaneous (WA)_New_Space Heating_Natural Gas_Unit Heater_E7_Baseline Forecast | Commercial | Miscellaneous (WA) | New | Space Heating | Natural Gas | Unit Heater | E7 |  | Baseline Forecast | 0 | 0 | 0 | 0 | 0 | 0 | 0 | 0 | 0 | 0 | 0 | 0 | 0 | 0 | 0 | 0 | 0 | 0 | 0 | 0 | 0 | 0 | 0 | 0 | 0 | 0 | 0
Commercial_Miscellaneous (WA)_New_Space Heating_Natural Gas_Unit Heater_E8_Baseline Forecast | Commercial | Miscellaneous (WA) | New | Space Heating | Natural Gas | Unit Heater | E8 |  | Baseline Forecast | 0 | 0 | 0 | 0 | 0 | 0 | 0 | 0 | 0 | 0 | 0 | 0 | 0 | 0 | 0 | 0 | 0 | 0 | 0 | 0 | 0 | 0 | 0 | 0 | 0 | 0 | 0
Commercial_Miscellaneous (WA)_New_Space Heating_Natural Gas_Unit Heater_E9_Baseline Forecast | Commercial | Miscellaneous (WA) | New | Space Heating | Natural Gas | Unit Heater | E9 |  | Baseline Forecast | 0 | 0 | 0 | 0 | 0 | 0 | 0 | 0 | 0 | 0 | 0 | 0 | 0 | 0 | 0 | 0 | 0 | 0 | 0 | 0 | 0 | 0 | 0 | 0 | 0 | 0 | 0
Commercial_Miscellaneous (WA)_New_Space Heating_Natural Gas_Unit Heater_E10_Baseline Forecast | Commercial | Miscellaneous (WA) | New | Space Heating | Natural Gas | Unit Heater | E10 |  | Baseline Forecast | 0 | 0 | 0 | 0 | 0 | 0 | 0 | 0 | 0 | 0 | 0 | 0 | 0 | 0 | 0 | 0 | 0 | 0 | 0 | 0 | 0 | 0 | 0 | 0 | 0 | 0 | 0
Commercial_Miscellaneous (WA)_New_Space Heating_Natural Gas_Unit Heater_Vintage_Baseline Forecast | Commercial | Miscellaneous (WA) | New | Space Heating | Natural Gas | Unit Heater | Vintage | Vintage | Baseline Forecast | 0 | 0 | 0 | 0 | 0 | 0 | 0 | 0 | 0 | 0 | 0 | 0 | 0 | 0 | 0 | 0 | 0 | 0 | 0 | 0 | 0 | 0 | 0 | 0 | 0 | 0 | 0
Commercial_Miscellaneous (WA)_New_Water Heating_Natural Gas_Water Heater_E1_Baseline Forecast | Commercial | Miscellaneous (WA) | New | Water Heating | Natural Gas | Water Heater | E1 | TE 0.80 | Baseline Forecast | 0 | 200493.6758 | 387601.1194 | 576174.0857 | 764722.2233 | 949575.566 | 1131322.0373 | 1309360.3558 | 1484623.6018 | 1657202.3101 | 1827037.7513 | 1991198.3895 | 2153040.939 | 2312405.5827 | 2468834.7289 | 2622315.8099 | 2773776.4851 | 2922757.2512 | 3069194.143 | 3213022.5905 | 3354722.1402 | 3496207.81 | 3635184.9157 | 3771834.1667 | 3906385.2372 | 4039314.8525 | 4158818.4516
Commercial_Miscellaneous (WA)_New_Water Heating_Natural Gas_Water Heater_E2_Baseline Forecast | Commercial | Miscellaneous (WA) | New | Water Heating | Natural Gas | Water Heater | E2 | TE 0.90 | Baseline Forecast | 0 | 0 | 0 | 0 | 0 | 0 | 0 | 0 | 0 | 0 | 0 | 0 | 0 | 0 | 0 | 0 | 0 | 0 | 0 | 0 | 0 | 0 | 0 | 0 | 0 | 0 | 0
Commercial_Miscellaneous (WA)_New_Water Heating_Natural Gas_Water Heater_E3_Baseline Forecast | Commercial | Miscellaneous (WA) | New | Water Heating | Natural Gas | Water Heater | E3 | TE 0.94 | Baseline Forecast | 0 | 226088.6132 | 437082.1133 | 649728.2243 | 862346.3369 | 1070797.9787 | 1275746.1272 | 1476512.7417 | 1674150.019 | 1868760.0518 | 2060276.6131 | 2245393.9286 | 2427897.2291 | 2607606.2954 | 2784005.1198 | 2957079.5303 | 3127875.6108 | 3295875.1982 | 3461006.1612 | 3623195.6872 | 3782984.541 | 3942532.2113 | 4099251.0751 | 4253344.9113 | 4405072.7143 | 4554972.0678 | 4689731.4455
Commercial_Miscellaneous (WA)_New_Water Heating_Natural Gas_Water Heater_E4_Baseline Forecast | Commercial | Miscellaneous (WA) | New | Water Heating | Natural Gas | Water Heater | E4 | Instantaneous TE 0.94 | Baseline Forecast | 0 | 0 | 0 | 0 | 0 | 0 | 0 | 0 | 0 | 0 | 0 | 0 | 0 | 0 | 0 | 0 | 0 | 0 | 0 | 0 | 0 | 0 | 0 | 0 | 0 | 0 | 0
Commercial_Miscellaneous (WA)_New_Water Heating_Natural Gas_Water Heater_E5_Baseline Forecast | Commercial | Miscellaneous (WA) | New | Water Heating | Natural Gas | Water Heater | E5 | Gas-Fired Absorption HPWH | Baseline Forecast | 0 | 0 | 0 | 0 | 0 | 0 | 0 | 0 | 0 | 0 | 0 | 0 | 0 | 0 | 0 | 0 | 0 | 0 | 0 | 0 | 0 | 0 | 0 | 0 | 0 | 0 | 0
Commercial_Miscellaneous (WA)_New_Water Heating_Natural Gas_Water Heater_E6_Baseline Forecast | Commercial | Miscellaneous (WA) | New | Water Heating | Natural Gas | Water Heater | E6 |  | Baseline Forecast | 0 | 0 | 0 | 0 | 0 | 0 | 0 | 0 | 0 | 0 | 0 | 0 | 0 | 0 | 0 | 0 | 0 | 0 | 0 | 0 | 0 | 0 | 0 | 0 | 0 | 0 | 0
Commercial_Miscellaneous (WA)_New_Water Heating_Natural Gas_Water Heater_E7_Baseline Forecast | Commercial | Miscellaneous (WA) | New | Water Heating | Natural Gas | Water Heater | E7 |  | Baseline Forecast | 0 | 0 | 0 | 0 | 0 | 0 | 0 | 0 | 0 | 0 | 0 | 0 | 0 | 0 | 0 | 0 | 0 | 0 | 0 | 0 | 0 | 0 | 0 | 0 | 0 | 0 | 0
Commercial_Miscellaneous (WA)_New_Water Heating_Natural Gas_Water Heater_E8_Baseline Forecast | Commercial | Miscellaneous (WA) | New | Water Heating | Natural Gas | Water Heater | E8 |  | Baseline Forecast | 0 | 0 | 0 | 0 | 0 | 0 | 0 | 0 | 0 | 0 | 0 | 0 | 0 | 0 | 0 | 0 | 0 | 0 | 0 | 0 | 0 | 0 | 0 | 0 | 0 | 0 | 0
Commercial_Miscellaneous (WA)_New_Water Heating_Natural Gas_Water Heater_E9_Baseline Forecast | Commercial | Miscellaneous (WA) | New | Water Heating | Natural Gas | Water Heater | E9 |  | Baseline Forecast | 0 | 0 | 0 | 0 | 0 | 0 | 0 | 0 | 0 | 0 | 0 | 0 | 0 | 0 | 0 | 0 | 0 | 0 | 0 | 0 | 0 | 0 | 0 | 0 | 0 | 0 | 0
Commercial_Miscellaneous (WA)_New_Water Heating_Natural Gas_Water Heater_E10_Baseline Forecast | Commercial | Miscellaneous (WA) | New | Water Heating | Natural Gas | Water Heater | E10 |  | Baseline Forecast | 0 | 0 | 0 | 0 | 0 | 0 | 0 | 0 | 0 | 0 | 0 | 0 | 0 | 0 | 0 | 0 | 0 | 0 | 0 | 0 | 0 | 0 | 0 | 0 | 0 | 0 | 0
Commercial_Miscellaneous (WA)_New_Water Heating_Natural Gas_Water Heater_Vintage_Baseline Forecast | Commercial | Miscellaneous (WA) | New | Water Heating | Natural Gas | Water Heater | Vintage | Vintage | Baseline Forecast | 0 | 0 | 0 | 0 | 0 | 0 | 0 | 0 | 0 | 0 | 0 | 0 | 0 | 0 | 0 | 0 | 0 | 0 | 0 | 0 | 0 | 0 | 0 | 0 | 0 | 0 | 0
Commercial_Miscellaneous (WA)_New_Food Preparation_Natural Gas_Oven_E1_Baseline Forecast | Commercial | Miscellaneous (WA) | New | Food Preparation | Natural Gas | Oven | E1 | Standard | Baseline Forecast | 0 | 62214.6501 | 120275.4548 | 178791.0218 | 237298.8843 | 294660.225 | 351057.4808 | 406304.0698 | 460689.5335 | 514241.9656 | 566943.1419 | 617883.3854 | 668104.3091 | 717556.3206 | 766097.4257 | 813723.7248 | 860723.0771 | 906952.8956 | 952393.3314 | 997024.3478 | 1040994.7517 | 1084898.7872 | 1128024.3968 | 1170427.6562 | 1212179.8349 | 1253428.8643 | 1290511.7028
Commercial_Miscellaneous (WA)_New_Food Preparation_Natural Gas_Oven_E2_Baseline Forecast | Commercial | Miscellaneous (WA) | New | Food Preparation | Natural Gas | Oven | E2 | ENERGY STAR (>42% Baking Efficiency) | Baseline Forecast | 0 | 89528.399 | 173079.3129 | 257284.6411 | 341478.8823 | 424023.2506 | 505180.2773 | 584681.4663 | 662943.475 | 740006.731 | 815845.009 | 889149.2619 | 961418.3961 | 1032581.0467 | 1102432.8809 | 1170968.2869 | 1238601.5012 | 1305127.3376 | 1370517.2329 | 1434742.3542 | 1498016.8378 | 1561195.8157 | 1623254.6199 | 1684273.9443 | 1744356.3478 | 1803714.7071 | 1857077.8162
Commercial_Miscellaneous (WA)_New_Food Preparation_Natural Gas_Oven_E3_Baseline Forecast | Commercial | Miscellaneous (WA) | New | Food Preparation | Natural Gas | Oven | E3 |  | Baseline Forecast | 0 | 0 | 0 | 0 | 0 | 0 | 0 | 0 | 0 | 0 | 0 | 0 | 0 | 0 | 0 | 0 | 0 | 0 | 0 | 0 | 0 | 0 | 0 | 0 | 0 | 0 | 0
Commercial_Miscellaneous (WA)_New_Food Preparation_Natural Gas_Oven_E4_Baseline Forecast | Commercial | Miscellaneous (WA) | New | Food Preparation | Natural Gas | Oven | E4 |  | Baseline Forecast | 0 | 0 | 0 | 0 | 0 | 0 | 0 | 0 | 0 | 0 | 0 | 0 | 0 | 0 | 0 | 0 | 0 | 0 | 0 | 0 | 0 | 0 | 0 | 0 | 0 | 0 | 0
Commercial_Miscellaneous (WA)_New_Food Preparation_Natural Gas_Oven_E5_Baseline Forecast | Commercial | Miscellaneous (WA) | New | Food Preparation | Natural Gas | Oven | E5 |  | Baseline Forecast | 0 | 0 | 0 | 0 | 0 | 0 | 0 | 0 | 0 | 0 | 0 | 0 | 0 | 0 | 0 | 0 | 0 | 0 | 0 | 0 | 0 | 0 | 0 | 0 | 0 | 0 | 0
Commercial_Miscellaneous (WA)_New_Food Preparation_Natural Gas_Oven_E6_Baseline Forecast | Commercial | Miscellaneous (WA) | New | Food Preparation | Natural Gas | Oven | E6 |  | Baseline Forecast | 0 | 0 | 0 | 0 | 0 | 0 | 0 | 0 | 0 | 0 | 0 | 0 | 0 | 0 | 0 | 0 | 0 | 0 | 0 | 0 | 0 | 0 | 0 | 0 | 0 | 0 | 0
Commercial_Miscellaneous (WA)_New_Food Preparation_Natural Gas_Oven_E7_Baseline Forecast | Commercial | Miscellaneous (WA) | New | Food Preparation | Natural Gas | Oven | E7 |  | Baseline Forecast | 0 | 0 | 0 | 0 | 0 | 0 | 0 | 0 | 0 | 0 | 0 | 0 | 0 | 0 | 0 | 0 | 0 | 0 | 0 | 0 | 0 | 0 | 0 | 0 | 0 | 0 | 0
Commercial_Miscellaneous (WA)_New_Food Preparation_Natural Gas_Oven_E8_Baseline Forecast | Commercial | Miscellaneous (WA) | New | Food Preparation | Natural Gas | Oven | E8 |  | Baseline Forecast | 0 | 0 | 0 | 0 | 0 | 0 | 0 | 0 | 0 | 0 | 0 | 0 | 0 | 0 | 0 | 0 | 0 | 0 | 0 | 0 | 0 | 0 | 0 | 0 | 0 | 0 | 0
Commercial_Miscellaneous (WA)_New_Food Preparation_Natural Gas_Oven_E9_Baseline Forecast | Commercial | Miscellaneous (WA) | New | Food Preparation | Natural Gas | Oven | E9 |  | Baseline Forecast | 0 | 0 | 0 | 0 | 0 | 0 | 0 | 0 | 0 | 0 | 0 | 0 | 0 | 0 | 0 | 0 | 0 | 0 | 0 | 0 | 0 | 0 | 0 | 0 | 0 | 0 | 0
Commercial_Miscellaneous (WA)_New_Food Preparation_Natural Gas_Oven_E10_Baseline Forecast | Commercial | Miscellaneous (WA) | New | Food Preparation | Natural Gas | Oven | E10 |  | Baseline Forecast | 0 | 0 | 0 | 0 | 0 | 0 | 0 | 0 | 0 | 0 | 0 | 0 | 0 | 0 | 0 | 0 | 0 | 0 | 0 | 0 | 0 | 0 | 0 | 0 | 0 | 0 | 0
Commercial_Miscellaneous (WA)_New_Food Preparation_Natural Gas_Oven_Vintage_Baseline Forecast | Commercial | Miscellaneous (WA) | New | Food Preparation | Natural Gas | Oven | Vintage | Vintage | Baseline Forecast | 0 | 0 | 0 | 0 | 0 | 0 | 0 | 0 | 0 | 0 | 0 | 0 | 0 | 0 | 0 | 0 | 0 | 0 | 0 | 0 | 0 | 0 | 0 | 0 | 0 | 0 | 0
Commercial_Miscellaneous (WA)_New_Food Preparation_Natural Gas_Conveyor Oven_E1_Baseline Forecast | Commercial | Miscellaneous (WA) | New | Food Preparation | Natural Gas | Conveyor Oven | E1 | Standard | Baseline Forecast | 0 | 31107.3251 | 60137.7274 | 89395.5109 | 118649.4421 | 147330.1125 | 175528.7404 | 203152.0349 | 230344.7667 | 257120.9828 | 283471.5709 | 308941.6927 | 334052.1546 | 358778.1603 | 383048.7129 | 406861.8624 | 430361.5386 | 453476.4478 | 476196.6657 | 498512.1739 | 520497.3759 | 542449.3936 | 564012.1984 | 585213.8281 | 606089.9175 | 626714.4321 | 645255.8514
Commercial_Miscellaneous (WA)_New_Food Preparation_Natural Gas_Conveyor Oven_E2_Baseline Forecast | Commercial | Miscellaneous (WA) | New | Food Preparation | Natural Gas | Conveyor Oven | E2 | ENERGY STAR (>42% Baking Efficiency) | Baseline Forecast | 0 | 44764.1995 | 86539.6565 | 128642.3206 | 170739.4411 | 212011.6253 | 252590.1386 | 292340.7331 | 331471.7375 | 370003.3655 | 407922.5045 | 444574.631 | 480709.198 | 516290.5233 | 551216.4405 | 585484.1434 | 619300.7506 | 652563.6688 | 685258.6165 | 717371.1771 | 749008.4189 | 780597.9078 | 811627.3099 | 842136.9722 | 872178.1739 | 901857.3535 | 928538.9081
Commercial_Miscellaneous (WA)_New_Food Preparation_Natural Gas_Conveyor Oven_E3_Baseline Forecast | Commercial | Miscellaneous (WA) | New | Food Preparation | Natural Gas | Conveyor Oven | E3 |  | Baseline Forecast | 0 | 0 | 0 | 0 | 0 | 0 | 0 | 0 | 0 | 0 | 0 | 0 | 0 | 0 | 0 | 0 | 0 | 0 | 0 | 0 | 0 | 0 | 0 | 0 | 0 | 0 | 0
Commercial_Miscellaneous (WA)_New_Food Preparation_Natural Gas_Conveyor Oven_E4_Baseline Forecast | Commercial | Miscellaneous (WA) | New | Food Preparation | Natural Gas | Conveyor Oven | E4 |  | Baseline Forecast | 0 | 0 | 0 | 0 | 0 | 0 | 0 | 0 | 0 | 0 | 0 | 0 | 0 | 0 | 0 | 0 | 0 | 0 | 0 | 0 | 0 | 0 | 0 | 0 | 0 | 0 | 0
Commercial_Miscellaneous (WA)_New_Food Preparation_Natural Gas_Conveyor Oven_E5_Baseline Forecast | Commercial | Miscellaneous (WA) | New | Food Preparation | Natural Gas | Conveyor Oven | E5 |  | Baseline Forecast | 0 | 0 | 0 | 0 | 0 | 0 | 0 | 0 | 0 | 0 | 0 | 0 | 0 | 0 | 0 | 0 | 0 | 0 | 0 | 0 | 0 | 0 | 0 | 0 | 0 | 0 | 0
Commercial_Miscellaneous (WA)_New_Food Preparation_Natural Gas_Conveyor Oven_E6_Baseline Forecast | Commercial | Miscellaneous (WA) | New | Food Preparation | Natural Gas | Conveyor Oven | E6 |  | Baseline Forecast | 0 | 0 | 0 | 0 | 0 | 0 | 0 | 0 | 0 | 0 | 0 | 0 | 0 | 0 | 0 | 0 | 0 | 0 | 0 | 0 | 0 | 0 | 0 | 0 | 0 | 0 | 0
Commercial_Miscellaneous (WA)_New_Food Preparation_Natural Gas_Conveyor Oven_E7_Baseline Forecast | Commercial | Miscellaneous (WA) | New | Food Preparation | Natural Gas | Conveyor Oven | E7 |  | Baseline Forecast | 0 | 0 | 0 | 0 | 0 | 0 | 0 | 0 | 0 | 0 | 0 | 0 | 0 | 0 | 0 | 0 | 0 | 0 | 0 | 0 | 0 | 0 | 0 | 0 | 0 | 0 | 0
Commercial_Miscellaneous (WA)_New_Food Preparation_Natural Gas_Conveyor Oven_E8_Baseline Forecast | Commercial | Miscellaneous (WA) | New | Food Preparation | Natural Gas | Conveyor Oven | E8 |  | Baseline Forecast | 0 | 0 | 0 | 0 | 0 | 0 | 0 | 0 | 0 | 0 | 0 | 0 | 0 | 0 | 0 | 0 | 0 | 0 | 0 | 0 | 0 | 0 | 0 | 0 | 0 | 0 | 0
Commercial_Miscellaneous (WA)_New_Food Preparation_Natural Gas_Conveyor Oven_E9_Baseline Forecast | Commercial | Miscellaneous (WA) | New | Food Preparation | Natural Gas | Conveyor Oven | E9 |  | Baseline Forecast | 0 | 0 | 0 | 0 | 0 | 0 | 0 | 0 | 0 | 0 | 0 | 0 | 0 | 0 | 0 | 0 | 0 | 0 | 0 | 0 | 0 | 0 | 0 | 0 | 0 | 0 | 0
Commercial_Miscellaneous (WA)_New_Food Preparation_Natural Gas_Conveyor Oven_E10_Baseline Forecast | Commercial | Miscellaneous (WA) | New | Food Preparation | Natural Gas | Conveyor Oven | E10 |  | Baseline Forecast | 0 | 0 | 0 | 0 | 0 | 0 | 0 | 0 | 0 | 0 | 0 | 0 | 0 | 0 | 0 | 0 | 0 | 0 | 0 | 0 | 0 | 0 | 0 | 0 | 0 | 0 | 0
Commercial_Miscellaneous (WA)_New_Food Preparation_Natural Gas_Conveyor Oven_Vintage_Baseline Forecast | Commercial | Miscellaneous (WA) | New | Food Preparation | Natural Gas | Conveyor Oven | Vintage | Vintage | Baseline Forecast | 0 | 0 | 0 | 0 | 0 | 0 | 0 | 0 | 0 | 0 | 0 | 0 | 0 | 0 | 0 | 0 | 0 | 0 | 0 | 0 | 0 | 0 | 0 | 0 | 0 | 0 | 0
Commercial_Miscellaneous (WA)_New_Food Preparation_Natural Gas_Double Rack Oven_E1_Baseline Forecast | Commercial | Miscellaneous (WA) | New | Food Preparation | Natural Gas | Double Rack Oven | E1 | Standard | Baseline Forecast | 0 | 31107.3251 | 60137.7274 | 89395.5109 | 118649.4421 | 147330.1125 | 175528.7404 | 203152.0349 | 230344.7667 | 257120.9828 | 283471.5709 | 308941.6927 | 334052.1546 | 358778.1603 | 383048.7129 | 406861.8624 | 430361.5386 | 453476.4478 | 476196.6657 | 498512.1739 | 520497.3759 | 542449.3936 | 564012.1984 | 585213.8281 | 606089.9175 | 626714.4321 | 645255.8514
Commercial_Miscellaneous (WA)_New_Food Preparation_Natural Gas_Double Rack Oven_E2_Baseline Forecast | Commercial | Miscellaneous (WA) | New | Food Preparation | Natural Gas | Double Rack Oven | E2 | FTSC Qualified (>50% Cooking Efficiency) | Baseline Forecast | 0 | 44764.1995 | 86539.6565 | 128642.3206 | 170739.4411 | 212011.6253 | 252590.1386 | 292340.7331 | 331471.7375 | 370003.3655 | 407922.5045 | 444574.631 | 480709.198 | 516290.5233 | 551216.4405 | 585484.1434 | 619300.7506 | 652563.6688 | 685258.6165 | 717371.1771 | 749008.4189 | 780597.9078 | 811627.3099 | 842136.9722 | 872178.1739 | 901857.3535 | 928538.9081
Commercial_Miscellaneous (WA)_New_Food Preparation_Natural Gas_Double Rack Oven_E3_Baseline Forecast | Commercial | Miscellaneous (WA) | New | Food Preparation | Natural Gas | Double Rack Oven | E3 |  | Baseline Forecast | 0 | 0 | 0 | 0 | 0 | 0 | 0 | 0 | 0 | 0 | 0 | 0 | 0 | 0 | 0 | 0 | 0 | 0 | 0 | 0 | 0 | 0 | 0 | 0 | 0 | 0 | 0
Commercial_Miscellaneous (WA)_New_Food Preparation_Natural Gas_Double Rack Oven_E4_Baseline Forecast | Commercial | Miscellaneous (WA) | New | Food Preparation | Natural Gas | Double Rack Oven | E4 |  | Baseline Forecast | 0 | 0 | 0 | 0 | 0 | 0 | 0 | 0 | 0 | 0 | 0 | 0 | 0 | 0 | 0 | 0 | 0 | 0 | 0 | 0 | 0 | 0 | 0 | 0 | 0 | 0 | 0
Commercial_Miscellaneous (WA)_New_Food Preparation_Natural Gas_Double Rack Oven_E5_Baseline Forecast | Commercial | Miscellaneous (WA) | New | Food Preparation | Natural Gas | Double Rack Oven | E5 |  | Baseline Forecast | 0 | 0 | 0 | 0 | 0 | 0 | 0 | 0 | 0 | 0 | 0 | 0 | 0 | 0 | 0 | 0 | 0 | 0 | 0 | 0 | 0 | 0 | 0 | 0 | 0 | 0 | 0
Commercial_Miscellaneous (WA)_New_Food Preparation_Natural Gas_Double Rack Oven_E6_Baseline Forecast | Commercial | Miscellaneous (WA) | New | Food Preparation | Natural Gas | Double Rack Oven | E6 |  | Baseline Forecast | 0 | 0 | 0 | 0 | 0 | 0 | 0 | 0 | 0 | 0 | 0 | 0 | 0 | 0 | 0 | 0 | 0 | 0 | 0 | 0 | 0 | 0 | 0 | 0 | 0 | 0 | 0
Commercial_Miscellaneous (WA)_New_Food Preparation_Natural Gas_Double Rack Oven_E7_Baseline Forecast | Commercial | Miscellaneous (WA) | New | Food Preparation | Natural Gas | Double Rack Oven | E7 |  | Baseline Forecast | 0 | 0 | 0 | 0 | 0 | 0 | 0 | 0 | 0 | 0 | 0 | 0 | 0 | 0 | 0 | 0 | 0 | 0 | 0 | 0 | 0 | 0 | 0 | 0 | 0 | 0 | 0
Commercial_Miscellaneous (WA)_New_Food Preparation_Natural Gas_Double Rack Oven_E8_Baseline Forecast | Commercial | Miscellaneous (WA) | New | Food Preparation | Natural Gas | Double Rack Oven | E8 |  | Baseline Forecast | 0 | 0 | 0 | 0 | 0 | 0 | 0 | 0 | 0 | 0 | 0 | 0 | 0 | 0 | 0 | 0 | 0 | 0 | 0 | 0 | 0 | 0 | 0 | 0 | 0 | 0 | 0
Commercial_Miscellaneous (WA)_New_Food Preparation_Natural Gas_Double Rack Oven_E9_Baseline Forecast | Commercial | Miscellaneous (WA) | New | Food Preparation | Natural Gas | Double Rack Oven | E9 |  | Baseline Forecast | 0 | 0 | 0 | 0 | 0 | 0 | 0 | 0 | 0 | 0 | 0 | 0 | 0 | 0 | 0 | 0 | 0 | 0 | 0 | 0 | 0 | 0 | 0 | 0 | 0 | 0 | 0
Commercial_Miscellaneous (WA)_New_Food Preparation_Natural Gas_Double Rack Oven_E10_Baseline Forecast | Commercial | Miscellaneous (WA) | New | Food Preparation | Natural Gas | Double Rack Oven | E10 |  | Baseline Forecast | 0 | 0 | 0 | 0 | 0 | 0 | 0 | 0 | 0 | 0 | 0 | 0 | 0 | 0 | 0 | 0 | 0 | 0 | 0 | 0 | 0 | 0 | 0 | 0 | 0 | 0 | 0
Commercial_Miscellaneous (WA)_New_Food Preparation_Natural Gas_Double Rack Oven_Vintage_Baseline Forecast | Commercial | Miscellaneous (WA) | New | Food Preparation | Natural Gas | Double Rack Oven | Vintage | Vintage | Baseline Forecast | 0 | 0 | 0 | 0 | 0 | 0 | 0 | 0 | 0 | 0 | 0 | 0 | 0 | 0 | 0 | 0 | 0 | 0 | 0 | 0 | 0 | 0 | 0 | 0 | 0 | 0 | 0
Commercial_Miscellaneous (WA)_New_Food Preparation_Natural Gas_Fryer_E1_Baseline Forecast | Commercial | Miscellaneous (WA) | New | Food Preparation | Natural Gas | Fryer | E1 | Standard | Baseline Forecast | 0 | 9642.2928 | 18640.8048 | 27709.7979 | 36777.5968 | 45667.703 | 54408.3911 | 62970.7439 | 71399.6359 | 79699.421 | 87867.2749 | 95762.2119 | 103545.6656 | 111209.9501 | 118733.0583 | 126114.386 | 133398.5468 | 140563.442 | 147605.9952 | 154523.1012 | 161337.8226 | 168142.2579 | 174826.0495 | 181397.8882 | 187868.8196 | 194261.7707 | 200009.0277
Commercial_Miscellaneous (WA)_New_Food Preparation_Natural Gas_Fryer_E2_Baseline Forecast | Commercial | Miscellaneous (WA) | New | Food Preparation | Natural Gas | Fryer | E2 | ENERGY STAR | Baseline Forecast | 0 | 3387.8326 | 6549.472 | 9735.8749 | 12921.8584 | 16045.4091 | 19116.4617 | 22124.856 | 25086.3586 | 28002.4993 | 30872.2858 | 33646.1826 | 36380.9096 | 39073.7662 | 41717.0205 | 44310.4599 | 46869.7597 | 49387.1553 | 51861.5659 | 54291.9004 | 56686.262 | 59077.0095 | 61425.3688 | 63734.3931 | 66007.9636 | 68254.1356 | 70273.4422
Commercial_Miscellaneous (WA)_New_Food Preparation_Natural Gas_Fryer_E3_Baseline Forecast | Commercial | Miscellaneous (WA) | New | Food Preparation | Natural Gas | Fryer | E3 |  | Baseline Forecast | 0 | 0 | 0 | 0 | 0 | 0 | 0 | 0 | 0 | 0 | 0 | 0 | 0 | 0 | 0 | 0 | 0 | 0 | 0 | 0 | 0 | 0 | 0 | 0 | 0 | 0 | 0
Commercial_Miscellaneous (WA)_New_Food Preparation_Natural Gas_Fryer_E4_Baseline Forecast | Commercial | Miscellaneous (WA) | New | Food Preparation | Natural Gas | Fryer | E4 |  | Baseline Forecast | 0 | 0 | 0 | 0 | 0 | 0 | 0 | 0 | 0 | 0 | 0 | 0 | 0 | 0 | 0 | 0 | 0 | 0 | 0 | 0 | 0 | 0 | 0 | 0 | 0 | 0 | 0
Commercial_Miscellaneous (WA)_New_Food Preparation_Natural Gas_Fryer_E5_Baseline Forecast | Commercial | Miscellaneous (WA) | New | Food Preparation | Natural Gas | Fryer | E5 |  | Baseline Forecast | 0 | 0 | 0 | 0 | 0 | 0 | 0 | 0 | 0 | 0 | 0 | 0 | 0 | 0 | 0 | 0 | 0 | 0 | 0 | 0 | 0 | 0 | 0 | 0 | 0 | 0 | 0
Commercial_Miscellaneous (WA)_New_Food Preparation_Natural Gas_Fryer_E6_Baseline Forecast | Commercial | Miscellaneous (WA) | New | Food Preparation | Natural Gas | Fryer | E6 |  | Baseline Forecast | 0 | 0 | 0 | 0 | 0 | 0 | 0 | 0 | 0 | 0 | 0 | 0 | 0 | 0 | 0 | 0 | 0 | 0 | 0 | 0 | 0 | 0 | 0 | 0 | 0 | 0 | 0
Commercial_Miscellaneous (WA)_New_Food Preparation_Natural Gas_Fryer_E7_Baseline Forecast | Commercial | Miscellaneous (WA) | New | Food Preparation | Natural Gas | Fryer | E7 |  | Baseline Forecast | 0 | 0 | 0 | 0 | 0 | 0 | 0 | 0 | 0 | 0 | 0 | 0 | 0 | 0 | 0 | 0 | 0 | 0 | 0 | 0 | 0 | 0 | 0 | 0 | 0 | 0 | 0
Commercial_Miscellaneous (WA)_New_Food Preparation_Natural Gas_Fryer_E8_Baseline Forecast | Commercial | Miscellaneous (WA) | New | Food Preparation | Natural Gas | Fryer | E8 |  | Baseline Forecast | 0 | 0 | 0 | 0 | 0 | 0 | 0 | 0 | 0 | 0 | 0 | 0 | 0 | 0 | 0 | 0 | 0 | 0 | 0 | 0 | 0 | 0 | 0 | 0 | 0 | 0 | 0
Commercial_Miscellaneous (WA)_New_Food Preparation_Natural Gas_Fryer_E9_Baseline Forecast | Commercial | Miscellaneous (WA) | New | Food Preparation | Natural Gas | Fryer | E9 |  | Baseline Forecast | 0 | 0 | 0 | 0 | 0 | 0 | 0 | 0 | 0 | 0 | 0 | 0 | 0 | 0 | 0 | 0 | 0 | 0 | 0 | 0 | 0 | 0 | 0 | 0 | 0 | 0 | 0
Commercial_Miscellaneous (WA)_New_Food Preparation_Natural Gas_Fryer_E10_Baseline Forecast | Commercial | Miscellaneous (WA) | New | Food Preparation | Natural Gas | Fryer | E10 |  | Baseline Forecast | 0 | 0 | 0 | 0 | 0 | 0 | 0 | 0 | 0 | 0 | 0 | 0 | 0 | 0 | 0 | 0 | 0 | 0 | 0 | 0 | 0 | 0 | 0 | 0 | 0 | 0 | 0
Commercial_Miscellaneous (WA)_New_Food Preparation_Natural Gas_Fryer_Vintage_Baseline Forecast | Commercial | Miscellaneous (WA) | New | Food Preparation | Natural Gas | Fryer | Vintage | Vintage | Baseline Forecast | 0 | 0 | 0 | 0 | 0 | 0 | 0 | 0 | 0 | 0 | 0 | 0 | 0 | 0 | 0 | 0 | 0 | 0 | 0 | 0 | 0 | 0 | 0 | 0 | 0 | 0 | 0
Commercial_Miscellaneous (WA)_New_Food Preparation_Natural Gas_Broiler_E1_Baseline Forecast | Commercial | Miscellaneous (WA) | New | Food Preparation | Natural Gas | Broiler | E1 | Standard | Baseline Forecast | 0 | 109900.7105 | 212463.7509 | 315830.1184 | 419182.876 | 520510.33 | 620134.7508 | 717726.5457 | 813797.1832 | 908396.29 | 1001491.6736 | 1091476.411 | 1180190.4869 | 1267546.2975 | 1353293.0136 | 1437423.7463 | 1520446.9925 | 1602110.8753 | 1682380.3321 | 1761219.9688 | 1838892.6491 | 1916448.0911 | 1992628.4623 | 2067532.8188 | 2141287.0566 | 2214152.493 | 2279658.4516
Commercial_Miscellaneous (WA)_New_Food Preparation_Natural Gas_Broiler_E2_Baseline Forecast | Commercial | Miscellaneous (WA) | New | Food Preparation | Natural Gas | Broiler | E2 | Infrared Burners | Baseline Forecast | 0 | 38613.7631 | 74649.426 | 110967.3389 | 147280.47 | 182882.0078 | 217885.1827 | 252174.1917 | 285928.74 | 319166.2641 | 351875.4529 | 383491.712 | 414661.5224 | 445354.1045 | 475481.3291 | 505040.7757 | 534211.1055 | 562903.8211 | 591106.6032 | 618807.0161 | 646097.4173 | 673346.6266 | 700112.703 | 726430.4499 | 752344.101 | 777945.4705 | 800961.0776
Commercial_Miscellaneous (WA)_New_Food Preparation_Natural Gas_Broiler_E3_Baseline Forecast | Commercial | Miscellaneous (WA) | New | Food Preparation | Natural Gas | Broiler | E3 |  | Baseline Forecast | 0 | 0 | 0 | 0 | 0 | 0 | 0 | 0 | 0 | 0 | 0 | 0 | 0 | 0 | 0 | 0 | 0 | 0 | 0 | 0 | 0 | 0 | 0 | 0 | 0 | 0 | 0
Commercial_Miscellaneous (WA)_New_Food Preparation_Natural Gas_Broiler_E4_Baseline Forecast | Commercial | Miscellaneous (WA) | New | Food Preparation | Natural Gas | Broiler | E4 |  | Baseline Forecast | 0 | 0 | 0 | 0 | 0 | 0 | 0 | 0 | 0 | 0 | 0 | 0 | 0 | 0 | 0 | 0 | 0 | 0 | 0 | 0 | 0 | 0 | 0 | 0 | 0 | 0 | 0
Commercial_Miscellaneous (WA)_New_Food Preparation_Natural Gas_Broiler_E5_Baseline Forecast | Commercial | Miscellaneous (WA) | New | Food Preparation | Natural Gas | Broiler | E5 |  | Baseline Forecast | 0 | 0 | 0 | 0 | 0 | 0 | 0 | 0 | 0 | 0 | 0 | 0 | 0 | 0 | 0 | 0 | 0 | 0 | 0 | 0 | 0 | 0 | 0 | 0 | 0 | 0 | 0
Commercial_Miscellaneous (WA)_New_Food Preparation_Natural Gas_Broiler_E6_Baseline Forecast | Commercial | Miscellaneous (WA) | New | Food Preparation | Natural Gas | Broiler | E6 |  | Baseline Forecast | 0 | 0 | 0 | 0 | 0 | 0 | 0 | 0 | 0 | 0 | 0 | 0 | 0 | 0 | 0 | 0 | 0 | 0 | 0 | 0 | 0 | 0 | 0 | 0 | 0 | 0 | 0
Commercial_Miscellaneous (WA)_New_Food Preparation_Natural Gas_Broiler_E7_Baseline Forecast | Commercial | Miscellaneous (WA) | New | Food Preparation | Natural Gas | Broiler | E7 |  | Baseline Forecast | 0 | 0 | 0 | 0 | 0 | 0 | 0 | 0 | 0 | 0 | 0 | 0 | 0 | 0 | 0 | 0 | 0 | 0 | 0 | 0 | 0 | 0 | 0 | 0 | 0 | 0 | 0
Commercial_Miscellaneous (WA)_New_Food Preparation_Natural Gas_Broiler_E8_Baseline Forecast | Commercial | Miscellaneous (WA) | New | Food Preparation | Natural Gas | Broiler | E8 |  | Baseline Forecast | 0 | 0 | 0 | 0 | 0 | 0 | 0 | 0 | 0 | 0 | 0 | 0 | 0 | 0 | 0 | 0 | 0 | 0 | 0 | 0 | 0 | 0 | 0 | 0 | 0 | 0 | 0
Commercial_Miscellaneous (WA)_New_Food Preparation_Natural Gas_Broiler_E9_Baseline Forecast | Commercial | Miscellaneous (WA) | New | Food Preparation | Natural Gas | Broiler | E9 |  | Baseline Forecast | 0 | 0 | 0 | 0 | 0 | 0 | 0 | 0 | 0 | 0 | 0 | 0 | 0 | 0 | 0 | 0 | 0 | 0 | 0 | 0 | 0 | 0 | 0 | 0 | 0 | 0 | 0
Commercial_Miscellaneous (WA)_New_Food Preparation_Natural Gas_Broiler_E10_Baseline Forecast | Commercial | Miscellaneous (WA) | New | Food Preparation | Natural Gas | Broiler | E10 |  | Baseline Forecast | 0 | 0 | 0 | 0 | 0 | 0 | 0 | 0 | 0 | 0 | 0 | 0 | 0 | 0 | 0 | 0 | 0 | 0 | 0 | 0 | 0 | 0 | 0 | 0 | 0 | 0 | 0
Commercial_Miscellaneous (WA)_New_Food Preparation_Natural Gas_Broiler_Vintage_Baseline Forecast | Commercial | Miscellaneous (WA) | New | Food Preparation | Natural Gas | Broiler | Vintage | Vintage | Baseline Forecast | 0 | 0 | 0 | 0 | 0 | 0 | 0 | 0 | 0 | 0 | 0 | 0 | 0 | 0 | 0 | 0 | 0 | 0 | 0 | 0 | 0 | 0 | 0 | 0 | 0 | 0 | 0
Commercial_Miscellaneous (WA)_New_Food Preparation_Natural Gas_Griddle_E1_Baseline Forecast | Commercial | Miscellaneous (WA) | New | Food Preparation | Natural Gas | Griddle | E1 | Standard | Baseline Forecast | 0 | 116958.116 | 226107.3646 | 336111.527 | 446101.2054 | 553935.5229 | 659957.4449 | 763816.2136 | 866056.1419 | 966730.0434 | 1065803.6583 | 1161566.8732 | 1255977.8295 | 1348943.2979 | 1440196.3418 | 1529729.6301 | 1618084.3133 | 1704992.3399 | 1790416.3958 | 1874318.814 | 1956979.3383 | 2039515.0957 | 2120587.4805 | 2200301.9098 | 2278792.3641 | 2356336.9415 | 2426049.4436
Commercial_Miscellaneous (WA)_New_Food Preparation_Natural Gas_Griddle_E2_Baseline Forecast | Commercial | Miscellaneous (WA) | New | Food Preparation | Natural Gas | Griddle | E2 | ENERGY STAR | Baseline Forecast | 0 | 47771.6248 | 92353.7123 | 137284.9899 | 182210.3515 | 226255.3544 | 269560.0831 | 311981.2703 | 353741.2411 | 394861.567 | 435328.2548 | 474442.8074 | 513005.029 | 550976.84 | 588249.21 | 624819.1447 | 660907.6773 | 696405.3219 | 731296.8377 | 765566.8395 | 799329.5889 | 833041.3771 | 866155.4498 | 898714.8645 | 930774.3459 | 962447.4832 | 990921.6037
Commercial_Miscellaneous (WA)_New_Food Preparation_Natural Gas_Griddle_E3_Baseline Forecast | Commercial | Miscellaneous (WA) | New | Food Preparation | Natural Gas | Griddle | E3 |  | Baseline Forecast | 0 | 0 | 0 | 0 | 0 | 0 | 0 | 0 | 0 | 0 | 0 | 0 | 0 | 0 | 0 | 0 | 0 | 0 | 0 | 0 | 0 | 0 | 0 | 0 | 0 | 0 | 0
Commercial_Miscellaneous (WA)_New_Food Preparation_Natural Gas_Griddle_E4_Baseline Forecast | Commercial | Miscellaneous (WA) | New | Food Preparation | Natural Gas | Griddle | E4 |  | Baseline Forecast | 0 | 0 | 0 | 0 | 0 | 0 | 0 | 0 | 0 | 0 | 0 | 0 | 0 | 0 | 0 | 0 | 0 | 0 | 0 | 0 | 0 | 0 | 0 | 0 | 0 | 0 | 0
Commercial_Miscellaneous (WA)_New_Food Preparation_Natural Gas_Griddle_E5_Baseline Forecast | Commercial | Miscellaneous (WA) | New | Food Preparation | Natural Gas | Griddle | E5 |  | Baseline Forecast | 0 | 0 | 0 | 0 | 0 | 0 | 0 | 0 | 0 | 0 | 0 | 0 | 0 | 0 | 0 | 0 | 0 | 0 | 0 | 0 | 0 | 0 | 0 | 0 | 0 | 0 | 0
Commercial_Miscellaneous (WA)_New_Food Preparation_Natural Gas_Griddle_E6_Baseline Forecast | Commercial | Miscellaneous (WA) | New | Food Preparation | Natural Gas | Griddle | E6 |  | Baseline Forecast | 0 | 0 | 0 | 0 | 0 | 0 | 0 | 0 | 0 | 0 | 0 | 0 | 0 | 0 | 0 | 0 | 0 | 0 | 0 | 0 | 0 | 0 | 0 | 0 | 0 | 0 | 0
Commercial_Miscellaneous (WA)_New_Food Preparation_Natural Gas_Griddle_E7_Baseline Forecast | Commercial | Miscellaneous (WA) | New | Food Preparation | Natural Gas | Griddle | E7 |  | Baseline Forecast | 0 | 0 | 0 | 0 | 0 | 0 | 0 | 0 | 0 | 0 | 0 | 0 | 0 | 0 | 0 | 0 | 0 | 0 | 0 | 0 | 0 | 0 | 0 | 0 | 0 | 0 | 0
Commercial_Miscellaneous (WA)_New_Food Preparation_Natural Gas_Griddle_E8_Baseline Forecast | Commercial | Miscellaneous (WA) | New | Food Preparation | Natural Gas | Griddle | E8 |  | Baseline Forecast | 0 | 0 | 0 | 0 | 0 | 0 | 0 | 0 | 0 | 0 | 0 | 0 | 0 | 0 | 0 | 0 | 0 | 0 | 0 | 0 | 0 | 0 | 0 | 0 | 0 | 0 | 0
Commercial_Miscellaneous (WA)_New_Food Preparation_Natural Gas_Griddle_E9_Baseline Forecast | Commercial | Miscellaneous (WA) | New | Food Preparation | Natural Gas | Griddle | E9 |  | Baseline Forecast | 0 | 0 | 0 | 0 | 0 | 0 | 0 | 0 | 0 | 0 | 0 | 0 | 0 | 0 | 0 | 0 | 0 | 0 | 0 | 0 | 0 | 0 | 0 | 0 | 0 | 0 | 0
Commercial_Miscellaneous (WA)_New_Food Preparation_Natural Gas_Griddle_E10_Baseline Forecast | Commercial | Miscellaneous (WA) | New | Food Preparation | Natural Gas | Griddle | E10 |  | Baseline Forecast | 0 | 0 | 0 | 0 | 0 | 0 | 0 | 0 | 0 | 0 | 0 | 0 | 0 | 0 | 0 | 0 | 0 | 0 | 0 | 0 | 0 | 0 | 0 | 0 | 0 | 0 | 0
Commercial_Miscellaneous (WA)_New_Food Preparation_Natural Gas_Griddle_Vintage_Baseline Forecast | Commercial | Miscellaneous (WA) | New | Food Preparation | Natural Gas | Griddle | Vintage | Vintage | Baseline Forecast | 0 | 0 | 0 | 0 | 0 | 0 | 0 | 0 | 0 | 0 | 0 | 0 | 0 | 0 | 0 | 0 | 0 | 0 | 0 | 0 | 0 | 0 | 0 | 0 | 0 | 0 | 0
Commercial_Miscellaneous (WA)_New_Food Preparation_Natural Gas_Range_E1_Baseline Forecast | Commercial | Miscellaneous (WA) | New | Food Preparation | Natural Gas | Range | E1 | Standard | Baseline Forecast | 0 | 75082.587 | 145152.1832 | 215770.601 | 286379.7206 | 355605.1819 | 423667.1554 | 490340.4681 | 555974.5478 | 620603.299 | 684204.728 | 745681.0082 | 806289.1908 | 865969.426 | 924550.351 | 982027.2593 | 1038747.5487 | 1094539.1406 | 1149378.0806 | 1203240.1881 | 1256305.0478 | 1309289.8119 | 1361335.1474 | 1412508.728 | 1462896.564 | 1512677.1836 | 1557429.9138
Commercial_Miscellaneous (WA)_New_Food Preparation_Natural Gas_Range_E2_Baseline Forecast | Commercial | Miscellaneous (WA) | New | Food Preparation | Natural Gas | Range | E2 | High Efficiency | Baseline Forecast | 0 | 108045.674 | 208877.532 | 310499.1575 | 412107.4028 | 511724.53 | 609667.3699 | 705611.893 | 800060.9347 | 893063.2839 | 984587.2915 | 1073053.1582 | 1160269.8112 | 1246151.1252 | 1330450.505 | 1413161.1779 | 1494783.0579 | 1575068.5193 | 1653983.0916 | 1731491.978 | 1807853.6053 | 1884099.9732 | 1958994.4804 | 2032634.511 | 2105143.836 | 2176779.3618 | 2241179.6321
Commercial_Miscellaneous (WA)_New_Food Preparation_Natural Gas_Range_E3_Baseline Forecast | Commercial | Miscellaneous (WA) | New | Food Preparation | Natural Gas | Range | E3 |  | Baseline Forecast | 0 | 0 | 0 | 0 | 0 | 0 | 0 | 0 | 0 | 0 | 0 | 0 | 0 | 0 | 0 | 0 | 0 | 0 | 0 | 0 | 0 | 0 | 0 | 0 | 0 | 0 | 0
Commercial_Miscellaneous (WA)_New_Food Preparation_Natural Gas_Range_E4_Baseline Forecast | Commercial | Miscellaneous (WA) | New | Food Preparation | Natural Gas | Range | E4 |  | Baseline Forecast | 0 | 0 | 0 | 0 | 0 | 0 | 0 | 0 | 0 | 0 | 0 | 0 | 0 | 0 | 0 | 0 | 0 | 0 | 0 | 0 | 0 | 0 | 0 | 0 | 0 | 0 | 0
Commercial_Miscellaneous (WA)_New_Food Preparation_Natural Gas_Range_E5_Baseline Forecast | Commercial | Miscellaneous (WA) | New | Food Preparation | Natural Gas | Range | E5 |  | Baseline Forecast | 0 | 0 | 0 | 0 | 0 | 0 | 0 | 0 | 0 | 0 | 0 | 0 | 0 | 0 | 0 | 0 | 0 | 0 | 0 | 0 | 0 | 0 | 0 | 0 | 0 | 0 | 0
Commercial_Miscellaneous (WA)_New_Food Preparation_Natural Gas_Range_E6_Baseline Forecast | Commercial | Miscellaneous (WA) | New | Food Preparation | Natural Gas | Range | E6 |  | Baseline Forecast | 0 | 0 | 0 | 0 | 0 | 0 | 0 | 0 | 0 | 0 | 0 | 0 | 0 | 0 | 0 | 0 | 0 | 0 | 0 | 0 | 0 | 0 | 0 | 0 | 0 | 0 | 0
Commercial_Miscellaneous (WA)_New_Food Preparation_Natural Gas_Range_E7_Baseline Forecast | Commercial | Miscellaneous (WA) | New | Food Preparation | Natural Gas | Range | E7 |  | Baseline Forecast | 0 | 0 | 0 | 0 | 0 | 0 | 0 | 0 | 0 | 0 | 0 | 0 | 0 | 0 | 0 | 0 | 0 | 0 | 0 | 0 | 0 | 0 | 0 | 0 | 0 | 0 | 0
Commercial_Miscellaneous (WA)_New_Food Preparation_Natural Gas_Range_E8_Baseline Forecast | Commercial | Miscellaneous (WA) | New | Food Preparation | Natural Gas | Range | E8 |  | Baseline Forecast | 0 | 0 | 0 | 0 | 0 | 0 | 0 | 0 | 0 | 0 | 0 | 0 | 0 | 0 | 0 | 0 | 0 | 0 | 0 | 0 | 0 | 0 | 0 | 0 | 0 | 0 | 0
Commercial_Miscellaneous (WA)_New_Food Preparation_Natural Gas_Range_E9_Baseline Forecast | Commercial | Miscellaneous (WA) | New | Food Preparation | Natural Gas | Range | E9 |  | Baseline Forecast | 0 | 0 | 0 | 0 | 0 | 0 | 0 | 0 | 0 | 0 | 0 | 0 | 0 | 0 | 0 | 0 | 0 | 0 | 0 | 0 | 0 | 0 | 0 | 0 | 0 | 0 | 0
Commercial_Miscellaneous (WA)_New_Food Preparation_Natural Gas_Range_E10_Baseline Forecast | Commercial | Miscellaneous (WA) | New | Food Preparation | Natural Gas | Range | E10 |  | Baseline Forecast | 0 | 0 | 0 | 0 | 0 | 0 | 0 | 0 | 0 | 0 | 0 | 0 | 0 | 0 | 0 | 0 | 0 | 0 | 0 | 0 | 0 | 0 | 0 | 0 | 0 | 0 | 0
Commercial_Miscellaneous (WA)_New_Food Preparation_Natural Gas_Range_Vintage_Baseline Forecast | Commercial | Miscellaneous (WA) | New | Food Preparation | Natural Gas | Range | Vintage | Vintage | Baseline Forecast | 0 | 0 | 0 | 0 | 0 | 0 | 0 | 0 | 0 | 0 | 0 | 0 | 0 | 0 | 0 | 0 | 0 | 0 | 0 | 0 | 0 | 0 | 0 | 0 | 0 | 0 | 0
Commercial_Miscellaneous (WA)_New_Food Preparation_Natural Gas_Steamer_E1_Baseline Forecast | Commercial | Miscellaneous (WA) | New | Food Preparation | Natural Gas | Steamer | E1 | Standard | Baseline Forecast | 0 | 3226.6154 | 6237.8014 | 9272.5726 | 12306.9442 | 15281.8542 | 18206.7642 | 21071.9975 | 23892.5707 | 26669.9407 | 29403.1623 | 32045.0573 | 34649.6464 | 37214.3578 | 39731.8272 | 42201.8523 | 44639.3623 | 47036.9622 | 49393.6227 | 51708.3046 | 53988.7254 | 56265.7041 | 58502.3117 | 60701.4562 | 62866.834 | 65006.1171 | 66929.3307
Commercial_Miscellaneous (WA)_New_Food Preparation_Natural Gas_Steamer_E2_Baseline Forecast | Commercial | Miscellaneous (WA) | New | Food Preparation | Natural Gas | Steamer | E2 | ENERGY STAR | Baseline Forecast | 0 | 3226.6154 | 6237.8014 | 9272.5726 | 12306.9442 | 15281.8542 | 18206.7642 | 21071.9975 | 23892.5707 | 26669.9407 | 29403.1623 | 32045.0573 | 34649.6464 | 37214.3578 | 39731.8272 | 42201.8523 | 44639.3623 | 47036.9622 | 49393.6227 | 51708.3046 | 53988.7254 | 56265.7041 | 58502.3117 | 60701.4562 | 62866.834 | 65006.1171 | 66929.3307
Commercial_Miscellaneous (WA)_New_Food Preparation_Natural Gas_Steamer_E3_Baseline Forecast | Commercial | Miscellaneous (WA) | New | Food Preparation | Natural Gas | Steamer | E3 |  | Baseline Forecast | 0 | 0 | 0 | 0 | 0 | 0 | 0 | 0 | 0 | 0 | 0 | 0 | 0 | 0 | 0 | 0 | 0 | 0 | 0 | 0 | 0 | 0 | 0 | 0 | 0 | 0 | 0
Commercial_Miscellaneous (WA)_New_Food Preparation_Natural Gas_Steamer_E4_Baseline Forecast | Commercial | Miscellaneous (WA) | New | Food Preparation | Natural Gas | Steamer | E4 |  | Baseline Forecast | 0 | 0 | 0 | 0 | 0 | 0 | 0 | 0 | 0 | 0 | 0 | 0 | 0 | 0 | 0 | 0 | 0 | 0 | 0 | 0 | 0 | 0 | 0 | 0 | 0 | 0 | 0
Commercial_Miscellaneous (WA)_New_Food Preparation_Natural Gas_Steamer_E5_Baseline Forecast | Commercial | Miscellaneous (WA) | New | Food Preparation | Natural Gas | Steamer | E5 |  | Baseline Forecast | 0 | 0 | 0 | 0 | 0 | 0 | 0 | 0 | 0 | 0 | 0 | 0 | 0 | 0 | 0 | 0 | 0 | 0 | 0 | 0 | 0 | 0 | 0 | 0 | 0 | 0 | 0
Commercial_Miscellaneous (WA)_New_Food Preparation_Natural Gas_Steamer_E6_Baseline Forecast | Commercial | Miscellaneous (WA) | New | Food Preparation | Natural Gas | Steamer | E6 |  | Baseline Forecast | 0 | 0 | 0 | 0 | 0 | 0 | 0 | 0 | 0 | 0 | 0 | 0 | 0 | 0 | 0 | 0 | 0 | 0 | 0 | 0 | 0 | 0 | 0 | 0 | 0 | 0 | 0
Commercial_Miscellaneous (WA)_New_Food Preparation_Natural Gas_Steamer_E7_Baseline Forecast | Commercial | Miscellaneous (WA) | New | Food Preparation | Natural Gas | Steamer | E7 |  | Baseline Forecast | 0 | 0 | 0 | 0 | 0 | 0 | 0 | 0 | 0 | 0 | 0 | 0 | 0 | 0 | 0 | 0 | 0 | 0 | 0 | 0 | 0 | 0 | 0 | 0 | 0 | 0 | 0
Commercial_Miscellaneous (WA)_New_Food Preparation_Natural Gas_Steamer_E8_Baseline Forecast | Commercial | Miscellaneous (WA) | New | Food Preparation | Natural Gas | Steamer | E8 |  | Baseline Forecast | 0 | 0 | 0 | 0 | 0 | 0 | 0 | 0 | 0 | 0 | 0 | 0 | 0 | 0 | 0 | 0 | 0 | 0 | 0 | 0 | 0 | 0 | 0 | 0 | 0 | 0 | 0
Commercial_Miscellaneous (WA)_New_Food Preparation_Natural Gas_Steamer_E9_Baseline Forecast | Commercial | Miscellaneous (WA) | New | Food Preparation | Natural Gas | Steamer | E9 |  | Baseline Forecast | 0 | 0 | 0 | 0 | 0 | 0 | 0 | 0 | 0 | 0 | 0 | 0 | 0 | 0 | 0 | 0 | 0 | 0 | 0 | 0 | 0 | 0 | 0 | 0 | 0 | 0 | 0
Commercial_Miscellaneous (WA)_New_Food Preparation_Natural Gas_Steamer_E10_Baseline Forecast | Commercial | Miscellaneous (WA) | New | Food Preparation | Natural Gas | Steamer | E10 |  | Baseline Forecast | 0 | 0 | 0 | 0 | 0 | 0 | 0 | 0 | 0 | 0 | 0 | 0 | 0 | 0 | 0 | 0 | 0 | 0 | 0 | 0 | 0 | 0 | 0 | 0 | 0 | 0 | 0
Commercial_Miscellaneous (WA)_New_Food Preparation_Natural Gas_Steamer_Vintage_Baseline Forecast | Commercial | Miscellaneous (WA) | New | Food Preparation | Natural Gas | Steamer | Vintage | Vintage | Baseline Forecast | 0 | 0 | 0 | 0 | 0 | 0 | 0 | 0 | 0 | 0 | 0 | 0 | 0 | 0 | 0 | 0 | 0 | 0 | 0 | 0 | 0 | 0 | 0 | 0 | 0 | 0 | 0
Commercial_Miscellaneous (WA)_New_Food Preparation_Natural Gas_Food Prep Other_E1_Baseline Forecast | Commercial | Miscellaneous (WA) | New | Food Preparation | Natural Gas | Food Prep Other | E1 | Standard | Baseline Forecast | 0 | 0 | 0 | 0 | 0 | 0 | 0 | 0 | 0 | 0 | 0 | 0 | 0 | 0 | 0 | 0 | 0 | 0 | 0 | 0 | 0 | 0 | 0 | 0 | 0 | 0 | 0
Commercial_Miscellaneous (WA)_New_Food Preparation_Natural Gas_Food Prep Other_E2_Baseline Forecast | Commercial | Miscellaneous (WA) | New | Food Preparation | Natural Gas | Food Prep Other | E2 | ENERGY STAR | Baseline Forecast | 0 | 0 | 0 | 0 | 0 | 0 | 0 | 0 | 0 | 0 | 0 | 0 | 0 | 0 | 0 | 0 | 0 | 0 | 0 | 0 | 0 | 0 | 0 | 0 | 0 | 0 | 0
Commercial_Miscellaneous (WA)_New_Food Preparation_Natural Gas_Food Prep Other_E3_Baseline Forecast | Commercial | Miscellaneous (WA) | New | Food Preparation | Natural Gas | Food Prep Other | E3 |  | Baseline Forecast | 0 | 0 | 0 | 0 | 0 | 0 | 0 | 0 | 0 | 0 | 0 | 0 | 0 | 0 | 0 | 0 | 0 | 0 | 0 | 0 | 0 | 0 | 0 | 0 | 0 | 0 | 0
Commercial_Miscellaneous (WA)_New_Food Preparation_Natural Gas_Food Prep Other_E4_Baseline Forecast | Commercial | Miscellaneous (WA) | New | Food Preparation | Natural Gas | Food Prep Other | E4 |  | Baseline Forecast | 0 | 0 | 0 | 0 | 0 | 0 | 0 | 0 | 0 | 0 | 0 | 0 | 0 | 0 | 0 | 0 | 0 | 0 | 0 | 0 | 0 | 0 | 0 | 0 | 0 | 0 | 0
Commercial_Miscellaneous (WA)_New_Food Preparation_Natural Gas_Food Prep Other_E5_Baseline Forecast | Commercial | Miscellaneous (WA) | New | Food Preparation | Natural Gas | Food Prep Other | E5 |  | Baseline Forecast | 0 | 0 | 0 | 0 | 0 | 0 | 0 | 0 | 0 | 0 | 0 | 0 | 0 | 0 | 0 | 0 | 0 | 0 | 0 | 0 | 0 | 0 | 0 | 0 | 0 | 0 | 0
Commercial_Miscellaneous (WA)_New_Food Preparation_Natural Gas_Food Prep Other_E6_Baseline Forecast | Commercial | Miscellaneous (WA) | New | Food Preparation | Natural Gas | Food Prep Other | E6 |  | Baseline Forecast | 0 | 0 | 0 | 0 | 0 | 0 | 0 | 0 | 0 | 0 | 0 | 0 | 0 | 0 | 0 | 0 | 0 | 0 | 0 | 0 | 0 | 0 | 0 | 0 | 0 | 0 | 0
Commercial_Miscellaneous (WA)_New_Food Preparation_Natural Gas_Food Prep Other_E7_Baseline Forecast | Commercial | Miscellaneous (WA) | New | Food Preparation | Natural Gas | Food Prep Other | E7 |  | Baseline Forecast | 0 | 0 | 0 | 0 | 0 | 0 | 0 | 0 | 0 | 0 | 0 | 0 | 0 | 0 | 0 | 0 | 0 | 0 | 0 | 0 | 0 | 0 | 0 | 0 | 0 | 0 | 0
Commercial_Miscellaneous (WA)_New_Food Preparation_Natural Gas_Food Prep Other_E8_Baseline Forecast | Commercial | Miscellaneous (WA) | New | Food Preparation | Natural Gas | Food Prep Other | E8 |  | Baseline Forecast | 0 | 0 | 0 | 0 | 0 | 0 | 0 | 0 | 0 | 0 | 0 | 0 | 0 | 0 | 0 | 0 | 0 | 0 | 0 | 0 | 0 | 0 | 0 | 0 | 0 | 0 | 0
Commercial_Miscellaneous (WA)_New_Food Preparation_Natural Gas_Food Prep Other_E9_Baseline Forecast | Commercial | Miscellaneous (WA) | New | Food Preparation | Natural Gas | Food Prep Other | E9 |  | Baseline Forecast | 0 | 0 | 0 | 0 | 0 | 0 | 0 | 0 | 0 | 0 | 0 | 0 | 0 | 0 | 0 | 0 | 0 | 0 | 0 | 0 | 0 | 0 | 0 | 0 | 0 | 0 | 0
Commercial_Miscellaneous (WA)_New_Food Preparation_Natural Gas_Food Prep Other_E10_Baseline Forecast | Commercial | Miscellaneous (WA) | New | Food Preparation | Natural Gas | Food Prep Other | E10 |  | Baseline Forecast | 0 | 0 | 0 | 0 | 0 | 0 | 0 | 0 | 0 | 0 | 0 | 0 | 0 | 0 | 0 | 0 | 0 | 0 | 0 | 0 | 0 | 0 | 0 | 0 | 0 | 0 | 0
Commercial_Miscellaneous (WA)_New_Food Preparation_Natural Gas_Food Prep Other_Vintage_Baseline Forecast | Commercial | Miscellaneous (WA) | New | Food Preparation | Natural Gas | Food Prep Other | Vintage | Vintage | Baseline Forecast | 0 | 0 | 0 | 0 | 0 | 0 | 0 | 0 | 0 | 0 | 0 | 0 | 0 | 0 | 0 | 0 | 0 | 0 | 0 | 0 | 0 | 0 | 0 | 0 | 0 | 0 | 0
Commercial_Miscellaneous (WA)_New_Miscellaneous_Natural Gas_Pool Heater_E1_Baseline Forecast | Commercial | Miscellaneous (WA) | New | Miscellaneous | Natural Gas | Pool Heater | E1 | Standard (EF .82) | Baseline Forecast | 0 | 5013.0806 | 9691.4561 | 14406.4751 | 19120.8732 | 23742.8879 | 28287.2193 | 32738.8333 | 37121.0602 | 41436.1637 | 45682.6755 | 49787.2963 | 53833.9564 | 57818.6597 | 61729.9647 | 65567.5572 | 69354.6322 | 73079.7002 | 76741.1621 | 80337.4032 | 83880.414 | 87418.0771 | 90893.0168 | 94309.7516 | 97674.0241 | 100997.7543 | 103985.7845
Commercial_Miscellaneous (WA)_New_Miscellaneous_Natural Gas_Pool Heater_E2_Baseline Forecast | Commercial | Miscellaneous (WA) | New | Miscellaneous | Natural Gas | Pool Heater | E2 | Condensing (EF .90) | Baseline Forecast | 0 | 557.009 | 1076.8285 | 1600.7195 | 2124.5415 | 2638.0987 | 3143.0244 | 3637.6481 | 4124.5622 | 4604.0182 | 5075.8528 | 5531.9218 | 5981.5507 | 6424.2955 | 6858.885 | 7285.2841 | 7706.0702 | 8119.9667 | 8526.7958 | 8926.3781 | 9320.046 | 9713.1197 | 10099.2241 | 10478.8613 | 10852.6693 | 11221.9727 | 11553.9761
Commercial_Miscellaneous (WA)_New_Miscellaneous_Natural Gas_Pool Heater_E3_Baseline Forecast | Commercial | Miscellaneous (WA) | New | Miscellaneous | Natural Gas | Pool Heater | E3 |  | Baseline Forecast | 0 | 0 | 0 | 0 | 0 | 0 | 0 | 0 | 0 | 0 | 0 | 0 | 0 | 0 | 0 | 0 | 0 | 0 | 0 | 0 | 0 | 0 | 0 | 0 | 0 | 0 | 0
Commercial_Miscellaneous (WA)_New_Miscellaneous_Natural Gas_Pool Heater_E4_Baseline Forecast | Commercial | Miscellaneous (WA) | New | Miscellaneous | Natural Gas | Pool Heater | E4 |  | Baseline Forecast | 0 | 0 | 0 | 0 | 0 | 0 | 0 | 0 | 0 | 0 | 0 | 0 | 0 | 0 | 0 | 0 | 0 | 0 | 0 | 0 | 0 | 0 | 0 | 0 | 0 | 0 | 0
Commercial_Miscellaneous (WA)_New_Miscellaneous_Natural Gas_Pool Heater_E5_Baseline Forecast | Commercial | Miscellaneous (WA) | New | Miscellaneous | Natural Gas | Pool Heater | E5 |  | Baseline Forecast | 0 | 0 | 0 | 0 | 0 | 0 | 0 | 0 | 0 | 0 | 0 | 0 | 0 | 0 | 0 | 0 | 0 | 0 | 0 | 0 | 0 | 0 | 0 | 0 | 0 | 0 | 0
Commercial_Miscellaneous (WA)_New_Miscellaneous_Natural Gas_Pool Heater_E6_Baseline Forecast | Commercial | Miscellaneous (WA) | New | Miscellaneous | Natural Gas | Pool Heater | E6 |  | Baseline Forecast | 0 | 0 | 0 | 0 | 0 | 0 | 0 | 0 | 0 | 0 | 0 | 0 | 0 | 0 | 0 | 0 | 0 | 0 | 0 | 0 | 0 | 0 | 0 | 0 | 0 | 0 | 0
Commercial_Miscellaneous (WA)_New_Miscellaneous_Natural Gas_Pool Heater_E7_Baseline Forecast | Commercial | Miscellaneous (WA) | New | Miscellaneous | Natural Gas | Pool Heater | E7 |  | Baseline Forecast | 0 | 0 | 0 | 0 | 0 | 0 | 0 | 0 | 0 | 0 | 0 | 0 | 0 | 0 | 0 | 0 | 0 | 0 | 0 | 0 | 0 | 0 | 0 | 0 | 0 | 0 | 0
Commercial_Miscellaneous (WA)_New_Miscellaneous_Natural Gas_Pool Heater_E8_Baseline Forecast | Commercial | Miscellaneous (WA) | New | Miscellaneous | Natural Gas | Pool Heater | E8 |  | Baseline Forecast | 0 | 0 | 0 | 0 | 0 | 0 | 0 | 0 | 0 | 0 | 0 | 0 | 0 | 0 | 0 | 0 | 0 | 0 | 0 | 0 | 0 | 0 | 0 | 0 | 0 | 0 | 0
Commercial_Miscellaneous (WA)_New_Miscellaneous_Natural Gas_Pool Heater_E9_Baseline Forecast | Commercial | Miscellaneous (WA) | New | Miscellaneous | Natural Gas | Pool Heater | E9 |  | Baseline Forecast | 0 | 0 | 0 | 0 | 0 | 0 | 0 | 0 | 0 | 0 | 0 | 0 | 0 | 0 | 0 | 0 | 0 | 0 | 0 | 0 | 0 | 0 | 0 | 0 | 0 | 0 | 0
Commercial_Miscellaneous (WA)_New_Miscellaneous_Natural Gas_Pool Heater_E10_Baseline Forecast | Commercial | Miscellaneous (WA) | New | Miscellaneous | Natural Gas | Pool Heater | E10 |  | Baseline Forecast | 0 | 0 | 0 | 0 | 0 | 0 | 0 | 0 | 0 | 0 | 0 | 0 | 0 | 0 | 0 | 0 | 0 | 0 | 0 | 0 | 0 | 0 | 0 | 0 | 0 | 0 | 0
Commercial_Miscellaneous (WA)_New_Miscellaneous_Natural Gas_Pool Heater_Vintage_Baseline Forecast | Commercial | Miscellaneous (WA) | New | Miscellaneous | Natural Gas | Pool Heater | Vintage | Vintage | Baseline Forecast | 0 | 0 | 0 | 0 | 0 | 0 | 0 | 0 | 0 | 0 | 0 | 0 | 0 | 0 | 0 | 0 | 0 | 0 | 0 | 0 | 0 | 0 | 0 | 0 | 0 | 0 | 0
Commercial_Miscellaneous (WA)_New_Miscellaneous_Natural Gas_Miscellaneous_E1_Baseline Forecast | Commercial | Miscellaneous (WA) | New | Miscellaneous | Natural Gas | Miscellaneous | E1 | Standard | Baseline Forecast | 0 | 458486.6788 | 886361.8723 | 1317588.407 | 1748758.1635 | 2171478.7047 | 2587094.4875 | 2994230.5081 | 3395020.5241 | 3789671.5697 | 4178049.3429 | 4553450.0407 | 4923549.7594 | 5287983.0309 | 5645703.4397 | 5996682.2464 | 6343040.8117 | 6683728.349 | 7018598.5832 | 7347503.8563 | 7671540.7898 | 7995088.6254 | 8312899.9047 | 8625387.8721 | 8933077.7441 | 9237059.6906 | 9510339.1745
Commercial_Miscellaneous (WA)_New_Miscellaneous_Natural Gas_Miscellaneous_E2_Baseline Forecast | Commercial | Miscellaneous (WA) | New | Miscellaneous | Natural Gas | Miscellaneous | E2 |  | Baseline Forecast | 0 | 0 | 0 | 0 | 0 | 0 | 0 | 0 | 0 | 0 | 0 | 0 | 0 | 0 | 0 | 0 | 0 | 0 | 0 | 0 | 0 | 0 | 0 | 0 | 0 | 0 | 0
Commercial_Miscellaneous (WA)_New_Miscellaneous_Natural Gas_Miscellaneous_E3_Baseline Forecast | Commercial | Miscellaneous (WA) | New | Miscellaneous | Natural Gas | Miscellaneous | E3 |  | Baseline Forecast | 0 | 0 | 0 | 0 | 0 | 0 | 0 | 0 | 0 | 0 | 0 | 0 | 0 | 0 | 0 | 0 | 0 | 0 | 0 | 0 | 0 | 0 | 0 | 0 | 0 | 0 | 0
Commercial_Miscellaneous (WA)_New_Miscellaneous_Natural Gas_Miscellaneous_E4_Baseline Forecast | Commercial | Miscellaneous (WA) | New | Miscellaneous | Natural Gas | Miscellaneous | E4 |  | Baseline Forecast | 0 | 0 | 0 | 0 | 0 | 0 | 0 | 0 | 0 | 0 | 0 | 0 | 0 | 0 | 0 | 0 | 0 | 0 | 0 | 0 | 0 | 0 | 0 | 0 | 0 | 0 | 0
Commercial_Miscellaneous (WA)_New_Miscellaneous_Natural Gas_Miscellaneous_E5_Baseline Forecast | Commercial | Miscellaneous (WA) | New | Miscellaneous | Natural Gas | Miscellaneous | E5 |  | Baseline Forecast | 0 | 0 | 0 | 0 | 0 | 0 | 0 | 0 | 0 | 0 | 0 | 0 | 0 | 0 | 0 | 0 | 0 | 0 | 0 | 0 | 0 | 0 | 0 | 0 | 0 | 0 | 0
Commercial_Miscellaneous (WA)_New_Miscellaneous_Natural Gas_Miscellaneous_E6_Baseline Forecast | Commercial | Miscellaneous (WA) | New | Miscellaneous | Natural Gas | Miscellaneous | E6 |  | Baseline Forecast | 0 | 0 | 0 | 0 | 0 | 0 | 0 | 0 | 0 | 0 | 0 | 0 | 0 | 0 | 0 | 0 | 0 | 0 | 0 | 0 | 0 | 0 | 0 | 0 | 0 | 0 | 0
Commercial_Miscellaneous (WA)_New_Miscellaneous_Natural Gas_Miscellaneous_E7_Baseline Forecast | Commercial | Miscellaneous (WA) | New | Miscellaneous | Natural Gas | Miscellaneous | E7 |  | Baseline Forecast | 0 | 0 | 0 | 0 | 0 | 0 | 0 | 0 | 0 | 0 | 0 | 0 | 0 | 0 | 0 | 0 | 0 | 0 | 0 | 0 | 0 | 0 | 0 | 0 | 0 | 0 | 0
Commercial_Miscellaneous (WA)_New_Miscellaneous_Natural Gas_Miscellaneous_E8_Baseline Forecast | Commercial | Miscellaneous (WA) | New | Miscellaneous | Natural Gas | Miscellaneous | E8 |  | Baseline Forecast | 0 | 0 | 0 | 0 | 0 | 0 | 0 | 0 | 0 | 0 | 0 | 0 | 0 | 0 | 0 | 0 | 0 | 0 | 0 | 0 | 0 | 0 | 0 | 0 | 0 | 0 | 0
Commercial_Miscellaneous (WA)_New_Miscellaneous_Natural Gas_Miscellaneous_E9_Baseline Forecast | Commercial | Miscellaneous (WA) | New | Miscellaneous | Natural Gas | Miscellaneous | E9 |  | Baseline Forecast | 0 | 0 | 0 | 0 | 0 | 0 | 0 | 0 | 0 | 0 | 0 | 0 | 0 | 0 | 0 | 0 | 0 | 0 | 0 | 0 | 0 | 0 | 0 | 0 | 0 | 0 | 0
Commercial_Miscellaneous (WA)_New_Miscellaneous_Natural Gas_Miscellaneous_E10_Baseline Forecast | Commercial | Miscellaneous (WA) | New | Miscellaneous | Natural Gas | Miscellaneous | E10 |  | Baseline Forecast | 0 | 0 | 0 | 0 | 0 | 0 | 0 | 0 | 0 | 0 | 0 | 0 | 0 | 0 | 0 | 0 | 0 | 0 | 0 | 0 | 0 | 0 | 0 | 0 | 0 | 0 | 0
Commercial_Miscellaneous (WA)_New_Miscellaneous_Natural Gas_Miscellaneous_Vintage_Baseline Forecast | Commercial | Miscellaneous (WA) | New | Miscellaneous | Natural Gas | Miscellaneous | Vintage | Vintage | Baseline Forecast | 0 | 0 | 0 | 0 | 0 | 0 | 0 | 0 | 0 | 0 | 0 | 0 | 0 | 0 | 0 | 0 | 0 | 0 | 0 | 0 | 0 | 0 | 0 | 0 | 0 | 0 | 0
Commercial_Office (ID)_Existing_Space Heating_Natural Gas_Furnace_E1_Baseline Forecast | Commercial | Office (ID) | Existing | Space Heating | Natural Gas | Furnace | E1 | AFUE 80% (Standard) | Baseline Forecast | 0 | 135381.0033 | 270370.4086 | 404450.8629 | 537176.2602 | 668163.7029 | 797086.3342 | 923666.9504 | 1047672.3075 | 1168908.0475 | 1287214.1781 | 1402461.0458 | 1500716.1531 | 1583888.8767 | 1653681.9298 | 1711613.5934 | 1759037.5581 | 1797160.6345 | 1827058.56 | 1849690.1062 | 1865909.6713 | 1876478.5185 | 1882074.8064 | 1883302.5417 | 1880699.5694 | 1874744.7041 | 1865864.0947
Commercial_Office (ID)_Existing_Space Heating_Natural Gas_Furnace_E2_Baseline Forecast | Commercial | Office (ID) | Existing | Space Heating | Natural Gas | Furnace | E2 | AFUE 90% | Baseline Forecast | 0 | 0 | 0 | 0 | 0 | 0 | 0 | 0 | 0 | 0 | 0 | 0 | 0 | 0 | 0 | 0 | 0 | 0 | 0 | 0 | 0 | 0 | 0 | 0 | 0 | 0 | 0
Commercial_Office (ID)_Existing_Space Heating_Natural Gas_Furnace_E3_Baseline Forecast | Commercial | Office (ID) | Existing | Space Heating | Natural Gas | Furnace | E3 | AFUE 96% | Baseline Forecast | 0 | 0 | 0 | 0 | 0 | 0 | 0 | 0 | 0 | 0 | 0 | 0 | 0 | 0 | 0 | 0 | 0 | 0 | 0 | 0 | 0 | 0 | 0 | 0 | 0 | 0 | 0
Commercial_Office (ID)_Existing_Space Heating_Natural Gas_Furnace_E4_Baseline Forecast | Commercial | Office (ID) | Existing | Space Heating | Natural Gas | Furnace | E4 |  | Baseline Forecast | 0 | 0 | 0 | 0 | 0 | 0 | 0 | 0 | 0 | 0 | 0 | 0 | 0 | 0 | 0 | 0 | 0 | 0 | 0 | 0 | 0 | 0 | 0 | 0 | 0 | 0 | 0
Commercial_Office (ID)_Existing_Space Heating_Natural Gas_Furnace_E5_Baseline Forecast | Commercial | Office (ID) | Existing | Space Heating | Natural Gas | Furnace | E5 |  | Baseline Forecast | 0 | 0 | 0 | 0 | 0 | 0 | 0 | 0 | 0 | 0 | 0 | 0 | 0 | 0 | 0 | 0 | 0 | 0 | 0 | 0 | 0 | 0 | 0 | 0 | 0 | 0 | 0
Commercial_Office (ID)_Existing_Space Heating_Natural Gas_Furnace_E6_Baseline Forecast | Commercial | Office (ID) | Existing | Space Heating | Natural Gas | Furnace | E6 |  | Baseline Forecast | 0 | 0 | 0 | 0 | 0 | 0 | 0 | 0 | 0 | 0 | 0 | 0 | 0 | 0 | 0 | 0 | 0 | 0 | 0 | 0 | 0 | 0 | 0 | 0 | 0 | 0 | 0
Commercial_Office (ID)_Existing_Space Heating_Natural Gas_Furnace_E7_Baseline Forecast | Commercial | Office (ID) | Existing | Space Heating | Natural Gas | Furnace | E7 |  | Baseline Forecast | 0 | 0 | 0 | 0 | 0 | 0 | 0 | 0 | 0 | 0 | 0 | 0 | 0 | 0 | 0 | 0 | 0 | 0 | 0 | 0 | 0 | 0 | 0 | 0 | 0 | 0 | 0
Commercial_Office (ID)_Existing_Space Heating_Natural Gas_Furnace_E8_Baseline Forecast | Commercial | Office (ID) | Existing | Space Heating | Natural Gas | Furnace | E8 |  | Baseline Forecast | 0 | 0 | 0 | 0 | 0 | 0 | 0 | 0 | 0 | 0 | 0 | 0 | 0 | 0 | 0 | 0 | 0 | 0 | 0 | 0 | 0 | 0 | 0 | 0 | 0 | 0 | 0
Commercial_Office (ID)_Existing_Space Heating_Natural Gas_Furnace_E9_Baseline Forecast | Commercial | Office (ID) | Existing | Space Heating | Natural Gas | Furnace | E9 |  | Baseline Forecast | 0 | 0 | 0 | 0 | 0 | 0 | 0 | 0 | 0 | 0 | 0 | 0 | 0 | 0 | 0 | 0 | 0 | 0 | 0 | 0 | 0 | 0 | 0 | 0 | 0 | 0 | 0
Commercial_Office (ID)_Existing_Space Heating_Natural Gas_Furnace_E10_Baseline Forecast | Commercial | Office (ID) | Existing | Space Heating | Natural Gas | Furnace | E10 |  | Baseline Forecast | 0 | 0 | 0 | 0 | 0 | 0 | 0 | 0 | 0 | 0 | 0 | 0 | 0 | 0 | 0 | 0 | 0 | 0 | 0 | 0 | 0 | 0 | 0 | 0 | 0 | 0 | 0
Commercial_Office (ID)_Existing_Space Heating_Natural Gas_Furnace_Vintage_Baseline Forecast | Commercial | Office (ID) | Existing | Space Heating | Natural Gas | Furnace | Vintage | Vintage | Baseline Forecast | 3412729.4575 | 3215298.8277 | 3019387.9709 | 2825493.7279 | 2634042.0653 | 2445396.1076 | 2259863.2979 | 2077701.7793 | 1899126.0816 | 1724312.1891 | 1553402.0543 | 1386507.6187 | 1237543.9902 | 1104584.7186 | 985910.3273 | 879986.0773 | 785442.1186 | 701055.7752 | 625735.7333 | 558507.9272 | 498502.9433 | 444944.7758 | 397140.7917 | 354472.7727 | 316388.9211 | 282396.723 | 252056.5792
Commercial_Office (ID)_Existing_Space Heating_Natural Gas_Boiler_E1_Baseline Forecast | Commercial | Office (ID) | Existing | Space Heating | Natural Gas | Boiler | E1 | AFUE 80% (Standard) | Baseline Forecast | 0 | 47769.0983 | 98700.6237 | 152190.8372 | 208750.3924 | 266753.6341 | 325580.2245 | 384942.8459 | 435393.5574 | 485565.9118 | 536477.0384 | 586657.7696 | 635924.5407 | 684120.8154 | 741900.3501 | 798347.4096 | 853355.8247 | 906837.7226 | 958721.3355 | 1008949.0486 | 1058093.9097 | 1105512.1316 | 1151179.3424 | 1195287.5725 | 1237828.2309 | 1278798.9459 | 1318202.763
Commercial_Office (ID)_Existing_Space Heating_Natural Gas_Boiler_E2_Baseline Forecast | Commercial | Office (ID) | Existing | Space Heating | Natural Gas | Boiler | E2 | AFUE 85% | Baseline Forecast | 0 | 0 | 0 | 0 | 0 | 0 | 0 | 0 | 0 | 0 | 0 | 0 | 0 | 0 | 0 | 0 | 0 | 0 | 0 | 0 | 0 | 0 | 0 | 0 | 0 | 0 | 0
Commercial_Office (ID)_Existing_Space Heating_Natural Gas_Boiler_E3_Baseline Forecast | Commercial | Office (ID) | Existing | Space Heating | Natural Gas | Boiler | E3 | AFUE 97% | Baseline Forecast | 0 | 6864.1813 | 14430.9012 | 22516.6067 | 29918.2476 | 37653.5316 | 45809.9784 | 54208.9047 | 71891.6537 | 89870.8667 | 106822.5035 | 123950.4586 | 141209.9736 | 158562.0325 | 165186.3721 | 171857.9459 | 178564.9076 | 185297.2442 | 192046.6178 | 198806.2263 | 204952.4297 | 211090.5895 | 217217.3412 | 223122.2931 | 228803.8816 | 234261.4903 | 239495.3279
Commercial_Office (ID)_Existing_Space Heating_Natural Gas_Boiler_E4_Baseline Forecast | Commercial | Office (ID) | Existing | Space Heating | Natural Gas | Boiler | E4 | Convert to NG Air Source Heat Pump | Baseline Forecast | 0 | 0 | 0 | 0 | 0 | 0 | 0 | 0 | 0 | 0 | 0 | 0 | 0 | 0 | 0 | 0 | 0 | 0 | 0 | 0 | 0 | 0 | 0 | 0 | 0 | 0 | 0
Commercial_Office (ID)_Existing_Space Heating_Natural Gas_Boiler_E5_Baseline Forecast | Commercial | Office (ID) | Existing | Space Heating | Natural Gas | Boiler | E5 |  | Baseline Forecast | 0 | 0 | 0 | 0 | 0 | 0 | 0 | 0 | 0 | 0 | 0 | 0 | 0 | 0 | 0 | 0 | 0 | 0 | 0 | 0 | 0 | 0 | 0 | 0 | 0 | 0 | 0
Commercial_Office (ID)_Existing_Space Heating_Natural Gas_Boiler_E6_Baseline Forecast | Commercial | Office (ID) | Existing | Space Heating | Natural Gas | Boiler | E6 |  | Baseline Forecast | 0 | 0 | 0 | 0 | 0 | 0 | 0 | 0 | 0 | 0 | 0 | 0 | 0 | 0 | 0 | 0 | 0 | 0 | 0 | 0 | 0 | 0 | 0 | 0 | 0 | 0 | 0
Commercial_Office (ID)_Existing_Space Heating_Natural Gas_Boiler_E7_Baseline Forecast | Commercial | Office (ID) | Existing | Space Heating | Natural Gas | Boiler | E7 |  | Baseline Forecast | 0 | 0 | 0 | 0 | 0 | 0 | 0 | 0 | 0 | 0 | 0 | 0 | 0 | 0 | 0 | 0 | 0 | 0 | 0 | 0 | 0 | 0 | 0 | 0 | 0 | 0 | 0
Commercial_Office (ID)_Existing_Space Heating_Natural Gas_Boiler_E8_Baseline Forecast | Commercial | Office (ID) | Existing | Space Heating | Natural Gas | Boiler | E8 |  | Baseline Forecast | 0 | 0 | 0 | 0 | 0 | 0 | 0 | 0 | 0 | 0 | 0 | 0 | 0 | 0 | 0 | 0 | 0 | 0 | 0 | 0 | 0 | 0 | 0 | 0 | 0 | 0 | 0
Commercial_Office (ID)_Existing_Space Heating_Natural Gas_Boiler_E9_Baseline Forecast | Commercial | Office (ID) | Existing | Space Heating | Natural Gas | Boiler | E9 |  | Baseline Forecast | 0 | 0 | 0 | 0 | 0 | 0 | 0 | 0 | 0 | 0 | 0 | 0 | 0 | 0 | 0 | 0 | 0 | 0 | 0 | 0 | 0 | 0 | 0 | 0 | 0 | 0 | 0
Commercial_Office (ID)_Existing_Space Heating_Natural Gas_Boiler_E10_Baseline Forecast | Commercial | Office (ID) | Existing | Space Heating | Natural Gas | Boiler | E10 |  | Baseline Forecast | 0 | 0 | 0 | 0 | 0 | 0 | 0 | 0 | 0 | 0 | 0 | 0 | 0 | 0 | 0 | 0 | 0 | 0 | 0 | 0 | 0 | 0 | 0 | 0 | 0 | 0 | 0
Commercial_Office (ID)_Existing_Space Heating_Natural Gas_Boiler_Vintage_Baseline Forecast | Commercial | Office (ID) | Existing | Space Heating | Natural Gas | Boiler | Vintage | Vintage | Baseline Forecast | 3672570.4574 | 3551163.1696 | 3427104.9887 | 3301161.1332 | 3174002.3265 | 3046215.2378 | 2918311.7933 | 2790737.4821 | 2663878.7627 | 2538069.6685 | 2413597.697 | 2290709.0609 | 2169613.3695 | 2050487.8017 | 1933480.8247 | 1818715.5087 | 1706292.4798 | 1596292.5506 | 1488779.0638 | 1383799.9783 | 1281389.7273 | 1181570.8716 | 1084355.5711 | 989746.8935 | 897739.9782 | 808323.0711 | 721478.4436
Commercial_Office (ID)_Existing_Space Heating_Natural Gas_Unit Heater_E1_Baseline Forecast | Commercial | Office (ID) | Existing | Space Heating | Natural Gas | Unit Heater | E1 | Standard | Baseline Forecast | 0 | 114.802 | 440.612 | 1057.2657 | 2030.2077 | 3412.2523 | 5245.1477 | 7560.9663 | 10383.339 | 13728.5515 | 17509.1906 | 21648.0973 | 26077.2444 | 30736.7348 | 35573.9076 | 40542.5415 | 45602.1434 | 49946.9624 | 53656.9059 | 56803.2396 | 59449.5169 | 61652.4089 | 63462.4441 | 64924.6701 | 66079.2427 | 66961.9531 | 67604.6971
Commercial_Office (ID)_Existing_Space Heating_Natural Gas_Unit Heater_E2_Baseline Forecast | Commercial | Office (ID) | Existing | Space Heating | Natural Gas | Unit Heater | E2 | Condensing | Baseline Forecast | 0 | 0 | 0 | 0 | 0 | 0 | 0 | 0 | 0 | 0 | 0 | 0 | 0 | 0 | 0 | 0 | 0 | 0 | 0 | 0 | 0 | 0 | 0 | 0 | 0 | 0 | 0
Commercial_Office (ID)_Existing_Space Heating_Natural Gas_Unit Heater_E3_Baseline Forecast | Commercial | Office (ID) | Existing | Space Heating | Natural Gas | Unit Heater | E3 | Infrared Radiant | Baseline Forecast | 0 | 0 | 0 | 0 | 0 | 0 | 0 | 0 | 0 | 0 | 0 | 0 | 0 | 0 | 0 | 0 | 0 | 0 | 0 | 0 | 0 | 0 | 0 | 0 | 0 | 0 | 0
Commercial_Office (ID)_Existing_Space Heating_Natural Gas_Unit Heater_E4_Baseline Forecast | Commercial | Office (ID) | Existing | Space Heating | Natural Gas | Unit Heater | E4 |  | Baseline Forecast | 0 | 0 | 0 | 0 | 0 | 0 | 0 | 0 | 0 | 0 | 0 | 0 | 0 | 0 | 0 | 0 | 0 | 0 | 0 | 0 | 0 | 0 | 0 | 0 | 0 | 0 | 0
Commercial_Office (ID)_Existing_Space Heating_Natural Gas_Unit Heater_E5_Baseline Forecast | Commercial | Office (ID) | Existing | Space Heating | Natural Gas | Unit Heater | E5 |  | Baseline Forecast | 0 | 0 | 0 | 0 | 0 | 0 | 0 | 0 | 0 | 0 | 0 | 0 | 0 | 0 | 0 | 0 | 0 | 0 | 0 | 0 | 0 | 0 | 0 | 0 | 0 | 0 | 0
Commercial_Office (ID)_Existing_Space Heating_Natural Gas_Unit Heater_E6_Baseline Forecast | Commercial | Office (ID) | Existing | Space Heating | Natural Gas | Unit Heater | E6 |  | Baseline Forecast | 0 | 0 | 0 | 0 | 0 | 0 | 0 | 0 | 0 | 0 | 0 | 0 | 0 | 0 | 0 | 0 | 0 | 0 | 0 | 0 | 0 | 0 | 0 | 0 | 0 | 0 | 0
Commercial_Office (ID)_Existing_Space Heating_Natural Gas_Unit Heater_E7_Baseline Forecast | Commercial | Office (ID) | Existing | Space Heating | Natural Gas | Unit Heater | E7 |  | Baseline Forecast | 0 | 0 | 0 | 0 | 0 | 0 | 0 | 0 | 0 | 0 | 0 | 0 | 0 | 0 | 0 | 0 | 0 | 0 | 0 | 0 | 0 | 0 | 0 | 0 | 0 | 0 | 0
Commercial_Office (ID)_Existing_Space Heating_Natural Gas_Unit Heater_E8_Baseline Forecast | Commercial | Office (ID) | Existing | Space Heating | Natural Gas | Unit Heater | E8 |  | Baseline Forecast | 0 | 0 | 0 | 0 | 0 | 0 | 0 | 0 | 0 | 0 | 0 | 0 | 0 | 0 | 0 | 0 | 0 | 0 | 0 | 0 | 0 | 0 | 0 | 0 | 0 | 0 | 0
Commercial_Office (ID)_Existing_Space Heating_Natural Gas_Unit Heater_E9_Baseline Forecast | Commercial | Office (ID) | Existing | Space Heating | Natural Gas | Unit Heater | E9 |  | Baseline Forecast | 0 | 0 | 0 | 0 | 0 | 0 | 0 | 0 | 0 | 0 | 0 | 0 | 0 | 0 | 0 | 0 | 0 | 0 | 0 | 0 | 0 | 0 | 0 | 0 | 0 | 0 | 0
Commercial_Office (ID)_Existing_Space Heating_Natural Gas_Unit Heater_E10_Baseline Forecast | Commercial | Office (ID) | Existing | Space Heating | Natural Gas | Unit Heater | E10 |  | Baseline Forecast | 0 | 0 | 0 | 0 | 0 | 0 | 0 | 0 | 0 | 0 | 0 | 0 | 0 | 0 | 0 | 0 | 0 | 0 | 0 | 0 | 0 | 0 | 0 | 0 | 0 | 0 | 0
Commercial_Office (ID)_Existing_Space Heating_Natural Gas_Unit Heater_Vintage_Baseline Forecast | Commercial | Office (ID) | Existing | Space Heating | Natural Gas | Unit Heater | Vintage | Vintage | Baseline Forecast | 138910.4426 | 136269.9962 | 133464.4625 | 130413.1712 | 127049.8576 | 123320.9027 | 119183.7681 | 114605.6056 | 109562.0225 | 104035.9852 | 98114.1727 | 91873.0231 | 85379.8556 | 78693.8725 | 71867.0522 | 64944.9463 | 57967.3901 | 51739.4887 | 46180.7007 | 41219.1378 | 36790.6354 | 32837.9225 | 29309.8812 | 26160.8857 | 23350.212 | 20841.5116 | 18602.3409
Commercial_Office (ID)_Existing_Water Heating_Natural Gas_Water Heater_E1_Baseline Forecast | Commercial | Office (ID) | Existing | Water Heating | Natural Gas | Water Heater | E1 | TE 0.80 | Baseline Forecast | 0 | 58808.2381 | 121776.7946 | 188058.2138 | 256907.188 | 327669.3115 | 399771.0494 | 472710.7899 | 546050.8641 | 619410.4287 | 692459.1197 | 764911.3921 | 826909.5596 | 879625.3355 | 924103.664 | 961276.3558 | 991974.259 | 1016938.1216 | 1036828.2872 | 1052233.3477 | 1063677.8675 | 1071629.2765 | 1076504.0229 | 1078673.064 | 1078466.7676 | 1076179.2863 | 1072072.4611
Commercial_Office (ID)_Existing_Water Heating_Natural Gas_Water Heater_E2_Baseline Forecast | Commercial | Office (ID) | Existing | Water Heating | Natural Gas | Water Heater | E2 | TE 0.90 | Baseline Forecast | 0 | 0 | 0 | 0 | 0 | 0 | 0 | 0 | 0 | 0 | 0 | 0 | 0 | 0 | 0 | 0 | 0 | 0 | 0 | 0 | 0 | 0 | 0 | 0 | 0 | 0 | 0
Commercial_Office (ID)_Existing_Water Heating_Natural Gas_Water Heater_E3_Baseline Forecast | Commercial | Office (ID) | Existing | Water Heating | Natural Gas | Water Heater | E3 | TE 0.94 | Baseline Forecast | 0 | 66315.6728 | 137322.7684 | 212065.6453 | 289703.8503 | 369499.4364 | 450805.6514 | 533056.8482 | 615759.485 | 698484.1005 | 780858.1562 | 862559.6549 | 932472.4821 | 991917.9316 | 1042074.3445 | 1083992.4863 | 1118609.2707 | 1146760.0095 | 1169189.3451 | 1186561.0091 | 1199466.5314 | 1208433.014 | 1213930.0684 | 1216376.0083 | 1216143.3762 | 1213563.876 | 1208932.7752
Commercial_Office (ID)_Existing_Water Heating_Natural Gas_Water Heater_E4_Baseline Forecast | Commercial | Office (ID) | Existing | Water Heating | Natural Gas | Water Heater | E4 | Instantaneous TE 0.94 | Baseline Forecast | 0 | 0 | 0 | 0 | 0 | 0 | 0 | 0 | 0 | 0 | 0 | 0 | 0 | 0 | 0 | 0 | 0 | 0 | 0 | 0 | 0 | 0 | 0 | 0 | 0 | 0 | 0
Commercial_Office (ID)_Existing_Water Heating_Natural Gas_Water Heater_E5_Baseline Forecast | Commercial | Office (ID) | Existing | Water Heating | Natural Gas | Water Heater | E5 | Gas-Fired Absorption HPWH | Baseline Forecast | 0 | 0 | 0 | 0 | 0 | 0 | 0 | 0 | 0 | 0 | 0 | 0 | 0 | 0 | 0 | 0 | 0 | 0 | 0 | 0 | 0 | 0 | 0 | 0 | 0 | 0 | 0
Commercial_Office (ID)_Existing_Water Heating_Natural Gas_Water Heater_E6_Baseline Forecast | Commercial | Office (ID) | Existing | Water Heating | Natural Gas | Water Heater | E6 |  | Baseline Forecast | 0 | 0 | 0 | 0 | 0 | 0 | 0 | 0 | 0 | 0 | 0 | 0 | 0 | 0 | 0 | 0 | 0 | 0 | 0 | 0 | 0 | 0 | 0 | 0 | 0 | 0 | 0
Commercial_Office (ID)_Existing_Water Heating_Natural Gas_Water Heater_E7_Baseline Forecast | Commercial | Office (ID) | Existing | Water Heating | Natural Gas | Water Heater | E7 |  | Baseline Forecast | 0 | 0 | 0 | 0 | 0 | 0 | 0 | 0 | 0 | 0 | 0 | 0 | 0 | 0 | 0 | 0 | 0 | 0 | 0 | 0 | 0 | 0 | 0 | 0 | 0 | 0 | 0
Commercial_Office (ID)_Existing_Water Heating_Natural Gas_Water Heater_E8_Baseline Forecast | Commercial | Office (ID) | Existing | Water Heating | Natural Gas | Water Heater | E8 |  | Baseline Forecast | 0 | 0 | 0 | 0 | 0 | 0 | 0 | 0 | 0 | 0 | 0 | 0 | 0 | 0 | 0 | 0 | 0 | 0 | 0 | 0 | 0 | 0 | 0 | 0 | 0 | 0 | 0
Commercial_Office (ID)_Existing_Water Heating_Natural Gas_Water Heater_E9_Baseline Forecast | Commercial | Office (ID) | Existing | Water Heating | Natural Gas | Water Heater | E9 |  | Baseline Forecast | 0 | 0 | 0 | 0 | 0 | 0 | 0 | 0 | 0 | 0 | 0 | 0 | 0 | 0 | 0 | 0 | 0 | 0 | 0 | 0 | 0 | 0 | 0 | 0 | 0 | 0 | 0
Commercial_Office (ID)_Existing_Water Heating_Natural Gas_Water Heater_E10_Baseline Forecast | Commercial | Office (ID) | Existing | Water Heating | Natural Gas | Water Heater | E10 |  | Baseline Forecast | 0 | 0 | 0 | 0 | 0 | 0 | 0 | 0 | 0 | 0 | 0 | 0 | 0 | 0 | 0 | 0 | 0 | 0 | 0 | 0 | 0 | 0 | 0 | 0 | 0 | 0 | 0
Commercial_Office (ID)_Existing_Water Heating_Natural Gas_Water Heater_Vintage_Baseline Forecast | Commercial | Office (ID) | Existing | Water Heating | Natural Gas | Water Heater | Vintage | Vintage | Baseline Forecast | 4205553.6723 | 4003965.1491 | 3794915.1505 | 3580181.4959 | 3361325.1285 | 3139714.034 | 2916544.576 | 2692860.5246 | 2469570.0289 | 2247460.7509 | 2027213.3628 | 1809413.58 | 1615013.7739 | 1441499.8974 | 1286628.0076 | 1148395.2464 | 1025013.939 | 914888.4745 | 816594.6714 | 728861.3596 | 650553.9408 | 580659.7158 | 518274.7876 | 462592.3724 | 412892.3655 | 368532.0287 | 328937.6785
Commercial_Office (ID)_Existing_Food Preparation_Natural Gas_Oven_E1_Baseline Forecast | Commercial | Office (ID) | Existing | Food Preparation | Natural Gas | Oven | E1 | Standard | Baseline Forecast | 0 | 1028.4501 | 2322.4274 | 3806.945 | 5423.5989 | 7126.9975 | 8881.959 | 10661.3086 | 12444.1498 | 14214.5066 | 15524.3107 | 16473.8393 | 17141.829 | 17590.0978 | 17867.1748 | 18011.1526 | 18051.926 | 18012.952 | 17912.6309 | 17765.3918 | 17582.5453 | 17372.9523 | 17143.551 | 16899.7687 | 16645.8471 | 16385.097 | 16120.098
Commercial_Office (ID)_Existing_Food Preparation_Natural Gas_Oven_E2_Baseline Forecast | Commercial | Office (ID) | Existing | Food Preparation | Natural Gas | Oven | E2 | ENERGY STAR (>42% Baking Efficiency) | Baseline Forecast | 0 | 1479.9648 | 3342.0297 | 5478.2868 | 7804.691 | 10255.9233 | 12781.3556 | 15341.8831 | 17907.4351 | 20455.0218 | 22339.8617 | 23706.2565 | 24667.5101 | 25312.5797 | 25711.3004 | 25918.4879 | 25977.1619 | 25921.0773 | 25776.7128 | 25564.8322 | 25301.7115 | 25000.1022 | 24669.988 | 24319.1793 | 23953.78 | 23578.5543 | 23197.2142
Commercial_Office (ID)_Existing_Food Preparation_Natural Gas_Oven_E3_Baseline Forecast | Commercial | Office (ID) | Existing | Food Preparation | Natural Gas | Oven | E3 |  | Baseline Forecast | 0 | 0 | 0 | 0 | 0 | 0 | 0 | 0 | 0 | 0 | 0 | 0 | 0 | 0 | 0 | 0 | 0 | 0 | 0 | 0 | 0 | 0 | 0 | 0 | 0 | 0 | 0
Commercial_Office (ID)_Existing_Food Preparation_Natural Gas_Oven_E4_Baseline Forecast | Commercial | Office (ID) | Existing | Food Preparation | Natural Gas | Oven | E4 |  | Baseline Forecast | 0 | 0 | 0 | 0 | 0 | 0 | 0 | 0 | 0 | 0 | 0 | 0 | 0 | 0 | 0 | 0 | 0 | 0 | 0 | 0 | 0 | 0 | 0 | 0 | 0 | 0 | 0
Commercial_Office (ID)_Existing_Food Preparation_Natural Gas_Oven_E5_Baseline Forecast | Commercial | Office (ID) | Existing | Food Preparation | Natural Gas | Oven | E5 |  | Baseline Forecast | 0 | 0 | 0 | 0 | 0 | 0 | 0 | 0 | 0 | 0 | 0 | 0 | 0 | 0 | 0 | 0 | 0 | 0 | 0 | 0 | 0 | 0 | 0 | 0 | 0 | 0 | 0
Commercial_Office (ID)_Existing_Food Preparation_Natural Gas_Oven_E6_Baseline Forecast | Commercial | Office (ID) | Existing | Food Preparation | Natural Gas | Oven | E6 |  | Baseline Forecast | 0 | 0 | 0 | 0 | 0 | 0 | 0 | 0 | 0 | 0 | 0 | 0 | 0 | 0 | 0 | 0 | 0 | 0 | 0 | 0 | 0 | 0 | 0 | 0 | 0 | 0 | 0
Commercial_Office (ID)_Existing_Food Preparation_Natural Gas_Oven_E7_Baseline Forecast | Commercial | Office (ID) | Existing | Food Preparation | Natural Gas | Oven | E7 |  | Baseline Forecast | 0 | 0 | 0 | 0 | 0 | 0 | 0 | 0 | 0 | 0 | 0 | 0 | 0 | 0 | 0 | 0 | 0 | 0 | 0 | 0 | 0 | 0 | 0 | 0 | 0 | 0 | 0
Commercial_Office (ID)_Existing_Food Preparation_Natural Gas_Oven_E8_Baseline Forecast | Commercial | Office (ID) | Existing | Food Preparation | Natural Gas | Oven | E8 |  | Baseline Forecast | 0 | 0 | 0 | 0 | 0 | 0 | 0 | 0 | 0 | 0 | 0 | 0 | 0 | 0 | 0 | 0 | 0 | 0 | 0 | 0 | 0 | 0 | 0 | 0 | 0 | 0 | 0
Commercial_Office (ID)_Existing_Food Preparation_Natural Gas_Oven_E9_Baseline Forecast | Commercial | Office (ID) | Existing | Food Preparation | Natural Gas | Oven | E9 |  | Baseline Forecast | 0 | 0 | 0 | 0 | 0 | 0 | 0 | 0 | 0 | 0 | 0 | 0 | 0 | 0 | 0 | 0 | 0 | 0 | 0 | 0 | 0 | 0 | 0 | 0 | 0 | 0 | 0
Commercial_Office (ID)_Existing_Food Preparation_Natural Gas_Oven_E10_Baseline Forecast | Commercial | Office (ID) | Existing | Food Preparation | Natural Gas | Oven | E10 |  | Baseline Forecast | 0 | 0 | 0 | 0 | 0 | 0 | 0 | 0 | 0 | 0 | 0 | 0 | 0 | 0 | 0 | 0 | 0 | 0 | 0 | 0 | 0 | 0 | 0 | 0 | 0 | 0 | 0
Commercial_Office (ID)_Existing_Food Preparation_Natural Gas_Oven_Vintage_Baseline Forecast | Commercial | Office (ID) | Existing | Food Preparation | Natural Gas | Oven | Vintage | Vintage | Baseline Forecast | 63871.6776 | 60201.9594 | 55905.7287 | 51165.4961 | 46123.3338 | 40889.5825 | 35549.6886 | 30169.5752 | 24799.8588 | 19479.1618 | 15299.9962 | 12017.4516 | 9439.162 | 7414.0327 | 5823.3857 | 4574.0047 | 3592.6728 | 2821.8812 | 2216.4594 | 1740.9281 | 1367.4199 | 1074.0462 | 843.6145 | 662.6208 | 520.4585 | 408.7965 | 321.0911
Commercial_Office (ID)_Existing_Food Preparation_Natural Gas_Conveyor Oven_E1_Baseline Forecast | Commercial | Office (ID) | Existing | Food Preparation | Natural Gas | Conveyor Oven | E1 | Standard | Baseline Forecast | 0 | 0 | 0 | 0 | 0 | 47.7835 | 178.2757 | 416.3975 | 779.3031 | 1278.1361 | 1875.8102 | 2543.4133 | 3258.4487 | 4003.4529 | 4764.9113 | 5532.4058 | 6297.9454 | 6863.7422 | 7273.2954 | 7560.7602 | 7752.9522 | 7870.9227 | 7931.1953 | 7946.7377 | 7927.7248 | 7882.1378 | 7816.2355
Commercial_Office (ID)_Existing_Food Preparation_Natural Gas_Conveyor Oven_E2_Baseline Forecast | Commercial | Office (ID) | Existing | Food Preparation | Natural Gas | Conveyor Oven | E2 | ENERGY STAR (>42% Baking Efficiency) | Baseline Forecast | 0 | 0 | 0 | 0 | 0 | 68.7616 | 256.5431 | 599.2061 | 1121.4362 | 1839.269 | 2699.3366 | 3660.0338 | 4688.9871 | 5761.0664 | 6856.8236 | 7961.2668 | 9062.8971 | 9877.0924 | 10466.4495 | 10880.1183 | 11156.6873 | 11326.4497 | 11413.1835 | 11435.5494 | 11408.1893 | 11342.5886 | 11247.7535
Commercial_Office (ID)_Existing_Food Preparation_Natural Gas_Conveyor Oven_E3_Baseline Forecast | Commercial | Office (ID) | Existing | Food Preparation | Natural Gas | Conveyor Oven | E3 |  | Baseline Forecast | 0 | 0 | 0 | 0 | 0 | 0 | 0 | 0 | 0 | 0 | 0 | 0 | 0 | 0 | 0 | 0 | 0 | 0 | 0 | 0 | 0 | 0 | 0 | 0 | 0 | 0 | 0
Commercial_Office (ID)_Existing_Food Preparation_Natural Gas_Conveyor Oven_E4_Baseline Forecast | Commercial | Office (ID) | Existing | Food Preparation | Natural Gas | Conveyor Oven | E4 |  | Baseline Forecast | 0 | 0 | 0 | 0 | 0 | 0 | 0 | 0 | 0 | 0 | 0 | 0 | 0 | 0 | 0 | 0 | 0 | 0 | 0 | 0 | 0 | 0 | 0 | 0 | 0 | 0 | 0
Commercial_Office (ID)_Existing_Food Preparation_Natural Gas_Conveyor Oven_E5_Baseline Forecast | Commercial | Office (ID) | Existing | Food Preparation | Natural Gas | Conveyor Oven | E5 |  | Baseline Forecast | 0 | 0 | 0 | 0 | 0 | 0 | 0 | 0 | 0 | 0 | 0 | 0 | 0 | 0 | 0 | 0 | 0 | 0 | 0 | 0 | 0 | 0 | 0 | 0 | 0 | 0 | 0
Commercial_Office (ID)_Existing_Food Preparation_Natural Gas_Conveyor Oven_E6_Baseline Forecast | Commercial | Office (ID) | Existing | Food Preparation | Natural Gas | Conveyor Oven | E6 |  | Baseline Forecast | 0 | 0 | 0 | 0 | 0 | 0 | 0 | 0 | 0 | 0 | 0 | 0 | 0 | 0 | 0 | 0 | 0 | 0 | 0 | 0 | 0 | 0 | 0 | 0 | 0 | 0 | 0
Commercial_Office (ID)_Existing_Food Preparation_Natural Gas_Conveyor Oven_E7_Baseline Forecast | Commercial | Office (ID) | Existing | Food Preparation | Natural Gas | Conveyor Oven | E7 |  | Baseline Forecast | 0 | 0 | 0 | 0 | 0 | 0 | 0 | 0 | 0 | 0 | 0 | 0 | 0 | 0 | 0 | 0 | 0 | 0 | 0 | 0 | 0 | 0 | 0 | 0 | 0 | 0 | 0
Commercial_Office (ID)_Existing_Food Preparation_Natural Gas_Conveyor Oven_E8_Baseline Forecast | Commercial | Office (ID) | Existing | Food Preparation | Natural Gas | Conveyor Oven | E8 |  | Baseline Forecast | 0 | 0 | 0 | 0 | 0 | 0 | 0 | 0 | 0 | 0 | 0 | 0 | 0 | 0 | 0 | 0 | 0 | 0 | 0 | 0 | 0 | 0 | 0 | 0 | 0 | 0 | 0
Commercial_Office (ID)_Existing_Food Preparation_Natural Gas_Conveyor Oven_E9_Baseline Forecast | Commercial | Office (ID) | Existing | Food Preparation | Natural Gas | Conveyor Oven | E9 |  | Baseline Forecast | 0 | 0 | 0 | 0 | 0 | 0 | 0 | 0 | 0 | 0 | 0 | 0 | 0 | 0 | 0 | 0 | 0 | 0 | 0 | 0 | 0 | 0 | 0 | 0 | 0 | 0 | 0
Commercial_Office (ID)_Existing_Food Preparation_Natural Gas_Conveyor Oven_E10_Baseline Forecast | Commercial | Office (ID) | Existing | Food Preparation | Natural Gas | Conveyor Oven | E10 |  | Baseline Forecast | 0 | 0 | 0 | 0 | 0 | 0 | 0 | 0 | 0 | 0 | 0 | 0 | 0 | 0 | 0 | 0 | 0 | 0 | 0 | 0 | 0 | 0 | 0 | 0 | 0 | 0 | 0
Commercial_Office (ID)_Existing_Food Preparation_Natural Gas_Conveyor Oven_Vintage_Baseline Forecast | Commercial | Office (ID) | Existing | Food Preparation | Natural Gas | Conveyor Oven | Vintage | Vintage | Baseline Forecast | 31935.8388 | 31355.1872 | 30785.0929 | 30225.3639 | 29675.8119 | 29019.7066 | 28171.6828 | 27070.7798 | 25674.9825 | 23956.94 | 22006.9376 | 19895.3265 | 17676.8147 | 15393.8357 | 13079.1955 | 10758.15 | 8450.0378 | 6637.1206 | 5213.1566 | 4094.6975 | 3216.1988 | 2526.1779 | 1984.1979 | 1558.4973 | 1224.1288 | 961.4975 | 755.2126
Commercial_Office (ID)_Existing_Food Preparation_Natural Gas_Double Rack Oven_E1_Baseline Forecast | Commercial | Office (ID) | Existing | Food Preparation | Natural Gas | Double Rack Oven | E1 | Standard | Baseline Forecast | 0 | 285.6806 | 670.0508 | 1135.5449 | 1666.9701 | 2251.2011 | 2876.9142 | 3534.3541 | 4215.1318 | 4912.0473 | 5497.8393 | 5987.0584 | 6392.3961 | 6724.9213 | 6994.2868 | 7208.9101 | 7376.1303 | 7502.3459 | 7593.134 | 7653.3558 | 7687.2472 | 7698.4987 | 7690.3249 | 7665.5254 | 7626.5372 | 7575.4817 | 7514.2042
Commercial_Office (ID)_Existing_Food Preparation_Natural Gas_Double Rack Oven_E2_Baseline Forecast | Commercial | Office (ID) | Existing | Food Preparation | Natural Gas | Double Rack Oven | E2 | FTSC Qualified (>50% Cooking Efficiency) | Baseline Forecast | 0 | 411.1013 | 964.2195 | 1634.0769 | 2398.8106 | 3239.5334 | 4139.9497 | 5086.0218 | 6065.6775 | 7068.5559 | 7911.5248 | 8615.5231 | 9198.814 | 9677.3258 | 10064.9493 | 10373.7975 | 10614.4315 | 10796.0587 | 10926.7051 | 11013.3657 | 11062.1362 | 11078.3274 | 11066.5652 | 11030.878 | 10974.7731 | 10901.3029 | 10813.1231
Commercial_Office (ID)_Existing_Food Preparation_Natural Gas_Double Rack Oven_E3_Baseline Forecast | Commercial | Office (ID) | Existing | Food Preparation | Natural Gas | Double Rack Oven | E3 |  | Baseline Forecast | 0 | 0 | 0 | 0 | 0 | 0 | 0 | 0 | 0 | 0 | 0 | 0 | 0 | 0 | 0 | 0 | 0 | 0 | 0 | 0 | 0 | 0 | 0 | 0 | 0 | 0 | 0
Commercial_Office (ID)_Existing_Food Preparation_Natural Gas_Double Rack Oven_E4_Baseline Forecast | Commercial | Office (ID) | Existing | Food Preparation | Natural Gas | Double Rack Oven | E4 |  | Baseline Forecast | 0 | 0 | 0 | 0 | 0 | 0 | 0 | 0 | 0 | 0 | 0 | 0 | 0 | 0 | 0 | 0 | 0 | 0 | 0 | 0 | 0 | 0 | 0 | 0 | 0 | 0 | 0
Commercial_Office (ID)_Existing_Food Preparation_Natural Gas_Double Rack Oven_E5_Baseline Forecast | Commercial | Office (ID) | Existing | Food Preparation | Natural Gas | Double Rack Oven | E5 |  | Baseline Forecast | 0 | 0 | 0 | 0 | 0 | 0 | 0 | 0 | 0 | 0 | 0 | 0 | 0 | 0 | 0 | 0 | 0 | 0 | 0 | 0 | 0 | 0 | 0 | 0 | 0 | 0 | 0
Commercial_Office (ID)_Existing_Food Preparation_Natural Gas_Double Rack Oven_E6_Baseline Forecast | Commercial | Office (ID) | Existing | Food Preparation | Natural Gas | Double Rack Oven | E6 |  | Baseline Forecast | 0 | 0 | 0 | 0 | 0 | 0 | 0 | 0 | 0 | 0 | 0 | 0 | 0 | 0 | 0 | 0 | 0 | 0 | 0 | 0 | 0 | 0 | 0 | 0 | 0 | 0 | 0
Commercial_Office (ID)_Existing_Food Preparation_Natural Gas_Double Rack Oven_E7_Baseline Forecast | Commercial | Office (ID) | Existing | Food Preparation | Natural Gas | Double Rack Oven | E7 |  | Baseline Forecast | 0 | 0 | 0 | 0 | 0 | 0 | 0 | 0 | 0 | 0 | 0 | 0 | 0 | 0 | 0 | 0 | 0 | 0 | 0 | 0 | 0 | 0 | 0 | 0 | 0 | 0 | 0
Commercial_Office (ID)_Existing_Food Preparation_Natural Gas_Double Rack Oven_E8_Baseline Forecast | Commercial | Office (ID) | Existing | Food Preparation | Natural Gas | Double Rack Oven | E8 |  | Baseline Forecast | 0 | 0 | 0 | 0 | 0 | 0 | 0 | 0 | 0 | 0 | 0 | 0 | 0 | 0 | 0 | 0 | 0 | 0 | 0 | 0 | 0 | 0 | 0 | 0 | 0 | 0 | 0
Commercial_Office (ID)_Existing_Food Preparation_Natural Gas_Double Rack Oven_E9_Baseline Forecast | Commercial | Office (ID) | Existing | Food Preparation | Natural Gas | Double Rack Oven | E9 |  | Baseline Forecast | 0 | 0 | 0 | 0 | 0 | 0 | 0 | 0 | 0 | 0 | 0 | 0 | 0 | 0 | 0 | 0 | 0 | 0 | 0 | 0 | 0 | 0 | 0 | 0 | 0 | 0 | 0
Commercial_Office (ID)_Existing_Food Preparation_Natural Gas_Double Rack Oven_E10_Baseline Forecast | Commercial | Office (ID) | Existing | Food Preparation | Natural Gas | Double Rack Oven | E10 |  | Baseline Forecast | 0 | 0 | 0 | 0 | 0 | 0 | 0 | 0 | 0 | 0 | 0 | 0 | 0 | 0 | 0 | 0 | 0 | 0 | 0 | 0 | 0 | 0 | 0 | 0 | 0 | 0 | 0
Commercial_Office (ID)_Existing_Food Preparation_Natural Gas_Double Rack Oven_Vintage_Baseline Forecast | Commercial | Office (ID) | Existing | Food Preparation | Natural Gas | Double Rack Oven | Vintage | Vintage | Baseline Forecast | 31935.8388 | 30658.4053 | 29150.8225 | 27455.7421 | 25610.0311 | 23645.5172 | 21589.6377 | 19466.0075 | 17294.9126 | 15093.7419 | 13172.7202 | 11496.1922 | 10033.0404 | 8756.108 | 7641.6943 | 6669.115 | 5820.3185 | 5079.5507 | 4433.0625 | 3868.8545 | 3376.4548 | 2946.7242 | 2571.6866 | 2244.381 | 1958.7325 | 1709.4393 | 1491.8743
Commercial_Office (ID)_Existing_Food Preparation_Natural Gas_Fryer_E1_Baseline Forecast | Commercial | Office (ID) | Existing | Food Preparation | Natural Gas | Fryer | E1 | Standard | Baseline Forecast | 0 | 2812.4653 | 5823.895 | 8993.7603 | 12286.4172 | 15670.5691 | 19118.7873 | 22607.0824 | 26114.5231 | 29622.896 | 33116.4016 | 36581.3838 | 39546.4054 | 42067.5026 | 44194.6494 | 45972.4089 | 47440.5159 | 48634.3962 | 49585.6303 | 50322.3672 | 50869.6938 | 51249.9647 | 51483.0963 | 51586.8292 | 51576.9632 | 51467.5659 | 51271.1597
Commercial_Office (ID)_Existing_Food Preparation_Natural Gas_Fryer_E2_Baseline Forecast | Commercial | Office (ID) | Existing | Food Preparation | Natural Gas | Fryer | E2 | ENERGY STAR | Baseline Forecast | 0 | 988.1635 | 2046.2334 | 3159.9698 | 4316.8493 | 5505.8756 | 6717.4117 | 7943.0289 | 9175.373 | 10408.0445 | 11635.4924 | 12852.9186 | 13894.683 | 14780.4739 | 15527.8498 | 16152.468 | 16668.2894 | 17087.7608 | 17421.9782 | 17680.8317 | 17873.1357 | 18006.7444 | 18088.6554 | 18125.1022 | 18121.6357 | 18083.1988 | 18014.1913
Commercial_Office (ID)_Existing_Food Preparation_Natural Gas_Fryer_E3_Baseline Forecast | Commercial | Office (ID) | Existing | Food Preparation | Natural Gas | Fryer | E3 |  | Baseline Forecast | 0 | 0 | 0 | 0 | 0 | 0 | 0 | 0 | 0 | 0 | 0 | 0 | 0 | 0 | 0 | 0 | 0 | 0 | 0 | 0 | 0 | 0 | 0 | 0 | 0 | 0 | 0
Commercial_Office (ID)_Existing_Food Preparation_Natural Gas_Fryer_E4_Baseline Forecast | Commercial | Office (ID) | Existing | Food Preparation | Natural Gas | Fryer | E4 |  | Baseline Forecast | 0 | 0 | 0 | 0 | 0 | 0 | 0 | 0 | 0 | 0 | 0 | 0 | 0 | 0 | 0 | 0 | 0 | 0 | 0 | 0 | 0 | 0 | 0 | 0 | 0 | 0 | 0
Commercial_Office (ID)_Existing_Food Preparation_Natural Gas_Fryer_E5_Baseline Forecast | Commercial | Office (ID) | Existing | Food Preparation | Natural Gas | Fryer | E5 |  | Baseline Forecast | 0 | 0 | 0 | 0 | 0 | 0 | 0 | 0 | 0 | 0 | 0 | 0 | 0 | 0 | 0 | 0 | 0 | 0 | 0 | 0 | 0 | 0 | 0 | 0 | 0 | 0 | 0
Commercial_Office (ID)_Existing_Food Preparation_Natural Gas_Fryer_E6_Baseline Forecast | Commercial | Office (ID) | Existing | Food Preparation | Natural Gas | Fryer | E6 |  | Baseline Forecast | 0 | 0 | 0 | 0 | 0 | 0 | 0 | 0 | 0 | 0 | 0 | 0 | 0 | 0 | 0 | 0 | 0 | 0 | 0 | 0 | 0 | 0 | 0 | 0 | 0 | 0 | 0
Commercial_Office (ID)_Existing_Food Preparation_Natural Gas_Fryer_E7_Baseline Forecast | Commercial | Office (ID) | Existing | Food Preparation | Natural Gas | Fryer | E7 |  | Baseline Forecast | 0 | 0 | 0 | 0 | 0 | 0 | 0 | 0 | 0 | 0 | 0 | 0 | 0 | 0 | 0 | 0 | 0 | 0 | 0 | 0 | 0 | 0 | 0 | 0 | 0 | 0 | 0
Commercial_Office (ID)_Existing_Food Preparation_Natural Gas_Fryer_E8_Baseline Forecast | Commercial | Office (ID) | Existing | Food Preparation | Natural Gas | Fryer | E8 |  | Baseline Forecast | 0 | 0 | 0 | 0 | 0 | 0 | 0 | 0 | 0 | 0 | 0 | 0 | 0 | 0 | 0 | 0 | 0 | 0 | 0 | 0 | 0 | 0 | 0 | 0 | 0 | 0 | 0
Commercial_Office (ID)_Existing_Food Preparation_Natural Gas_Fryer_E9_Baseline Forecast | Commercial | Office (ID) | Existing | Food Preparation | Natural Gas | Fryer | E9 |  | Baseline Forecast | 0 | 0 | 0 | 0 | 0 | 0 | 0 | 0 | 0 | 0 | 0 | 0 | 0 | 0 | 0 | 0 | 0 | 0 | 0 | 0 | 0 | 0 | 0 | 0 | 0 | 0 | 0
Commercial_Office (ID)_Existing_Food Preparation_Natural Gas_Fryer_E10_Baseline Forecast | Commercial | Office (ID) | Existing | Food Preparation | Natural Gas | Fryer | E10 |  | Baseline Forecast | 0 | 0 | 0 | 0 | 0 | 0 | 0 | 0 | 0 | 0 | 0 | 0 | 0 | 0 | 0 | 0 | 0 | 0 | 0 | 0 | 0 | 0 | 0 | 0 | 0 | 0 | 0
Commercial_Office (ID)_Existing_Food Preparation_Natural Gas_Fryer_Vintage_Baseline Forecast | Commercial | Office (ID) | Existing | Food Preparation | Natural Gas | Fryer | Vintage | Vintage | Baseline Forecast | 127743.3553 | 121620.1201 | 115270.2431 | 108747.7256 | 102099.981 | 95368.5618 | 88589.8074 | 81795.4223 | 75012.9914 | 68266.4399 | 61576.4432 | 54960.7923 | 49055.9138 | 43785.4437 | 39081.2225 | 34882.4134 | 31134.7161 | 27789.664 | 24803.9976 | 22139.1053 | 19760.5237 | 17637.4923 | 15742.5551 | 14051.2062 | 12541.5725 | 11194.1308 | 9991.4556
Commercial_Office (ID)_Existing_Food Preparation_Natural Gas_Broiler_E1_Baseline Forecast | Commercial | Office (ID) | Existing | Food Preparation | Natural Gas | Broiler | E1 | Standard | Baseline Forecast | 0 | 0 | 0 | 0 | 0 | 0 | 0 | 0 | 0 | 0 | 0 | 0 | 0 | 0 | 0 | 0 | 0 | 0 | 0 | 0 | 0 | 0 | 0 | 0 | 0 | 0 | 0
Commercial_Office (ID)_Existing_Food Preparation_Natural Gas_Broiler_E2_Baseline Forecast | Commercial | Office (ID) | Existing | Food Preparation | Natural Gas | Broiler | E2 | Infrared Burners | Baseline Forecast | 0 | 0 | 0 | 0 | 0 | 0 | 0 | 0 | 0 | 0 | 0 | 0 | 0 | 0 | 0 | 0 | 0 | 0 | 0 | 0 | 0 | 0 | 0 | 0 | 0 | 0 | 0
Commercial_Office (ID)_Existing_Food Preparation_Natural Gas_Broiler_E3_Baseline Forecast | Commercial | Office (ID) | Existing | Food Preparation | Natural Gas | Broiler | E3 |  | Baseline Forecast | 0 | 0 | 0 | 0 | 0 | 0 | 0 | 0 | 0 | 0 | 0 | 0 | 0 | 0 | 0 | 0 | 0 | 0 | 0 | 0 | 0 | 0 | 0 | 0 | 0 | 0 | 0
Commercial_Office (ID)_Existing_Food Preparation_Natural Gas_Broiler_E4_Baseline Forecast | Commercial | Office (ID) | Existing | Food Preparation | Natural Gas | Broiler | E4 |  | Baseline Forecast | 0 | 0 | 0 | 0 | 0 | 0 | 0 | 0 | 0 | 0 | 0 | 0 | 0 | 0 | 0 | 0 | 0 | 0 | 0 | 0 | 0 | 0 | 0 | 0 | 0 | 0 | 0
Commercial_Office (ID)_Existing_Food Preparation_Natural Gas_Broiler_E5_Baseline Forecast | Commercial | Office (ID) | Existing | Food Preparation | Natural Gas | Broiler | E5 |  | Baseline Forecast | 0 | 0 | 0 | 0 | 0 | 0 | 0 | 0 | 0 | 0 | 0 | 0 | 0 | 0 | 0 | 0 | 0 | 0 | 0 | 0 | 0 | 0 | 0 | 0 | 0 | 0 | 0
Commercial_Office (ID)_Existing_Food Preparation_Natural Gas_Broiler_E6_Baseline Forecast | Commercial | Office (ID) | Existing | Food Preparation | Natural Gas | Broiler | E6 |  | Baseline Forecast | 0 | 0 | 0 | 0 | 0 | 0 | 0 | 0 | 0 | 0 | 0 | 0 | 0 | 0 | 0 | 0 | 0 | 0 | 0 | 0 | 0 | 0 | 0 | 0 | 0 | 0 | 0
Commercial_Office (ID)_Existing_Food Preparation_Natural Gas_Broiler_E7_Baseline Forecast | Commercial | Office (ID) | Existing | Food Preparation | Natural Gas | Broiler | E7 |  | Baseline Forecast | 0 | 0 | 0 | 0 | 0 | 0 | 0 | 0 | 0 | 0 | 0 | 0 | 0 | 0 | 0 | 0 | 0 | 0 | 0 | 0 | 0 | 0 | 0 | 0 | 0 | 0 | 0
Commercial_Office (ID)_Existing_Food Preparation_Natural Gas_Broiler_E8_Baseline Forecast | Commercial | Office (ID) | Existing | Food Preparation | Natural Gas | Broiler | E8 |  | Baseline Forecast | 0 | 0 | 0 | 0 | 0 | 0 | 0 | 0 | 0 | 0 | 0 | 0 | 0 | 0 | 0 | 0 | 0 | 0 | 0 | 0 | 0 | 0 | 0 | 0 | 0 | 0 | 0
Commercial_Office (ID)_Existing_Food Preparation_Natural Gas_Broiler_E9_Baseline Forecast | Commercial | Office (ID) | Existing | Food Preparation | Natural Gas | Broiler | E9 |  | Baseline Forecast | 0 | 0 | 0 | 0 | 0 | 0 | 0 | 0 | 0 | 0 | 0 | 0 | 0 | 0 | 0 | 0 | 0 | 0 | 0 | 0 | 0 | 0 | 0 | 0 | 0 | 0 | 0
Commercial_Office (ID)_Existing_Food Preparation_Natural Gas_Broiler_E10_Baseline Forecast | Commercial | Office (ID) | Existing | Food Preparation | Natural Gas | Broiler | E10 |  | Baseline Forecast | 0 | 0 | 0 | 0 | 0 | 0 | 0 | 0 | 0 | 0 | 0 | 0 | 0 | 0 | 0 | 0 | 0 | 0 | 0 | 0 | 0 | 0 | 0 | 0 | 0 | 0 | 0
Commercial_Office (ID)_Existing_Food Preparation_Natural Gas_Broiler_Vintage_Baseline Forecast | Commercial | Office (ID) | Existing | Food Preparation | Natural Gas | Broiler | Vintage | Vintage | Baseline Forecast | 0 | 0 | 0 | 0 | 0 | 0 | 0 | 0 | 0 | 0 | 0 | 0 | 0 | 0 | 0 | 0 | 0 | 0 | 0 | 0 | 0 | 0 | 0 | 0 | 0 | 0 | 0
Commercial_Office (ID)_Existing_Food Preparation_Natural Gas_Griddle_E1_Baseline Forecast | Commercial | Office (ID) | Existing | Food Preparation | Natural Gas | Griddle | E1 | Standard | Baseline Forecast | 0 | 3298.1012 | 6926.0125 | 10813.4107 | 14899.706 | 19132.7839 | 23467.9077 | 27866.7616 | 32296.6158 | 36729.5974 | 40443.0458 | 43531.3621 | 46076.8815 | 48151.4098 | 49817.5644 | 51129.9445 | 52136.1526 | 52877.6859 | 53390.7142 | 53706.7586 | 53853.2842 | 53854.2168 | 53730.3946 | 53499.9616 | 53178.7114 | 52780.3868 | 52316.9422
Commercial_Office (ID)_Existing_Food Preparation_Natural Gas_Griddle_E2_Baseline Forecast | Commercial | Office (ID) | Existing | Food Preparation | Natural Gas | Griddle | E2 | ENERGY STAR | Baseline Forecast | 0 | 1347.1117 | 2828.9347 | 4416.7452 | 6085.7954 | 7814.799 | 9585.4834 | 11382.1984 | 13191.5755 | 15002.2299 | 16518.9905 | 17780.4155 | 18820.1347 | 19667.4773 | 20348.0193 | 20884.0618 | 21295.0482 | 21597.928 | 21807.4748 | 21936.5634 | 21996.4118 | 21996.7928 | 21946.2175 | 21852.097 | 21720.8821 | 21558.1862 | 21368.8919
Commercial_Office (ID)_Existing_Food Preparation_Natural Gas_Griddle_E3_Baseline Forecast | Commercial | Office (ID) | Existing | Food Preparation | Natural Gas | Griddle | E3 |  | Baseline Forecast | 0 | 0 | 0 | 0 | 0 | 0 | 0 | 0 | 0 | 0 | 0 | 0 | 0 | 0 | 0 | 0 | 0 | 0 | 0 | 0 | 0 | 0 | 0 | 0 | 0 | 0 | 0
Commercial_Office (ID)_Existing_Food Preparation_Natural Gas_Griddle_E4_Baseline Forecast | Commercial | Office (ID) | Existing | Food Preparation | Natural Gas | Griddle | E4 |  | Baseline Forecast | 0 | 0 | 0 | 0 | 0 | 0 | 0 | 0 | 0 | 0 | 0 | 0 | 0 | 0 | 0 | 0 | 0 | 0 | 0 | 0 | 0 | 0 | 0 | 0 | 0 | 0 | 0
Commercial_Office (ID)_Existing_Food Preparation_Natural Gas_Griddle_E5_Baseline Forecast | Commercial | Office (ID) | Existing | Food Preparation | Natural Gas | Griddle | E5 |  | Baseline Forecast | 0 | 0 | 0 | 0 | 0 | 0 | 0 | 0 | 0 | 0 | 0 | 0 | 0 | 0 | 0 | 0 | 0 | 0 | 0 | 0 | 0 | 0 | 0 | 0 | 0 | 0 | 0
Commercial_Office (ID)_Existing_Food Preparation_Natural Gas_Griddle_E6_Baseline Forecast | Commercial | Office (ID) | Existing | Food Preparation | Natural Gas | Griddle | E6 |  | Baseline Forecast | 0 | 0 | 0 | 0 | 0 | 0 | 0 | 0 | 0 | 0 | 0 | 0 | 0 | 0 | 0 | 0 | 0 | 0 | 0 | 0 | 0 | 0 | 0 | 0 | 0 | 0 | 0
Commercial_Office (ID)_Existing_Food Preparation_Natural Gas_Griddle_E7_Baseline Forecast | Commercial | Office (ID) | Existing | Food Preparation | Natural Gas | Griddle | E7 |  | Baseline Forecast | 0 | 0 | 0 | 0 | 0 | 0 | 0 | 0 | 0 | 0 | 0 | 0 | 0 | 0 | 0 | 0 | 0 | 0 | 0 | 0 | 0 | 0 | 0 | 0 | 0 | 0 | 0
Commercial_Office (ID)_Existing_Food Preparation_Natural Gas_Griddle_E8_Baseline Forecast | Commercial | Office (ID) | Existing | Food Preparation | Natural Gas | Griddle | E8 |  | Baseline Forecast | 0 | 0 | 0 | 0 | 0 | 0 | 0 | 0 | 0 | 0 | 0 | 0 | 0 | 0 | 0 | 0 | 0 | 0 | 0 | 0 | 0 | 0 | 0 | 0 | 0 | 0 | 0
Commercial_Office (ID)_Existing_Food Preparation_Natural Gas_Griddle_E9_Baseline Forecast | Commercial | Office (ID) | Existing | Food Preparation | Natural Gas | Griddle | E9 |  | Baseline Forecast | 0 | 0 | 0 | 0 | 0 | 0 | 0 | 0 | 0 | 0 | 0 | 0 | 0 | 0 | 0 | 0 | 0 | 0 | 0 | 0 | 0 | 0 | 0 | 0 | 0 | 0 | 0
Commercial_Office (ID)_Existing_Food Preparation_Natural Gas_Griddle_E10_Baseline Forecast | Commercial | Office (ID) | Existing | Food Preparation | Natural Gas | Griddle | E10 |  | Baseline Forecast | 0 | 0 | 0 | 0 | 0 | 0 | 0 | 0 | 0 | 0 | 0 | 0 | 0 | 0 | 0 | 0 | 0 | 0 | 0 | 0 | 0 | 0 | 0 | 0 | 0 | 0 | 0
Commercial_Office (ID)_Existing_Food Preparation_Natural Gas_Griddle_Vintage_Baseline Forecast | Commercial | Office (ID) | Existing | Food Preparation | Natural Gas | Griddle | Vintage | Vintage | Baseline Forecast | 127743.3553 | 120775.5359 | 113385.4244 | 105671.2998 | 97717.746 | 89597.4237 | 81372.6154 | 73096.5735 | 64814.6963 | 56565.5531 | 49366.3009 | 43083.3172 | 37599.9859 | 32814.5331 | 28638.138 | 24993.2841 | 21812.3207 | 19036.2071 | 16613.4171 | 14498.9822 | 12653.6572 | 11043.1917 | 9637.6946 | 8411.0789 | 7340.578 | 6406.3226 | 5590.9725
Commercial_Office (ID)_Existing_Food Preparation_Natural Gas_Range_E1_Baseline Forecast | Commercial | Office (ID) | Existing | Food Preparation | Natural Gas | Range | E1 | Standard | Baseline Forecast | 0 | 2056.9003 | 4644.8548 | 7613.8901 | 10847.1977 | 14253.9951 | 17763.918 | 21322.6171 | 24888.2997 | 28429.0133 | 31048.6214 | 32947.6785 | 34283.658 | 35180.1955 | 35734.3496 | 36022.3052 | 36103.8521 | 36025.9041 | 35825.2618 | 35530.7837 | 35165.0905 | 34745.9047 | 34287.1019 | 33799.5373 | 33291.6943 | 32770.194 | 32240.196
Commercial_Office (ID)_Existing_Food Preparation_Natural Gas_Range_E2_Baseline Forecast | Commercial | Office (ID) | Existing | Food Preparation | Natural Gas | Range | E2 | High Efficiency | Baseline Forecast | 0 | 2959.9297 | 6684.0594 | 10956.5735 | 15609.3821 | 20511.8466 | 25562.7113 | 30683.7661 | 35814.8702 | 40910.0435 | 44679.7234 | 47412.513 | 49335.0201 | 50625.1594 | 51422.6007 | 51836.9757 | 51954.3237 | 51842.1546 | 51553.4255 | 51129.6643 | 50603.4229 | 50000.2043 | 49339.9759 | 48638.3586 | 47907.5601 | 47157.1085 | 46394.4284
Commercial_Office (ID)_Existing_Food Preparation_Natural Gas_Range_E3_Baseline Forecast | Commercial | Office (ID) | Existing | Food Preparation | Natural Gas | Range | E3 |  | Baseline Forecast | 0 | 0 | 0 | 0 | 0 | 0 | 0 | 0 | 0 | 0 | 0 | 0 | 0 | 0 | 0 | 0 | 0 | 0 | 0 | 0 | 0 | 0 | 0 | 0 | 0 | 0 | 0
Commercial_Office (ID)_Existing_Food Preparation_Natural Gas_Range_E4_Baseline Forecast | Commercial | Office (ID) | Existing | Food Preparation | Natural Gas | Range | E4 |  | Baseline Forecast | 0 | 0 | 0 | 0 | 0 | 0 | 0 | 0 | 0 | 0 | 0 | 0 | 0 | 0 | 0 | 0 | 0 | 0 | 0 | 0 | 0 | 0 | 0 | 0 | 0 | 0 | 0
Commercial_Office (ID)_Existing_Food Preparation_Natural Gas_Range_E5_Baseline Forecast | Commercial | Office (ID) | Existing | Food Preparation | Natural Gas | Range | E5 |  | Baseline Forecast | 0 | 0 | 0 | 0 | 0 | 0 | 0 | 0 | 0 | 0 | 0 | 0 | 0 | 0 | 0 | 0 | 0 | 0 | 0 | 0 | 0 | 0 | 0 | 0 | 0 | 0 | 0
Commercial_Office (ID)_Existing_Food Preparation_Natural Gas_Range_E6_Baseline Forecast | Commercial | Office (ID) | Existing | Food Preparation | Natural Gas | Range | E6 |  | Baseline Forecast | 0 | 0 | 0 | 0 | 0 | 0 | 0 | 0 | 0 | 0 | 0 | 0 | 0 | 0 | 0 | 0 | 0 | 0 | 0 | 0 | 0 | 0 | 0 | 0 | 0 | 0 | 0
Commercial_Office (ID)_Existing_Food Preparation_Natural Gas_Range_E7_Baseline Forecast | Commercial | Office (ID) | Existing | Food Preparation | Natural Gas | Range | E7 |  | Baseline Forecast | 0 | 0 | 0 | 0 | 0 | 0 | 0 | 0 | 0 | 0 | 0 | 0 | 0 | 0 | 0 | 0 | 0 | 0 | 0 | 0 | 0 | 0 | 0 | 0 | 0 | 0 | 0
Commercial_Office (ID)_Existing_Food Preparation_Natural Gas_Range_E8_Baseline Forecast | Commercial | Office (ID) | Existing | Food Preparation | Natural Gas | Range | E8 |  | Baseline Forecast | 0 | 0 | 0 | 0 | 0 | 0 | 0 | 0 | 0 | 0 | 0 | 0 | 0 | 0 | 0 | 0 | 0 | 0 | 0 | 0 | 0 | 0 | 0 | 0 | 0 | 0 | 0
Commercial_Office (ID)_Existing_Food Preparation_Natural Gas_Range_E9_Baseline Forecast | Commercial | Office (ID) | Existing | Food Preparation | Natural Gas | Range | E9 |  | Baseline Forecast | 0 | 0 | 0 | 0 | 0 | 0 | 0 | 0 | 0 | 0 | 0 | 0 | 0 | 0 | 0 | 0 | 0 | 0 | 0 | 0 | 0 | 0 | 0 | 0 | 0 | 0 | 0
Commercial_Office (ID)_Existing_Food Preparation_Natural Gas_Range_E10_Baseline Forecast | Commercial | Office (ID) | Existing | Food Preparation | Natural Gas | Range | E10 |  | Baseline Forecast | 0 | 0 | 0 | 0 | 0 | 0 | 0 | 0 | 0 | 0 | 0 | 0 | 0 | 0 | 0 | 0 | 0 | 0 | 0 | 0 | 0 | 0 | 0 | 0 | 0 | 0 | 0
Commercial_Office (ID)_Existing_Food Preparation_Natural Gas_Range_Vintage_Baseline Forecast | Commercial | Office (ID) | Existing | Food Preparation | Natural Gas | Range | Vintage | Vintage | Baseline Forecast | 127743.3553 | 120403.9189 | 111811.4574 | 102330.9921 | 92246.6676 | 81779.1649 | 71099.3772 | 60339.1503 | 49599.7177 | 38958.3237 | 30599.9924 | 24034.9031 | 18878.3239 | 14828.0653 | 11646.7713 | 9148.0095 | 7185.3456 | 5643.7624 | 4432.9188 | 3481.8562 | 2734.8398 | 2148.0924 | 1687.2289 | 1325.2416 | 1040.917 | 817.593 | 642.1822
Commercial_Office (ID)_Existing_Food Preparation_Natural Gas_Steamer_E1_Baseline Forecast | Commercial | Office (ID) | Existing | Food Preparation | Natural Gas | Steamer | E1 | Standard | Baseline Forecast | 0 | 0 | 0 | 0 | 0 | 0 | 0 | 0 | 0 | 0 | 0 | 0 | 0 | 0 | 0 | 0 | 0 | 0 | 0 | 0 | 0 | 0 | 0 | 0 | 0 | 0 | 0
Commercial_Office (ID)_Existing_Food Preparation_Natural Gas_Steamer_E2_Baseline Forecast | Commercial | Office (ID) | Existing | Food Preparation | Natural Gas | Steamer | E2 | ENERGY STAR | Baseline Forecast | 0 | 0 | 0 | 0 | 0 | 0 | 0 | 0 | 0 | 0 | 0 | 0 | 0 | 0 | 0 | 0 | 0 | 0 | 0 | 0 | 0 | 0 | 0 | 0 | 0 | 0 | 0
Commercial_Office (ID)_Existing_Food Preparation_Natural Gas_Steamer_E3_Baseline Forecast | Commercial | Office (ID) | Existing | Food Preparation | Natural Gas | Steamer | E3 |  | Baseline Forecast | 0 | 0 | 0 | 0 | 0 | 0 | 0 | 0 | 0 | 0 | 0 | 0 | 0 | 0 | 0 | 0 | 0 | 0 | 0 | 0 | 0 | 0 | 0 | 0 | 0 | 0 | 0
Commercial_Office (ID)_Existing_Food Preparation_Natural Gas_Steamer_E4_Baseline Forecast | Commercial | Office (ID) | Existing | Food Preparation | Natural Gas | Steamer | E4 |  | Baseline Forecast | 0 | 0 | 0 | 0 | 0 | 0 | 0 | 0 | 0 | 0 | 0 | 0 | 0 | 0 | 0 | 0 | 0 | 0 | 0 | 0 | 0 | 0 | 0 | 0 | 0 | 0 | 0
Commercial_Office (ID)_Existing_Food Preparation_Natural Gas_Steamer_E5_Baseline Forecast | Commercial | Office (ID) | Existing | Food Preparation | Natural Gas | Steamer | E5 |  | Baseline Forecast | 0 | 0 | 0 | 0 | 0 | 0 | 0 | 0 | 0 | 0 | 0 | 0 | 0 | 0 | 0 | 0 | 0 | 0 | 0 | 0 | 0 | 0 | 0 | 0 | 0 | 0 | 0
Commercial_Office (ID)_Existing_Food Preparation_Natural Gas_Steamer_E6_Baseline Forecast | Commercial | Office (ID) | Existing | Food Preparation | Natural Gas | Steamer | E6 |  | Baseline Forecast | 0 | 0 | 0 | 0 | 0 | 0 | 0 | 0 | 0 | 0 | 0 | 0 | 0 | 0 | 0 | 0 | 0 | 0 | 0 | 0 | 0 | 0 | 0 | 0 | 0 | 0 | 0
Commercial_Office (ID)_Existing_Food Preparation_Natural Gas_Steamer_E7_Baseline Forecast | Commercial | Office (ID) | Existing | Food Preparation | Natural Gas | Steamer | E7 |  | Baseline Forecast | 0 | 0 | 0 | 0 | 0 | 0 | 0 | 0 | 0 | 0 | 0 | 0 | 0 | 0 | 0 | 0 | 0 | 0 | 0 | 0 | 0 | 0 | 0 | 0 | 0 | 0 | 0
Commercial_Office (ID)_Existing_Food Preparation_Natural Gas_Steamer_E8_Baseline Forecast | Commercial | Office (ID) | Existing | Food Preparation | Natural Gas | Steamer | E8 |  | Baseline Forecast | 0 | 0 | 0 | 0 | 0 | 0 | 0 | 0 | 0 | 0 | 0 | 0 | 0 | 0 | 0 | 0 | 0 | 0 | 0 | 0 | 0 | 0 | 0 | 0 | 0 | 0 | 0
Commercial_Office (ID)_Existing_Food Preparation_Natural Gas_Steamer_E9_Baseline Forecast | Commercial | Office (ID) | Existing | Food Preparation | Natural Gas | Steamer | E9 |  | Baseline Forecast | 0 | 0 | 0 | 0 | 0 | 0 | 0 | 0 | 0 | 0 | 0 | 0 | 0 | 0 | 0 | 0 | 0 | 0 | 0 | 0 | 0 | 0 | 0 | 0 | 0 | 0 | 0
Commercial_Office (ID)_Existing_Food Preparation_Natural Gas_Steamer_E10_Baseline Forecast | Commercial | Office (ID) | Existing | Food Preparation | Natural Gas | Steamer | E10 |  | Baseline Forecast | 0 | 0 | 0 | 0 | 0 | 0 | 0 | 0 | 0 | 0 | 0 | 0 | 0 | 0 | 0 | 0 | 0 | 0 | 0 | 0 | 0 | 0 | 0 | 0 | 0 | 0 | 0
Commercial_Office (ID)_Existing_Food Preparation_Natural Gas_Steamer_Vintage_Baseline Forecast | Commercial | Office (ID) | Existing | Food Preparation | Natural Gas | Steamer | Vintage | Vintage | Baseline Forecast | 0 | 0 | 0 | 0 | 0 | 0 | 0 | 0 | 0 | 0 | 0 | 0 | 0 | 0 | 0 | 0 | 0 | 0 | 0 | 0 | 0 | 0 | 0 | 0 | 0 | 0 | 0
Commercial_Office (ID)_Existing_Food Preparation_Natural Gas_Food Prep Other_E1_Baseline Forecast | Commercial | Office (ID) | Existing | Food Preparation | Natural Gas | Food Prep Other | E1 | Standard | Baseline Forecast | 0 | 0 | 0 | 0 | 0 | 0 | 0 | 0 | 0 | 0 | 0 | 0 | 0 | 0 | 0 | 0 | 0 | 0 | 0 | 0 | 0 | 0 | 0 | 0 | 0 | 0 | 0
Commercial_Office (ID)_Existing_Food Preparation_Natural Gas_Food Prep Other_E2_Baseline Forecast | Commercial | Office (ID) | Existing | Food Preparation | Natural Gas | Food Prep Other | E2 | ENERGY STAR | Baseline Forecast | 0 | 0 | 0 | 0 | 0 | 0 | 0 | 0 | 0 | 0 | 0 | 0 | 0 | 0 | 0 | 0 | 0 | 0 | 0 | 0 | 0 | 0 | 0 | 0 | 0 | 0 | 0
Commercial_Office (ID)_Existing_Food Preparation_Natural Gas_Food Prep Other_E3_Baseline Forecast | Commercial | Office (ID) | Existing | Food Preparation | Natural Gas | Food Prep Other | E3 |  | Baseline Forecast | 0 | 0 | 0 | 0 | 0 | 0 | 0 | 0 | 0 | 0 | 0 | 0 | 0 | 0 | 0 | 0 | 0 | 0 | 0 | 0 | 0 | 0 | 0 | 0 | 0 | 0 | 0
Commercial_Office (ID)_Existing_Food Preparation_Natural Gas_Food Prep Other_E4_Baseline Forecast | Commercial | Office (ID) | Existing | Food Preparation | Natural Gas | Food Prep Other | E4 |  | Baseline Forecast | 0 | 0 | 0 | 0 | 0 | 0 | 0 | 0 | 0 | 0 | 0 | 0 | 0 | 0 | 0 | 0 | 0 | 0 | 0 | 0 | 0 | 0 | 0 | 0 | 0 | 0 | 0
Commercial_Office (ID)_Existing_Food Preparation_Natural Gas_Food Prep Other_E5_Baseline Forecast | Commercial | Office (ID) | Existing | Food Preparation | Natural Gas | Food Prep Other | E5 |  | Baseline Forecast | 0 | 0 | 0 | 0 | 0 | 0 | 0 | 0 | 0 | 0 | 0 | 0 | 0 | 0 | 0 | 0 | 0 | 0 | 0 | 0 | 0 | 0 | 0 | 0 | 0 | 0 | 0
Commercial_Office (ID)_Existing_Food Preparation_Natural Gas_Food Prep Other_E6_Baseline Forecast | Commercial | Office (ID) | Existing | Food Preparation | Natural Gas | Food Prep Other | E6 |  | Baseline Forecast | 0 | 0 | 0 | 0 | 0 | 0 | 0 | 0 | 0 | 0 | 0 | 0 | 0 | 0 | 0 | 0 | 0 | 0 | 0 | 0 | 0 | 0 | 0 | 0 | 0 | 0 | 0
Commercial_Office (ID)_Existing_Food Preparation_Natural Gas_Food Prep Other_E7_Baseline Forecast | Commercial | Office (ID) | Existing | Food Preparation | Natural Gas | Food Prep Other | E7 |  | Baseline Forecast | 0 | 0 | 0 | 0 | 0 | 0 | 0 | 0 | 0 | 0 | 0 | 0 | 0 | 0 | 0 | 0 | 0 | 0 | 0 | 0 | 0 | 0 | 0 | 0 | 0 | 0 | 0
Commercial_Office (ID)_Existing_Food Preparation_Natural Gas_Food Prep Other_E8_Baseline Forecast | Commercial | Office (ID) | Existing | Food Preparation | Natural Gas | Food Prep Other | E8 |  | Baseline Forecast | 0 | 0 | 0 | 0 | 0 | 0 | 0 | 0 | 0 | 0 | 0 | 0 | 0 | 0 | 0 | 0 | 0 | 0 | 0 | 0 | 0 | 0 | 0 | 0 | 0 | 0 | 0
Commercial_Office (ID)_Existing_Food Preparation_Natural Gas_Food Prep Other_E9_Baseline Forecast | Commercial | Office (ID) | Existing | Food Preparation | Natural Gas | Food Prep Other | E9 |  | Baseline Forecast | 0 | 0 | 0 | 0 | 0 | 0 | 0 | 0 | 0 | 0 | 0 | 0 | 0 | 0 | 0 | 0 | 0 | 0 | 0 | 0 | 0 | 0 | 0 | 0 | 0 | 0 | 0
Commercial_Office (ID)_Existing_Food Preparation_Natural Gas_Food Prep Other_E10_Baseline Forecast | Commercial | Office (ID) | Existing | Food Preparation | Natural Gas | Food Prep Other | E10 |  | Baseline Forecast | 0 | 0 | 0 | 0 | 0 | 0 | 0 | 0 | 0 | 0 | 0 | 0 | 0 | 0 | 0 | 0 | 0 | 0 | 0 | 0 | 0 | 0 | 0 | 0 | 0 | 0 | 0
Commercial_Office (ID)_Existing_Food Preparation_Natural Gas_Food Prep Other_Vintage_Baseline Forecast | Commercial | Office (ID) | Existing | Food Preparation | Natural Gas | Food Prep Other | Vintage | Vintage | Baseline Forecast | 0 | 0 | 0 | 0 | 0 | 0 | 0 | 0 | 0 | 0 | 0 | 0 | 0 | 0 | 0 | 0 | 0 | 0 | 0 | 0 | 0 | 0 | 0 | 0 | 0 | 0 | 0
Commercial_Office (ID)_Existing_Miscellaneous_Natural Gas_Pool Heater_E1_Baseline Forecast | Commercial | Office (ID) | Existing | Miscellaneous | Natural Gas | Pool Heater | E1 | Standard (EF .82) | Baseline Forecast | 0 | 0 | 0 | 0 | 0 | 0 | 0 | 0 | 0 | 0 | 0 | 0 | 0 | 0 | 0 | 0 | 0 | 0 | 0 | 0 | 0 | 0 | 0 | 0 | 0 | 0 | 0
Commercial_Office (ID)_Existing_Miscellaneous_Natural Gas_Pool Heater_E2_Baseline Forecast | Commercial | Office (ID) | Existing | Miscellaneous | Natural Gas | Pool Heater | E2 | Condensing (EF .90) | Baseline Forecast | 0 | 0 | 0 | 0 | 0 | 0 | 0 | 0 | 0 | 0 | 0 | 0 | 0 | 0 | 0 | 0 | 0 | 0 | 0 | 0 | 0 | 0 | 0 | 0 | 0 | 0 | 0
Commercial_Office (ID)_Existing_Miscellaneous_Natural Gas_Pool Heater_E3_Baseline Forecast | Commercial | Office (ID) | Existing | Miscellaneous | Natural Gas | Pool Heater | E3 |  | Baseline Forecast | 0 | 0 | 0 | 0 | 0 | 0 | 0 | 0 | 0 | 0 | 0 | 0 | 0 | 0 | 0 | 0 | 0 | 0 | 0 | 0 | 0 | 0 | 0 | 0 | 0 | 0 | 0
Commercial_Office (ID)_Existing_Miscellaneous_Natural Gas_Pool Heater_E4_Baseline Forecast | Commercial | Office (ID) | Existing | Miscellaneous | Natural Gas | Pool Heater | E4 |  | Baseline Forecast | 0 | 0 | 0 | 0 | 0 | 0 | 0 | 0 | 0 | 0 | 0 | 0 | 0 | 0 | 0 | 0 | 0 | 0 | 0 | 0 | 0 | 0 | 0 | 0 | 0 | 0 | 0
Commercial_Office (ID)_Existing_Miscellaneous_Natural Gas_Pool Heater_E5_Baseline Forecast | Commercial | Office (ID) | Existing | Miscellaneous | Natural Gas | Pool Heater | E5 |  | Baseline Forecast | 0 | 0 | 0 | 0 | 0 | 0 | 0 | 0 | 0 | 0 | 0 | 0 | 0 | 0 | 0 | 0 | 0 | 0 | 0 | 0 | 0 | 0 | 0 | 0 | 0 | 0 | 0
Commercial_Office (ID)_Existing_Miscellaneous_Natural Gas_Pool Heater_E6_Baseline Forecast | Commercial | Office (ID) | Existing | Miscellaneous | Natural Gas | Pool Heater | E6 |  | Baseline Forecast | 0 | 0 | 0 | 0 | 0 | 0 | 0 | 0 | 0 | 0 | 0 | 0 | 0 | 0 | 0 | 0 | 0 | 0 | 0 | 0 | 0 | 0 | 0 | 0 | 0 | 0 | 0
Commercial_Office (ID)_Existing_Miscellaneous_Natural Gas_Pool Heater_E7_Baseline Forecast | Commercial | Office (ID) | Existing | Miscellaneous | Natural Gas | Pool Heater | E7 |  | Baseline Forecast | 0 | 0 | 0 | 0 | 0 | 0 | 0 | 0 | 0 | 0 | 0 | 0 | 0 | 0 | 0 | 0 | 0 | 0 | 0 | 0 | 0 | 0 | 0 | 0 | 0 | 0 | 0
Commercial_Office (ID)_Existing_Miscellaneous_Natural Gas_Pool Heater_E8_Baseline Forecast | Commercial | Office (ID) | Existing | Miscellaneous | Natural Gas | Pool Heater | E8 |  | Baseline Forecast | 0 | 0 | 0 | 0 | 0 | 0 | 0 | 0 | 0 | 0 | 0 | 0 | 0 | 0 | 0 | 0 | 0 | 0 | 0 | 0 | 0 | 0 | 0 | 0 | 0 | 0 | 0
Commercial_Office (ID)_Existing_Miscellaneous_Natural Gas_Pool Heater_E9_Baseline Forecast | Commercial | Office (ID) | Existing | Miscellaneous | Natural Gas | Pool Heater | E9 |  | Baseline Forecast | 0 | 0 | 0 | 0 | 0 | 0 | 0 | 0 | 0 | 0 | 0 | 0 | 0 | 0 | 0 | 0 | 0 | 0 | 0 | 0 | 0 | 0 | 0 | 0 | 0 | 0 | 0
Commercial_Office (ID)_Existing_Miscellaneous_Natural Gas_Pool Heater_E10_Baseline Forecast | Commercial | Office (ID) | Existing | Miscellaneous | Natural Gas | Pool Heater | E10 |  | Baseline Forecast | 0 | 0 | 0 | 0 | 0 | 0 | 0 | 0 | 0 | 0 | 0 | 0 | 0 | 0 | 0 | 0 | 0 | 0 | 0 | 0 | 0 | 0 | 0 | 0 | 0 | 0 | 0
Commercial_Office (ID)_Existing_Miscellaneous_Natural Gas_Pool Heater_Vintage_Baseline Forecast | Commercial | Office (ID) | Existing | Miscellaneous | Natural Gas | Pool Heater | Vintage | Vintage | Baseline Forecast | 0 | 0 | 0 | 0 | 0 | 0 | 0 | 0 | 0 | 0 | 0 | 0 | 0 | 0 | 0 | 0 | 0 | 0 | 0 | 0 | 0 | 0 | 0 | 0 | 0 | 0 | 0
Commercial_Office (ID)_Existing_Miscellaneous_Natural Gas_Miscellaneous_E1_Baseline Forecast | Commercial | Office (ID) | Existing | Miscellaneous | Natural Gas | Miscellaneous | E1 | Standard | Baseline Forecast | 0 | 678526.2511 | 1459272.0413 | 2318190.8307 | 3021200.677 | 3593364.4093 | 4055767.3104 | 4426147.4451 | 4719426.1154 | 4948154.2675 | 5122888.1678 | 5252505.5535 | 5344471.6901 | 5405063.2722 | 5439556.8477 | 5452387.3851 | 5447281.7158 | 5427370.8315 | 5395284.3874 | 5353230.2305 | 5303061.325 | 5246332.073 | 5184345.7094 | 5118194.1861 | 5048791.7353 | 4976903.113 | 4903167.3669
Commercial_Office (ID)_Existing_Miscellaneous_Natural Gas_Miscellaneous_E2_Baseline Forecast | Commercial | Office (ID) | Existing | Miscellaneous | Natural Gas | Miscellaneous | E2 |  | Baseline Forecast | 0 | 0 | 0 | 0 | 0 | 0 | 0 | 0 | 0 | 0 | 0 | 0 | 0 | 0 | 0 | 0 | 0 | 0 | 0 | 0 | 0 | 0 | 0 | 0 | 0 | 0 | 0
Commercial_Office (ID)_Existing_Miscellaneous_Natural Gas_Miscellaneous_E3_Baseline Forecast | Commercial | Office (ID) | Existing | Miscellaneous | Natural Gas | Miscellaneous | E3 |  | Baseline Forecast | 0 | 0 | 0 | 0 | 0 | 0 | 0 | 0 | 0 | 0 | 0 | 0 | 0 | 0 | 0 | 0 | 0 | 0 | 0 | 0 | 0 | 0 | 0 | 0 | 0 | 0 | 0
Commercial_Office (ID)_Existing_Miscellaneous_Natural Gas_Miscellaneous_E4_Baseline Forecast | Commercial | Office (ID) | Existing | Miscellaneous | Natural Gas | Miscellaneous | E4 |  | Baseline Forecast | 0 | 0 | 0 | 0 | 0 | 0 | 0 | 0 | 0 | 0 | 0 | 0 | 0 | 0 | 0 | 0 | 0 | 0 | 0 | 0 | 0 | 0 | 0 | 0 | 0 | 0 | 0
Commercial_Office (ID)_Existing_Miscellaneous_Natural Gas_Miscellaneous_E5_Baseline Forecast | Commercial | Office (ID) | Existing | Miscellaneous | Natural Gas | Miscellaneous | E5 |  | Baseline Forecast | 0 | 0 | 0 | 0 | 0 | 0 | 0 | 0 | 0 | 0 | 0 | 0 | 0 | 0 | 0 | 0 | 0 | 0 | 0 | 0 | 0 | 0 | 0 | 0 | 0 | 0 | 0
Commercial_Office (ID)_Existing_Miscellaneous_Natural Gas_Miscellaneous_E6_Baseline Forecast | Commercial | Office (ID) | Existing | Miscellaneous | Natural Gas | Miscellaneous | E6 |  | Baseline Forecast | 0 | 0 | 0 | 0 | 0 | 0 | 0 | 0 | 0 | 0 | 0 | 0 | 0 | 0 | 0 | 0 | 0 | 0 | 0 | 0 | 0 | 0 | 0 | 0 | 0 | 0 | 0
Commercial_Office (ID)_Existing_Miscellaneous_Natural Gas_Miscellaneous_E7_Baseline Forecast | Commercial | Office (ID) | Existing | Miscellaneous | Natural Gas | Miscellaneous | E7 |  | Baseline Forecast | 0 | 0 | 0 | 0 | 0 | 0 | 0 | 0 | 0 | 0 | 0 | 0 | 0 | 0 | 0 | 0 | 0 | 0 | 0 | 0 | 0 | 0 | 0 | 0 | 0 | 0 | 0
Commercial_Office (ID)_Existing_Miscellaneous_Natural Gas_Miscellaneous_E8_Baseline Forecast | Commercial | Office (ID) | Existing | Miscellaneous | Natural Gas | Miscellaneous | E8 |  | Baseline Forecast | 0 | 0 | 0 | 0 | 0 | 0 | 0 | 0 | 0 | 0 | 0 | 0 | 0 | 0 | 0 | 0 | 0 | 0 | 0 | 0 | 0 | 0 | 0 | 0 | 0 | 0 | 0
Commercial_Office (ID)_Existing_Miscellaneous_Natural Gas_Miscellaneous_E9_Baseline Forecast | Commercial | Office (ID) | Existing | Miscellaneous | Natural Gas | Miscellaneous | E9 |  | Baseline Forecast | 0 | 0 | 0 | 0 | 0 | 0 | 0 | 0 | 0 | 0 | 0 | 0 | 0 | 0 | 0 | 0 | 0 | 0 | 0 | 0 | 0 | 0 | 0 | 0 | 0 | 0 | 0
Commercial_Office (ID)_Existing_Miscellaneous_Natural Gas_Miscellaneous_E10_Baseline Forecast | Commercial | Office (ID) | Existing | Miscellaneous | Natural Gas | Miscellaneous | E10 |  | Baseline Forecast | 0 | 0 | 0 | 0 | 0 | 0 | 0 | 0 | 0 | 0 | 0 | 0 | 0 | 0 | 0 | 0 | 0 | 0 | 0 | 0 | 0 | 0 | 0 | 0 | 0 | 0 | 0
Commercial_Office (ID)_Existing_Miscellaneous_Natural Gas_Miscellaneous_Vintage_Baseline Forecast | Commercial | Office (ID) | Existing | Miscellaneous | Natural Gas | Miscellaneous | Vintage | Vintage | Baseline Forecast | 8062734.7739 | 7237613.3451 | 6312937.744 | 5312706.0495 | 4470952.6235 | 3762567.9221 | 3166420.7968 | 2664728.1511 | 2242524.47 | 1887215.3981 | 1588202.0493 | 1336564.8415 | 1124797.4251 | 946582.7681 | 796604.7191 | 670389.426 | 564171.8806 | 474783.6086 | 399558.1537 | 336251.5371 | 282975.3196 | 238140.2689 | 200408.9536 | 168655.8467 | 141933.7515 | 119445.5467 | 100520.4081
Commercial_Office (ID)_New_Space Heating_Natural Gas_Furnace_E1_Baseline Forecast | Commercial | Office (ID) | New | Space Heating | Natural Gas | Furnace | E1 | AFUE 80% (Standard) | Baseline Forecast | 0 | 77456.7025 | 149840.273 | 236274.7555 | 324572.6667 | 404472.0414 | 474377.0353 | 541979.1845 | 607576.7669 | 670691.154 | 732800.3302 | 794853.8869 | 855906.2716 | 916067.7458 | 975789.9499 | 1034902.9662 | 1093205.5154 | 1150527.0868 | 1207162.8211 | 1262817.3855 | 1317133.0437 | 1370559.4155 | 1423452.6645 | 1476261.8791 | 1528162.3208 | 1582491.3927 | 1630844.566
Commercial_Office (ID)_New_Space Heating_Natural Gas_Furnace_E2_Baseline Forecast | Commercial | Office (ID) | New | Space Heating | Natural Gas | Furnace | E2 | AFUE 90% | Baseline Forecast | 0 | 0 | 0 | 0 | 0 | 0 | 0 | 0 | 0 | 0 | 0 | 0 | 0 | 0 | 0 | 0 | 0 | 0 | 0 | 0 | 0 | 0 | 0 | 0 | 0 | 0 | 0
Commercial_Office (ID)_New_Space Heating_Natural Gas_Furnace_E3_Baseline Forecast | Commercial | Office (ID) | New | Space Heating | Natural Gas | Furnace | E3 | AFUE 96% | Baseline Forecast | 0 | 0 | 0 | 0 | 0 | 0 | 0 | 0 | 0 | 0 | 0 | 0 | 0 | 0 | 0 | 0 | 0 | 0 | 0 | 0 | 0 | 0 | 0 | 0 | 0 | 0 | 0
Commercial_Office (ID)_New_Space Heating_Natural Gas_Furnace_E4_Baseline Forecast | Commercial | Office (ID) | New | Space Heating | Natural Gas | Furnace | E4 |  | Baseline Forecast | 0 | 0 | 0 | 0 | 0 | 0 | 0 | 0 | 0 | 0 | 0 | 0 | 0 | 0 | 0 | 0 | 0 | 0 | 0 | 0 | 0 | 0 | 0 | 0 | 0 | 0 | 0
Commercial_Office (ID)_New_Space Heating_Natural Gas_Furnace_E5_Baseline Forecast | Commercial | Office (ID) | New | Space Heating | Natural Gas | Furnace | E5 |  | Baseline Forecast | 0 | 0 | 0 | 0 | 0 | 0 | 0 | 0 | 0 | 0 | 0 | 0 | 0 | 0 | 0 | 0 | 0 | 0 | 0 | 0 | 0 | 0 | 0 | 0 | 0 | 0 | 0
Commercial_Office (ID)_New_Space Heating_Natural Gas_Furnace_E6_Baseline Forecast | Commercial | Office (ID) | New | Space Heating | Natural Gas | Furnace | E6 |  | Baseline Forecast | 0 | 0 | 0 | 0 | 0 | 0 | 0 | 0 | 0 | 0 | 0 | 0 | 0 | 0 | 0 | 0 | 0 | 0 | 0 | 0 | 0 | 0 | 0 | 0 | 0 | 0 | 0
Commercial_Office (ID)_New_Space Heating_Natural Gas_Furnace_E7_Baseline Forecast | Commercial | Office (ID) | New | Space Heating | Natural Gas | Furnace | E7 |  | Baseline Forecast | 0 | 0 | 0 | 0 | 0 | 0 | 0 | 0 | 0 | 0 | 0 | 0 | 0 | 0 | 0 | 0 | 0 | 0 | 0 | 0 | 0 | 0 | 0 | 0 | 0 | 0 | 0
Commercial_Office (ID)_New_Space Heating_Natural Gas_Furnace_E8_Baseline Forecast | Commercial | Office (ID) | New | Space Heating | Natural Gas | Furnace | E8 |  | Baseline Forecast | 0 | 0 | 0 | 0 | 0 | 0 | 0 | 0 | 0 | 0 | 0 | 0 | 0 | 0 | 0 | 0 | 0 | 0 | 0 | 0 | 0 | 0 | 0 | 0 | 0 | 0 | 0
Commercial_Office (ID)_New_Space Heating_Natural Gas_Furnace_E9_Baseline Forecast | Commercial | Office (ID) | New | Space Heating | Natural Gas | Furnace | E9 |  | Baseline Forecast | 0 | 0 | 0 | 0 | 0 | 0 | 0 | 0 | 0 | 0 | 0 | 0 | 0 | 0 | 0 | 0 | 0 | 0 | 0 | 0 | 0 | 0 | 0 | 0 | 0 | 0 | 0
Commercial_Office (ID)_New_Space Heating_Natural Gas_Furnace_E10_Baseline Forecast | Commercial | Office (ID) | New | Space Heating | Natural Gas | Furnace | E10 |  | Baseline Forecast | 0 | 0 | 0 | 0 | 0 | 0 | 0 | 0 | 0 | 0 | 0 | 0 | 0 | 0 | 0 | 0 | 0 | 0 | 0 | 0 | 0 | 0 | 0 | 0 | 0 | 0 | 0
Commercial_Office (ID)_New_Space Heating_Natural Gas_Furnace_Vintage_Baseline Forecast | Commercial | Office (ID) | New | Space Heating | Natural Gas | Furnace | Vintage | Vintage | Baseline Forecast | 0 | 0 | 0 | 0 | 0 | 0 | 0 | 0 | 0 | 0 | 0 | 0 | 0 | 0 | 0 | 0 | 0 | 0 | 0 | 0 | 0 | 0 | 0 | 0 | 0 | 0 | 0
Commercial_Office (ID)_New_Space Heating_Natural Gas_Boiler_E1_Baseline Forecast | Commercial | Office (ID) | New | Space Heating | Natural Gas | Boiler | E1 | AFUE 80% (Standard) | Baseline Forecast | 0 | 83354.16 | 161248.9261 | 254264.4232 | 349285.2281 | 435268.0423 | 510495.5161 | 583244.8093 | 653836.9105 | 721756.7489 | 788594.841 | 855373.0787 | 921073.9165 | 985816.0109 | 1050085.3898 | 1113699.198 | 1176440.8312 | 1238126.7961 | 1299074.7053 | 1358966.7394 | 1417417.9246 | 1474912.1142 | 1531832.5898 | 1588662.6327 | 1644514.7099 | 1702980.3301 | 1755015.0542
Commercial_Office (ID)_New_Space Heating_Natural Gas_Boiler_E2_Baseline Forecast | Commercial | Office (ID) | New | Space Heating | Natural Gas | Boiler | E2 | AFUE 85% | Baseline Forecast | 0 | 0 | 0 | 0 | 0 | 0 | 0 | 0 | 0 | 0 | 0 | 0 | 0 | 0 | 0 | 0 | 0 | 0 | 0 | 0 | 0 | 0 | 0 | 0 | 0 | 0 | 0
Commercial_Office (ID)_New_Space Heating_Natural Gas_Boiler_E3_Baseline Forecast | Commercial | Office (ID) | New | Space Heating | Natural Gas | Boiler | E3 | AFUE 97% | Baseline Forecast | 0 | 0 | 0 | 0 | 0 | 0 | 0 | 0 | 0 | 0 | 0 | 0 | 0 | 0 | 0 | 0 | 0 | 0 | 0 | 0 | 0 | 0 | 0 | 0 | 0 | 0 | 0
Commercial_Office (ID)_New_Space Heating_Natural Gas_Boiler_E4_Baseline Forecast | Commercial | Office (ID) | New | Space Heating | Natural Gas | Boiler | E4 | Convert to NG Air Source Heat Pump | Baseline Forecast | 0 | 0 | 0 | 0 | 0 | 0 | 0 | 0 | 0 | 0 | 0 | 0 | 0 | 0 | 0 | 0 | 0 | 0 | 0 | 0 | 0 | 0 | 0 | 0 | 0 | 0 | 0
Commercial_Office (ID)_New_Space Heating_Natural Gas_Boiler_E5_Baseline Forecast | Commercial | Office (ID) | New | Space Heating | Natural Gas | Boiler | E5 |  | Baseline Forecast | 0 | 0 | 0 | 0 | 0 | 0 | 0 | 0 | 0 | 0 | 0 | 0 | 0 | 0 | 0 | 0 | 0 | 0 | 0 | 0 | 0 | 0 | 0 | 0 | 0 | 0 | 0
Commercial_Office (ID)_New_Space Heating_Natural Gas_Boiler_E6_Baseline Forecast | Commercial | Office (ID) | New | Space Heating | Natural Gas | Boiler | E6 |  | Baseline Forecast | 0 | 0 | 0 | 0 | 0 | 0 | 0 | 0 | 0 | 0 | 0 | 0 | 0 | 0 | 0 | 0 | 0 | 0 | 0 | 0 | 0 | 0 | 0 | 0 | 0 | 0 | 0
Commercial_Office (ID)_New_Space Heating_Natural Gas_Boiler_E7_Baseline Forecast | Commercial | Office (ID) | New | Space Heating | Natural Gas | Boiler | E7 |  | Baseline Forecast | 0 | 0 | 0 | 0 | 0 | 0 | 0 | 0 | 0 | 0 | 0 | 0 | 0 | 0 | 0 | 0 | 0 | 0 | 0 | 0 | 0 | 0 | 0 | 0 | 0 | 0 | 0
Commercial_Office (ID)_New_Space Heating_Natural Gas_Boiler_E8_Baseline Forecast | Commercial | Office (ID) | New | Space Heating | Natural Gas | Boiler | E8 |  | Baseline Forecast | 0 | 0 | 0 | 0 | 0 | 0 | 0 | 0 | 0 | 0 | 0 | 0 | 0 | 0 | 0 | 0 | 0 | 0 | 0 | 0 | 0 | 0 | 0 | 0 | 0 | 0 | 0
Commercial_Office (ID)_New_Space Heating_Natural Gas_Boiler_E9_Baseline Forecast | Commercial | Office (ID) | New | Space Heating | Natural Gas | Boiler | E9 |  | Baseline Forecast | 0 | 0 | 0 | 0 | 0 | 0 | 0 | 0 | 0 | 0 | 0 | 0 | 0 | 0 | 0 | 0 | 0 | 0 | 0 | 0 | 0 | 0 | 0 | 0 | 0 | 0 | 0
Commercial_Office (ID)_New_Space Heating_Natural Gas_Boiler_E10_Baseline Forecast | Commercial | Office (ID) | New | Space Heating | Natural Gas | Boiler | E10 |  | Baseline Forecast | 0 | 0 | 0 | 0 | 0 | 0 | 0 | 0 | 0 | 0 | 0 | 0 | 0 | 0 | 0 | 0 | 0 | 0 | 0 | 0 | 0 | 0 | 0 | 0 | 0 | 0 | 0
Commercial_Office (ID)_New_Space Heating_Natural Gas_Boiler_Vintage_Baseline Forecast | Commercial | Office (ID) | New | Space Heating | Natural Gas | Boiler | Vintage | Vintage | Baseline Forecast | 0 | 0 | 0 | 0 | 0 | 0 | 0 | 0 | 0 | 0 | 0 | 0 | 0 | 0 | 0 | 0 | 0 | 0 | 0 | 0 | 0 | 0 | 0 | 0 | 0 | 0 | 0
Commercial_Office (ID)_New_Space Heating_Natural Gas_Unit Heater_E1_Baseline Forecast | Commercial | Office (ID) | New | Space Heating | Natural Gas | Unit Heater | E1 | Standard | Baseline Forecast | 0 | 3152.7682 | 6099.0415 | 9617.2378 | 13211.2824 | 16463.4762 | 19308.8625 | 22060.5147 | 24730.5738 | 27299.5578 | 29827.6261 | 32353.4305 | 34838.4835 | 37287.2733 | 39718.1832 | 42124.2969 | 44497.4217 | 46830.6172 | 49135.8966 | 51401.2388 | 53612.0827 | 55786.7295 | 57939.6762 | 60089.2024 | 62201.7382 | 64413.1281 | 66381.2773
Commercial_Office (ID)_New_Space Heating_Natural Gas_Unit Heater_E2_Baseline Forecast | Commercial | Office (ID) | New | Space Heating | Natural Gas | Unit Heater | E2 | Condensing | Baseline Forecast | 0 | 0 | 0 | 0 | 0 | 0 | 0 | 0 | 0 | 0 | 0 | 0 | 0 | 0 | 0 | 0 | 0 | 0 | 0 | 0 | 0 | 0 | 0 | 0 | 0 | 0 | 0
Commercial_Office (ID)_New_Space Heating_Natural Gas_Unit Heater_E3_Baseline Forecast | Commercial | Office (ID) | New | Space Heating | Natural Gas | Unit Heater | E3 | Infrared Radiant | Baseline Forecast | 0 | 0 | 0 | 0 | 0 | 0 | 0 | 0 | 0 | 0 | 0 | 0 | 0 | 0 | 0 | 0 | 0 | 0 | 0 | 0 | 0 | 0 | 0 | 0 | 0 | 0 | 0
Commercial_Office (ID)_New_Space Heating_Natural Gas_Unit Heater_E4_Baseline Forecast | Commercial | Office (ID) | New | Space Heating | Natural Gas | Unit Heater | E4 |  | Baseline Forecast | 0 | 0 | 0 | 0 | 0 | 0 | 0 | 0 | 0 | 0 | 0 | 0 | 0 | 0 | 0 | 0 | 0 | 0 | 0 | 0 | 0 | 0 | 0 | 0 | 0 | 0 | 0
Commercial_Office (ID)_New_Space Heating_Natural Gas_Unit Heater_E5_Baseline Forecast | Commercial | Office (ID) | New | Space Heating | Natural Gas | Unit Heater | E5 |  | Baseline Forecast | 0 | 0 | 0 | 0 | 0 | 0 | 0 | 0 | 0 | 0 | 0 | 0 | 0 | 0 | 0 | 0 | 0 | 0 | 0 | 0 | 0 | 0 | 0 | 0 | 0 | 0 | 0
Commercial_Office (ID)_New_Space Heating_Natural Gas_Unit Heater_E6_Baseline Forecast | Commercial | Office (ID) | New | Space Heating | Natural Gas | Unit Heater | E6 |  | Baseline Forecast | 0 | 0 | 0 | 0 | 0 | 0 | 0 | 0 | 0 | 0 | 0 | 0 | 0 | 0 | 0 | 0 | 0 | 0 | 0 | 0 | 0 | 0 | 0 | 0 | 0 | 0 | 0
Commercial_Office (ID)_New_Space Heating_Natural Gas_Unit Heater_E7_Baseline Forecast | Commercial | Office (ID) | New | Space Heating | Natural Gas | Unit Heater | E7 |  | Baseline Forecast | 0 | 0 | 0 | 0 | 0 | 0 | 0 | 0 | 0 | 0 | 0 | 0 | 0 | 0 | 0 | 0 | 0 | 0 | 0 | 0 | 0 | 0 | 0 | 0 | 0 | 0 | 0
Commercial_Office (ID)_New_Space Heating_Natural Gas_Unit Heater_E8_Baseline Forecast | Commercial | Office (ID) | New | Space Heating | Natural Gas | Unit Heater | E8 |  | Baseline Forecast | 0 | 0 | 0 | 0 | 0 | 0 | 0 | 0 | 0 | 0 | 0 | 0 | 0 | 0 | 0 | 0 | 0 | 0 | 0 | 0 | 0 | 0 | 0 | 0 | 0 | 0 | 0
Commercial_Office (ID)_New_Space Heating_Natural Gas_Unit Heater_E9_Baseline Forecast | Commercial | Office (ID) | New | Space Heating | Natural Gas | Unit Heater | E9 |  | Baseline Forecast | 0 | 0 | 0 | 0 | 0 | 0 | 0 | 0 | 0 | 0 | 0 | 0 | 0 | 0 | 0 | 0 | 0 | 0 | 0 | 0 | 0 | 0 | 0 | 0 | 0 | 0 | 0
Commercial_Office (ID)_New_Space Heating_Natural Gas_Unit Heater_E10_Baseline Forecast | Commercial | Office (ID) | New | Space Heating | Natural Gas | Unit Heater | E10 |  | Baseline Forecast | 0 | 0 | 0 | 0 | 0 | 0 | 0 | 0 | 0 | 0 | 0 | 0 | 0 | 0 | 0 | 0 | 0 | 0 | 0 | 0 | 0 | 0 | 0 | 0 | 0 | 0 | 0
Commercial_Office (ID)_New_Space Heating_Natural Gas_Unit Heater_Vintage_Baseline Forecast | Commercial | Office (ID) | New | Space Heating | Natural Gas | Unit Heater | Vintage | Vintage | Baseline Forecast | 0 | 0 | 0 | 0 | 0 | 0 | 0 | 0 | 0 | 0 | 0 | 0 | 0 | 0 | 0 | 0 | 0 | 0 | 0 | 0 | 0 | 0 | 0 | 0 | 0 | 0 | 0
Commercial_Office (ID)_New_Water Heating_Natural Gas_Water Heater_E1_Baseline Forecast | Commercial | Office (ID) | New | Water Heating | Natural Gas | Water Heater | E1 | TE 0.80 | Baseline Forecast | 0 | 49348.1488 | 95464.1736 | 150532.1222 | 206787.2728 | 257691.6633 | 302228.5715 | 345298.3229 | 387090.9523 | 427301.5224 | 466871.6664 | 506406.3749 | 545303.2304 | 583632.4813 | 621681.8705 | 659343.1423 | 696488.0605 | 733007.9916 | 769090.9716 | 804548.8421 | 839153.6872 | 873191.9622 | 906890.5815 | 940535.6619 | 973601.7574 | 1008215.1484 | 1039021.257
Commercial_Office (ID)_New_Water Heating_Natural Gas_Water Heater_E2_Baseline Forecast | Commercial | Office (ID) | New | Water Heating | Natural Gas | Water Heater | E2 | TE 0.90 | Baseline Forecast | 0 | 0 | 0 | 0 | 0 | 0 | 0 | 0 | 0 | 0 | 0 | 0 | 0 | 0 | 0 | 0 | 0 | 0 | 0 | 0 | 0 | 0 | 0 | 0 | 0 | 0 | 0
Commercial_Office (ID)_New_Water Heating_Natural Gas_Water Heater_E3_Baseline Forecast | Commercial | Office (ID) | New | Water Heating | Natural Gas | Water Heater | E3 | TE 0.94 | Baseline Forecast | 0 | 55647.9125 | 107651.0894 | 169748.9888 | 233185.648 | 290588.4714 | 340810.9423 | 389378.9599 | 436506.8186 | 481850.6529 | 526472.3047 | 571053.9972 | 614916.4088 | 658138.7556 | 701045.5135 | 743514.6073 | 785401.4299 | 826583.4799 | 867272.7978 | 907257.205 | 946279.6898 | 984663.2766 | 1022663.8472 | 1060604.0443 | 1097891.3435 | 1136923.4652 | 1171662.2685
Commercial_Office (ID)_New_Water Heating_Natural Gas_Water Heater_E4_Baseline Forecast | Commercial | Office (ID) | New | Water Heating | Natural Gas | Water Heater | E4 | Instantaneous TE 0.94 | Baseline Forecast | 0 | 0 | 0 | 0 | 0 | 0 | 0 | 0 | 0 | 0 | 0 | 0 | 0 | 0 | 0 | 0 | 0 | 0 | 0 | 0 | 0 | 0 | 0 | 0 | 0 | 0 | 0
Commercial_Office (ID)_New_Water Heating_Natural Gas_Water Heater_E5_Baseline Forecast | Commercial | Office (ID) | New | Water Heating | Natural Gas | Water Heater | E5 | Gas-Fired Absorption HPWH | Baseline Forecast | 0 | 0 | 0 | 0 | 0 | 0 | 0 | 0 | 0 | 0 | 0 | 0 | 0 | 0 | 0 | 0 | 0 | 0 | 0 | 0 | 0 | 0 | 0 | 0 | 0 | 0 | 0
Commercial_Office (ID)_New_Water Heating_Natural Gas_Water Heater_E6_Baseline Forecast | Commercial | Office (ID) | New | Water Heating | Natural Gas | Water Heater | E6 |  | Baseline Forecast | 0 | 0 | 0 | 0 | 0 | 0 | 0 | 0 | 0 | 0 | 0 | 0 | 0 | 0 | 0 | 0 | 0 | 0 | 0 | 0 | 0 | 0 | 0 | 0 | 0 | 0 | 0
Commercial_Office (ID)_New_Water Heating_Natural Gas_Water Heater_E7_Baseline Forecast | Commercial | Office (ID) | New | Water Heating | Natural Gas | Water Heater | E7 |  | Baseline Forecast | 0 | 0 | 0 | 0 | 0 | 0 | 0 | 0 | 0 | 0 | 0 | 0 | 0 | 0 | 0 | 0 | 0 | 0 | 0 | 0 | 0 | 0 | 0 | 0 | 0 | 0 | 0
Commercial_Office (ID)_New_Water Heating_Natural Gas_Water Heater_E8_Baseline Forecast | Commercial | Office (ID) | New | Water Heating | Natural Gas | Water Heater | E8 |  | Baseline Forecast | 0 | 0 | 0 | 0 | 0 | 0 | 0 | 0 | 0 | 0 | 0 | 0 | 0 | 0 | 0 | 0 | 0 | 0 | 0 | 0 | 0 | 0 | 0 | 0 | 0 | 0 | 0
Commercial_Office (ID)_New_Water Heating_Natural Gas_Water Heater_E9_Baseline Forecast | Commercial | Office (ID) | New | Water Heating | Natural Gas | Water Heater | E9 |  | Baseline Forecast | 0 | 0 | 0 | 0 | 0 | 0 | 0 | 0 | 0 | 0 | 0 | 0 | 0 | 0 | 0 | 0 | 0 | 0 | 0 | 0 | 0 | 0 | 0 | 0 | 0 | 0 | 0
Commercial_Office (ID)_New_Water Heating_Natural Gas_Water Heater_E10_Baseline Forecast | Commercial | Office (ID) | New | Water Heating | Natural Gas | Water Heater | E10 |  | Baseline Forecast | 0 | 0 | 0 | 0 | 0 | 0 | 0 | 0 | 0 | 0 | 0 | 0 | 0 | 0 | 0 | 0 | 0 | 0 | 0 | 0 | 0 | 0 | 0 | 0 | 0 | 0 | 0
Commercial_Office (ID)_New_Water Heating_Natural Gas_Water Heater_Vintage_Baseline Forecast | Commercial | Office (ID) | New | Water Heating | Natural Gas | Water Heater | Vintage | Vintage | Baseline Forecast | 0 | 0 | 0 | 0 | 0 | 0 | 0 | 0 | 0 | 0 | 0 | 0 | 0 | 0 | 0 | 0 | 0 | 0 | 0 | 0 | 0 | 0 | 0 | 0 | 0 | 0 | 0
Commercial_Office (ID)_New_Food Preparation_Natural Gas_Oven_E1_Baseline Forecast | Commercial | Office (ID) | New | Food Preparation | Natural Gas | Oven | E1 | Standard | Baseline Forecast | 0 | 594.3597 | 1149.7909 | 1813.0411 | 2490.5901 | 3103.6935 | 3640.1055 | 4158.8468 | 4662.2062 | 5146.5109 | 5623.1022 | 6099.2667 | 6567.7487 | 7029.3944 | 7487.6694 | 7941.2698 | 8388.6511 | 8828.505 | 9263.0961 | 9690.1583 | 10106.9464 | 10516.9107 | 10922.7841 | 11328.0126 | 11726.2677 | 12143.1588 | 12514.1942
Commercial_Office (ID)_New_Food Preparation_Natural Gas_Oven_E2_Baseline Forecast | Commercial | Office (ID) | New | Food Preparation | Natural Gas | Oven | E2 | ENERGY STAR (>42% Baking Efficiency) | Baseline Forecast | 0 | 855.298 | 1654.5772 | 2609.0103 | 3584.0199 | 4466.2906 | 5238.2007 | 5984.682 | 6709.0284 | 7405.9547 | 8091.7812 | 8776.9935 | 9451.1506 | 10115.47 | 10774.9389 | 11427.6809 | 12071.4736 | 12704.434 | 13329.8212 | 13944.3741 | 14544.1424 | 15134.091 | 15718.1527 | 16301.2865 | 16874.3853 | 17474.3017 | 18008.2307
Commercial_Office (ID)_New_Food Preparation_Natural Gas_Oven_E3_Baseline Forecast | Commercial | Office (ID) | New | Food Preparation | Natural Gas | Oven | E3 |  | Baseline Forecast | 0 | 0 | 0 | 0 | 0 | 0 | 0 | 0 | 0 | 0 | 0 | 0 | 0 | 0 | 0 | 0 | 0 | 0 | 0 | 0 | 0 | 0 | 0 | 0 | 0 | 0 | 0
Commercial_Office (ID)_New_Food Preparation_Natural Gas_Oven_E4_Baseline Forecast | Commercial | Office (ID) | New | Food Preparation | Natural Gas | Oven | E4 |  | Baseline Forecast | 0 | 0 | 0 | 0 | 0 | 0 | 0 | 0 | 0 | 0 | 0 | 0 | 0 | 0 | 0 | 0 | 0 | 0 | 0 | 0 | 0 | 0 | 0 | 0 | 0 | 0 | 0
Commercial_Office (ID)_New_Food Preparation_Natural Gas_Oven_E5_Baseline Forecast | Commercial | Office (ID) | New | Food Preparation | Natural Gas | Oven | E5 |  | Baseline Forecast | 0 | 0 | 0 | 0 | 0 | 0 | 0 | 0 | 0 | 0 | 0 | 0 | 0 | 0 | 0 | 0 | 0 | 0 | 0 | 0 | 0 | 0 | 0 | 0 | 0 | 0 | 0
Commercial_Office (ID)_New_Food Preparation_Natural Gas_Oven_E6_Baseline Forecast | Commercial | Office (ID) | New | Food Preparation | Natural Gas | Oven | E6 |  | Baseline Forecast | 0 | 0 | 0 | 0 | 0 | 0 | 0 | 0 | 0 | 0 | 0 | 0 | 0 | 0 | 0 | 0 | 0 | 0 | 0 | 0 | 0 | 0 | 0 | 0 | 0 | 0 | 0
Commercial_Office (ID)_New_Food Preparation_Natural Gas_Oven_E7_Baseline Forecast | Commercial | Office (ID) | New | Food Preparation | Natural Gas | Oven | E7 |  | Baseline Forecast | 0 | 0 | 0 | 0 | 0 | 0 | 0 | 0 | 0 | 0 | 0 | 0 | 0 | 0 | 0 | 0 | 0 | 0 | 0 | 0 | 0 | 0 | 0 | 0 | 0 | 0 | 0
Commercial_Office (ID)_New_Food Preparation_Natural Gas_Oven_E8_Baseline Forecast | Commercial | Office (ID) | New | Food Preparation | Natural Gas | Oven | E8 |  | Baseline Forecast | 0 | 0 | 0 | 0 | 0 | 0 | 0 | 0 | 0 | 0 | 0 | 0 | 0 | 0 | 0 | 0 | 0 | 0 | 0 | 0 | 0 | 0 | 0 | 0 | 0 | 0 | 0
Commercial_Office (ID)_New_Food Preparation_Natural Gas_Oven_E9_Baseline Forecast | Commercial | Office (ID) | New | Food Preparation | Natural Gas | Oven | E9 |  | Baseline Forecast | 0 | 0 | 0 | 0 | 0 | 0 | 0 | 0 | 0 | 0 | 0 | 0 | 0 | 0 | 0 | 0 | 0 | 0 | 0 | 0 | 0 | 0 | 0 | 0 | 0 | 0 | 0
Commercial_Office (ID)_New_Food Preparation_Natural Gas_Oven_E10_Baseline Forecast | Commercial | Office (ID) | New | Food Preparation | Natural Gas | Oven | E10 |  | Baseline Forecast | 0 | 0 | 0 | 0 | 0 | 0 | 0 | 0 | 0 | 0 | 0 | 0 | 0 | 0 | 0 | 0 | 0 | 0 | 0 | 0 | 0 | 0 | 0 | 0 | 0 | 0 | 0
Commercial_Office (ID)_New_Food Preparation_Natural Gas_Oven_Vintage_Baseline Forecast | Commercial | Office (ID) | New | Food Preparation | Natural Gas | Oven | Vintage | Vintage | Baseline Forecast | 0 | 0 | 0 | 0 | 0 | 0 | 0 | 0 | 0 | 0 | 0 | 0 | 0 | 0 | 0 | 0 | 0 | 0 | 0 | 0 | 0 | 0 | 0 | 0 | 0 | 0 | 0
Commercial_Office (ID)_New_Food Preparation_Natural Gas_Conveyor Oven_E1_Baseline Forecast | Commercial | Office (ID) | New | Food Preparation | Natural Gas | Conveyor Oven | E1 | Standard | Baseline Forecast | 0 | 297.1798 | 574.8955 | 906.5205 | 1245.2951 | 1551.8467 | 1820.0528 | 2079.4234 | 2331.1031 | 2573.2555 | 2811.5511 | 3049.6333 | 3283.8744 | 3514.6972 | 3743.8347 | 3970.6349 | 4194.3256 | 4414.2525 | 4631.5481 | 4845.0791 | 5053.4732 | 5258.4554 | 5461.392 | 5664.0063 | 5863.1339 | 6071.5794 | 6257.0971
Commercial_Office (ID)_New_Food Preparation_Natural Gas_Conveyor Oven_E2_Baseline Forecast | Commercial | Office (ID) | New | Food Preparation | Natural Gas | Conveyor Oven | E2 | ENERGY STAR (>42% Baking Efficiency) | Baseline Forecast | 0 | 427.649 | 827.2886 | 1304.5052 | 1792.01 | 2233.1453 | 2619.1003 | 2992.341 | 3354.5142 | 3702.9774 | 4045.8906 | 4388.4967 | 4725.5753 | 5057.735 | 5387.4694 | 5713.8405 | 6035.7368 | 6352.217 | 6664.9106 | 6972.1871 | 7272.0712 | 7567.0455 | 7859.0763 | 8150.6432 | 8437.1926 | 8737.1509 | 9004.1153
Commercial_Office (ID)_New_Food Preparation_Natural Gas_Conveyor Oven_E3_Baseline Forecast | Commercial | Office (ID) | New | Food Preparation | Natural Gas | Conveyor Oven | E3 |  | Baseline Forecast | 0 | 0 | 0 | 0 | 0 | 0 | 0 | 0 | 0 | 0 | 0 | 0 | 0 | 0 | 0 | 0 | 0 | 0 | 0 | 0 | 0 | 0 | 0 | 0 | 0 | 0 | 0
Commercial_Office (ID)_New_Food Preparation_Natural Gas_Conveyor Oven_E4_Baseline Forecast | Commercial | Office (ID) | New | Food Preparation | Natural Gas | Conveyor Oven | E4 |  | Baseline Forecast | 0 | 0 | 0 | 0 | 0 | 0 | 0 | 0 | 0 | 0 | 0 | 0 | 0 | 0 | 0 | 0 | 0 | 0 | 0 | 0 | 0 | 0 | 0 | 0 | 0 | 0 | 0
Commercial_Office (ID)_New_Food Preparation_Natural Gas_Conveyor Oven_E5_Baseline Forecast | Commercial | Office (ID) | New | Food Preparation | Natural Gas | Conveyor Oven | E5 |  | Baseline Forecast | 0 | 0 | 0 | 0 | 0 | 0 | 0 | 0 | 0 | 0 | 0 | 0 | 0 | 0 | 0 | 0 | 0 | 0 | 0 | 0 | 0 | 0 | 0 | 0 | 0 | 0 | 0
Commercial_Office (ID)_New_Food Preparation_Natural Gas_Conveyor Oven_E6_Baseline Forecast | Commercial | Office (ID) | New | Food Preparation | Natural Gas | Conveyor Oven | E6 |  | Baseline Forecast | 0 | 0 | 0 | 0 | 0 | 0 | 0 | 0 | 0 | 0 | 0 | 0 | 0 | 0 | 0 | 0 | 0 | 0 | 0 | 0 | 0 | 0 | 0 | 0 | 0 | 0 | 0
Commercial_Office (ID)_New_Food Preparation_Natural Gas_Conveyor Oven_E7_Baseline Forecast | Commercial | Office (ID) | New | Food Preparation | Natural Gas | Conveyor Oven | E7 |  | Baseline Forecast | 0 | 0 | 0 | 0 | 0 | 0 | 0 | 0 | 0 | 0 | 0 | 0 | 0 | 0 | 0 | 0 | 0 | 0 | 0 | 0 | 0 | 0 | 0 | 0 | 0 | 0 | 0
Commercial_Office (ID)_New_Food Preparation_Natural Gas_Conveyor Oven_E8_Baseline Forecast | Commercial | Office (ID) | New | Food Preparation | Natural Gas | Conveyor Oven | E8 |  | Baseline Forecast | 0 | 0 | 0 | 0 | 0 | 0 | 0 | 0 | 0 | 0 | 0 | 0 | 0 | 0 | 0 | 0 | 0 | 0 | 0 | 0 | 0 | 0 | 0 | 0 | 0 | 0 | 0
Commercial_Office (ID)_New_Food Preparation_Natural Gas_Conveyor Oven_E9_Baseline Forecast | Commercial | Office (ID) | New | Food Preparation | Natural Gas | Conveyor Oven | E9 |  | Baseline Forecast | 0 | 0 | 0 | 0 | 0 | 0 | 0 | 0 | 0 | 0 | 0 | 0 | 0 | 0 | 0 | 0 | 0 | 0 | 0 | 0 | 0 | 0 | 0 | 0 | 0 | 0 | 0
Commercial_Office (ID)_New_Food Preparation_Natural Gas_Conveyor Oven_E10_Baseline Forecast | Commercial | Office (ID) | New | Food Preparation | Natural Gas | Conveyor Oven | E10 |  | Baseline Forecast | 0 | 0 | 0 | 0 | 0 | 0 | 0 | 0 | 0 | 0 | 0 | 0 | 0 | 0 | 0 | 0 | 0 | 0 | 0 | 0 | 0 | 0 | 0 | 0 | 0 | 0 | 0
Commercial_Office (ID)_New_Food Preparation_Natural Gas_Conveyor Oven_Vintage_Baseline Forecast | Commercial | Office (ID) | New | Food Preparation | Natural Gas | Conveyor Oven | Vintage | Vintage | Baseline Forecast | 0 | 0 | 0 | 0 | 0 | 0 | 0 | 0 | 0 | 0 | 0 | 0 | 0 | 0 | 0 | 0 | 0 | 0 | 0 | 0 | 0 | 0 | 0 | 0 | 0 | 0 | 0
Commercial_Office (ID)_New_Food Preparation_Natural Gas_Double Rack Oven_E1_Baseline Forecast | Commercial | Office (ID) | New | Food Preparation | Natural Gas | Double Rack Oven | E1 | Standard | Baseline Forecast | 0 | 297.1798 | 574.8955 | 906.5205 | 1245.2951 | 1551.8467 | 1820.0528 | 2079.4234 | 2331.1031 | 2573.2555 | 2811.5511 | 3049.6333 | 3283.8744 | 3514.6972 | 3743.8347 | 3970.6349 | 4194.3256 | 4414.2525 | 4631.5481 | 4845.0791 | 5053.4732 | 5258.4554 | 5461.392 | 5664.0063 | 5863.1339 | 6071.5794 | 6257.0971
Commercial_Office (ID)_New_Food Preparation_Natural Gas_Double Rack Oven_E2_Baseline Forecast | Commercial | Office (ID) | New | Food Preparation | Natural Gas | Double Rack Oven | E2 | FTSC Qualified (>50% Cooking Efficiency) | Baseline Forecast | 0 | 427.649 | 827.2886 | 1304.5052 | 1792.01 | 2233.1453 | 2619.1003 | 2992.341 | 3354.5142 | 3702.9774 | 4045.8906 | 4388.4967 | 4725.5753 | 5057.735 | 5387.4694 | 5713.8405 | 6035.7368 | 6352.217 | 6664.9106 | 6972.1871 | 7272.0712 | 7567.0455 | 7859.0763 | 8150.6432 | 8437.1926 | 8737.1509 | 9004.1153
Commercial_Office (ID)_New_Food Preparation_Natural Gas_Double Rack Oven_E3_Baseline Forecast | Commercial | Office (ID) | New | Food Preparation | Natural Gas | Double Rack Oven | E3 |  | Baseline Forecast | 0 | 0 | 0 | 0 | 0 | 0 | 0 | 0 | 0 | 0 | 0 | 0 | 0 | 0 | 0 | 0 | 0 | 0 | 0 | 0 | 0 | 0 | 0 | 0 | 0 | 0 | 0
Commercial_Office (ID)_New_Food Preparation_Natural Gas_Double Rack Oven_E4_Baseline Forecast | Commercial | Office (ID) | New | Food Preparation | Natural Gas | Double Rack Oven | E4 |  | Baseline Forecast | 0 | 0 | 0 | 0 | 0 | 0 | 0 | 0 | 0 | 0 | 0 | 0 | 0 | 0 | 0 | 0 | 0 | 0 | 0 | 0 | 0 | 0 | 0 | 0 | 0 | 0 | 0
Commercial_Office (ID)_New_Food Preparation_Natural Gas_Double Rack Oven_E5_Baseline Forecast | Commercial | Office (ID) | New | Food Preparation | Natural Gas | Double Rack Oven | E5 |  | Baseline Forecast | 0 | 0 | 0 | 0 | 0 | 0 | 0 | 0 | 0 | 0 | 0 | 0 | 0 | 0 | 0 | 0 | 0 | 0 | 0 | 0 | 0 | 0 | 0 | 0 | 0 | 0 | 0
Commercial_Office (ID)_New_Food Preparation_Natural Gas_Double Rack Oven_E6_Baseline Forecast | Commercial | Office (ID) | New | Food Preparation | Natural Gas | Double Rack Oven | E6 |  | Baseline Forecast | 0 | 0 | 0 | 0 | 0 | 0 | 0 | 0 | 0 | 0 | 0 | 0 | 0 | 0 | 0 | 0 | 0 | 0 | 0 | 0 | 0 | 0 | 0 | 0 | 0 | 0 | 0
Commercial_Office (ID)_New_Food Preparation_Natural Gas_Double Rack Oven_E7_Baseline Forecast | Commercial | Office (ID) | New | Food Preparation | Natural Gas | Double Rack Oven | E7 |  | Baseline Forecast | 0 | 0 | 0 | 0 | 0 | 0 | 0 | 0 | 0 | 0 | 0 | 0 | 0 | 0 | 0 | 0 | 0 | 0 | 0 | 0 | 0 | 0 | 0 | 0 | 0 | 0 | 0
Commercial_Office (ID)_New_Food Preparation_Natural Gas_Double Rack Oven_E8_Baseline Forecast | Commercial | Office (ID) | New | Food Preparation | Natural Gas | Double Rack Oven | E8 |  | Baseline Forecast | 0 | 0 | 0 | 0 | 0 | 0 | 0 | 0 | 0 | 0 | 0 | 0 | 0 | 0 | 0 | 0 | 0 | 0 | 0 | 0 | 0 | 0 | 0 | 0 | 0 | 0 | 0
Commercial_Office (ID)_New_Food Preparation_Natural Gas_Double Rack Oven_E9_Baseline Forecast | Commercial | Office (ID) | New | Food Preparation | Natural Gas | Double Rack Oven | E9 |  | Baseline Forecast | 0 | 0 | 0 | 0 | 0 | 0 | 0 | 0 | 0 | 0 | 0 | 0 | 0 | 0 | 0 | 0 | 0 | 0 | 0 | 0 | 0 | 0 | 0 | 0 | 0 | 0 | 0
Commercial_Office (ID)_New_Food Preparation_Natural Gas_Double Rack Oven_E10_Baseline Forecast | Commercial | Office (ID) | New | Food Preparation | Natural Gas | Double Rack Oven | E10 |  | Baseline Forecast | 0 | 0 | 0 | 0 | 0 | 0 | 0 | 0 | 0 | 0 | 0 | 0 | 0 | 0 | 0 | 0 | 0 | 0 | 0 | 0 | 0 | 0 | 0 | 0 | 0 | 0 | 0
Commercial_Office (ID)_New_Food Preparation_Natural Gas_Double Rack Oven_Vintage_Baseline Forecast | Commercial | Office (ID) | New | Food Preparation | Natural Gas | Double Rack Oven | Vintage | Vintage | Baseline Forecast | 0 | 0 | 0 | 0 | 0 | 0 | 0 | 0 | 0 | 0 | 0 | 0 | 0 | 0 | 0 | 0 | 0 | 0 | 0 | 0 | 0 | 0 | 0 | 0 | 0 | 0 | 0
Commercial_Office (ID)_New_Food Preparation_Natural Gas_Fryer_E1_Baseline Forecast | Commercial | Office (ID) | New | Food Preparation | Natural Gas | Fryer | E1 | Standard | Baseline Forecast | 0 | 2145.4934 | 4150.4648 | 6544.636 | 8990.4229 | 11203.5765 | 13139.8932 | 15012.4227 | 16829.4273 | 18577.6491 | 20298.0274 | 22016.865 | 23707.9709 | 25374.3993 | 27028.6602 | 28666.047 | 30280.9846 | 31868.7497 | 33437.5177 | 34979.108 | 36483.6115 | 37963.4825 | 39428.5864 | 40891.3626 | 42328.9665 | 43833.8416 | 45173.1888
Commercial_Office (ID)_New_Food Preparation_Natural Gas_Fryer_E2_Baseline Forecast | Commercial | Office (ID) | New | Food Preparation | Natural Gas | Fryer | E2 | ENERGY STAR | Baseline Forecast | 0 | 753.822 | 1458.2714 | 2299.4667 | 3158.7972 | 3936.3917 | 4616.7192 | 5274.635 | 5913.042 | 6527.2821 | 7131.7393 | 7735.6553 | 8329.8276 | 8915.3295 | 9496.5563 | 10071.8544 | 10639.2648 | 11197.1283 | 11748.317 | 12289.9569 | 12818.5662 | 13338.5209 | 13853.2871 | 14367.2355 | 14872.3396 | 15401.0795 | 15871.6609
Commercial_Office (ID)_New_Food Preparation_Natural Gas_Fryer_E3_Baseline Forecast | Commercial | Office (ID) | New | Food Preparation | Natural Gas | Fryer | E3 |  | Baseline Forecast | 0 | 0 | 0 | 0 | 0 | 0 | 0 | 0 | 0 | 0 | 0 | 0 | 0 | 0 | 0 | 0 | 0 | 0 | 0 | 0 | 0 | 0 | 0 | 0 | 0 | 0 | 0
Commercial_Office (ID)_New_Food Preparation_Natural Gas_Fryer_E4_Baseline Forecast | Commercial | Office (ID) | New | Food Preparation | Natural Gas | Fryer | E4 |  | Baseline Forecast | 0 | 0 | 0 | 0 | 0 | 0 | 0 | 0 | 0 | 0 | 0 | 0 | 0 | 0 | 0 | 0 | 0 | 0 | 0 | 0 | 0 | 0 | 0 | 0 | 0 | 0 | 0
Commercial_Office (ID)_New_Food Preparation_Natural Gas_Fryer_E5_Baseline Forecast | Commercial | Office (ID) | New | Food Preparation | Natural Gas | Fryer | E5 |  | Baseline Forecast | 0 | 0 | 0 | 0 | 0 | 0 | 0 | 0 | 0 | 0 | 0 | 0 | 0 | 0 | 0 | 0 | 0 | 0 | 0 | 0 | 0 | 0 | 0 | 0 | 0 | 0 | 0
Commercial_Office (ID)_New_Food Preparation_Natural Gas_Fryer_E6_Baseline Forecast | Commercial | Office (ID) | New | Food Preparation | Natural Gas | Fryer | E6 |  | Baseline Forecast | 0 | 0 | 0 | 0 | 0 | 0 | 0 | 0 | 0 | 0 | 0 | 0 | 0 | 0 | 0 | 0 | 0 | 0 | 0 | 0 | 0 | 0 | 0 | 0 | 0 | 0 | 0
Commercial_Office (ID)_New_Food Preparation_Natural Gas_Fryer_E7_Baseline Forecast | Commercial | Office (ID) | New | Food Preparation | Natural Gas | Fryer | E7 |  | Baseline Forecast | 0 | 0 | 0 | 0 | 0 | 0 | 0 | 0 | 0 | 0 | 0 | 0 | 0 | 0 | 0 | 0 | 0 | 0 | 0 | 0 | 0 | 0 | 0 | 0 | 0 | 0 | 0
Commercial_Office (ID)_New_Food Preparation_Natural Gas_Fryer_E8_Baseline Forecast | Commercial | Office (ID) | New | Food Preparation | Natural Gas | Fryer | E8 |  | Baseline Forecast | 0 | 0 | 0 | 0 | 0 | 0 | 0 | 0 | 0 | 0 | 0 | 0 | 0 | 0 | 0 | 0 | 0 | 0 | 0 | 0 | 0 | 0 | 0 | 0 | 0 | 0 | 0
Commercial_Office (ID)_New_Food Preparation_Natural Gas_Fryer_E9_Baseline Forecast | Commercial | Office (ID) | New | Food Preparation | Natural Gas | Fryer | E9 |  | Baseline Forecast | 0 | 0 | 0 | 0 | 0 | 0 | 0 | 0 | 0 | 0 | 0 | 0 | 0 | 0 | 0 | 0 | 0 | 0 | 0 | 0 | 0 | 0 | 0 | 0 | 0 | 0 | 0
Commercial_Office (ID)_New_Food Preparation_Natural Gas_Fryer_E10_Baseline Forecast | Commercial | Office (ID) | New | Food Preparation | Natural Gas | Fryer | E10 |  | Baseline Forecast | 0 | 0 | 0 | 0 | 0 | 0 | 0 | 0 | 0 | 0 | 0 | 0 | 0 | 0 | 0 | 0 | 0 | 0 | 0 | 0 | 0 | 0 | 0 | 0 | 0 | 0 | 0
Commercial_Office (ID)_New_Food Preparation_Natural Gas_Fryer_Vintage_Baseline Forecast | Commercial | Office (ID) | New | Food Preparation | Natural Gas | Fryer | Vintage | Vintage | Baseline Forecast | 0 | 0 | 0 | 0 | 0 | 0 | 0 | 0 | 0 | 0 | 0 | 0 | 0 | 0 | 0 | 0 | 0 | 0 | 0 | 0 | 0 | 0 | 0 | 0 | 0 | 0 | 0
Commercial_Office (ID)_New_Food Preparation_Natural Gas_Broiler_E1_Baseline Forecast | Commercial | Office (ID) | New | Food Preparation | Natural Gas | Broiler | E1 | Standard | Baseline Forecast | 0 | 0 | 0 | 0 | 0 | 0 | 0 | 0 | 0 | 0 | 0 | 0 | 0 | 0 | 0 | 0 | 0 | 0 | 0 | 0 | 0 | 0 | 0 | 0 | 0 | 0 | 0
Commercial_Office (ID)_New_Food Preparation_Natural Gas_Broiler_E2_Baseline Forecast | Commercial | Office (ID) | New | Food Preparation | Natural Gas | Broiler | E2 | Infrared Burners | Baseline Forecast | 0 | 0 | 0 | 0 | 0 | 0 | 0 | 0 | 0 | 0 | 0 | 0 | 0 | 0 | 0 | 0 | 0 | 0 | 0 | 0 | 0 | 0 | 0 | 0 | 0 | 0 | 0
Commercial_Office (ID)_New_Food Preparation_Natural Gas_Broiler_E3_Baseline Forecast | Commercial | Office (ID) | New | Food Preparation | Natural Gas | Broiler | E3 |  | Baseline Forecast | 0 | 0 | 0 | 0 | 0 | 0 | 0 | 0 | 0 | 0 | 0 | 0 | 0 | 0 | 0 | 0 | 0 | 0 | 0 | 0 | 0 | 0 | 0 | 0 | 0 | 0 | 0
Commercial_Office (ID)_New_Food Preparation_Natural Gas_Broiler_E4_Baseline Forecast | Commercial | Office (ID) | New | Food Preparation | Natural Gas | Broiler | E4 |  | Baseline Forecast | 0 | 0 | 0 | 0 | 0 | 0 | 0 | 0 | 0 | 0 | 0 | 0 | 0 | 0 | 0 | 0 | 0 | 0 | 0 | 0 | 0 | 0 | 0 | 0 | 0 | 0 | 0
Commercial_Office (ID)_New_Food Preparation_Natural Gas_Broiler_E5_Baseline Forecast | Commercial | Office (ID) | New | Food Preparation | Natural Gas | Broiler | E5 |  | Baseline Forecast | 0 | 0 | 0 | 0 | 0 | 0 | 0 | 0 | 0 | 0 | 0 | 0 | 0 | 0 | 0 | 0 | 0 | 0 | 0 | 0 | 0 | 0 | 0 | 0 | 0 | 0 | 0
Commercial_Office (ID)_New_Food Preparation_Natural Gas_Broiler_E6_Baseline Forecast | Commercial | Office (ID) | New | Food Preparation | Natural Gas | Broiler | E6 |  | Baseline Forecast | 0 | 0 | 0 | 0 | 0 | 0 | 0 | 0 | 0 | 0 | 0 | 0 | 0 | 0 | 0 | 0 | 0 | 0 | 0 | 0 | 0 | 0 | 0 | 0 | 0 | 0 | 0
Commercial_Office (ID)_New_Food Preparation_Natural Gas_Broiler_E7_Baseline Forecast | Commercial | Office (ID) | New | Food Preparation | Natural Gas | Broiler | E7 |  | Baseline Forecast | 0 | 0 | 0 | 0 | 0 | 0 | 0 | 0 | 0 | 0 | 0 | 0 | 0 | 0 | 0 | 0 | 0 | 0 | 0 | 0 | 0 | 0 | 0 | 0 | 0 | 0 | 0
Commercial_Office (ID)_New_Food Preparation_Natural Gas_Broiler_E8_Baseline Forecast | Commercial | Office (ID) | New | Food Preparation | Natural Gas | Broiler | E8 |  | Baseline Forecast | 0 | 0 | 0 | 0 | 0 | 0 | 0 | 0 | 0 | 0 | 0 | 0 | 0 | 0 | 0 | 0 | 0 | 0 | 0 | 0 | 0 | 0 | 0 | 0 | 0 | 0 | 0
Commercial_Office (ID)_New_Food Preparation_Natural Gas_Broiler_E9_Baseline Forecast | Commercial | Office (ID) | New | Food Preparation | Natural Gas | Broiler | E9 |  | Baseline Forecast | 0 | 0 | 0 | 0 | 0 | 0 | 0 | 0 | 0 | 0 | 0 | 0 | 0 | 0 | 0 | 0 | 0 | 0 | 0 | 0 | 0 | 0 | 0 | 0 | 0 | 0 | 0
Commercial_Office (ID)_New_Food Preparation_Natural Gas_Broiler_E10_Baseline Forecast | Commercial | Office (ID) | New | Food Preparation | Natural Gas | Broiler | E10 |  | Baseline Forecast | 0 | 0 | 0 | 0 | 0 | 0 | 0 | 0 | 0 | 0 | 0 | 0 | 0 | 0 | 0 | 0 | 0 | 0 | 0 | 0 | 0 | 0 | 0 | 0 | 0 | 0 | 0
Commercial_Office (ID)_New_Food Preparation_Natural Gas_Broiler_Vintage_Baseline Forecast | Commercial | Office (ID) | New | Food Preparation | Natural Gas | Broiler | Vintage | Vintage | Baseline Forecast | 0 | 0 | 0 | 0 | 0 | 0 | 0 | 0 | 0 | 0 | 0 | 0 | 0 | 0 | 0 | 0 | 0 | 0 | 0 | 0 | 0 | 0 | 0 | 0 | 0 | 0 | 0
Commercial_Office (ID)_New_Food Preparation_Natural Gas_Griddle_E1_Baseline Forecast | Commercial | Office (ID) | New | Food Preparation | Natural Gas | Griddle | E1 | Standard | Baseline Forecast | 0 | 2058.5139 | 3982.2027 | 6279.313 | 8625.9463 | 10749.3775 | 12607.1948 | 14403.811 | 16147.1532 | 17824.5012 | 19475.1344 | 21124.2894 | 22746.837 | 24345.7074 | 25932.9037 | 27503.91 | 29053.3771 | 30576.7734 | 32081.9426 | 33561.036 | 35004.5462 | 36424.4224 | 37830.1302 | 39233.6047 | 40612.9273 | 42056.794 | 43341.8433
Commercial_Office (ID)_New_Food Preparation_Natural Gas_Griddle_E2_Baseline Forecast | Commercial | Office (ID) | New | Food Preparation | Natural Gas | Griddle | E2 | ENERGY STAR | Baseline Forecast | 0 | 840.8015 | 1626.5335 | 2564.7898 | 3523.2738 | 4390.5908 | 5149.4176 | 5883.2467 | 6595.3161 | 7280.4301 | 7954.6324 | 8628.2309 | 9290.9616 | 9944.0213 | 10592.3128 | 11233.9914 | 11866.8723 | 12489.1046 | 13103.8921 | 13708.0288 | 14297.6316 | 14877.581 | 15451.7433 | 16024.9935 | 16588.3788 | 17178.1271 | 17703.0064
Commercial_Office (ID)_New_Food Preparation_Natural Gas_Griddle_E3_Baseline Forecast | Commercial | Office (ID) | New | Food Preparation | Natural Gas | Griddle | E3 |  | Baseline Forecast | 0 | 0 | 0 | 0 | 0 | 0 | 0 | 0 | 0 | 0 | 0 | 0 | 0 | 0 | 0 | 0 | 0 | 0 | 0 | 0 | 0 | 0 | 0 | 0 | 0 | 0 | 0
Commercial_Office (ID)_New_Food Preparation_Natural Gas_Griddle_E4_Baseline Forecast | Commercial | Office (ID) | New | Food Preparation | Natural Gas | Griddle | E4 |  | Baseline Forecast | 0 | 0 | 0 | 0 | 0 | 0 | 0 | 0 | 0 | 0 | 0 | 0 | 0 | 0 | 0 | 0 | 0 | 0 | 0 | 0 | 0 | 0 | 0 | 0 | 0 | 0 | 0
Commercial_Office (ID)_New_Food Preparation_Natural Gas_Griddle_E5_Baseline Forecast | Commercial | Office (ID) | New | Food Preparation | Natural Gas | Griddle | E5 |  | Baseline Forecast | 0 | 0 | 0 | 0 | 0 | 0 | 0 | 0 | 0 | 0 | 0 | 0 | 0 | 0 | 0 | 0 | 0 | 0 | 0 | 0 | 0 | 0 | 0 | 0 | 0 | 0 | 0
Commercial_Office (ID)_New_Food Preparation_Natural Gas_Griddle_E6_Baseline Forecast | Commercial | Office (ID) | New | Food Preparation | Natural Gas | Griddle | E6 |  | Baseline Forecast | 0 | 0 | 0 | 0 | 0 | 0 | 0 | 0 | 0 | 0 | 0 | 0 | 0 | 0 | 0 | 0 | 0 | 0 | 0 | 0 | 0 | 0 | 0 | 0 | 0 | 0 | 0
Commercial_Office (ID)_New_Food Preparation_Natural Gas_Griddle_E7_Baseline Forecast | Commercial | Office (ID) | New | Food Preparation | Natural Gas | Griddle | E7 |  | Baseline Forecast | 0 | 0 | 0 | 0 | 0 | 0 | 0 | 0 | 0 | 0 | 0 | 0 | 0 | 0 | 0 | 0 | 0 | 0 | 0 | 0 | 0 | 0 | 0 | 0 | 0 | 0 | 0
Commercial_Office (ID)_New_Food Preparation_Natural Gas_Griddle_E8_Baseline Forecast | Commercial | Office (ID) | New | Food Preparation | Natural Gas | Griddle | E8 |  | Baseline Forecast | 0 | 0 | 0 | 0 | 0 | 0 | 0 | 0 | 0 | 0 | 0 | 0 | 0 | 0 | 0 | 0 | 0 | 0 | 0 | 0 | 0 | 0 | 0 | 0 | 0 | 0 | 0
Commercial_Office (ID)_New_Food Preparation_Natural Gas_Griddle_E9_Baseline Forecast | Commercial | Office (ID) | New | Food Preparation | Natural Gas | Griddle | E9 |  | Baseline Forecast | 0 | 0 | 0 | 0 | 0 | 0 | 0 | 0 | 0 | 0 | 0 | 0 | 0 | 0 | 0 | 0 | 0 | 0 | 0 | 0 | 0 | 0 | 0 | 0 | 0 | 0 | 0
Commercial_Office (ID)_New_Food Preparation_Natural Gas_Griddle_E10_Baseline Forecast | Commercial | Office (ID) | New | Food Preparation | Natural Gas | Griddle | E10 |  | Baseline Forecast | 0 | 0 | 0 | 0 | 0 | 0 | 0 | 0 | 0 | 0 | 0 | 0 | 0 | 0 | 0 | 0 | 0 | 0 | 0 | 0 | 0 | 0 | 0 | 0 | 0 | 0 | 0
Commercial_Office (ID)_New_Food Preparation_Natural Gas_Griddle_Vintage_Baseline Forecast | Commercial | Office (ID) | New | Food Preparation | Natural Gas | Griddle | Vintage | Vintage | Baseline Forecast | 0 | 0 | 0 | 0 | 0 | 0 | 0 | 0 | 0 | 0 | 0 | 0 | 0 | 0 | 0 | 0 | 0 | 0 | 0 | 0 | 0 | 0 | 0 | 0 | 0 | 0 | 0
Commercial_Office (ID)_New_Food Preparation_Natural Gas_Range_E1_Baseline Forecast | Commercial | Office (ID) | New | Food Preparation | Natural Gas | Range | E1 | Standard | Baseline Forecast | 0 | 1188.7193 | 2299.5818 | 3626.0821 | 4981.1803 | 6207.387 | 7280.2111 | 8317.6937 | 9324.4124 | 10293.0218 | 11246.2044 | 12198.5333 | 13135.4974 | 14058.7888 | 14975.3388 | 15882.5396 | 16777.3023 | 17657.01 | 18526.1922 | 19380.3166 | 20213.8929 | 21033.8214 | 21845.5682 | 22656.0252 | 23452.5355 | 24286.3177 | 25028.3884
Commercial_Office (ID)_New_Food Preparation_Natural Gas_Range_E2_Baseline Forecast | Commercial | Office (ID) | New | Food Preparation | Natural Gas | Range | E2 | High Efficiency | Baseline Forecast | 0 | 1710.5961 | 3309.1544 | 5218.0206 | 7168.0399 | 8932.5813 | 10476.4013 | 11969.3641 | 13418.0569 | 14811.9094 | 16183.5624 | 17553.987 | 18902.3012 | 20230.94 | 21549.8777 | 22855.3618 | 24142.9471 | 25408.868 | 26659.6425 | 27888.7482 | 29088.2849 | 30268.182 | 31436.3054 | 32602.5729 | 33748.7706 | 34948.6035 | 36016.4613
Commercial_Office (ID)_New_Food Preparation_Natural Gas_Range_E3_Baseline Forecast | Commercial | Office (ID) | New | Food Preparation | Natural Gas | Range | E3 |  | Baseline Forecast | 0 | 0 | 0 | 0 | 0 | 0 | 0 | 0 | 0 | 0 | 0 | 0 | 0 | 0 | 0 | 0 | 0 | 0 | 0 | 0 | 0 | 0 | 0 | 0 | 0 | 0 | 0
Commercial_Office (ID)_New_Food Preparation_Natural Gas_Range_E4_Baseline Forecast | Commercial | Office (ID) | New | Food Preparation | Natural Gas | Range | E4 |  | Baseline Forecast | 0 | 0 | 0 | 0 | 0 | 0 | 0 | 0 | 0 | 0 | 0 | 0 | 0 | 0 | 0 | 0 | 0 | 0 | 0 | 0 | 0 | 0 | 0 | 0 | 0 | 0 | 0
Commercial_Office (ID)_New_Food Preparation_Natural Gas_Range_E5_Baseline Forecast | Commercial | Office (ID) | New | Food Preparation | Natural Gas | Range | E5 |  | Baseline Forecast | 0 | 0 | 0 | 0 | 0 | 0 | 0 | 0 | 0 | 0 | 0 | 0 | 0 | 0 | 0 | 0 | 0 | 0 | 0 | 0 | 0 | 0 | 0 | 0 | 0 | 0 | 0
Commercial_Office (ID)_New_Food Preparation_Natural Gas_Range_E6_Baseline Forecast | Commercial | Office (ID) | New | Food Preparation | Natural Gas | Range | E6 |  | Baseline Forecast | 0 | 0 | 0 | 0 | 0 | 0 | 0 | 0 | 0 | 0 | 0 | 0 | 0 | 0 | 0 | 0 | 0 | 0 | 0 | 0 | 0 | 0 | 0 | 0 | 0 | 0 | 0
Commercial_Office (ID)_New_Food Preparation_Natural Gas_Range_E7_Baseline Forecast | Commercial | Office (ID) | New | Food Preparation | Natural Gas | Range | E7 |  | Baseline Forecast | 0 | 0 | 0 | 0 | 0 | 0 | 0 | 0 | 0 | 0 | 0 | 0 | 0 | 0 | 0 | 0 | 0 | 0 | 0 | 0 | 0 | 0 | 0 | 0 | 0 | 0 | 0
Commercial_Office (ID)_New_Food Preparation_Natural Gas_Range_E8_Baseline Forecast | Commercial | Office (ID) | New | Food Preparation | Natural Gas | Range | E8 |  | Baseline Forecast | 0 | 0 | 0 | 0 | 0 | 0 | 0 | 0 | 0 | 0 | 0 | 0 | 0 | 0 | 0 | 0 | 0 | 0 | 0 | 0 | 0 | 0 | 0 | 0 | 0 | 0 | 0
Commercial_Office (ID)_New_Food Preparation_Natural Gas_Range_E9_Baseline Forecast | Commercial | Office (ID) | New | Food Preparation | Natural Gas | Range | E9 |  | Baseline Forecast | 0 | 0 | 0 | 0 | 0 | 0 | 0 | 0 | 0 | 0 | 0 | 0 | 0 | 0 | 0 | 0 | 0 | 0 | 0 | 0 | 0 | 0 | 0 | 0 | 0 | 0 | 0
Commercial_Office (ID)_New_Food Preparation_Natural Gas_Range_E10_Baseline Forecast | Commercial | Office (ID) | New | Food Preparation | Natural Gas | Range | E10 |  | Baseline Forecast | 0 | 0 | 0 | 0 | 0 | 0 | 0 | 0 | 0 | 0 | 0 | 0 | 0 | 0 | 0 | 0 | 0 | 0 | 0 | 0 | 0 | 0 | 0 | 0 | 0 | 0 | 0
Commercial_Office (ID)_New_Food Preparation_Natural Gas_Range_Vintage_Baseline Forecast | Commercial | Office (ID) | New | Food Preparation | Natural Gas | Range | Vintage | Vintage | Baseline Forecast | 0 | 0 | 0 | 0 | 0 | 0 | 0 | 0 | 0 | 0 | 0 | 0 | 0 | 0 | 0 | 0 | 0 | 0 | 0 | 0 | 0 | 0 | 0 | 0 | 0 | 0 | 0
Commercial_Office (ID)_New_Food Preparation_Natural Gas_Steamer_E1_Baseline Forecast | Commercial | Office (ID) | New | Food Preparation | Natural Gas | Steamer | E1 | Standard | Baseline Forecast | 0 | 0 | 0 | 0 | 0 | 0 | 0 | 0 | 0 | 0 | 0 | 0 | 0 | 0 | 0 | 0 | 0 | 0 | 0 | 0 | 0 | 0 | 0 | 0 | 0 | 0 | 0
Commercial_Office (ID)_New_Food Preparation_Natural Gas_Steamer_E2_Baseline Forecast | Commercial | Office (ID) | New | Food Preparation | Natural Gas | Steamer | E2 | ENERGY STAR | Baseline Forecast | 0 | 0 | 0 | 0 | 0 | 0 | 0 | 0 | 0 | 0 | 0 | 0 | 0 | 0 | 0 | 0 | 0 | 0 | 0 | 0 | 0 | 0 | 0 | 0 | 0 | 0 | 0
Commercial_Office (ID)_New_Food Preparation_Natural Gas_Steamer_E3_Baseline Forecast | Commercial | Office (ID) | New | Food Preparation | Natural Gas | Steamer | E3 |  | Baseline Forecast | 0 | 0 | 0 | 0 | 0 | 0 | 0 | 0 | 0 | 0 | 0 | 0 | 0 | 0 | 0 | 0 | 0 | 0 | 0 | 0 | 0 | 0 | 0 | 0 | 0 | 0 | 0
Commercial_Office (ID)_New_Food Preparation_Natural Gas_Steamer_E4_Baseline Forecast | Commercial | Office (ID) | New | Food Preparation | Natural Gas | Steamer | E4 |  | Baseline Forecast | 0 | 0 | 0 | 0 | 0 | 0 | 0 | 0 | 0 | 0 | 0 | 0 | 0 | 0 | 0 | 0 | 0 | 0 | 0 | 0 | 0 | 0 | 0 | 0 | 0 | 0 | 0
Commercial_Office (ID)_New_Food Preparation_Natural Gas_Steamer_E5_Baseline Forecast | Commercial | Office (ID) | New | Food Preparation | Natural Gas | Steamer | E5 |  | Baseline Forecast | 0 | 0 | 0 | 0 | 0 | 0 | 0 | 0 | 0 | 0 | 0 | 0 | 0 | 0 | 0 | 0 | 0 | 0 | 0 | 0 | 0 | 0 | 0 | 0 | 0 | 0 | 0
Commercial_Office (ID)_New_Food Preparation_Natural Gas_Steamer_E6_Baseline Forecast | Commercial | Office (ID) | New | Food Preparation | Natural Gas | Steamer | E6 |  | Baseline Forecast | 0 | 0 | 0 | 0 | 0 | 0 | 0 | 0 | 0 | 0 | 0 | 0 | 0 | 0 | 0 | 0 | 0 | 0 | 0 | 0 | 0 | 0 | 0 | 0 | 0 | 0 | 0
Commercial_Office (ID)_New_Food Preparation_Natural Gas_Steamer_E7_Baseline Forecast | Commercial | Office (ID) | New | Food Preparation | Natural Gas | Steamer | E7 |  | Baseline Forecast | 0 | 0 | 0 | 0 | 0 | 0 | 0 | 0 | 0 | 0 | 0 | 0 | 0 | 0 | 0 | 0 | 0 | 0 | 0 | 0 | 0 | 0 | 0 | 0 | 0 | 0 | 0
Commercial_Office (ID)_New_Food Preparation_Natural Gas_Steamer_E8_Baseline Forecast | Commercial | Office (ID) | New | Food Preparation | Natural Gas | Steamer | E8 |  | Baseline Forecast | 0 | 0 | 0 | 0 | 0 | 0 | 0 | 0 | 0 | 0 | 0 | 0 | 0 | 0 | 0 | 0 | 0 | 0 | 0 | 0 | 0 | 0 | 0 | 0 | 0 | 0 | 0
Commercial_Office (ID)_New_Food Preparation_Natural Gas_Steamer_E9_Baseline Forecast | Commercial | Office (ID) | New | Food Preparation | Natural Gas | Steamer | E9 |  | Baseline Forecast | 0 | 0 | 0 | 0 | 0 | 0 | 0 | 0 | 0 | 0 | 0 | 0 | 0 | 0 | 0 | 0 | 0 | 0 | 0 | 0 | 0 | 0 | 0 | 0 | 0 | 0 | 0
Commercial_Office (ID)_New_Food Preparation_Natural Gas_Steamer_E10_Baseline Forecast | Commercial | Office (ID) | New | Food Preparation | Natural Gas | Steamer | E10 |  | Baseline Forecast | 0 | 0 | 0 | 0 | 0 | 0 | 0 | 0 | 0 | 0 | 0 | 0 | 0 | 0 | 0 | 0 | 0 | 0 | 0 | 0 | 0 | 0 | 0 | 0 | 0 | 0 | 0
Commercial_Office (ID)_New_Food Preparation_Natural Gas_Steamer_Vintage_Baseline Forecast | Commercial | Office (ID) | New | Food Preparation | Natural Gas | Steamer | Vintage | Vintage | Baseline Forecast | 0 | 0 | 0 | 0 | 0 | 0 | 0 | 0 | 0 | 0 | 0 | 0 | 0 | 0 | 0 | 0 | 0 | 0 | 0 | 0 | 0 | 0 | 0 | 0 | 0 | 0 | 0
Commercial_Office (ID)_New_Food Preparation_Natural Gas_Food Prep Other_E1_Baseline Forecast | Commercial | Office (ID) | New | Food Preparation | Natural Gas | Food Prep Other | E1 | Standard | Baseline Forecast | 0 | 0 | 0 | 0 | 0 | 0 | 0 | 0 | 0 | 0 | 0 | 0 | 0 | 0 | 0 | 0 | 0 | 0 | 0 | 0 | 0 | 0 | 0 | 0 | 0 | 0 | 0
Commercial_Office (ID)_New_Food Preparation_Natural Gas_Food Prep Other_E2_Baseline Forecast | Commercial | Office (ID) | New | Food Preparation | Natural Gas | Food Prep Other | E2 | ENERGY STAR | Baseline Forecast | 0 | 0 | 0 | 0 | 0 | 0 | 0 | 0 | 0 | 0 | 0 | 0 | 0 | 0 | 0 | 0 | 0 | 0 | 0 | 0 | 0 | 0 | 0 | 0 | 0 | 0 | 0
Commercial_Office (ID)_New_Food Preparation_Natural Gas_Food Prep Other_E3_Baseline Forecast | Commercial | Office (ID) | New | Food Preparation | Natural Gas | Food Prep Other | E3 |  | Baseline Forecast | 0 | 0 | 0 | 0 | 0 | 0 | 0 | 0 | 0 | 0 | 0 | 0 | 0 | 0 | 0 | 0 | 0 | 0 | 0 | 0 | 0 | 0 | 0 | 0 | 0 | 0 | 0
Commercial_Office (ID)_New_Food Preparation_Natural Gas_Food Prep Other_E4_Baseline Forecast | Commercial | Office (ID) | New | Food Preparation | Natural Gas | Food Prep Other | E4 |  | Baseline Forecast | 0 | 0 | 0 | 0 | 0 | 0 | 0 | 0 | 0 | 0 | 0 | 0 | 0 | 0 | 0 | 0 | 0 | 0 | 0 | 0 | 0 | 0 | 0 | 0 | 0 | 0 | 0
Commercial_Office (ID)_New_Food Preparation_Natural Gas_Food Prep Other_E5_Baseline Forecast | Commercial | Office (ID) | New | Food Preparation | Natural Gas | Food Prep Other | E5 |  | Baseline Forecast | 0 | 0 | 0 | 0 | 0 | 0 | 0 | 0 | 0 | 0 | 0 | 0 | 0 | 0 | 0 | 0 | 0 | 0 | 0 | 0 | 0 | 0 | 0 | 0 | 0 | 0 | 0
Commercial_Office (ID)_New_Food Preparation_Natural Gas_Food Prep Other_E6_Baseline Forecast | Commercial | Office (ID) | New | Food Preparation | Natural Gas | Food Prep Other | E6 |  | Baseline Forecast | 0 | 0 | 0 | 0 | 0 | 0 | 0 | 0 | 0 | 0 | 0 | 0 | 0 | 0 | 0 | 0 | 0 | 0 | 0 | 0 | 0 | 0 | 0 | 0 | 0 | 0 | 0
Commercial_Office (ID)_New_Food Preparation_Natural Gas_Food Prep Other_E7_Baseline Forecast | Commercial | Office (ID) | New | Food Preparation | Natural Gas | Food Prep Other | E7 |  | Baseline Forecast | 0 | 0 | 0 | 0 | 0 | 0 | 0 | 0 | 0 | 0 | 0 | 0 | 0 | 0 | 0 | 0 | 0 | 0 | 0 | 0 | 0 | 0 | 0 | 0 | 0 | 0 | 0
Commercial_Office (ID)_New_Food Preparation_Natural Gas_Food Prep Other_E8_Baseline Forecast | Commercial | Office (ID) | New | Food Preparation | Natural Gas | Food Prep Other | E8 |  | Baseline Forecast | 0 | 0 | 0 | 0 | 0 | 0 | 0 | 0 | 0 | 0 | 0 | 0 | 0 | 0 | 0 | 0 | 0 | 0 | 0 | 0 | 0 | 0 | 0 | 0 | 0 | 0 | 0
Commercial_Office (ID)_New_Food Preparation_Natural Gas_Food Prep Other_E9_Baseline Forecast | Commercial | Office (ID) | New | Food Preparation | Natural Gas | Food Prep Other | E9 |  | Baseline Forecast | 0 | 0 | 0 | 0 | 0 | 0 | 0 | 0 | 0 | 0 | 0 | 0 | 0 | 0 | 0 | 0 | 0 | 0 | 0 | 0 | 0 | 0 | 0 | 0 | 0 | 0 | 0
Commercial_Office (ID)_New_Food Preparation_Natural Gas_Food Prep Other_E10_Baseline Forecast | Commercial | Office (ID) | New | Food Preparation | Natural Gas | Food Prep Other | E10 |  | Baseline Forecast | 0 | 0 | 0 | 0 | 0 | 0 | 0 | 0 | 0 | 0 | 0 | 0 | 0 | 0 | 0 | 0 | 0 | 0 | 0 | 0 | 0 | 0 | 0 | 0 | 0 | 0 | 0
Commercial_Office (ID)_New_Food Preparation_Natural Gas_Food Prep Other_Vintage_Baseline Forecast | Commercial | Office (ID) | New | Food Preparation | Natural Gas | Food Prep Other | Vintage | Vintage | Baseline Forecast | 0 | 0 | 0 | 0 | 0 | 0 | 0 | 0 | 0 | 0 | 0 | 0 | 0 | 0 | 0 | 0 | 0 | 0 | 0 | 0 | 0 | 0 | 0 | 0 | 0 | 0 | 0
Commercial_Office (ID)_New_Miscellaneous_Natural Gas_Pool Heater_E1_Baseline Forecast | Commercial | Office (ID) | New | Miscellaneous | Natural Gas | Pool Heater | E1 | Standard (EF .82) | Baseline Forecast | 0 | 0 | 0 | 0 | 0 | 0 | 0 | 0 | 0 | 0 | 0 | 0 | 0 | 0 | 0 | 0 | 0 | 0 | 0 | 0 | 0 | 0 | 0 | 0 | 0 | 0 | 0
Commercial_Office (ID)_New_Miscellaneous_Natural Gas_Pool Heater_E2_Baseline Forecast | Commercial | Office (ID) | New | Miscellaneous | Natural Gas | Pool Heater | E2 | Condensing (EF .90) | Baseline Forecast | 0 | 0 | 0 | 0 | 0 | 0 | 0 | 0 | 0 | 0 | 0 | 0 | 0 | 0 | 0 | 0 | 0 | 0 | 0 | 0 | 0 | 0 | 0 | 0 | 0 | 0 | 0
Commercial_Office (ID)_New_Miscellaneous_Natural Gas_Pool Heater_E3_Baseline Forecast | Commercial | Office (ID) | New | Miscellaneous | Natural Gas | Pool Heater | E3 |  | Baseline Forecast | 0 | 0 | 0 | 0 | 0 | 0 | 0 | 0 | 0 | 0 | 0 | 0 | 0 | 0 | 0 | 0 | 0 | 0 | 0 | 0 | 0 | 0 | 0 | 0 | 0 | 0 | 0
Commercial_Office (ID)_New_Miscellaneous_Natural Gas_Pool Heater_E4_Baseline Forecast | Commercial | Office (ID) | New | Miscellaneous | Natural Gas | Pool Heater | E4 |  | Baseline Forecast | 0 | 0 | 0 | 0 | 0 | 0 | 0 | 0 | 0 | 0 | 0 | 0 | 0 | 0 | 0 | 0 | 0 | 0 | 0 | 0 | 0 | 0 | 0 | 0 | 0 | 0 | 0
Commercial_Office (ID)_New_Miscellaneous_Natural Gas_Pool Heater_E5_Baseline Forecast | Commercial | Office (ID) | New | Miscellaneous | Natural Gas | Pool Heater | E5 |  | Baseline Forecast | 0 | 0 | 0 | 0 | 0 | 0 | 0 | 0 | 0 | 0 | 0 | 0 | 0 | 0 | 0 | 0 | 0 | 0 | 0 | 0 | 0 | 0 | 0 | 0 | 0 | 0 | 0
Commercial_Office (ID)_New_Miscellaneous_Natural Gas_Pool Heater_E6_Baseline Forecast | Commercial | Office (ID) | New | Miscellaneous | Natural Gas | Pool Heater | E6 |  | Baseline Forecast | 0 | 0 | 0 | 0 | 0 | 0 | 0 | 0 | 0 | 0 | 0 | 0 | 0 | 0 | 0 | 0 | 0 | 0 | 0 | 0 | 0 | 0 | 0 | 0 | 0 | 0 | 0
Commercial_Office (ID)_New_Miscellaneous_Natural Gas_Pool Heater_E7_Baseline Forecast | Commercial | Office (ID) | New | Miscellaneous | Natural Gas | Pool Heater | E7 |  | Baseline Forecast | 0 | 0 | 0 | 0 | 0 | 0 | 0 | 0 | 0 | 0 | 0 | 0 | 0 | 0 | 0 | 0 | 0 | 0 | 0 | 0 | 0 | 0 | 0 | 0 | 0 | 0 | 0
Commercial_Office (ID)_New_Miscellaneous_Natural Gas_Pool Heater_E8_Baseline Forecast | Commercial | Office (ID) | New | Miscellaneous | Natural Gas | Pool Heater | E8 |  | Baseline Forecast | 0 | 0 | 0 | 0 | 0 | 0 | 0 | 0 | 0 | 0 | 0 | 0 | 0 | 0 | 0 | 0 | 0 | 0 | 0 | 0 | 0 | 0 | 0 | 0 | 0 | 0 | 0
Commercial_Office (ID)_New_Miscellaneous_Natural Gas_Pool Heater_E9_Baseline Forecast | Commercial | Office (ID) | New | Miscellaneous | Natural Gas | Pool Heater | E9 |  | Baseline Forecast | 0 | 0 | 0 | 0 | 0 | 0 | 0 | 0 | 0 | 0 | 0 | 0 | 0 | 0 | 0 | 0 | 0 | 0 | 0 | 0 | 0 | 0 | 0 | 0 | 0 | 0 | 0
Commercial_Office (ID)_New_Miscellaneous_Natural Gas_Pool Heater_E10_Baseline Forecast | Commercial | Office (ID) | New | Miscellaneous | Natural Gas | Pool Heater | E10 |  | Baseline Forecast | 0 | 0 | 0 | 0 | 0 | 0 | 0 | 0 | 0 | 0 | 0 | 0 | 0 | 0 | 0 | 0 | 0 | 0 | 0 | 0 | 0 | 0 | 0 | 0 | 0 | 0 | 0
Commercial_Office (ID)_New_Miscellaneous_Natural Gas_Pool Heater_Vintage_Baseline Forecast | Commercial | Office (ID) | New | Miscellaneous | Natural Gas | Pool Heater | Vintage | Vintage | Baseline Forecast | 0 | 0 | 0 | 0 | 0 | 0 | 0 | 0 | 0 | 0 | 0 | 0 | 0 | 0 | 0 | 0 | 0 | 0 | 0 | 0 | 0 | 0 | 0 | 0 | 0 | 0 | 0
Commercial_Office (ID)_New_Miscellaneous_Natural Gas_Miscellaneous_E1_Baseline Forecast | Commercial | Office (ID) | New | Miscellaneous | Natural Gas | Miscellaneous | E1 | Standard | Baseline Forecast | 0 | 182995.1235 | 354004.7328 | 558210.2863 | 766818.2781 | 955584.3303 | 1120738.1851 | 1280451.4604 | 1435428.8518 | 1584539.5767 | 1731275.4434 | 1877879.9063 | 2022119.0531 | 2164253.3817 | 2305349.9138 | 2445007.2112 | 2582749.7414 | 2718174.6653 | 2851979.2667 | 2983465.8077 | 3111789.1196 | 3238011.45 | 3362974.2527 | 3487738.5203 | 3610355.7689 | 3738710.7712 | 3852947.4302
Commercial_Office (ID)_New_Miscellaneous_Natural Gas_Miscellaneous_E2_Baseline Forecast | Commercial | Office (ID) | New | Miscellaneous | Natural Gas | Miscellaneous | E2 |  | Baseline Forecast | 0 | 0 | 0 | 0 | 0 | 0 | 0 | 0 | 0 | 0 | 0 | 0 | 0 | 0 | 0 | 0 | 0 | 0 | 0 | 0 | 0 | 0 | 0 | 0 | 0 | 0 | 0
Commercial_Office (ID)_New_Miscellaneous_Natural Gas_Miscellaneous_E3_Baseline Forecast | Commercial | Office (ID) | New | Miscellaneous | Natural Gas | Miscellaneous | E3 |  | Baseline Forecast | 0 | 0 | 0 | 0 | 0 | 0 | 0 | 0 | 0 | 0 | 0 | 0 | 0 | 0 | 0 | 0 | 0 | 0 | 0 | 0 | 0 | 0 | 0 | 0 | 0 | 0 | 0
Commercial_Office (ID)_New_Miscellaneous_Natural Gas_Miscellaneous_E4_Baseline Forecast | Commercial | Office (ID) | New | Miscellaneous | Natural Gas | Miscellaneous | E4 |  | Baseline Forecast | 0 | 0 | 0 | 0 | 0 | 0 | 0 | 0 | 0 | 0 | 0 | 0 | 0 | 0 | 0 | 0 | 0 | 0 | 0 | 0 | 0 | 0 | 0 | 0 | 0 | 0 | 0
Commercial_Office (ID)_New_Miscellaneous_Natural Gas_Miscellaneous_E5_Baseline Forecast | Commercial | Office (ID) | New | Miscellaneous | Natural Gas | Miscellaneous | E5 |  | Baseline Forecast | 0 | 0 | 0 | 0 | 0 | 0 | 0 | 0 | 0 | 0 | 0 | 0 | 0 | 0 | 0 | 0 | 0 | 0 | 0 | 0 | 0 | 0 | 0 | 0 | 0 | 0 | 0
Commercial_Office (ID)_New_Miscellaneous_Natural Gas_Miscellaneous_E6_Baseline Forecast | Commercial | Office (ID) | New | Miscellaneous | Natural Gas | Miscellaneous | E6 |  | Baseline Forecast | 0 | 0 | 0 | 0 | 0 | 0 | 0 | 0 | 0 | 0 | 0 | 0 | 0 | 0 | 0 | 0 | 0 | 0 | 0 | 0 | 0 | 0 | 0 | 0 | 0 | 0 | 0
Commercial_Office (ID)_New_Miscellaneous_Natural Gas_Miscellaneous_E7_Baseline Forecast | Commercial | Office (ID) | New | Miscellaneous | Natural Gas | Miscellaneous | E7 |  | Baseline Forecast | 0 | 0 | 0 | 0 | 0 | 0 | 0 | 0 | 0 | 0 | 0 | 0 | 0 | 0 | 0 | 0 | 0 | 0 | 0 | 0 | 0 | 0 | 0 | 0 | 0 | 0 | 0
Commercial_Office (ID)_New_Miscellaneous_Natural Gas_Miscellaneous_E8_Baseline Forecast | Commercial | Office (ID) | New | Miscellaneous | Natural Gas | Miscellaneous | E8 |  | Baseline Forecast | 0 | 0 | 0 | 0 | 0 | 0 | 0 | 0 | 0 | 0 | 0 | 0 | 0 | 0 | 0 | 0 | 0 | 0 | 0 | 0 | 0 | 0 | 0 | 0 | 0 | 0 | 0
Commercial_Office (ID)_New_Miscellaneous_Natural Gas_Miscellaneous_E9_Baseline Forecast | Commercial | Office (ID) | New | Miscellaneous | Natural Gas | Miscellaneous | E9 |  | Baseline Forecast | 0 | 0 | 0 | 0 | 0 | 0 | 0 | 0 | 0 | 0 | 0 | 0 | 0 | 0 | 0 | 0 | 0 | 0 | 0 | 0 | 0 | 0 | 0 | 0 | 0 | 0 | 0
Commercial_Office (ID)_New_Miscellaneous_Natural Gas_Miscellaneous_E10_Baseline Forecast | Commercial | Office (ID) | New | Miscellaneous | Natural Gas | Miscellaneous | E10 |  | Baseline Forecast | 0 | 0 | 0 | 0 | 0 | 0 | 0 | 0 | 0 | 0 | 0 | 0 | 0 | 0 | 0 | 0 | 0 | 0 | 0 | 0 | 0 | 0 | 0 | 0 | 0 | 0 | 0
Commercial_Office (ID)_New_Miscellaneous_Natural Gas_Miscellaneous_Vintage_Baseline Forecast | Commercial | Office (ID) | New | Miscellaneous | Natural Gas | Miscellaneous | Vintage | Vintage | Baseline Forecast | 0 | 0 | 0 | 0 | 0 | 0 | 0 | 0 | 0 | 0 | 0 | 0 | 0 | 0 | 0 | 0 | 0 | 0 | 0 | 0 | 0 | 0 | 0 | 0 | 0 | 0 | 0
Commercial_Restaurant (ID)_Existing_Space Heating_Natural Gas_Furnace_E1_Baseline Forecast | Commercial | Restaurant (ID) | Existing | Space Heating | Natural Gas | Furnace | E1 | AFUE 80% (Standard) | Baseline Forecast | 0 | 7757.2655 | 15524.4835 | 23271.8466 | 30973.406 | 38606.6492 | 46152.1214 | 53593.0884 | 60915.2344 | 68106.3928 | 75156.305 | 82056.4054 | 87988.7834 | 93059.4625 | 97363.2107 | 100984.7299 | 103999.7197 | 106475.8287 | 108473.5052 | 110046.7588 | 111243.8403 | 112107.8515 | 112677.2889 | 112986.5312 | 113066.2747 | 112943.9231 | 112643.9357
Commercial_Restaurant (ID)_Existing_Space Heating_Natural Gas_Furnace_E2_Baseline Forecast | Commercial | Restaurant (ID) | Existing | Space Heating | Natural Gas | Furnace | E2 | AFUE 90% | Baseline Forecast | 0 | 0 | 0 | 0 | 0 | 0 | 0 | 0 | 0 | 0 | 0 | 0 | 0 | 0 | 0 | 0 | 0 | 0 | 0 | 0 | 0 | 0 | 0 | 0 | 0 | 0 | 0
Commercial_Restaurant (ID)_Existing_Space Heating_Natural Gas_Furnace_E3_Baseline Forecast | Commercial | Restaurant (ID) | Existing | Space Heating | Natural Gas | Furnace | E3 | AFUE 96% | Baseline Forecast | 0 | 0 | 0 | 0 | 0 | 0 | 0 | 0 | 0 | 0 | 0 | 0 | 0 | 0 | 0 | 0 | 0 | 0 | 0 | 0 | 0 | 0 | 0 | 0 | 0 | 0 | 0
Commercial_Restaurant (ID)_Existing_Space Heating_Natural Gas_Furnace_E4_Baseline Forecast | Commercial | Restaurant (ID) | Existing | Space Heating | Natural Gas | Furnace | E4 |  | Baseline Forecast | 0 | 0 | 0 | 0 | 0 | 0 | 0 | 0 | 0 | 0 | 0 | 0 | 0 | 0 | 0 | 0 | 0 | 0 | 0 | 0 | 0 | 0 | 0 | 0 | 0 | 0 | 0
Commercial_Restaurant (ID)_Existing_Space Heating_Natural Gas_Furnace_E5_Baseline Forecast | Commercial | Restaurant (ID) | Existing | Space Heating | Natural Gas | Furnace | E5 |  | Baseline Forecast | 0 | 0 | 0 | 0 | 0 | 0 | 0 | 0 | 0 | 0 | 0 | 0 | 0 | 0 | 0 | 0 | 0 | 0 | 0 | 0 | 0 | 0 | 0 | 0 | 0 | 0 | 0
Commercial_Restaurant (ID)_Existing_Space Heating_Natural Gas_Furnace_E6_Baseline Forecast | Commercial | Restaurant (ID) | Existing | Space Heating | Natural Gas | Furnace | E6 |  | Baseline Forecast | 0 | 0 | 0 | 0 | 0 | 0 | 0 | 0 | 0 | 0 | 0 | 0 | 0 | 0 | 0 | 0 | 0 | 0 | 0 | 0 | 0 | 0 | 0 | 0 | 0 | 0 | 0
Commercial_Restaurant (ID)_Existing_Space Heating_Natural Gas_Furnace_E7_Baseline Forecast | Commercial | Restaurant (ID) | Existing | Space Heating | Natural Gas | Furnace | E7 |  | Baseline Forecast | 0 | 0 | 0 | 0 | 0 | 0 | 0 | 0 | 0 | 0 | 0 | 0 | 0 | 0 | 0 | 0 | 0 | 0 | 0 | 0 | 0 | 0 | 0 | 0 | 0 | 0 | 0
Commercial_Restaurant (ID)_Existing_Space Heating_Natural Gas_Furnace_E8_Baseline Forecast | Commercial | Restaurant (ID) | Existing | Space Heating | Natural Gas | Furnace | E8 |  | Baseline Forecast | 0 | 0 | 0 | 0 | 0 | 0 | 0 | 0 | 0 | 0 | 0 | 0 | 0 | 0 | 0 | 0 | 0 | 0 | 0 | 0 | 0 | 0 | 0 | 0 | 0 | 0 | 0
Commercial_Restaurant (ID)_Existing_Space Heating_Natural Gas_Furnace_E9_Baseline Forecast | Commercial | Restaurant (ID) | Existing | Space Heating | Natural Gas | Furnace | E9 |  | Baseline Forecast | 0 | 0 | 0 | 0 | 0 | 0 | 0 | 0 | 0 | 0 | 0 | 0 | 0 | 0 | 0 | 0 | 0 | 0 | 0 | 0 | 0 | 0 | 0 | 0 | 0 | 0 | 0
Commercial_Restaurant (ID)_Existing_Space Heating_Natural Gas_Furnace_E10_Baseline Forecast | Commercial | Restaurant (ID) | Existing | Space Heating | Natural Gas | Furnace | E10 |  | Baseline Forecast | 0 | 0 | 0 | 0 | 0 | 0 | 0 | 0 | 0 | 0 | 0 | 0 | 0 | 0 | 0 | 0 | 0 | 0 | 0 | 0 | 0 | 0 | 0 | 0 | 0 | 0 | 0
Commercial_Restaurant (ID)_Existing_Space Heating_Natural Gas_Furnace_Vintage_Baseline Forecast | Commercial | Restaurant (ID) | Existing | Space Heating | Natural Gas | Furnace | Vintage | Vintage | Baseline Forecast | 195139.7368 | 184235.0561 | 173371.1877 | 162577.1203 | 151877.9969 | 141295.5376 | 130848.4172 | 120552.6028 | 110421.6553 | 100466.9987 | 90698.1608 | 81122.9884 | 72558.6847 | 64898.5303 | 58047.0725 | 51918.9358 | 46437.7579 | 41535.238 | 37150.2862 | 33228.2618 | 29720.2928 | 26582.6666 | 23776.2854 | 21266.179 | 19021.0692 | 17012.9798 | 15216.8881
Commercial_Restaurant (ID)_Existing_Space Heating_Natural Gas_Boiler_E1_Baseline Forecast | Commercial | Restaurant (ID) | Existing | Space Heating | Natural Gas | Boiler | E1 | AFUE 80% (Standard) | Baseline Forecast | 0 | 11.6767 | 24.23 | 37.2426 | 50.8133 | 64.8166 | 78.8121 | 91.3658 | 104.0442 | 116.2611 | 128.481 | 140.6558 | 152.7438 | 164.0854 | 175.2811 | 187.7969 | 200.0936 | 212.1507 | 223.2794 | 234.1513 | 245.4189 | 255.7351 | 265.7673 | 275.5101 | 284.9597 | 294.1133 | 302.9696
Commercial_Restaurant (ID)_Existing_Space Heating_Natural Gas_Boiler_E2_Baseline Forecast | Commercial | Restaurant (ID) | Existing | Space Heating | Natural Gas | Boiler | E2 | AFUE 85% | Baseline Forecast | 0 | 0 | 0 | 0 | 0 | 0 | 0 | 0 | 0 | 0 | 0 | 0 | 0 | 0 | 0 | 0 | 0 | 0 | 0 | 0 | 0 | 0 | 0 | 0 | 0 | 0 | 0
Commercial_Restaurant (ID)_Existing_Space Heating_Natural Gas_Boiler_E3_Baseline Forecast | Commercial | Restaurant (ID) | Existing | Space Heating | Natural Gas | Boiler | E3 | AFUE 97% | Baseline Forecast | 0 | 3.4295 | 7.1165 | 11.2665 | 15.5938 | 20.0586 | 24.9559 | 31.5916 | 38.2867 | 45.529 | 52.7676 | 59.9755 | 67.1291 | 74.8314 | 82.4332 | 88.4264 | 94.3147 | 100.0883 | 106.4106 | 112.5887 | 117.953 | 123.8367 | 129.5613 | 135.124 | 140.5227 | 145.7561 | 150.8234
Commercial_Restaurant (ID)_Existing_Space Heating_Natural Gas_Boiler_E4_Baseline Forecast | Commercial | Restaurant (ID) | Existing | Space Heating | Natural Gas | Boiler | E4 | Convert to NG Air Source Heat Pump | Baseline Forecast | 0 | 0 | 0 | 0 | 0 | 0 | 0 | 0 | 0 | 0 | 0 | 0 | 0 | 0 | 0 | 0 | 0 | 0 | 0 | 0 | 0 | 0 | 0 | 0 | 0 | 0 | 0
Commercial_Restaurant (ID)_Existing_Space Heating_Natural Gas_Boiler_E5_Baseline Forecast | Commercial | Restaurant (ID) | Existing | Space Heating | Natural Gas | Boiler | E5 |  | Baseline Forecast | 0 | 0 | 0 | 0 | 0 | 0 | 0 | 0 | 0 | 0 | 0 | 0 | 0 | 0 | 0 | 0 | 0 | 0 | 0 | 0 | 0 | 0 | 0 | 0 | 0 | 0 | 0
Commercial_Restaurant (ID)_Existing_Space Heating_Natural Gas_Boiler_E6_Baseline Forecast | Commercial | Restaurant (ID) | Existing | Space Heating | Natural Gas | Boiler | E6 |  | Baseline Forecast | 0 | 0 | 0 | 0 | 0 | 0 | 0 | 0 | 0 | 0 | 0 | 0 | 0 | 0 | 0 | 0 | 0 | 0 | 0 | 0 | 0 | 0 | 0 | 0 | 0 | 0 | 0
Commercial_Restaurant (ID)_Existing_Space Heating_Natural Gas_Boiler_E7_Baseline Forecast | Commercial | Restaurant (ID) | Existing | Space Heating | Natural Gas | Boiler | E7 |  | Baseline Forecast | 0 | 0 | 0 | 0 | 0 | 0 | 0 | 0 | 0 | 0 | 0 | 0 | 0 | 0 | 0 | 0 | 0 | 0 | 0 | 0 | 0 | 0 | 0 | 0 | 0 | 0 | 0
Commercial_Restaurant (ID)_Existing_Space Heating_Natural Gas_Boiler_E8_Baseline Forecast | Commercial | Restaurant (ID) | Existing | Space Heating | Natural Gas | Boiler | E8 |  | Baseline Forecast | 0 | 0 | 0 | 0 | 0 | 0 | 0 | 0 | 0 | 0 | 0 | 0 | 0 | 0 | 0 | 0 | 0 | 0 | 0 | 0 | 0 | 0 | 0 | 0 | 0 | 0 | 0
Commercial_Restaurant (ID)_Existing_Space Heating_Natural Gas_Boiler_E9_Baseline Forecast | Commercial | Restaurant (ID) | Existing | Space Heating | Natural Gas | Boiler | E9 |  | Baseline Forecast | 0 | 0 | 0 | 0 | 0 | 0 | 0 | 0 | 0 | 0 | 0 | 0 | 0 | 0 | 0 | 0 | 0 | 0 | 0 | 0 | 0 | 0 | 0 | 0 | 0 | 0 | 0
Commercial_Restaurant (ID)_Existing_Space Heating_Natural Gas_Boiler_E10_Baseline Forecast | Commercial | Restaurant (ID) | Existing | Space Heating | Natural Gas | Boiler | E10 |  | Baseline Forecast | 0 | 0 | 0 | 0 | 0 | 0 | 0 | 0 | 0 | 0 | 0 | 0 | 0 | 0 | 0 | 0 | 0 | 0 | 0 | 0 | 0 | 0 | 0 | 0 | 0 | 0 | 0
Commercial_Restaurant (ID)_Existing_Space Heating_Natural Gas_Boiler_Vintage_Baseline Forecast | Commercial | Restaurant (ID) | Existing | Space Heating | Natural Gas | Boiler | Vintage | Vintage | Baseline Forecast | 1013.3529 | 981.9023 | 949.5813 | 916.5972 | 883.133 | 849.3497 | 815.3888 | 781.3742 | 747.4147 | 713.6049 | 680.0271 | 646.7528 | 613.8437 | 581.3528 | 549.3252 | 517.7993 | 486.8075 | 456.3766 | 426.5286 | 397.2815 | 368.6492 | 340.6426 | 313.2694 | 286.5349 | 260.442 | 234.9917 | 210.1831
Commercial_Restaurant (ID)_Existing_Space Heating_Natural Gas_Unit Heater_E1_Baseline Forecast | Commercial | Restaurant (ID) | Existing | Space Heating | Natural Gas | Unit Heater | E1 | Standard | Baseline Forecast | 0 | 1.8065 | 6.9479 | 16.7067 | 32.148 | 54.1455 | 83.4038 | 120.4793 | 165.798 | 219.6716 | 280.7517 | 347.8429 | 419.8868 | 495.9471 | 575.1965 | 656.9052 | 740.4301 | 812.6714 | 874.8601 | 928.0965 | 973.3644 | 1011.5427 | 1043.4174 | 1069.6904 | 1090.9892 | 1107.8746 | 1120.8473
Commercial_Restaurant (ID)_Existing_Space Heating_Natural Gas_Unit Heater_E2_Baseline Forecast | Commercial | Restaurant (ID) | Existing | Space Heating | Natural Gas | Unit Heater | E2 | Condensing | Baseline Forecast | 0 | 0 | 0 | 0 | 0 | 0 | 0 | 0 | 0 | 0 | 0 | 0 | 0 | 0 | 0 | 0 | 0 | 0 | 0 | 0 | 0 | 0 | 0 | 0 | 0 | 0 | 0
Commercial_Restaurant (ID)_Existing_Space Heating_Natural Gas_Unit Heater_E3_Baseline Forecast | Commercial | Restaurant (ID) | Existing | Space Heating | Natural Gas | Unit Heater | E3 | Infrared Radiant | Baseline Forecast | 0 | 0 | 0 | 0 | 0 | 0 | 0 | 0 | 0 | 0 | 0 | 0 | 0 | 0 | 0 | 0 | 0 | 0 | 0 | 0 | 0 | 0 | 0 | 0 | 0 | 0 | 0
Commercial_Restaurant (ID)_Existing_Space Heating_Natural Gas_Unit Heater_E4_Baseline Forecast | Commercial | Restaurant (ID) | Existing | Space Heating | Natural Gas | Unit Heater | E4 |  | Baseline Forecast | 0 | 0 | 0 | 0 | 0 | 0 | 0 | 0 | 0 | 0 | 0 | 0 | 0 | 0 | 0 | 0 | 0 | 0 | 0 | 0 | 0 | 0 | 0 | 0 | 0 | 0 | 0
Commercial_Restaurant (ID)_Existing_Space Heating_Natural Gas_Unit Heater_E5_Baseline Forecast | Commercial | Restaurant (ID) | Existing | Space Heating | Natural Gas | Unit Heater | E5 |  | Baseline Forecast | 0 | 0 | 0 | 0 | 0 | 0 | 0 | 0 | 0 | 0 | 0 | 0 | 0 | 0 | 0 | 0 | 0 | 0 | 0 | 0 | 0 | 0 | 0 | 0 | 0 | 0 | 0
Commercial_Restaurant (ID)_Existing_Space Heating_Natural Gas_Unit Heater_E6_Baseline Forecast | Commercial | Restaurant (ID) | Existing | Space Heating | Natural Gas | Unit Heater | E6 |  | Baseline Forecast | 0 | 0 | 0 | 0 | 0 | 0 | 0 | 0 | 0 | 0 | 0 | 0 | 0 | 0 | 0 | 0 | 0 | 0 | 0 | 0 | 0 | 0 | 0 | 0 | 0 | 0 | 0
Commercial_Restaurant (ID)_Existing_Space Heating_Natural Gas_Unit Heater_E7_Baseline Forecast | Commercial | Restaurant (ID) | Existing | Space Heating | Natural Gas | Unit Heater | E7 |  | Baseline Forecast | 0 | 0 | 0 | 0 | 0 | 0 | 0 | 0 | 0 | 0 | 0 | 0 | 0 | 0 | 0 | 0 | 0 | 0 | 0 | 0 | 0 | 0 | 0 | 0 | 0 | 0 | 0
Commercial_Restaurant (ID)_Existing_Space Heating_Natural Gas_Unit Heater_E8_Baseline Forecast | Commercial | Restaurant (ID) | Existing | Space Heating | Natural Gas | Unit Heater | E8 |  | Baseline Forecast | 0 | 0 | 0 | 0 | 0 | 0 | 0 | 0 | 0 | 0 | 0 | 0 | 0 | 0 | 0 | 0 | 0 | 0 | 0 | 0 | 0 | 0 | 0 | 0 | 0 | 0 | 0
Commercial_Restaurant (ID)_Existing_Space Heating_Natural Gas_Unit Heater_E9_Baseline Forecast | Commercial | Restaurant (ID) | Existing | Space Heating | Natural Gas | Unit Heater | E9 |  | Baseline Forecast | 0 | 0 | 0 | 0 | 0 | 0 | 0 | 0 | 0 | 0 | 0 | 0 | 0 | 0 | 0 | 0 | 0 | 0 | 0 | 0 | 0 | 0 | 0 | 0 | 0 | 0 | 0
Commercial_Restaurant (ID)_Existing_Space Heating_Natural Gas_Unit Heater_E10_Baseline Forecast | Commercial | Restaurant (ID) | Existing | Space Heating | Natural Gas | Unit Heater | E10 |  | Baseline Forecast | 0 | 0 | 0 | 0 | 0 | 0 | 0 | 0 | 0 | 0 | 0 | 0 | 0 | 0 | 0 | 0 | 0 | 0 | 0 | 0 | 0 | 0 | 0 | 0 | 0 | 0 | 0
Commercial_Restaurant (ID)_Existing_Space Heating_Natural Gas_Unit Heater_Vintage_Baseline Forecast | Commercial | Restaurant (ID) | Existing | Space Heating | Natural Gas | Unit Heater | Vintage | Vintage | Baseline Forecast | 2181.3256 | 2144.3364 | 2104.5798 | 2060.7641 | 2011.8152 | 1956.8506 | 1895.1569 | 1826.1691 | 1749.4529 | 1664.6881 | 1573.2151 | 1476.2212 | 1374.757 | 1269.7508 | 1162.0224 | 1052.294 | 941.2014 | 841.837 | 752.9627 | 673.4711 | 602.3715 | 538.778 | 481.8982 | 431.0233 | 385.5194 | 344.8194 | 308.4162
Commercial_Restaurant (ID)_Existing_Water Heating_Natural Gas_Water Heater_E1_Baseline Forecast | Commercial | Restaurant (ID) | Existing | Water Heating | Natural Gas | Water Heater | E1 | TE 0.80 | Baseline Forecast | 0 | 2825.3049 | 5862.7148 | 9072.6386 | 12420.087 | 15874.1772 | 19407.6911 | 22996.679 | 26620.106 | 30259.5364 | 33898.8505 | 37523.9922 | 40650.2289 | 43332.1051 | 45618.3765 | 47552.622 | 49173.7904 | 50516.69 | 51612.4258 | 52488.7911 | 53170.6179 | 53680.0893 | 54037.0201 | 54259.1072 | 54362.1534 | 54360.268 | 54266.0456
Commercial_Restaurant (ID)_Existing_Water Heating_Natural Gas_Water Heater_E2_Baseline Forecast | Commercial | Restaurant (ID) | Existing | Water Heating | Natural Gas | Water Heater | E2 | TE 0.90 | Baseline Forecast | 0 | 0 | 0 | 0 | 0 | 0 | 0 | 0 | 0 | 0 | 0 | 0 | 0 | 0 | 0 | 0 | 0 | 0 | 0 | 0 | 0 | 0 | 0 | 0 | 0 | 0 | 0
Commercial_Restaurant (ID)_Existing_Water Heating_Natural Gas_Water Heater_E3_Baseline Forecast | Commercial | Restaurant (ID) | Existing | Water Heating | Natural Gas | Water Heater | E3 | TE 0.94 | Baseline Forecast | 0 | 3185.9821 | 6611.1465 | 10230.8478 | 14005.63 | 17900.668 | 21885.2687 | 25932.4252 | 30018.4174 | 34122.456 | 38226.3633 | 42314.289 | 45839.6198 | 48863.8632 | 51441.999 | 53623.1695 | 55451.2956 | 56965.6291 | 58201.2461 | 59189.4878 | 59958.3563 | 60532.8666 | 60935.3631 | 61185.8018 | 61302.0028 | 61299.8766 | 61193.6259
Commercial_Restaurant (ID)_Existing_Water Heating_Natural Gas_Water Heater_E4_Baseline Forecast | Commercial | Restaurant (ID) | Existing | Water Heating | Natural Gas | Water Heater | E4 | Instantaneous TE 0.94 | Baseline Forecast | 0 | 0 | 0 | 0 | 0 | 0 | 0 | 0 | 0 | 0 | 0 | 0 | 0 | 0 | 0 | 0 | 0 | 0 | 0 | 0 | 0 | 0 | 0 | 0 | 0 | 0 | 0
Commercial_Restaurant (ID)_Existing_Water Heating_Natural Gas_Water Heater_E5_Baseline Forecast | Commercial | Restaurant (ID) | Existing | Water Heating | Natural Gas | Water Heater | E5 | Gas-Fired Absorption HPWH | Baseline Forecast | 0 | 0 | 0 | 0 | 0 | 0 | 0 | 0 | 0 | 0 | 0 | 0 | 0 | 0 | 0 | 0 | 0 | 0 | 0 | 0 | 0 | 0 | 0 | 0 | 0 | 0 | 0
Commercial_Restaurant (ID)_Existing_Water Heating_Natural Gas_Water Heater_E6_Baseline Forecast | Commercial | Restaurant (ID) | Existing | Water Heating | Natural Gas | Water Heater | E6 |  | Baseline Forecast | 0 | 0 | 0 | 0 | 0 | 0 | 0 | 0 | 0 | 0 | 0 | 0 | 0 | 0 | 0 | 0 | 0 | 0 | 0 | 0 | 0 | 0 | 0 | 0 | 0 | 0 | 0
Commercial_Restaurant (ID)_Existing_Water Heating_Natural Gas_Water Heater_E7_Baseline Forecast | Commercial | Restaurant (ID) | Existing | Water Heating | Natural Gas | Water Heater | E7 |  | Baseline Forecast | 0 | 0 | 0 | 0 | 0 | 0 | 0 | 0 | 0 | 0 | 0 | 0 | 0 | 0 | 0 | 0 | 0 | 0 | 0 | 0 | 0 | 0 | 0 | 0 | 0 | 0 | 0
Commercial_Restaurant (ID)_Existing_Water Heating_Natural Gas_Water Heater_E8_Baseline Forecast | Commercial | Restaurant (ID) | Existing | Water Heating | Natural Gas | Water Heater | E8 |  | Baseline Forecast | 0 | 0 | 0 | 0 | 0 | 0 | 0 | 0 | 0 | 0 | 0 | 0 | 0 | 0 | 0 | 0 | 0 | 0 | 0 | 0 | 0 | 0 | 0 | 0 | 0 | 0 | 0
Commercial_Restaurant (ID)_Existing_Water Heating_Natural Gas_Water Heater_E9_Baseline Forecast | Commercial | Restaurant (ID) | Existing | Water Heating | Natural Gas | Water Heater | E9 |  | Baseline Forecast | 0 | 0 | 0 | 0 | 0 | 0 | 0 | 0 | 0 | 0 | 0 | 0 | 0 | 0 | 0 | 0 | 0 | 0 | 0 | 0 | 0 | 0 | 0 | 0 | 0 | 0 | 0
Commercial_Restaurant (ID)_Existing_Water Heating_Natural Gas_Water Heater_E10_Baseline Forecast | Commercial | Restaurant (ID) | Existing | Water Heating | Natural Gas | Water Heater | E10 |  | Baseline Forecast | 0 | 0 | 0 | 0 | 0 | 0 | 0 | 0 | 0 | 0 | 0 | 0 | 0 | 0 | 0 | 0 | 0 | 0 | 0 | 0 | 0 | 0 | 0 | 0 | 0 | 0 | 0
Commercial_Restaurant (ID)_Existing_Water Heating_Natural Gas_Water Heater_Vintage_Baseline Forecast | Commercial | Restaurant (ID) | Existing | Water Heating | Natural Gas | Water Heater | Vintage | Vintage | Baseline Forecast | 201624.4801 | 192361.1853 | 182699.055 | 172721.4796 | 162502.0722 | 152105.7216 | 141589.5333 | 131003.6713 | 120392.1105 | 109793.3088 | 99240.8083 | 88763.7728 | 79392.8173 | 71011.1709 | 63514.3904 | 56809.0589 | 50811.6216 | 45447.3448 | 40649.3846 | 36357.954 | 32519.5776 | 29086.4257 | 26015.718 | 23269.1906 | 20812.6192 | 18615.3925 | 16650.1311
Commercial_Restaurant (ID)_Existing_Food Preparation_Natural Gas_Oven_E1_Baseline Forecast | Commercial | Restaurant (ID) | Existing | Food Preparation | Natural Gas | Oven | E1 | Standard | Baseline Forecast | 0 | 256.1784 | 579.707 | 952.248 | 1359.4652 | 1790.1698 | 2235.6481 | 2689.1329 | 3145.3868 | 3600.3747 | 3940.3546 | 4190.1048 | 4369.1232 | 4492.7522 | 4573.0629 | 4619.5521 | 4639.6902 | 4639.3528 | 4623.1604 | 4594.7454 | 4556.9628 | 4512.0556 | 4461.7853 | 4407.5345 | 4350.3875 | 4291.1938 | 4230.6185
Commercial_Restaurant (ID)_Existing_Food Preparation_Natural Gas_Oven_E2_Baseline Forecast | Commercial | Restaurant (ID) | Existing | Food Preparation | Natural Gas | Oven | E2 | ENERGY STAR (>42% Baking Efficiency) | Baseline Forecast | 0 | 368.647 | 834.2125 | 1370.3081 | 1956.3036 | 2576.098 | 3217.1522 | 3869.7279 | 4526.2884 | 5181.027 | 5670.2664 | 6029.663 | 6287.2749 | 6465.18 | 6580.749 | 6647.6481 | 6676.6273 | 6676.1419 | 6652.8406 | 6611.9507 | 6557.5806 | 6492.958 | 6420.6179 | 6342.5497 | 6260.3137 | 6175.1326 | 6087.9632
Commercial_Restaurant (ID)_Existing_Food Preparation_Natural Gas_Oven_E3_Baseline Forecast | Commercial | Restaurant (ID) | Existing | Food Preparation | Natural Gas | Oven | E3 |  | Baseline Forecast | 0 | 0 | 0 | 0 | 0 | 0 | 0 | 0 | 0 | 0 | 0 | 0 | 0 | 0 | 0 | 0 | 0 | 0 | 0 | 0 | 0 | 0 | 0 | 0 | 0 | 0 | 0
Commercial_Restaurant (ID)_Existing_Food Preparation_Natural Gas_Oven_E4_Baseline Forecast | Commercial | Restaurant (ID) | Existing | Food Preparation | Natural Gas | Oven | E4 |  | Baseline Forecast | 0 | 0 | 0 | 0 | 0 | 0 | 0 | 0 | 0 | 0 | 0 | 0 | 0 | 0 | 0 | 0 | 0 | 0 | 0 | 0 | 0 | 0 | 0 | 0 | 0 | 0 | 0
Commercial_Restaurant (ID)_Existing_Food Preparation_Natural Gas_Oven_E5_Baseline Forecast | Commercial | Restaurant (ID) | Existing | Food Preparation | Natural Gas | Oven | E5 |  | Baseline Forecast | 0 | 0 | 0 | 0 | 0 | 0 | 0 | 0 | 0 | 0 | 0 | 0 | 0 | 0 | 0 | 0 | 0 | 0 | 0 | 0 | 0 | 0 | 0 | 0 | 0 | 0 | 0
Commercial_Restaurant (ID)_Existing_Food Preparation_Natural Gas_Oven_E6_Baseline Forecast | Commercial | Restaurant (ID) | Existing | Food Preparation | Natural Gas | Oven | E6 |  | Baseline Forecast | 0 | 0 | 0 | 0 | 0 | 0 | 0 | 0 | 0 | 0 | 0 | 0 | 0 | 0 | 0 | 0 | 0 | 0 | 0 | 0 | 0 | 0 | 0 | 0 | 0 | 0 | 0
Commercial_Restaurant (ID)_Existing_Food Preparation_Natural Gas_Oven_E7_Baseline Forecast | Commercial | Restaurant (ID) | Existing | Food Preparation | Natural Gas | Oven | E7 |  | Baseline Forecast | 0 | 0 | 0 | 0 | 0 | 0 | 0 | 0 | 0 | 0 | 0 | 0 | 0 | 0 | 0 | 0 | 0 | 0 | 0 | 0 | 0 | 0 | 0 | 0 | 0 | 0 | 0
Commercial_Restaurant (ID)_Existing_Food Preparation_Natural Gas_Oven_E8_Baseline Forecast | Commercial | Restaurant (ID) | Existing | Food Preparation | Natural Gas | Oven | E8 |  | Baseline Forecast | 0 | 0 | 0 | 0 | 0 | 0 | 0 | 0 | 0 | 0 | 0 | 0 | 0 | 0 | 0 | 0 | 0 | 0 | 0 | 0 | 0 | 0 | 0 | 0 | 0 | 0 | 0
Commercial_Restaurant (ID)_Existing_Food Preparation_Natural Gas_Oven_E9_Baseline Forecast | Commercial | Restaurant (ID) | Existing | Food Preparation | Natural Gas | Oven | E9 |  | Baseline Forecast | 0 | 0 | 0 | 0 | 0 | 0 | 0 | 0 | 0 | 0 | 0 | 0 | 0 | 0 | 0 | 0 | 0 | 0 | 0 | 0 | 0 | 0 | 0 | 0 | 0 | 0 | 0
Commercial_Restaurant (ID)_Existing_Food Preparation_Natural Gas_Oven_E10_Baseline Forecast | Commercial | Restaurant (ID) | Existing | Food Preparation | Natural Gas | Oven | E10 |  | Baseline Forecast | 0 | 0 | 0 | 0 | 0 | 0 | 0 | 0 | 0 | 0 | 0 | 0 | 0 | 0 | 0 | 0 | 0 | 0 | 0 | 0 | 0 | 0 | 0 | 0 | 0 | 0 | 0
Commercial_Restaurant (ID)_Existing_Food Preparation_Natural Gas_Oven_Vintage_Baseline Forecast | Commercial | Restaurant (ID) | Existing | Food Preparation | Natural Gas | Oven | Vintage | Vintage | Baseline Forecast | 15876.7116 | 14995.8102 | 13954.7704 | 12798.2517 | 11561.155 | 10270.7057 | 8948.0929 | 7609.7599 | 6268.4194 | 4933.8527 | 3883.4195 | 3056.627 | 2405.8612 | 1893.6456 | 1490.4824 | 1173.1539 | 923.3856 | 726.7938 | 572.0571 | 450.2643 | 354.4016 | 278.9483 | 219.5593 | 172.8144 | 136.0217 | 107.0622 | 84.2683
Commercial_Restaurant (ID)_Existing_Food Preparation_Natural Gas_Conveyor Oven_E1_Baseline Forecast | Commercial | Restaurant (ID) | Existing | Food Preparation | Natural Gas | Conveyor Oven | E1 | Standard | Baseline Forecast | 0 | 0 | 0 | 0 | 0 | 12.0023 | 44.8732 | 105.0292 | 196.9769 | 323.7375 | 476.115 | 646.9147 | 830.516 | 1022.5368 | 1219.5682 | 1418.9673 | 1618.6924 | 1767.8014 | 1877.2012 | 1955.4744 | 2009.3743 | 2044.2145 | 2064.1751 | 2072.5444 | 2071.9086 | 2064.3015 | 2051.3219
Commercial_Restaurant (ID)_Existing_Food Preparation_Natural Gas_Conveyor Oven_E2_Baseline Forecast | Commercial | Restaurant (ID) | Existing | Food Preparation | Natural Gas | Conveyor Oven | E2 | ENERGY STAR (>42% Baking Efficiency) | Baseline Forecast | 0 | 0 | 0 | 0 | 0 | 17.2716 | 64.5736 | 151.1395 | 283.4545 | 465.8662 | 685.1411 | 930.926 | 1195.1328 | 1471.4554 | 1754.9885 | 2041.9285 | 2329.3379 | 2543.9093 | 2701.3383 | 2813.9753 | 2891.5386 | 2941.6745 | 2970.3983 | 2982.4419 | 2981.5271 | 2970.5803 | 2951.9023
Commercial_Restaurant (ID)_Existing_Food Preparation_Natural Gas_Conveyor Oven_E3_Baseline Forecast | Commercial | Restaurant (ID) | Existing | Food Preparation | Natural Gas | Conveyor Oven | E3 |  | Baseline Forecast | 0 | 0 | 0 | 0 | 0 | 0 | 0 | 0 | 0 | 0 | 0 | 0 | 0 | 0 | 0 | 0 | 0 | 0 | 0 | 0 | 0 | 0 | 0 | 0 | 0 | 0 | 0
Commercial_Restaurant (ID)_Existing_Food Preparation_Natural Gas_Conveyor Oven_E4_Baseline Forecast | Commercial | Restaurant (ID) | Existing | Food Preparation | Natural Gas | Conveyor Oven | E4 |  | Baseline Forecast | 0 | 0 | 0 | 0 | 0 | 0 | 0 | 0 | 0 | 0 | 0 | 0 | 0 | 0 | 0 | 0 | 0 | 0 | 0 | 0 | 0 | 0 | 0 | 0 | 0 | 0 | 0
Commercial_Restaurant (ID)_Existing_Food Preparation_Natural Gas_Conveyor Oven_E5_Baseline Forecast | Commercial | Restaurant (ID) | Existing | Food Preparation | Natural Gas | Conveyor Oven | E5 |  | Baseline Forecast | 0 | 0 | 0 | 0 | 0 | 0 | 0 | 0 | 0 | 0 | 0 | 0 | 0 | 0 | 0 | 0 | 0 | 0 | 0 | 0 | 0 | 0 | 0 | 0 | 0 | 0 | 0
Commercial_Restaurant (ID)_Existing_Food Preparation_Natural Gas_Conveyor Oven_E6_Baseline Forecast | Commercial | Restaurant (ID) | Existing | Food Preparation | Natural Gas | Conveyor Oven | E6 |  | Baseline Forecast | 0 | 0 | 0 | 0 | 0 | 0 | 0 | 0 | 0 | 0 | 0 | 0 | 0 | 0 | 0 | 0 | 0 | 0 | 0 | 0 | 0 | 0 | 0 | 0 | 0 | 0 | 0
Commercial_Restaurant (ID)_Existing_Food Preparation_Natural Gas_Conveyor Oven_E7_Baseline Forecast | Commercial | Restaurant (ID) | Existing | Food Preparation | Natural Gas | Conveyor Oven | E7 |  | Baseline Forecast | 0 | 0 | 0 | 0 | 0 | 0 | 0 | 0 | 0 | 0 | 0 | 0 | 0 | 0 | 0 | 0 | 0 | 0 | 0 | 0 | 0 | 0 | 0 | 0 | 0 | 0 | 0
Commercial_Restaurant (ID)_Existing_Food Preparation_Natural Gas_Conveyor Oven_E8_Baseline Forecast | Commercial | Restaurant (ID) | Existing | Food Preparation | Natural Gas | Conveyor Oven | E8 |  | Baseline Forecast | 0 | 0 | 0 | 0 | 0 | 0 | 0 | 0 | 0 | 0 | 0 | 0 | 0 | 0 | 0 | 0 | 0 | 0 | 0 | 0 | 0 | 0 | 0 | 0 | 0 | 0 | 0
Commercial_Restaurant (ID)_Existing_Food Preparation_Natural Gas_Conveyor Oven_E9_Baseline Forecast | Commercial | Restaurant (ID) | Existing | Food Preparation | Natural Gas | Conveyor Oven | E9 |  | Baseline Forecast | 0 | 0 | 0 | 0 | 0 | 0 | 0 | 0 | 0 | 0 | 0 | 0 | 0 | 0 | 0 | 0 | 0 | 0 | 0 | 0 | 0 | 0 | 0 | 0 | 0 | 0 | 0
Commercial_Restaurant (ID)_Existing_Food Preparation_Natural Gas_Conveyor Oven_E10_Baseline Forecast | Commercial | Restaurant (ID) | Existing | Food Preparation | Natural Gas | Conveyor Oven | E10 |  | Baseline Forecast | 0 | 0 | 0 | 0 | 0 | 0 | 0 | 0 | 0 | 0 | 0 | 0 | 0 | 0 | 0 | 0 | 0 | 0 | 0 | 0 | 0 | 0 | 0 | 0 | 0 | 0 | 0
Commercial_Restaurant (ID)_Existing_Food Preparation_Natural Gas_Conveyor Oven_Vintage_Baseline Forecast | Commercial | Restaurant (ID) | Existing | Food Preparation | Natural Gas | Conveyor Oven | Vintage | Vintage | Baseline Forecast | 7938.3558 | 7810.3178 | 7684.3449 | 7560.4039 | 7438.4619 | 7289.2128 | 7090.9998 | 6828.1417 | 6489.6159 | 6068.0235 | 5585.7642 | 5060.3567 | 4505.4808 | 3931.7967 | 3347.5904 | 2759.2812 | 2171.8213 | 1709.4335 | 1345.4896 | 1059.0305 | 833.5595 | 656.092 | 516.4079 | 406.463 | 319.9257 | 251.8125 | 198.2008
Commercial_Restaurant (ID)_Existing_Food Preparation_Natural Gas_Double Rack Oven_E1_Baseline Forecast | Commercial | Restaurant (ID) | Existing | Food Preparation | Natural Gas | Double Rack Oven | E1 | Standard | Baseline Forecast | 0 | 71.1607 | 167.2531 | 284.0389 | 417.8384 | 565.46 | 724.1384 | 891.4804 | 1065.4179 | 1244.1664 | 1395.4524 | 1522.8024 | 1629.2991 | 1717.6371 | 1790.1718 | 1848.9619 | 1895.8065 | 1932.2779 | 1959.7499 | 1979.4228 | 1992.3452 | 1999.433 | 2001.4861 | 1999.203 | 1993.1934 | 1983.9895 | 1972.0557
Commercial_Restaurant (ID)_Existing_Food Preparation_Natural Gas_Double Rack Oven_E2_Baseline Forecast | Commercial | Restaurant (ID) | Existing | Food Preparation | Natural Gas | Double Rack Oven | E2 | FTSC Qualified (>50% Cooking Efficiency) | Baseline Forecast | 0 | 102.4019 | 240.6813 | 408.7389 | 601.2796 | 813.7108 | 1042.0529 | 1282.8621 | 1533.1624 | 1790.3857 | 2008.09 | 2191.3498 | 2344.6011 | 2471.7217 | 2576.101 | 2660.7013 | 2728.1119 | 2780.5951 | 2820.1279 | 2848.4377 | 2867.0333 | 2877.2328 | 2880.1873 | 2876.9018 | 2868.2539 | 2855.0092 | 2837.8363
Commercial_Restaurant (ID)_Existing_Food Preparation_Natural Gas_Double Rack Oven_E3_Baseline Forecast | Commercial | Restaurant (ID) | Existing | Food Preparation | Natural Gas | Double Rack Oven | E3 |  | Baseline Forecast | 0 | 0 | 0 | 0 | 0 | 0 | 0 | 0 | 0 | 0 | 0 | 0 | 0 | 0 | 0 | 0 | 0 | 0 | 0 | 0 | 0 | 0 | 0 | 0 | 0 | 0 | 0
Commercial_Restaurant (ID)_Existing_Food Preparation_Natural Gas_Double Rack Oven_E4_Baseline Forecast | Commercial | Restaurant (ID) | Existing | Food Preparation | Natural Gas | Double Rack Oven | E4 |  | Baseline Forecast | 0 | 0 | 0 | 0 | 0 | 0 | 0 | 0 | 0 | 0 | 0 | 0 | 0 | 0 | 0 | 0 | 0 | 0 | 0 | 0 | 0 | 0 | 0 | 0 | 0 | 0 | 0
Commercial_Restaurant (ID)_Existing_Food Preparation_Natural Gas_Double Rack Oven_E5_Baseline Forecast | Commercial | Restaurant (ID) | Existing | Food Preparation | Natural Gas | Double Rack Oven | E5 |  | Baseline Forecast | 0 | 0 | 0 | 0 | 0 | 0 | 0 | 0 | 0 | 0 | 0 | 0 | 0 | 0 | 0 | 0 | 0 | 0 | 0 | 0 | 0 | 0 | 0 | 0 | 0 | 0 | 0
Commercial_Restaurant (ID)_Existing_Food Preparation_Natural Gas_Double Rack Oven_E6_Baseline Forecast | Commercial | Restaurant (ID) | Existing | Food Preparation | Natural Gas | Double Rack Oven | E6 |  | Baseline Forecast | 0 | 0 | 0 | 0 | 0 | 0 | 0 | 0 | 0 | 0 | 0 | 0 | 0 | 0 | 0 | 0 | 0 | 0 | 0 | 0 | 0 | 0 | 0 | 0 | 0 | 0 | 0
Commercial_Restaurant (ID)_Existing_Food Preparation_Natural Gas_Double Rack Oven_E7_Baseline Forecast | Commercial | Restaurant (ID) | Existing | Food Preparation | Natural Gas | Double Rack Oven | E7 |  | Baseline Forecast | 0 | 0 | 0 | 0 | 0 | 0 | 0 | 0 | 0 | 0 | 0 | 0 | 0 | 0 | 0 | 0 | 0 | 0 | 0 | 0 | 0 | 0 | 0 | 0 | 0 | 0 | 0
Commercial_Restaurant (ID)_Existing_Food Preparation_Natural Gas_Double Rack Oven_E8_Baseline Forecast | Commercial | Restaurant (ID) | Existing | Food Preparation | Natural Gas | Double Rack Oven | E8 |  | Baseline Forecast | 0 | 0 | 0 | 0 | 0 | 0 | 0 | 0 | 0 | 0 | 0 | 0 | 0 | 0 | 0 | 0 | 0 | 0 | 0 | 0 | 0 | 0 | 0 | 0 | 0 | 0 | 0
Commercial_Restaurant (ID)_Existing_Food Preparation_Natural Gas_Double Rack Oven_E9_Baseline Forecast | Commercial | Restaurant (ID) | Existing | Food Preparation | Natural Gas | Double Rack Oven | E9 |  | Baseline Forecast | 0 | 0 | 0 | 0 | 0 | 0 | 0 | 0 | 0 | 0 | 0 | 0 | 0 | 0 | 0 | 0 | 0 | 0 | 0 | 0 | 0 | 0 | 0 | 0 | 0 | 0 | 0
Commercial_Restaurant (ID)_Existing_Food Preparation_Natural Gas_Double Rack Oven_E10_Baseline Forecast | Commercial | Restaurant (ID) | Existing | Food Preparation | Natural Gas | Double Rack Oven | E10 |  | Baseline Forecast | 0 | 0 | 0 | 0 | 0 | 0 | 0 | 0 | 0 | 0 | 0 | 0 | 0 | 0 | 0 | 0 | 0 | 0 | 0 | 0 | 0 | 0 | 0 | 0 | 0 | 0 | 0
Commercial_Restaurant (ID)_Existing_Food Preparation_Natural Gas_Double Rack Oven_Vintage_Baseline Forecast | Commercial | Restaurant (ID) | Existing | Food Preparation | Natural Gas | Double Rack Oven | Vintage | Vintage | Baseline Forecast | 7938.3558 | 7636.7552 | 7276.4106 | 6867.6261 | 6419.3439 | 5939.3159 | 5434.2553 | 4909.9678 | 4371.467 | 3823.0751 | 3343.4779 | 2924.0451 | 2557.2294 | 2236.4301 | 1955.8743 | 1710.5137 | 1495.9332 | 1308.2713 | 1144.1512 | 1000.6197 | 875.094 | 765.3151 | 669.3079 | 585.3445 | 511.9142 | 447.6956 | 391.533
Commercial_Restaurant (ID)_Existing_Food Preparation_Natural Gas_Fryer_E1_Baseline Forecast | Commercial | Restaurant (ID) | Existing | Food Preparation | Natural Gas | Fryer | E1 | Standard | Baseline Forecast | 0 | 4573.6115 | 9490.5792 | 14686.8128 | 20105.6716 | 25697.1626 | 31417.2248 | 37227.0883 | 43092.7022 | 48984.2223 | 54875.5542 | 60743.9437 | 65804.7045 | 70146.1331 | 73847.1557 | 76978.3178 | 79602.6698 | 81776.5593 | 83550.3394 | 84969.0021 | 86072.7452 | 86897.4789 | 87475.2796 | 87834.7948 | 88001.6063 | 87998.5541 | 87846.0267
Commercial_Restaurant (ID)_Existing_Food Preparation_Natural Gas_Fryer_E2_Baseline Forecast | Commercial | Restaurant (ID) | Existing | Food Preparation | Natural Gas | Fryer | E2 | ENERGY STAR | Baseline Forecast | 0 | 1606.9446 | 3334.5278 | 5160.2315 | 7064.1549 | 9028.7328 | 11038.4844 | 13079.7878 | 15140.6792 | 17210.6727 | 19280.6001 | 21342.4667 | 23120.5718 | 24645.9387 | 25946.298 | 27046.436 | 27968.5056 | 28732.3046 | 29355.5247 | 29853.9737 | 30241.7753 | 30531.5466 | 30734.5577 | 30860.8739 | 30919.4833 | 30918.4109 | 30864.8202
Commercial_Restaurant (ID)_Existing_Food Preparation_Natural Gas_Fryer_E3_Baseline Forecast | Commercial | Restaurant (ID) | Existing | Food Preparation | Natural Gas | Fryer | E3 |  | Baseline Forecast | 0 | 0 | 0 | 0 | 0 | 0 | 0 | 0 | 0 | 0 | 0 | 0 | 0 | 0 | 0 | 0 | 0 | 0 | 0 | 0 | 0 | 0 | 0 | 0 | 0 | 0 | 0
Commercial_Restaurant (ID)_Existing_Food Preparation_Natural Gas_Fryer_E4_Baseline Forecast | Commercial | Restaurant (ID) | Existing | Food Preparation | Natural Gas | Fryer | E4 |  | Baseline Forecast | 0 | 0 | 0 | 0 | 0 | 0 | 0 | 0 | 0 | 0 | 0 | 0 | 0 | 0 | 0 | 0 | 0 | 0 | 0 | 0 | 0 | 0 | 0 | 0 | 0 | 0 | 0
Commercial_Restaurant (ID)_Existing_Food Preparation_Natural Gas_Fryer_E5_Baseline Forecast | Commercial | Restaurant (ID) | Existing | Food Preparation | Natural Gas | Fryer | E5 |  | Baseline Forecast | 0 | 0 | 0 | 0 | 0 | 0 | 0 | 0 | 0 | 0 | 0 | 0 | 0 | 0 | 0 | 0 | 0 | 0 | 0 | 0 | 0 | 0 | 0 | 0 | 0 | 0 | 0
Commercial_Restaurant (ID)_Existing_Food Preparation_Natural Gas_Fryer_E6_Baseline Forecast | Commercial | Restaurant (ID) | Existing | Food Preparation | Natural Gas | Fryer | E6 |  | Baseline Forecast | 0 | 0 | 0 | 0 | 0 | 0 | 0 | 0 | 0 | 0 | 0 | 0 | 0 | 0 | 0 | 0 | 0 | 0 | 0 | 0 | 0 | 0 | 0 | 0 | 0 | 0 | 0
Commercial_Restaurant (ID)_Existing_Food Preparation_Natural Gas_Fryer_E7_Baseline Forecast | Commercial | Restaurant (ID) | Existing | Food Preparation | Natural Gas | Fryer | E7 |  | Baseline Forecast | 0 | 0 | 0 | 0 | 0 | 0 | 0 | 0 | 0 | 0 | 0 | 0 | 0 | 0 | 0 | 0 | 0 | 0 | 0 | 0 | 0 | 0 | 0 | 0 | 0 | 0 | 0
Commercial_Restaurant (ID)_Existing_Food Preparation_Natural Gas_Fryer_E8_Baseline Forecast | Commercial | Restaurant (ID) | Existing | Food Preparation | Natural Gas | Fryer | E8 |  | Baseline Forecast | 0 | 0 | 0 | 0 | 0 | 0 | 0 | 0 | 0 | 0 | 0 | 0 | 0 | 0 | 0 | 0 | 0 | 0 | 0 | 0 | 0 | 0 | 0 | 0 | 0 | 0 | 0
Commercial_Restaurant (ID)_Existing_Food Preparation_Natural Gas_Fryer_E9_Baseline Forecast | Commercial | Restaurant (ID) | Existing | Food Preparation | Natural Gas | Fryer | E9 |  | Baseline Forecast | 0 | 0 | 0 | 0 | 0 | 0 | 0 | 0 | 0 | 0 | 0 | 0 | 0 | 0 | 0 | 0 | 0 | 0 | 0 | 0 | 0 | 0 | 0 | 0 | 0 | 0 | 0
Commercial_Restaurant (ID)_Existing_Food Preparation_Natural Gas_Fryer_E10_Baseline Forecast | Commercial | Restaurant (ID) | Existing | Food Preparation | Natural Gas | Fryer | E10 |  | Baseline Forecast | 0 | 0 | 0 | 0 | 0 | 0 | 0 | 0 | 0 | 0 | 0 | 0 | 0 | 0 | 0 | 0 | 0 | 0 | 0 | 0 | 0 | 0 | 0 | 0 | 0 | 0 | 0
Commercial_Restaurant (ID)_Existing_Food Preparation_Natural Gas_Fryer_Vintage_Baseline Forecast | Commercial | Restaurant (ID) | Existing | Food Preparation | Natural Gas | Fryer | Vintage | Vintage | Baseline Forecast | 207301.9303 | 197777.7947 | 187843.593 | 177585.0637 | 167077.8928 | 156388.7961 | 145576.4873 | 134692.543 | 123782.1761 | 112884.9276 | 102035.2842 | 91263.2307 | 81628.4028 | 73010.7415 | 65302.8627 | 58408.7188 | 52242.4025 | 46727.0755 | 41794.0118 | 37381.7408 | 33435.2813 | 29905.4569 | 26748.2826 | 23924.417 | 21398.6721 | 19139.5747 | 17118.9745
Commercial_Restaurant (ID)_Existing_Food Preparation_Natural Gas_Broiler_E1_Baseline Forecast | Commercial | Restaurant (ID) | Existing | Food Preparation | Natural Gas | Broiler | E1 | Standard | Baseline Forecast | 0 | 5050.6883 | 10628.6213 | 16628.8968 | 22960.7207 | 29545.6165 | 36315.8603 | 43213.112 | 50187.2192 | 57195.1706 | 63109.4102 | 68070.603 | 72201.7119 | 75610.2196 | 78390.071 | 80623.3729 | 82381.8796 | 83728.2923 | 84717.396 | 85397.0532 | 85809.0732 | 85989.9721 | 85971.6375 | 85781.9104 | 85445.0932 | 84982.3943 | 84412.3172
Commercial_Restaurant (ID)_Existing_Food Preparation_Natural Gas_Broiler_E2_Baseline Forecast | Commercial | Restaurant (ID) | Existing | Food Preparation | Natural Gas | Broiler | E2 | Infrared Burners | Baseline Forecast | 0 | 1774.5661 | 3734.3805 | 5842.5854 | 8067.2802 | 10380.8923 | 12759.6266 | 15182.9853 | 17633.3473 | 20095.6005 | 22173.5765 | 23916.6983 | 25368.169 | 26565.7528 | 27542.4574 | 28327.131 | 28944.9847 | 29418.0486 | 29765.5716 | 30004.3701 | 30149.1338 | 30212.6929 | 30206.251 | 30139.5902 | 30021.249 | 29858.6791 | 29658.3817
Commercial_Restaurant (ID)_Existing_Food Preparation_Natural Gas_Broiler_E3_Baseline Forecast | Commercial | Restaurant (ID) | Existing | Food Preparation | Natural Gas | Broiler | E3 |  | Baseline Forecast | 0 | 0 | 0 | 0 | 0 | 0 | 0 | 0 | 0 | 0 | 0 | 0 | 0 | 0 | 0 | 0 | 0 | 0 | 0 | 0 | 0 | 0 | 0 | 0 | 0 | 0 | 0
Commercial_Restaurant (ID)_Existing_Food Preparation_Natural Gas_Broiler_E4_Baseline Forecast | Commercial | Restaurant (ID) | Existing | Food Preparation | Natural Gas | Broiler | E4 |  | Baseline Forecast | 0 | 0 | 0 | 0 | 0 | 0 | 0 | 0 | 0 | 0 | 0 | 0 | 0 | 0 | 0 | 0 | 0 | 0 | 0 | 0 | 0 | 0 | 0 | 0 | 0 | 0 | 0
Commercial_Restaurant (ID)_Existing_Food Preparation_Natural Gas_Broiler_E5_Baseline Forecast | Commercial | Restaurant (ID) | Existing | Food Preparation | Natural Gas | Broiler | E5 |  | Baseline Forecast | 0 | 0 | 0 | 0 | 0 | 0 | 0 | 0 | 0 | 0 | 0 | 0 | 0 | 0 | 0 | 0 | 0 | 0 | 0 | 0 | 0 | 0 | 0 | 0 | 0 | 0 | 0
Commercial_Restaurant (ID)_Existing_Food Preparation_Natural Gas_Broiler_E6_Baseline Forecast | Commercial | Restaurant (ID) | Existing | Food Preparation | Natural Gas | Broiler | E6 |  | Baseline Forecast | 0 | 0 | 0 | 0 | 0 | 0 | 0 | 0 | 0 | 0 | 0 | 0 | 0 | 0 | 0 | 0 | 0 | 0 | 0 | 0 | 0 | 0 | 0 | 0 | 0 | 0 | 0
Commercial_Restaurant (ID)_Existing_Food Preparation_Natural Gas_Broiler_E7_Baseline Forecast | Commercial | Restaurant (ID) | Existing | Food Preparation | Natural Gas | Broiler | E7 |  | Baseline Forecast | 0 | 0 | 0 | 0 | 0 | 0 | 0 | 0 | 0 | 0 | 0 | 0 | 0 | 0 | 0 | 0 | 0 | 0 | 0 | 0 | 0 | 0 | 0 | 0 | 0 | 0 | 0
Commercial_Restaurant (ID)_Existing_Food Preparation_Natural Gas_Broiler_E8_Baseline Forecast | Commercial | Restaurant (ID) | Existing | Food Preparation | Natural Gas | Broiler | E8 |  | Baseline Forecast | 0 | 0 | 0 | 0 | 0 | 0 | 0 | 0 | 0 | 0 | 0 | 0 | 0 | 0 | 0 | 0 | 0 | 0 | 0 | 0 | 0 | 0 | 0 | 0 | 0 | 0 | 0
Commercial_Restaurant (ID)_Existing_Food Preparation_Natural Gas_Broiler_E9_Baseline Forecast | Commercial | Restaurant (ID) | Existing | Food Preparation | Natural Gas | Broiler | E9 |  | Baseline Forecast | 0 | 0 | 0 | 0 | 0 | 0 | 0 | 0 | 0 | 0 | 0 | 0 | 0 | 0 | 0 | 0 | 0 | 0 | 0 | 0 | 0 | 0 | 0 | 0 | 0 | 0 | 0
Commercial_Restaurant (ID)_Existing_Food Preparation_Natural Gas_Broiler_E10_Baseline Forecast | Commercial | Restaurant (ID) | Existing | Food Preparation | Natural Gas | Broiler | E10 |  | Baseline Forecast | 0 | 0 | 0 | 0 | 0 | 0 | 0 | 0 | 0 | 0 | 0 | 0 | 0 | 0 | 0 | 0 | 0 | 0 | 0 | 0 | 0 | 0 | 0 | 0 | 0 | 0 | 0
Commercial_Restaurant (ID)_Existing_Food Preparation_Natural Gas_Broiler_Vintage_Baseline Forecast | Commercial | Restaurant (ID) | Existing | Food Preparation | Natural Gas | Broiler | Vintage | Vintage | Baseline Forecast | 187302.8831 | 177456.6145 | 166946.5789 | 155913.7504 | 144480.0505 | 132750.7677 | 120816.6722 | 108755.8656 | 96635.397 | 84512.677 | 73910.7282 | 64638.7731 | 56529.9664 | 49438.3936 | 43236.4446 | 37812.5178 | 33069.012 | 28920.5696 | 25292.5412 | 22119.6418 | 19344.7763 | 16918.0123 | 14795.681 | 12939.592 | 11316.3457 | 9896.7324 | 8655.2068
Commercial_Restaurant (ID)_Existing_Food Preparation_Natural Gas_Griddle_E1_Baseline Forecast | Commercial | Restaurant (ID) | Existing | Food Preparation | Natural Gas | Griddle | E1 | Standard | Baseline Forecast | 0 | 5536.6187 | 11651.2087 | 18228.7751 | 25169.7883 | 32388.2217 | 39809.8356 | 47370.677 | 55015.7681 | 62697.9596 | 69181.2125 | 74619.7253 | 79148.2912 | 82884.7339 | 85932.0369 | 88380.2064 | 90307.9002 | 91783.8523 | 92868.1184 | 93613.166 | 94064.8267 | 94263.1299 | 94243.0314 | 94035.0506 | 93665.8279 | 93158.6124 | 92533.6877
Commercial_Restaurant (ID)_Existing_Food Preparation_Natural Gas_Griddle_E2_Baseline Forecast | Commercial | Restaurant (ID) | Existing | Food Preparation | Natural Gas | Griddle | E2 | ENERGY STAR | Baseline Forecast | 0 | 2261.4358 | 4758.9444 | 7445.556 | 10280.6178 | 13228.992 | 16260.3554 | 19348.5864 | 22471.2292 | 25609.0257 | 28257.115 | 30478.4793 | 32328.1753 | 33854.3279 | 35099.001 | 36098.9575 | 36886.3254 | 37489.1791 | 37932.0484 | 38236.3636 | 38420.8447 | 38501.8418 | 38493.6325 | 38408.6826 | 38257.8734 | 38050.7008 | 37795.4499
Commercial_Restaurant (ID)_Existing_Food Preparation_Natural Gas_Griddle_E3_Baseline Forecast | Commercial | Restaurant (ID) | Existing | Food Preparation | Natural Gas | Griddle | E3 |  | Baseline Forecast | 0 | 0 | 0 | 0 | 0 | 0 | 0 | 0 | 0 | 0 | 0 | 0 | 0 | 0 | 0 | 0 | 0 | 0 | 0 | 0 | 0 | 0 | 0 | 0 | 0 | 0 | 0
Commercial_Restaurant (ID)_Existing_Food Preparation_Natural Gas_Griddle_E4_Baseline Forecast | Commercial | Restaurant (ID) | Existing | Food Preparation | Natural Gas | Griddle | E4 |  | Baseline Forecast | 0 | 0 | 0 | 0 | 0 | 0 | 0 | 0 | 0 | 0 | 0 | 0 | 0 | 0 | 0 | 0 | 0 | 0 | 0 | 0 | 0 | 0 | 0 | 0 | 0 | 0 | 0
Commercial_Restaurant (ID)_Existing_Food Preparation_Natural Gas_Griddle_E5_Baseline Forecast | Commercial | Restaurant (ID) | Existing | Food Preparation | Natural Gas | Griddle | E5 |  | Baseline Forecast | 0 | 0 | 0 | 0 | 0 | 0 | 0 | 0 | 0 | 0 | 0 | 0 | 0 | 0 | 0 | 0 | 0 | 0 | 0 | 0 | 0 | 0 | 0 | 0 | 0 | 0 | 0
Commercial_Restaurant (ID)_Existing_Food Preparation_Natural Gas_Griddle_E6_Baseline Forecast | Commercial | Restaurant (ID) | Existing | Food Preparation | Natural Gas | Griddle | E6 |  | Baseline Forecast | 0 | 0 | 0 | 0 | 0 | 0 | 0 | 0 | 0 | 0 | 0 | 0 | 0 | 0 | 0 | 0 | 0 | 0 | 0 | 0 | 0 | 0 | 0 | 0 | 0 | 0 | 0
Commercial_Restaurant (ID)_Existing_Food Preparation_Natural Gas_Griddle_E7_Baseline Forecast | Commercial | Restaurant (ID) | Existing | Food Preparation | Natural Gas | Griddle | E7 |  | Baseline Forecast | 0 | 0 | 0 | 0 | 0 | 0 | 0 | 0 | 0 | 0 | 0 | 0 | 0 | 0 | 0 | 0 | 0 | 0 | 0 | 0 | 0 | 0 | 0 | 0 | 0 | 0 | 0
Commercial_Restaurant (ID)_Existing_Food Preparation_Natural Gas_Griddle_E8_Baseline Forecast | Commercial | Restaurant (ID) | Existing | Food Preparation | Natural Gas | Griddle | E8 |  | Baseline Forecast | 0 | 0 | 0 | 0 | 0 | 0 | 0 | 0 | 0 | 0 | 0 | 0 | 0 | 0 | 0 | 0 | 0 | 0 | 0 | 0 | 0 | 0 | 0 | 0 | 0 | 0 | 0
Commercial_Restaurant (ID)_Existing_Food Preparation_Natural Gas_Griddle_E9_Baseline Forecast | Commercial | Restaurant (ID) | Existing | Food Preparation | Natural Gas | Griddle | E9 |  | Baseline Forecast | 0 | 0 | 0 | 0 | 0 | 0 | 0 | 0 | 0 | 0 | 0 | 0 | 0 | 0 | 0 | 0 | 0 | 0 | 0 | 0 | 0 | 0 | 0 | 0 | 0 | 0 | 0
Commercial_Restaurant (ID)_Existing_Food Preparation_Natural Gas_Griddle_E10_Baseline Forecast | Commercial | Restaurant (ID) | Existing | Food Preparation | Natural Gas | Griddle | E10 |  | Baseline Forecast | 0 | 0 | 0 | 0 | 0 | 0 | 0 | 0 | 0 | 0 | 0 | 0 | 0 | 0 | 0 | 0 | 0 | 0 | 0 | 0 | 0 | 0 | 0 | 0 | 0 | 0 | 0
Commercial_Restaurant (ID)_Existing_Food Preparation_Natural Gas_Griddle_Vintage_Baseline Forecast | Commercial | Restaurant (ID) | Existing | Food Preparation | Natural Gas | Griddle | Vintage | Vintage | Baseline Forecast | 213999.0679 | 202749.4156 | 190741.39 | 178136.058 | 165072.7187 | 151671.6671 | 138036.6111 | 124256.7838 | 110408.7911 | 96558.2259 | 84445.1868 | 73851.7046 | 64587.1538 | 56484.8227 | 49398.913 | 43201.9168 | 37782.3215 | 33042.6037 | 28897.4742 | 25272.3431 | 22101.9774 | 19329.3279 | 16904.5019 | 14783.8654 | 12929.2586 | 11307.3086 | 9888.8291
Commercial_Restaurant (ID)_Existing_Food Preparation_Natural Gas_Range_E1_Baseline Forecast | Commercial | Restaurant (ID) | Existing | Food Preparation | Natural Gas | Range | E1 | Standard | Baseline Forecast | 0 | 3200.7519 | 7242.9918 | 11897.6045 | 16985.4696 | 22366.7911 | 27932.6997 | 33598.643 | 39299.1838 | 44983.9062 | 49231.6935 | 52352.1291 | 54588.8265 | 56133.4749 | 57136.8951 | 57717.7417 | 57969.352 | 57965.1372 | 57762.8254 | 57407.8017 | 56935.7368 | 56374.656 | 55746.5678 | 55068.7459 | 54354.7377 | 53615.1585 | 52858.3169
Commercial_Restaurant (ID)_Existing_Food Preparation_Natural Gas_Range_E2_Baseline Forecast | Commercial | Restaurant (ID) | Existing | Food Preparation | Natural Gas | Range | E2 | High Efficiency | Baseline Forecast | 0 | 4605.9601 | 10422.8419 | 17120.9431 | 24442.505 | 32186.358 | 40195.8362 | 48349.2667 | 56552.4839 | 64732.9382 | 70845.6077 | 75335.9907 | 78554.6528 | 80777.4395 | 82221.3857 | 83057.2381 | 83419.3115 | 83413.2462 | 83122.1146 | 82611.2268 | 81931.9139 | 81124.5049 | 80220.6708 | 79245.2685 | 78217.7933 | 77153.5208 | 76064.4072
Commercial_Restaurant (ID)_Existing_Food Preparation_Natural Gas_Range_E3_Baseline Forecast | Commercial | Restaurant (ID) | Existing | Food Preparation | Natural Gas | Range | E3 |  | Baseline Forecast | 0 | 0 | 0 | 0 | 0 | 0 | 0 | 0 | 0 | 0 | 0 | 0 | 0 | 0 | 0 | 0 | 0 | 0 | 0 | 0 | 0 | 0 | 0 | 0 | 0 | 0 | 0
Commercial_Restaurant (ID)_Existing_Food Preparation_Natural Gas_Range_E4_Baseline Forecast | Commercial | Restaurant (ID) | Existing | Food Preparation | Natural Gas | Range | E4 |  | Baseline Forecast | 0 | 0 | 0 | 0 | 0 | 0 | 0 | 0 | 0 | 0 | 0 | 0 | 0 | 0 | 0 | 0 | 0 | 0 | 0 | 0 | 0 | 0 | 0 | 0 | 0 | 0 | 0
Commercial_Restaurant (ID)_Existing_Food Preparation_Natural Gas_Range_E5_Baseline Forecast | Commercial | Restaurant (ID) | Existing | Food Preparation | Natural Gas | Range | E5 |  | Baseline Forecast | 0 | 0 | 0 | 0 | 0 | 0 | 0 | 0 | 0 | 0 | 0 | 0 | 0 | 0 | 0 | 0 | 0 | 0 | 0 | 0 | 0 | 0 | 0 | 0 | 0 | 0 | 0
Commercial_Restaurant (ID)_Existing_Food Preparation_Natural Gas_Range_E6_Baseline Forecast | Commercial | Restaurant (ID) | Existing | Food Preparation | Natural Gas | Range | E6 |  | Baseline Forecast | 0 | 0 | 0 | 0 | 0 | 0 | 0 | 0 | 0 | 0 | 0 | 0 | 0 | 0 | 0 | 0 | 0 | 0 | 0 | 0 | 0 | 0 | 0 | 0 | 0 | 0 | 0
Commercial_Restaurant (ID)_Existing_Food Preparation_Natural Gas_Range_E7_Baseline Forecast | Commercial | Restaurant (ID) | Existing | Food Preparation | Natural Gas | Range | E7 |  | Baseline Forecast | 0 | 0 | 0 | 0 | 0 | 0 | 0 | 0 | 0 | 0 | 0 | 0 | 0 | 0 | 0 | 0 | 0 | 0 | 0 | 0 | 0 | 0 | 0 | 0 | 0 | 0 | 0
Commercial_Restaurant (ID)_Existing_Food Preparation_Natural Gas_Range_E8_Baseline Forecast | Commercial | Restaurant (ID) | Existing | Food Preparation | Natural Gas | Range | E8 |  | Baseline Forecast | 0 | 0 | 0 | 0 | 0 | 0 | 0 | 0 | 0 | 0 | 0 | 0 | 0 | 0 | 0 | 0 | 0 | 0 | 0 | 0 | 0 | 0 | 0 | 0 | 0 | 0 | 0
Commercial_Restaurant (ID)_Existing_Food Preparation_Natural Gas_Range_E9_Baseline Forecast | Commercial | Restaurant (ID) | Existing | Food Preparation | Natural Gas | Range | E9 |  | Baseline Forecast | 0 | 0 | 0 | 0 | 0 | 0 | 0 | 0 | 0 | 0 | 0 | 0 | 0 | 0 | 0 | 0 | 0 | 0 | 0 | 0 | 0 | 0 | 0 | 0 | 0 | 0 | 0
Commercial_Restaurant (ID)_Existing_Food Preparation_Natural Gas_Range_E10_Baseline Forecast | Commercial | Restaurant (ID) | Existing | Food Preparation | Natural Gas | Range | E10 |  | Baseline Forecast | 0 | 0 | 0 | 0 | 0 | 0 | 0 | 0 | 0 | 0 | 0 | 0 | 0 | 0 | 0 | 0 | 0 | 0 | 0 | 0 | 0 | 0 | 0 | 0 | 0 | 0 | 0
Commercial_Restaurant (ID)_Existing_Food Preparation_Natural Gas_Range_Vintage_Baseline Forecast | Commercial | Restaurant (ID) | Existing | Food Preparation | Natural Gas | Range | Vintage | Vintage | Baseline Forecast | 198367.272 | 187361.0879 | 174354.0984 | 159904.2888 | 144447.7192 | 128324.5498 | 111799.5227 | 95078.0834 | 78319.0674 | 61644.6853 | 48520.333 | 38190.1976 | 30059.3813 | 23659.6421 | 18622.4279 | 14657.653 | 11536.9914 | 9080.7287 | 7147.4123 | 5625.7051 | 4427.9744 | 3485.2443 | 2743.2246 | 2159.1832 | 1699.4861 | 1337.6601 | 1052.8679
Commercial_Restaurant (ID)_Existing_Food Preparation_Natural Gas_Steamer_E1_Baseline Forecast | Commercial | Restaurant (ID) | Existing | Food Preparation | Natural Gas | Steamer | E1 | Standard | Baseline Forecast | 0 | 249.9358 | 525.9626 | 822.8893 | 1136.2227 | 1462.0796 | 1797.1085 | 2138.4224 | 2483.5396 | 2830.3316 | 3123.0007 | 3368.5078 | 3572.9378 | 3741.6095 | 3879.1718 | 3989.6879 | 4076.7085 | 4143.3364 | 4192.2827 | 4225.9159 | 4246.3049 | 4255.2567 | 4254.3494 | 4244.9607 | 4228.2931 | 4205.3963 | 4177.1857
Commercial_Restaurant (ID)_Existing_Food Preparation_Natural Gas_Steamer_E2_Baseline Forecast | Commercial | Restaurant (ID) | Existing | Food Preparation | Natural Gas | Steamer | E2 | ENERGY STAR | Baseline Forecast | 0 | 249.9358 | 525.9626 | 822.8893 | 1136.2227 | 1462.0796 | 1797.1085 | 2138.4224 | 2483.5396 | 2830.3316 | 3123.0007 | 3368.5078 | 3572.9378 | 3741.6095 | 3879.1718 | 3989.6879 | 4076.7085 | 4143.3364 | 4192.2827 | 4225.9159 | 4246.3049 | 4255.2567 | 4254.3494 | 4244.9607 | 4228.2931 | 4205.3963 | 4177.1857
Commercial_Restaurant (ID)_Existing_Food Preparation_Natural Gas_Steamer_E3_Baseline Forecast | Commercial | Restaurant (ID) | Existing | Food Preparation | Natural Gas | Steamer | E3 |  | Baseline Forecast | 0 | 0 | 0 | 0 | 0 | 0 | 0 | 0 | 0 | 0 | 0 | 0 | 0 | 0 | 0 | 0 | 0 | 0 | 0 | 0 | 0 | 0 | 0 | 0 | 0 | 0 | 0
Commercial_Restaurant (ID)_Existing_Food Preparation_Natural Gas_Steamer_E4_Baseline Forecast | Commercial | Restaurant (ID) | Existing | Food Preparation | Natural Gas | Steamer | E4 |  | Baseline Forecast | 0 | 0 | 0 | 0 | 0 | 0 | 0 | 0 | 0 | 0 | 0 | 0 | 0 | 0 | 0 | 0 | 0 | 0 | 0 | 0 | 0 | 0 | 0 | 0 | 0 | 0 | 0
Commercial_Restaurant (ID)_Existing_Food Preparation_Natural Gas_Steamer_E5_Baseline Forecast | Commercial | Restaurant (ID) | Existing | Food Preparation | Natural Gas | Steamer | E5 |  | Baseline Forecast | 0 | 0 | 0 | 0 | 0 | 0 | 0 | 0 | 0 | 0 | 0 | 0 | 0 | 0 | 0 | 0 | 0 | 0 | 0 | 0 | 0 | 0 | 0 | 0 | 0 | 0 | 0
Commercial_Restaurant (ID)_Existing_Food Preparation_Natural Gas_Steamer_E6_Baseline Forecast | Commercial | Restaurant (ID) | Existing | Food Preparation | Natural Gas | Steamer | E6 |  | Baseline Forecast | 0 | 0 | 0 | 0 | 0 | 0 | 0 | 0 | 0 | 0 | 0 | 0 | 0 | 0 | 0 | 0 | 0 | 0 | 0 | 0 | 0 | 0 | 0 | 0 | 0 | 0 | 0
Commercial_Restaurant (ID)_Existing_Food Preparation_Natural Gas_Steamer_E7_Baseline Forecast | Commercial | Restaurant (ID) | Existing | Food Preparation | Natural Gas | Steamer | E7 |  | Baseline Forecast | 0 | 0 | 0 | 0 | 0 | 0 | 0 | 0 | 0 | 0 | 0 | 0 | 0 | 0 | 0 | 0 | 0 | 0 | 0 | 0 | 0 | 0 | 0 | 0 | 0 | 0 | 0
Commercial_Restaurant (ID)_Existing_Food Preparation_Natural Gas_Steamer_E8_Baseline Forecast | Commercial | Restaurant (ID) | Existing | Food Preparation | Natural Gas | Steamer | E8 |  | Baseline Forecast | 0 | 0 | 0 | 0 | 0 | 0 | 0 | 0 | 0 | 0 | 0 | 0 | 0 | 0 | 0 | 0 | 0 | 0 | 0 | 0 | 0 | 0 | 0 | 0 | 0 | 0 | 0
Commercial_Restaurant (ID)_Existing_Food Preparation_Natural Gas_Steamer_E9_Baseline Forecast | Commercial | Restaurant (ID) | Existing | Food Preparation | Natural Gas | Steamer | E9 |  | Baseline Forecast | 0 | 0 | 0 | 0 | 0 | 0 | 0 | 0 | 0 | 0 | 0 | 0 | 0 | 0 | 0 | 0 | 0 | 0 | 0 | 0 | 0 | 0 | 0 | 0 | 0 | 0 | 0
Commercial_Restaurant (ID)_Existing_Food Preparation_Natural Gas_Steamer_E10_Baseline Forecast | Commercial | Restaurant (ID) | Existing | Food Preparation | Natural Gas | Steamer | E10 |  | Baseline Forecast | 0 | 0 | 0 | 0 | 0 | 0 | 0 | 0 | 0 | 0 | 0 | 0 | 0 | 0 | 0 | 0 | 0 | 0 | 0 | 0 | 0 | 0 | 0 | 0 | 0 | 0 | 0
Commercial_Restaurant (ID)_Existing_Food Preparation_Natural Gas_Steamer_Vintage_Baseline Forecast | Commercial | Restaurant (ID) | Existing | Food Preparation | Natural Gas | Steamer | Vintage | Vintage | Baseline Forecast | 13717.7896 | 12996.6633 | 12226.9236 | 11418.8954 | 10581.5079 | 9722.4724 | 8848.4366 | 7965.1208 | 7077.4354 | 6189.585 | 5413.1138 | 4734.0493 | 4140.1722 | 3620.7957 | 3166.5741 | 2769.3336 | 2421.9261 | 2118.1003 | 1852.3888 | 1620.0103 | 1416.7832 | 1239.0505 | 1083.6141 | 947.6768 | 828.7926 | 724.8222 | 633.8947
Commercial_Restaurant (ID)_Existing_Food Preparation_Natural Gas_Food Prep Other_E1_Baseline Forecast | Commercial | Restaurant (ID) | Existing | Food Preparation | Natural Gas | Food Prep Other | E1 | Standard | Baseline Forecast | 0 | 22.4825 | 50.8758 | 83.5705 | 119.3084 | 157.1075 | 196.2033 | 236.0017 | 276.0431 | 315.9734 | 345.8105 | 367.7288 | 383.4397 | 394.2896 | 401.3377 | 405.4177 | 407.185 | 407.1554 | 405.7344 | 403.2406 | 399.9248 | 395.9837 | 391.5719 | 386.8108 | 381.7955 | 376.6005 | 371.2844
Commercial_Restaurant (ID)_Existing_Food Preparation_Natural Gas_Food Prep Other_E2_Baseline Forecast | Commercial | Restaurant (ID) | Existing | Food Preparation | Natural Gas | Food Prep Other | E2 | ENERGY STAR | Baseline Forecast | 0 | 7.8993 | 17.8753 | 29.3626 | 41.9192 | 55.1999 | 68.9363 | 82.9195 | 96.9881 | 111.0177 | 121.501 | 129.202 | 134.7221 | 138.5342 | 141.0106 | 142.444 | 143.065 | 143.0546 | 142.5553 | 141.6791 | 140.5141 | 139.1294 | 137.5793 | 135.9065 | 134.1443 | 132.3191 | 130.4513
Commercial_Restaurant (ID)_Existing_Food Preparation_Natural Gas_Food Prep Other_E3_Baseline Forecast | Commercial | Restaurant (ID) | Existing | Food Preparation | Natural Gas | Food Prep Other | E3 |  | Baseline Forecast | 0 | 0 | 0 | 0 | 0 | 0 | 0 | 0 | 0 | 0 | 0 | 0 | 0 | 0 | 0 | 0 | 0 | 0 | 0 | 0 | 0 | 0 | 0 | 0 | 0 | 0 | 0
Commercial_Restaurant (ID)_Existing_Food Preparation_Natural Gas_Food Prep Other_E4_Baseline Forecast | Commercial | Restaurant (ID) | Existing | Food Preparation | Natural Gas | Food Prep Other | E4 |  | Baseline Forecast | 0 | 0 | 0 | 0 | 0 | 0 | 0 | 0 | 0 | 0 | 0 | 0 | 0 | 0 | 0 | 0 | 0 | 0 | 0 | 0 | 0 | 0 | 0 | 0 | 0 | 0 | 0
Commercial_Restaurant (ID)_Existing_Food Preparation_Natural Gas_Food Prep Other_E5_Baseline Forecast | Commercial | Restaurant (ID) | Existing | Food Preparation | Natural Gas | Food Prep Other | E5 |  | Baseline Forecast | 0 | 0 | 0 | 0 | 0 | 0 | 0 | 0 | 0 | 0 | 0 | 0 | 0 | 0 | 0 | 0 | 0 | 0 | 0 | 0 | 0 | 0 | 0 | 0 | 0 | 0 | 0
Commercial_Restaurant (ID)_Existing_Food Preparation_Natural Gas_Food Prep Other_E6_Baseline Forecast | Commercial | Restaurant (ID) | Existing | Food Preparation | Natural Gas | Food Prep Other | E6 |  | Baseline Forecast | 0 | 0 | 0 | 0 | 0 | 0 | 0 | 0 | 0 | 0 | 0 | 0 | 0 | 0 | 0 | 0 | 0 | 0 | 0 | 0 | 0 | 0 | 0 | 0 | 0 | 0 | 0
Commercial_Restaurant (ID)_Existing_Food Preparation_Natural Gas_Food Prep Other_E7_Baseline Forecast | Commercial | Restaurant (ID) | Existing | Food Preparation | Natural Gas | Food Prep Other | E7 |  | Baseline Forecast | 0 | 0 | 0 | 0 | 0 | 0 | 0 | 0 | 0 | 0 | 0 | 0 | 0 | 0 | 0 | 0 | 0 | 0 | 0 | 0 | 0 | 0 | 0 | 0 | 0 | 0 | 0
Commercial_Restaurant (ID)_Existing_Food Preparation_Natural Gas_Food Prep Other_E8_Baseline Forecast | Commercial | Restaurant (ID) | Existing | Food Preparation | Natural Gas | Food Prep Other | E8 |  | Baseline Forecast | 0 | 0 | 0 | 0 | 0 | 0 | 0 | 0 | 0 | 0 | 0 | 0 | 0 | 0 | 0 | 0 | 0 | 0 | 0 | 0 | 0 | 0 | 0 | 0 | 0 | 0 | 0
Commercial_Restaurant (ID)_Existing_Food Preparation_Natural Gas_Food Prep Other_E9_Baseline Forecast | Commercial | Restaurant (ID) | Existing | Food Preparation | Natural Gas | Food Prep Other | E9 |  | Baseline Forecast | 0 | 0 | 0 | 0 | 0 | 0 | 0 | 0 | 0 | 0 | 0 | 0 | 0 | 0 | 0 | 0 | 0 | 0 | 0 | 0 | 0 | 0 | 0 | 0 | 0 | 0 | 0
Commercial_Restaurant (ID)_Existing_Food Preparation_Natural Gas_Food Prep Other_E10_Baseline Forecast | Commercial | Restaurant (ID) | Existing | Food Preparation | Natural Gas | Food Prep Other | E10 |  | Baseline Forecast | 0 | 0 | 0 | 0 | 0 | 0 | 0 | 0 | 0 | 0 | 0 | 0 | 0 | 0 | 0 | 0 | 0 | 0 | 0 | 0 | 0 | 0 | 0 | 0 | 0 | 0 | 0
Commercial_Restaurant (ID)_Existing_Food Preparation_Natural Gas_Food Prep Other_Vintage_Baseline Forecast | Commercial | Restaurant (ID) | Existing | Food Preparation | Natural Gas | Food Prep Other | Vintage | Vintage | Baseline Forecast | 771.9968 | 729.1634 | 678.5434 | 622.3083 | 562.1551 | 499.4077 | 435.0963 | 370.0206 | 304.7986 | 239.906 | 188.8292 | 148.6269 | 116.9837 | 92.0775 | 72.4739 | 57.044 | 44.8991 | 35.34 | 27.816 | 21.8939 | 17.2326 | 13.5637 | 10.676 | 8.403 | 6.614 | 5.2058 | 4.0975
Commercial_Restaurant (ID)_Existing_Miscellaneous_Natural Gas_Pool Heater_E1_Baseline Forecast | Commercial | Restaurant (ID) | Existing | Miscellaneous | Natural Gas | Pool Heater | E1 | Standard (EF .82) | Baseline Forecast | 0 | 0 | 0 | 0 | 0 | 0 | 0 | 0 | 0 | 0 | 0 | 0 | 0 | 0 | 0 | 0 | 0 | 0 | 0 | 0 | 0 | 0 | 0 | 0 | 0 | 0 | 0
Commercial_Restaurant (ID)_Existing_Miscellaneous_Natural Gas_Pool Heater_E2_Baseline Forecast | Commercial | Restaurant (ID) | Existing | Miscellaneous | Natural Gas | Pool Heater | E2 | Condensing (EF .90) | Baseline Forecast | 0 | 0 | 0 | 0 | 0 | 0 | 0 | 0 | 0 | 0 | 0 | 0 | 0 | 0 | 0 | 0 | 0 | 0 | 0 | 0 | 0 | 0 | 0 | 0 | 0 | 0 | 0
Commercial_Restaurant (ID)_Existing_Miscellaneous_Natural Gas_Pool Heater_E3_Baseline Forecast | Commercial | Restaurant (ID) | Existing | Miscellaneous | Natural Gas | Pool Heater | E3 |  | Baseline Forecast | 0 | 0 | 0 | 0 | 0 | 0 | 0 | 0 | 0 | 0 | 0 | 0 | 0 | 0 | 0 | 0 | 0 | 0 | 0 | 0 | 0 | 0 | 0 | 0 | 0 | 0 | 0
Commercial_Restaurant (ID)_Existing_Miscellaneous_Natural Gas_Pool Heater_E4_Baseline Forecast | Commercial | Restaurant (ID) | Existing | Miscellaneous | Natural Gas | Pool Heater | E4 |  | Baseline Forecast | 0 | 0 | 0 | 0 | 0 | 0 | 0 | 0 | 0 | 0 | 0 | 0 | 0 | 0 | 0 | 0 | 0 | 0 | 0 | 0 | 0 | 0 | 0 | 0 | 0 | 0 | 0
Commercial_Restaurant (ID)_Existing_Miscellaneous_Natural Gas_Pool Heater_E5_Baseline Forecast | Commercial | Restaurant (ID) | Existing | Miscellaneous | Natural Gas | Pool Heater | E5 |  | Baseline Forecast | 0 | 0 | 0 | 0 | 0 | 0 | 0 | 0 | 0 | 0 | 0 | 0 | 0 | 0 | 0 | 0 | 0 | 0 | 0 | 0 | 0 | 0 | 0 | 0 | 0 | 0 | 0
Commercial_Restaurant (ID)_Existing_Miscellaneous_Natural Gas_Pool Heater_E6_Baseline Forecast | Commercial | Restaurant (ID) | Existing | Miscellaneous | Natural Gas | Pool Heater | E6 |  | Baseline Forecast | 0 | 0 | 0 | 0 | 0 | 0 | 0 | 0 | 0 | 0 | 0 | 0 | 0 | 0 | 0 | 0 | 0 | 0 | 0 | 0 | 0 | 0 | 0 | 0 | 0 | 0 | 0
Commercial_Restaurant (ID)_Existing_Miscellaneous_Natural Gas_Pool Heater_E7_Baseline Forecast | Commercial | Restaurant (ID) | Existing | Miscellaneous | Natural Gas | Pool Heater | E7 |  | Baseline Forecast | 0 | 0 | 0 | 0 | 0 | 0 | 0 | 0 | 0 | 0 | 0 | 0 | 0 | 0 | 0 | 0 | 0 | 0 | 0 | 0 | 0 | 0 | 0 | 0 | 0 | 0 | 0
Commercial_Restaurant (ID)_Existing_Miscellaneous_Natural Gas_Pool Heater_E8_Baseline Forecast | Commercial | Restaurant (ID) | Existing | Miscellaneous | Natural Gas | Pool Heater | E8 |  | Baseline Forecast | 0 | 0 | 0 | 0 | 0 | 0 | 0 | 0 | 0 | 0 | 0 | 0 | 0 | 0 | 0 | 0 | 0 | 0 | 0 | 0 | 0 | 0 | 0 | 0 | 0 | 0 | 0
Commercial_Restaurant (ID)_Existing_Miscellaneous_Natural Gas_Pool Heater_E9_Baseline Forecast | Commercial | Restaurant (ID) | Existing | Miscellaneous | Natural Gas | Pool Heater | E9 |  | Baseline Forecast | 0 | 0 | 0 | 0 | 0 | 0 | 0 | 0 | 0 | 0 | 0 | 0 | 0 | 0 | 0 | 0 | 0 | 0 | 0 | 0 | 0 | 0 | 0 | 0 | 0 | 0 | 0
Commercial_Restaurant (ID)_Existing_Miscellaneous_Natural Gas_Pool Heater_E10_Baseline Forecast | Commercial | Restaurant (ID) | Existing | Miscellaneous | Natural Gas | Pool Heater | E10 |  | Baseline Forecast | 0 | 0 | 0 | 0 | 0 | 0 | 0 | 0 | 0 | 0 | 0 | 0 | 0 | 0 | 0 | 0 | 0 | 0 | 0 | 0 | 0 | 0 | 0 | 0 | 0 | 0 | 0
Commercial_Restaurant (ID)_Existing_Miscellaneous_Natural Gas_Pool Heater_Vintage_Baseline Forecast | Commercial | Restaurant (ID) | Existing | Miscellaneous | Natural Gas | Pool Heater | Vintage | Vintage | Baseline Forecast | 0 | 0 | 0 | 0 | 0 | 0 | 0 | 0 | 0 | 0 | 0 | 0 | 0 | 0 | 0 | 0 | 0 | 0 | 0 | 0 | 0 | 0 | 0 | 0 | 0 | 0 | 0
Commercial_Restaurant (ID)_Existing_Miscellaneous_Natural Gas_Miscellaneous_E1_Baseline Forecast | Commercial | Restaurant (ID) | Existing | Miscellaneous | Natural Gas | Miscellaneous | E1 | Standard | Baseline Forecast | 0 | 20547.7859 | 44283.4771 | 70495.5512 | 92065.979 | 109730.6469 | 124110.0021 | 135727.1422 | 145023.07 | 152369.5585 | 158080.0005 | 162418.5574 | 165607.875 | 167835.5906 | 169259.8197 | 170013.784 | 170209.7135 | 169942.1373 | 169290.6593 | 168322.2981 | 167093.461 | 165651.6083 | 164036.6569 | 162282.1638 | 160416.3248 | 158462.8153 | 156441.501
Commercial_Restaurant (ID)_Existing_Miscellaneous_Natural Gas_Miscellaneous_E2_Baseline Forecast | Commercial | Restaurant (ID) | Existing | Miscellaneous | Natural Gas | Miscellaneous | E2 |  | Baseline Forecast | 0 | 0 | 0 | 0 | 0 | 0 | 0 | 0 | 0 | 0 | 0 | 0 | 0 | 0 | 0 | 0 | 0 | 0 | 0 | 0 | 0 | 0 | 0 | 0 | 0 | 0 | 0
Commercial_Restaurant (ID)_Existing_Miscellaneous_Natural Gas_Miscellaneous_E3_Baseline Forecast | Commercial | Restaurant (ID) | Existing | Miscellaneous | Natural Gas | Miscellaneous | E3 |  | Baseline Forecast | 0 | 0 | 0 | 0 | 0 | 0 | 0 | 0 | 0 | 0 | 0 | 0 | 0 | 0 | 0 | 0 | 0 | 0 | 0 | 0 | 0 | 0 | 0 | 0 | 0 | 0 | 0
Commercial_Restaurant (ID)_Existing_Miscellaneous_Natural Gas_Miscellaneous_E4_Baseline Forecast | Commercial | Restaurant (ID) | Existing | Miscellaneous | Natural Gas | Miscellaneous | E4 |  | Baseline Forecast | 0 | 0 | 0 | 0 | 0 | 0 | 0 | 0 | 0 | 0 | 0 | 0 | 0 | 0 | 0 | 0 | 0 | 0 | 0 | 0 | 0 | 0 | 0 | 0 | 0 | 0 | 0
Commercial_Restaurant (ID)_Existing_Miscellaneous_Natural Gas_Miscellaneous_E5_Baseline Forecast | Commercial | Restaurant (ID) | Existing | Miscellaneous | Natural Gas | Miscellaneous | E5 |  | Baseline Forecast | 0 | 0 | 0 | 0 | 0 | 0 | 0 | 0 | 0 | 0 | 0 | 0 | 0 | 0 | 0 | 0 | 0 | 0 | 0 | 0 | 0 | 0 | 0 | 0 | 0 | 0 | 0
Commercial_Restaurant (ID)_Existing_Miscellaneous_Natural Gas_Miscellaneous_E6_Baseline Forecast | Commercial | Restaurant (ID) | Existing | Miscellaneous | Natural Gas | Miscellaneous | E6 |  | Baseline Forecast | 0 | 0 | 0 | 0 | 0 | 0 | 0 | 0 | 0 | 0 | 0 | 0 | 0 | 0 | 0 | 0 | 0 | 0 | 0 | 0 | 0 | 0 | 0 | 0 | 0 | 0 | 0
Commercial_Restaurant (ID)_Existing_Miscellaneous_Natural Gas_Miscellaneous_E7_Baseline Forecast | Commercial | Restaurant (ID) | Existing | Miscellaneous | Natural Gas | Miscellaneous | E7 |  | Baseline Forecast | 0 | 0 | 0 | 0 | 0 | 0 | 0 | 0 | 0 | 0 | 0 | 0 | 0 | 0 | 0 | 0 | 0 | 0 | 0 | 0 | 0 | 0 | 0 | 0 | 0 | 0 | 0
Commercial_Restaurant (ID)_Existing_Miscellaneous_Natural Gas_Miscellaneous_E8_Baseline Forecast | Commercial | Restaurant (ID) | Existing | Miscellaneous | Natural Gas | Miscellaneous | E8 |  | Baseline Forecast | 0 | 0 | 0 | 0 | 0 | 0 | 0 | 0 | 0 | 0 | 0 | 0 | 0 | 0 | 0 | 0 | 0 | 0 | 0 | 0 | 0 | 0 | 0 | 0 | 0 | 0 | 0
Commercial_Restaurant (ID)_Existing_Miscellaneous_Natural Gas_Miscellaneous_E9_Baseline Forecast | Commercial | Restaurant (ID) | Existing | Miscellaneous | Natural Gas | Miscellaneous | E9 |  | Baseline Forecast | 0 | 0 | 0 | 0 | 0 | 0 | 0 | 0 | 0 | 0 | 0 | 0 | 0 | 0 | 0 | 0 | 0 | 0 | 0 | 0 | 0 | 0 | 0 | 0 | 0 | 0 | 0
Commercial_Restaurant (ID)_Existing_Miscellaneous_Natural Gas_Miscellaneous_E10_Baseline Forecast | Commercial | Restaurant (ID) | Existing | Miscellaneous | Natural Gas | Miscellaneous | E10 |  | Baseline Forecast | 0 | 0 | 0 | 0 | 0 | 0 | 0 | 0 | 0 | 0 | 0 | 0 | 0 | 0 | 0 | 0 | 0 | 0 | 0 | 0 | 0 | 0 | 0 | 0 | 0 | 0 | 0
Commercial_Restaurant (ID)_Existing_Miscellaneous_Natural Gas_Miscellaneous_Vintage_Baseline Forecast | Commercial | Restaurant (ID) | Existing | Miscellaneous | Natural Gas | Miscellaneous | Vintage | Vintage | Baseline Forecast | 243654.0728 | 219176.3826 | 191574.1725 | 161557.9427 | 136244.7167 | 114897.6182 | 96895.2264 | 81713.4859 | 68910.4512 | 58113.422 | 49008.0932 | 41329.4058 | 34853.8307 | 29392.8618 | 24787.5286 | 20903.7684 | 17628.5236 | 14866.4508 | 12537.1451 | 10572.7998 | 8916.2321 | 7519.2188 | 6341.0923 | 5347.5571 | 4509.691 | 3803.1035 | 3207.2255
Commercial_Restaurant (ID)_New_Space Heating_Natural Gas_Furnace_E1_Baseline Forecast | Commercial | Restaurant (ID) | New | Space Heating | Natural Gas | Furnace | E1 | AFUE 80% (Standard) | Baseline Forecast | 0 | 4028.3911 | 7780.445 | 12349.3196 | 17037.7891 | 21258.7368 | 24920.582 | 28462.8038 | 31902.1425 | 35210.9223 | 38473.3533 | 41743.4394 | 44966.8268 | 48149.5399 | 51317.1298 | 54459.613 | 57565.2192 | 60623.9436 | 63652.4131 | 66633.4973 | 69546.5034 | 72416.9087 | 75264.852 | 78115.7911 | 80922.3517 | 83875.1554 | 86493.4259
Commercial_Restaurant (ID)_New_Space Heating_Natural Gas_Furnace_E2_Baseline Forecast | Commercial | Restaurant (ID) | New | Space Heating | Natural Gas | Furnace | E2 | AFUE 90% | Baseline Forecast | 0 | 0 | 0 | 0 | 0 | 0 | 0 | 0 | 0 | 0 | 0 | 0 | 0 | 0 | 0 | 0 | 0 | 0 | 0 | 0 | 0 | 0 | 0 | 0 | 0 | 0 | 0
Commercial_Restaurant (ID)_New_Space Heating_Natural Gas_Furnace_E3_Baseline Forecast | Commercial | Restaurant (ID) | New | Space Heating | Natural Gas | Furnace | E3 | AFUE 96% | Baseline Forecast | 0 | 0 | 0 | 0 | 0 | 0 | 0 | 0 | 0 | 0 | 0 | 0 | 0 | 0 | 0 | 0 | 0 | 0 | 0 | 0 | 0 | 0 | 0 | 0 | 0 | 0 | 0
Commercial_Restaurant (ID)_New_Space Heating_Natural Gas_Furnace_E4_Baseline Forecast | Commercial | Restaurant (ID) | New | Space Heating | Natural Gas | Furnace | E4 |  | Baseline Forecast | 0 | 0 | 0 | 0 | 0 | 0 | 0 | 0 | 0 | 0 | 0 | 0 | 0 | 0 | 0 | 0 | 0 | 0 | 0 | 0 | 0 | 0 | 0 | 0 | 0 | 0 | 0
Commercial_Restaurant (ID)_New_Space Heating_Natural Gas_Furnace_E5_Baseline Forecast | Commercial | Restaurant (ID) | New | Space Heating | Natural Gas | Furnace | E5 |  | Baseline Forecast | 0 | 0 | 0 | 0 | 0 | 0 | 0 | 0 | 0 | 0 | 0 | 0 | 0 | 0 | 0 | 0 | 0 | 0 | 0 | 0 | 0 | 0 | 0 | 0 | 0 | 0 | 0
Commercial_Restaurant (ID)_New_Space Heating_Natural Gas_Furnace_E6_Baseline Forecast | Commercial | Restaurant (ID) | New | Space Heating | Natural Gas | Furnace | E6 |  | Baseline Forecast | 0 | 0 | 0 | 0 | 0 | 0 | 0 | 0 | 0 | 0 | 0 | 0 | 0 | 0 | 0 | 0 | 0 | 0 | 0 | 0 | 0 | 0 | 0 | 0 | 0 | 0 | 0
Commercial_Restaurant (ID)_New_Space Heating_Natural Gas_Furnace_E7_Baseline Forecast | Commercial | Restaurant (ID) | New | Space Heating | Natural Gas | Furnace | E7 |  | Baseline Forecast | 0 | 0 | 0 | 0 | 0 | 0 | 0 | 0 | 0 | 0 | 0 | 0 | 0 | 0 | 0 | 0 | 0 | 0 | 0 | 0 | 0 | 0 | 0 | 0 | 0 | 0 | 0
Commercial_Restaurant (ID)_New_Space Heating_Natural Gas_Furnace_E8_Baseline Forecast | Commercial | Restaurant (ID) | New | Space Heating | Natural Gas | Furnace | E8 |  | Baseline Forecast | 0 | 0 | 0 | 0 | 0 | 0 | 0 | 0 | 0 | 0 | 0 | 0 | 0 | 0 | 0 | 0 | 0 | 0 | 0 | 0 | 0 | 0 | 0 | 0 | 0 | 0 | 0
Commercial_Restaurant (ID)_New_Space Heating_Natural Gas_Furnace_E9_Baseline Forecast | Commercial | Restaurant (ID) | New | Space Heating | Natural Gas | Furnace | E9 |  | Baseline Forecast | 0 | 0 | 0 | 0 | 0 | 0 | 0 | 0 | 0 | 0 | 0 | 0 | 0 | 0 | 0 | 0 | 0 | 0 | 0 | 0 | 0 | 0 | 0 | 0 | 0 | 0 | 0
Commercial_Restaurant (ID)_New_Space Heating_Natural Gas_Furnace_E10_Baseline Forecast | Commercial | Restaurant (ID) | New | Space Heating | Natural Gas | Furnace | E10 |  | Baseline Forecast | 0 | 0 | 0 | 0 | 0 | 0 | 0 | 0 | 0 | 0 | 0 | 0 | 0 | 0 | 0 | 0 | 0 | 0 | 0 | 0 | 0 | 0 | 0 | 0 | 0 | 0 | 0
Commercial_Restaurant (ID)_New_Space Heating_Natural Gas_Furnace_Vintage_Baseline Forecast | Commercial | Restaurant (ID) | New | Space Heating | Natural Gas | Furnace | Vintage | Vintage | Baseline Forecast | 0 | 0 | 0 | 0 | 0 | 0 | 0 | 0 | 0 | 0 | 0 | 0 | 0 | 0 | 0 | 0 | 0 | 0 | 0 | 0 | 0 | 0 | 0 | 0 | 0 | 0 | 0
Commercial_Restaurant (ID)_New_Space Heating_Natural Gas_Boiler_E1_Baseline Forecast | Commercial | Restaurant (ID) | New | Space Heating | Natural Gas | Boiler | E1 | AFUE 80% (Standard) | Baseline Forecast | 0 | 17.2584 | 33.3329 | 52.9069 | 72.3139 | 89.7858 | 104.9433 | 119.6057 | 130.5203 | 141.0207 | 151.3739 | 161.7514 | 171.9808 | 182.081 | 192.1333 | 202.1059 | 213.4293 | 224.5818 | 235.624 | 246.4934 | 257.1145 | 267.5804 | 277.9643 | 288.3592 | 298.5923 | 309.3585 | 318.9051
Commercial_Restaurant (ID)_New_Space Heating_Natural Gas_Boiler_E2_Baseline Forecast | Commercial | Restaurant (ID) | New | Space Heating | Natural Gas | Boiler | E2 | AFUE 85% | Baseline Forecast | 0 | 0 | 0 | 0 | 0 | 0 | 0 | 0 | 0 | 0 | 0 | 0 | 0 | 0 | 0 | 0 | 0 | 0 | 0 | 0 | 0 | 0 | 0 | 0 | 0 | 0 | 0
Commercial_Restaurant (ID)_New_Space Heating_Natural Gas_Boiler_E3_Baseline Forecast | Commercial | Restaurant (ID) | New | Space Heating | Natural Gas | Boiler | E3 | AFUE 97% | Baseline Forecast | 0 | 3.6609 | 7.0706 | 11.2227 | 16.1626 | 20.61 | 24.4683 | 28.2005 | 35.1462 | 41.8283 | 48.4167 | 55.0206 | 61.5302 | 67.9576 | 74.3545 | 80.7007 | 85.5046 | 90.2359 | 94.9205 | 99.5317 | 104.0377 | 108.4777 | 112.8831 | 117.293 | 121.6343 | 126.2018 | 130.2519
Commercial_Restaurant (ID)_New_Space Heating_Natural Gas_Boiler_E4_Baseline Forecast | Commercial | Restaurant (ID) | New | Space Heating | Natural Gas | Boiler | E4 | Convert to NG Air Source Heat Pump | Baseline Forecast | 0 | 0 | 0 | 0 | 0 | 0 | 0 | 0 | 0 | 0 | 0 | 0 | 0 | 0 | 0 | 0 | 0 | 0 | 0 | 0 | 0 | 0 | 0 | 0 | 0 | 0 | 0
Commercial_Restaurant (ID)_New_Space Heating_Natural Gas_Boiler_E5_Baseline Forecast | Commercial | Restaurant (ID) | New | Space Heating | Natural Gas | Boiler | E5 |  | Baseline Forecast | 0 | 0 | 0 | 0 | 0 | 0 | 0 | 0 | 0 | 0 | 0 | 0 | 0 | 0 | 0 | 0 | 0 | 0 | 0 | 0 | 0 | 0 | 0 | 0 | 0 | 0 | 0
Commercial_Restaurant (ID)_New_Space Heating_Natural Gas_Boiler_E6_Baseline Forecast | Commercial | Restaurant (ID) | New | Space Heating | Natural Gas | Boiler | E6 |  | Baseline Forecast | 0 | 0 | 0 | 0 | 0 | 0 | 0 | 0 | 0 | 0 | 0 | 0 | 0 | 0 | 0 | 0 | 0 | 0 | 0 | 0 | 0 | 0 | 0 | 0 | 0 | 0 | 0
Commercial_Restaurant (ID)_New_Space Heating_Natural Gas_Boiler_E7_Baseline Forecast | Commercial | Restaurant (ID) | New | Space Heating | Natural Gas | Boiler | E7 |  | Baseline Forecast | 0 | 0 | 0 | 0 | 0 | 0 | 0 | 0 | 0 | 0 | 0 | 0 | 0 | 0 | 0 | 0 | 0 | 0 | 0 | 0 | 0 | 0 | 0 | 0 | 0 | 0 | 0
Commercial_Restaurant (ID)_New_Space Heating_Natural Gas_Boiler_E8_Baseline Forecast | Commercial | Restaurant (ID) | New | Space Heating | Natural Gas | Boiler | E8 |  | Baseline Forecast | 0 | 0 | 0 | 0 | 0 | 0 | 0 | 0 | 0 | 0 | 0 | 0 | 0 | 0 | 0 | 0 | 0 | 0 | 0 | 0 | 0 | 0 | 0 | 0 | 0 | 0 | 0
Commercial_Restaurant (ID)_New_Space Heating_Natural Gas_Boiler_E9_Baseline Forecast | Commercial | Restaurant (ID) | New | Space Heating | Natural Gas | Boiler | E9 |  | Baseline Forecast | 0 | 0 | 0 | 0 | 0 | 0 | 0 | 0 | 0 | 0 | 0 | 0 | 0 | 0 | 0 | 0 | 0 | 0 | 0 | 0 | 0 | 0 | 0 | 0 | 0 | 0 | 0
Commercial_Restaurant (ID)_New_Space Heating_Natural Gas_Boiler_E10_Baseline Forecast | Commercial | Restaurant (ID) | New | Space Heating | Natural Gas | Boiler | E10 |  | Baseline Forecast | 0 | 0 | 0 | 0 | 0 | 0 | 0 | 0 | 0 | 0 | 0 | 0 | 0 | 0 | 0 | 0 | 0 | 0 | 0 | 0 | 0 | 0 | 0 | 0 | 0 | 0 | 0
Commercial_Restaurant (ID)_New_Space Heating_Natural Gas_Boiler_Vintage_Baseline Forecast | Commercial | Restaurant (ID) | New | Space Heating | Natural Gas | Boiler | Vintage | Vintage | Baseline Forecast | 0 | 0 | 0 | 0 | 0 | 0 | 0 | 0 | 0 | 0 | 0 | 0 | 0 | 0 | 0 | 0 | 0 | 0 | 0 | 0 | 0 | 0 | 0 | 0 | 0 | 0 | 0
Commercial_Restaurant (ID)_New_Space Heating_Natural Gas_Unit Heater_E1_Baseline Forecast | Commercial | Restaurant (ID) | New | Space Heating | Natural Gas | Unit Heater | E1 | Standard | Baseline Forecast | 0 | 45.0305 | 86.972 | 138.0441 | 190.4531 | 237.636 | 278.5691 | 318.165 | 356.6109 | 393.5974 | 430.0657 | 466.6196 | 502.6516 | 538.2288 | 573.637 | 608.7645 | 643.4798 | 677.6711 | 711.5242 | 744.8476 | 777.4099 | 809.4961 | 841.3312 | 873.1998 | 904.5723 | 937.5795 | 966.8473
Commercial_Restaurant (ID)_New_Space Heating_Natural Gas_Unit Heater_E2_Baseline Forecast | Commercial | Restaurant (ID) | New | Space Heating | Natural Gas | Unit Heater | E2 | Condensing | Baseline Forecast | 0 | 0 | 0 | 0 | 0 | 0 | 0 | 0 | 0 | 0 | 0 | 0 | 0 | 0 | 0 | 0 | 0 | 0 | 0 | 0 | 0 | 0 | 0 | 0 | 0 | 0 | 0
Commercial_Restaurant (ID)_New_Space Heating_Natural Gas_Unit Heater_E3_Baseline Forecast | Commercial | Restaurant (ID) | New | Space Heating | Natural Gas | Unit Heater | E3 | Infrared Radiant | Baseline Forecast | 0 | 0 | 0 | 0 | 0 | 0 | 0 | 0 | 0 | 0 | 0 | 0 | 0 | 0 | 0 | 0 | 0 | 0 | 0 | 0 | 0 | 0 | 0 | 0 | 0 | 0 | 0
Commercial_Restaurant (ID)_New_Space Heating_Natural Gas_Unit Heater_E4_Baseline Forecast | Commercial | Restaurant (ID) | New | Space Heating | Natural Gas | Unit Heater | E4 |  | Baseline Forecast | 0 | 0 | 0 | 0 | 0 | 0 | 0 | 0 | 0 | 0 | 0 | 0 | 0 | 0 | 0 | 0 | 0 | 0 | 0 | 0 | 0 | 0 | 0 | 0 | 0 | 0 | 0
Commercial_Restaurant (ID)_New_Space Heating_Natural Gas_Unit Heater_E5_Baseline Forecast | Commercial | Restaurant (ID) | New | Space Heating | Natural Gas | Unit Heater | E5 |  | Baseline Forecast | 0 | 0 | 0 | 0 | 0 | 0 | 0 | 0 | 0 | 0 | 0 | 0 | 0 | 0 | 0 | 0 | 0 | 0 | 0 | 0 | 0 | 0 | 0 | 0 | 0 | 0 | 0
Commercial_Restaurant (ID)_New_Space Heating_Natural Gas_Unit Heater_E6_Baseline Forecast | Commercial | Restaurant (ID) | New | Space Heating | Natural Gas | Unit Heater | E6 |  | Baseline Forecast | 0 | 0 | 0 | 0 | 0 | 0 | 0 | 0 | 0 | 0 | 0 | 0 | 0 | 0 | 0 | 0 | 0 | 0 | 0 | 0 | 0 | 0 | 0 | 0 | 0 | 0 | 0
Commercial_Restaurant (ID)_New_Space Heating_Natural Gas_Unit Heater_E7_Baseline Forecast | Commercial | Restaurant (ID) | New | Space Heating | Natural Gas | Unit Heater | E7 |  | Baseline Forecast | 0 | 0 | 0 | 0 | 0 | 0 | 0 | 0 | 0 | 0 | 0 | 0 | 0 | 0 | 0 | 0 | 0 | 0 | 0 | 0 | 0 | 0 | 0 | 0 | 0 | 0 | 0
Commercial_Restaurant (ID)_New_Space Heating_Natural Gas_Unit Heater_E8_Baseline Forecast | Commercial | Restaurant (ID) | New | Space Heating | Natural Gas | Unit Heater | E8 |  | Baseline Forecast | 0 | 0 | 0 | 0 | 0 | 0 | 0 | 0 | 0 | 0 | 0 | 0 | 0 | 0 | 0 | 0 | 0 | 0 | 0 | 0 | 0 | 0 | 0 | 0 | 0 | 0 | 0
Commercial_Restaurant (ID)_New_Space Heating_Natural Gas_Unit Heater_E9_Baseline Forecast | Commercial | Restaurant (ID) | New | Space Heating | Natural Gas | Unit Heater | E9 |  | Baseline Forecast | 0 | 0 | 0 | 0 | 0 | 0 | 0 | 0 | 0 | 0 | 0 | 0 | 0 | 0 | 0 | 0 | 0 | 0 | 0 | 0 | 0 | 0 | 0 | 0 | 0 | 0 | 0
Commercial_Restaurant (ID)_New_Space Heating_Natural Gas_Unit Heater_E10_Baseline Forecast | Commercial | Restaurant (ID) | New | Space Heating | Natural Gas | Unit Heater | E10 |  | Baseline Forecast | 0 | 0 | 0 | 0 | 0 | 0 | 0 | 0 | 0 | 0 | 0 | 0 | 0 | 0 | 0 | 0 | 0 | 0 | 0 | 0 | 0 | 0 | 0 | 0 | 0 | 0 | 0
Commercial_Restaurant (ID)_New_Space Heating_Natural Gas_Unit Heater_Vintage_Baseline Forecast | Commercial | Restaurant (ID) | New | Space Heating | Natural Gas | Unit Heater | Vintage | Vintage | Baseline Forecast | 0 | 0 | 0 | 0 | 0 | 0 | 0 | 0 | 0 | 0 | 0 | 0 | 0 | 0 | 0 | 0 | 0 | 0 | 0 | 0 | 0 | 0 | 0 | 0 | 0 | 0 | 0
Commercial_Restaurant (ID)_New_Water Heating_Natural Gas_Water Heater_E1_Baseline Forecast | Commercial | Restaurant (ID) | New | Water Heating | Natural Gas | Water Heater | E1 | TE 0.80 | Baseline Forecast | 0 | 2151.8883 | 4156.1625 | 6596.7666 | 9101.2559 | 11356.0042 | 13312.0907 | 15204.2768 | 17041.5047 | 18808.9906 | 20551.7179 | 22298.5343 | 24020.4052 | 25720.5488 | 27412.6137 | 29091.2672 | 30750.2217 | 32384.1329 | 34001.8824 | 35594.3197 | 37150.391 | 38683.7057 | 40205.0217 | 41727.938 | 43227.1481 | 44804.4785 | 46203.1077
Commercial_Restaurant (ID)_New_Water Heating_Natural Gas_Water Heater_E2_Baseline Forecast | Commercial | Restaurant (ID) | New | Water Heating | Natural Gas | Water Heater | E2 | TE 0.90 | Baseline Forecast | 0 | 0 | 0 | 0 | 0 | 0 | 0 | 0 | 0 | 0 | 0 | 0 | 0 | 0 | 0 | 0 | 0 | 0 | 0 | 0 | 0 | 0 | 0 | 0 | 0 | 0 | 0
Commercial_Restaurant (ID)_New_Water Heating_Natural Gas_Water Heater_E3_Baseline Forecast | Commercial | Restaurant (ID) | New | Water Heating | Natural Gas | Water Heater | E3 | TE 0.94 | Baseline Forecast | 0 | 2426.5974 | 4686.7365 | 7438.907 | 10263.1184 | 12805.7068 | 15011.5066 | 17145.2483 | 19217.016 | 21210.1383 | 23175.3414 | 25145.1557 | 27086.84 | 29004.0231 | 30912.0964 | 32805.046 | 34675.782 | 36518.2775 | 38342.5483 | 40138.2754 | 41892.9941 | 43622.0511 | 45337.5777 | 47054.9088 | 48745.5074 | 50524.1991 | 52101.3768
Commercial_Restaurant (ID)_New_Water Heating_Natural Gas_Water Heater_E4_Baseline Forecast | Commercial | Restaurant (ID) | New | Water Heating | Natural Gas | Water Heater | E4 | Instantaneous TE 0.94 | Baseline Forecast | 0 | 0 | 0 | 0 | 0 | 0 | 0 | 0 | 0 | 0 | 0 | 0 | 0 | 0 | 0 | 0 | 0 | 0 | 0 | 0 | 0 | 0 | 0 | 0 | 0 | 0 | 0
Commercial_Restaurant (ID)_New_Water Heating_Natural Gas_Water Heater_E5_Baseline Forecast | Commercial | Restaurant (ID) | New | Water Heating | Natural Gas | Water Heater | E5 | Gas-Fired Absorption HPWH | Baseline Forecast | 0 | 0 | 0 | 0 | 0 | 0 | 0 | 0 | 0 | 0 | 0 | 0 | 0 | 0 | 0 | 0 | 0 | 0 | 0 | 0 | 0 | 0 | 0 | 0 | 0 | 0 | 0
Commercial_Restaurant (ID)_New_Water Heating_Natural Gas_Water Heater_E6_Baseline Forecast | Commercial | Restaurant (ID) | New | Water Heating | Natural Gas | Water Heater | E6 |  | Baseline Forecast | 0 | 0 | 0 | 0 | 0 | 0 | 0 | 0 | 0 | 0 | 0 | 0 | 0 | 0 | 0 | 0 | 0 | 0 | 0 | 0 | 0 | 0 | 0 | 0 | 0 | 0 | 0
Commercial_Restaurant (ID)_New_Water Heating_Natural Gas_Water Heater_E7_Baseline Forecast | Commercial | Restaurant (ID) | New | Water Heating | Natural Gas | Water Heater | E7 |  | Baseline Forecast | 0 | 0 | 0 | 0 | 0 | 0 | 0 | 0 | 0 | 0 | 0 | 0 | 0 | 0 | 0 | 0 | 0 | 0 | 0 | 0 | 0 | 0 | 0 | 0 | 0 | 0 | 0
Commercial_Restaurant (ID)_New_Water Heating_Natural Gas_Water Heater_E8_Baseline Forecast | Commercial | Restaurant (ID) | New | Water Heating | Natural Gas | Water Heater | E8 |  | Baseline Forecast | 0 | 0 | 0 | 0 | 0 | 0 | 0 | 0 | 0 | 0 | 0 | 0 | 0 | 0 | 0 | 0 | 0 | 0 | 0 | 0 | 0 | 0 | 0 | 0 | 0 | 0 | 0
Commercial_Restaurant (ID)_New_Water Heating_Natural Gas_Water Heater_E9_Baseline Forecast | Commercial | Restaurant (ID) | New | Water Heating | Natural Gas | Water Heater | E9 |  | Baseline Forecast | 0 | 0 | 0 | 0 | 0 | 0 | 0 | 0 | 0 | 0 | 0 | 0 | 0 | 0 | 0 | 0 | 0 | 0 | 0 | 0 | 0 | 0 | 0 | 0 | 0 | 0 | 0
Commercial_Restaurant (ID)_New_Water Heating_Natural Gas_Water Heater_E10_Baseline Forecast | Commercial | Restaurant (ID) | New | Water Heating | Natural Gas | Water Heater | E10 |  | Baseline Forecast | 0 | 0 | 0 | 0 | 0 | 0 | 0 | 0 | 0 | 0 | 0 | 0 | 0 | 0 | 0 | 0 | 0 | 0 | 0 | 0 | 0 | 0 | 0 | 0 | 0 | 0 | 0
Commercial_Restaurant (ID)_New_Water Heating_Natural Gas_Water Heater_Vintage_Baseline Forecast | Commercial | Restaurant (ID) | New | Water Heating | Natural Gas | Water Heater | Vintage | Vintage | Baseline Forecast | 0 | 0 | 0 | 0 | 0 | 0 | 0 | 0 | 0 | 0 | 0 | 0 | 0 | 0 | 0 | 0 | 0 | 0 | 0 | 0 | 0 | 0 | 0 | 0 | 0 | 0 | 0
Commercial_Restaurant (ID)_New_Food Preparation_Natural Gas_Oven_E1_Baseline Forecast | Commercial | Restaurant (ID) | New | Food Preparation | Natural Gas | Oven | E1 | Standard | Baseline Forecast | 0 | 134.3787 | 259.5393 | 411.9474 | 568.3449 | 709.1468 | 831.2983 | 949.4594 | 1064.1885 | 1174.5624 | 1283.3903 | 1392.4735 | 1499.9989 | 1606.1675 | 1711.8317 | 1816.6583 | 1920.2548 | 2022.2874 | 2123.3108 | 2222.7535 | 2319.9253 | 2415.676 | 2510.6774 | 2605.7787 | 2699.3997 | 2797.899 | 2885.239
Commercial_Restaurant (ID)_New_Food Preparation_Natural Gas_Oven_E2_Baseline Forecast | Commercial | Restaurant (ID) | New | Food Preparation | Natural Gas | Oven | E2 | ENERGY STAR (>42% Baking Efficiency) | Baseline Forecast | 0 | 193.3742 | 373.4834 | 592.8023 | 817.8621 | 1020.4796 | 1196.2585 | 1366.2952 | 1531.3932 | 1690.224 | 1846.8299 | 2003.8033 | 2158.535 | 2311.3142 | 2463.3675 | 2614.2156 | 2763.2935 | 2910.1209 | 3055.496 | 3198.5965 | 3338.4291 | 3476.2166 | 3612.926 | 3749.7791 | 3884.502 | 4026.2449 | 4151.9293
Commercial_Restaurant (ID)_New_Food Preparation_Natural Gas_Oven_E3_Baseline Forecast | Commercial | Restaurant (ID) | New | Food Preparation | Natural Gas | Oven | E3 |  | Baseline Forecast | 0 | 0 | 0 | 0 | 0 | 0 | 0 | 0 | 0 | 0 | 0 | 0 | 0 | 0 | 0 | 0 | 0 | 0 | 0 | 0 | 0 | 0 | 0 | 0 | 0 | 0 | 0
Commercial_Restaurant (ID)_New_Food Preparation_Natural Gas_Oven_E4_Baseline Forecast | Commercial | Restaurant (ID) | New | Food Preparation | Natural Gas | Oven | E4 |  | Baseline Forecast | 0 | 0 | 0 | 0 | 0 | 0 | 0 | 0 | 0 | 0 | 0 | 0 | 0 | 0 | 0 | 0 | 0 | 0 | 0 | 0 | 0 | 0 | 0 | 0 | 0 | 0 | 0
Commercial_Restaurant (ID)_New_Food Preparation_Natural Gas_Oven_E5_Baseline Forecast | Commercial | Restaurant (ID) | New | Food Preparation | Natural Gas | Oven | E5 |  | Baseline Forecast | 0 | 0 | 0 | 0 | 0 | 0 | 0 | 0 | 0 | 0 | 0 | 0 | 0 | 0 | 0 | 0 | 0 | 0 | 0 | 0 | 0 | 0 | 0 | 0 | 0 | 0 | 0
Commercial_Restaurant (ID)_New_Food Preparation_Natural Gas_Oven_E6_Baseline Forecast | Commercial | Restaurant (ID) | New | Food Preparation | Natural Gas | Oven | E6 |  | Baseline Forecast | 0 | 0 | 0 | 0 | 0 | 0 | 0 | 0 | 0 | 0 | 0 | 0 | 0 | 0 | 0 | 0 | 0 | 0 | 0 | 0 | 0 | 0 | 0 | 0 | 0 | 0 | 0
Commercial_Restaurant (ID)_New_Food Preparation_Natural Gas_Oven_E7_Baseline Forecast | Commercial | Restaurant (ID) | New | Food Preparation | Natural Gas | Oven | E7 |  | Baseline Forecast | 0 | 0 | 0 | 0 | 0 | 0 | 0 | 0 | 0 | 0 | 0 | 0 | 0 | 0 | 0 | 0 | 0 | 0 | 0 | 0 | 0 | 0 | 0 | 0 | 0 | 0 | 0
Commercial_Restaurant (ID)_New_Food Preparation_Natural Gas_Oven_E8_Baseline Forecast | Commercial | Restaurant (ID) | New | Food Preparation | Natural Gas | Oven | E8 |  | Baseline Forecast | 0 | 0 | 0 | 0 | 0 | 0 | 0 | 0 | 0 | 0 | 0 | 0 | 0 | 0 | 0 | 0 | 0 | 0 | 0 | 0 | 0 | 0 | 0 | 0 | 0 | 0 | 0
Commercial_Restaurant (ID)_New_Food Preparation_Natural Gas_Oven_E9_Baseline Forecast | Commercial | Restaurant (ID) | New | Food Preparation | Natural Gas | Oven | E9 |  | Baseline Forecast | 0 | 0 | 0 | 0 | 0 | 0 | 0 | 0 | 0 | 0 | 0 | 0 | 0 | 0 | 0 | 0 | 0 | 0 | 0 | 0 | 0 | 0 | 0 | 0 | 0 | 0 | 0
Commercial_Restaurant (ID)_New_Food Preparation_Natural Gas_Oven_E10_Baseline Forecast | Commercial | Restaurant (ID) | New | Food Preparation | Natural Gas | Oven | E10 |  | Baseline Forecast | 0 | 0 | 0 | 0 | 0 | 0 | 0 | 0 | 0 | 0 | 0 | 0 | 0 | 0 | 0 | 0 | 0 | 0 | 0 | 0 | 0 | 0 | 0 | 0 | 0 | 0 | 0
Commercial_Restaurant (ID)_New_Food Preparation_Natural Gas_Oven_Vintage_Baseline Forecast | Commercial | Restaurant (ID) | New | Food Preparation | Natural Gas | Oven | Vintage | Vintage | Baseline Forecast | 0 | 0 | 0 | 0 | 0 | 0 | 0 | 0 | 0 | 0 | 0 | 0 | 0 | 0 | 0 | 0 | 0 | 0 | 0 | 0 | 0 | 0 | 0 | 0 | 0 | 0 | 0
Commercial_Restaurant (ID)_New_Food Preparation_Natural Gas_Conveyor Oven_E1_Baseline Forecast | Commercial | Restaurant (ID) | New | Food Preparation | Natural Gas | Conveyor Oven | E1 | Standard | Baseline Forecast | 0 | 67.1893 | 129.7697 | 205.9737 | 284.1724 | 354.5734 | 415.6491 | 474.7297 | 532.0942 | 587.2812 | 641.6951 | 696.2367 | 749.9994 | 803.0838 | 855.9158 | 908.3292 | 960.1274 | 1011.1437 | 1061.6554 | 1111.3768 | 1159.9626 | 1207.838 | 1255.3387 | 1302.8894 | 1349.6998 | 1398.9495 | 1442.6195
Commercial_Restaurant (ID)_New_Food Preparation_Natural Gas_Conveyor Oven_E2_Baseline Forecast | Commercial | Restaurant (ID) | New | Food Preparation | Natural Gas | Conveyor Oven | E2 | ENERGY STAR (>42% Baking Efficiency) | Baseline Forecast | 0 | 96.6871 | 186.7417 | 296.4012 | 408.9311 | 510.2398 | 598.1292 | 683.1476 | 765.6966 | 845.112 | 923.4149 | 1001.9016 | 1079.2675 | 1155.6571 | 1231.6838 | 1307.1078 | 1381.6468 | 1455.0605 | 1527.748 | 1599.2983 | 1669.2145 | 1738.1083 | 1806.463 | 1874.8896 | 1942.251 | 2013.1225 | 2075.9647
Commercial_Restaurant (ID)_New_Food Preparation_Natural Gas_Conveyor Oven_E3_Baseline Forecast | Commercial | Restaurant (ID) | New | Food Preparation | Natural Gas | Conveyor Oven | E3 |  | Baseline Forecast | 0 | 0 | 0 | 0 | 0 | 0 | 0 | 0 | 0 | 0 | 0 | 0 | 0 | 0 | 0 | 0 | 0 | 0 | 0 | 0 | 0 | 0 | 0 | 0 | 0 | 0 | 0
Commercial_Restaurant (ID)_New_Food Preparation_Natural Gas_Conveyor Oven_E4_Baseline Forecast | Commercial | Restaurant (ID) | New | Food Preparation | Natural Gas | Conveyor Oven | E4 |  | Baseline Forecast | 0 | 0 | 0 | 0 | 0 | 0 | 0 | 0 | 0 | 0 | 0 | 0 | 0 | 0 | 0 | 0 | 0 | 0 | 0 | 0 | 0 | 0 | 0 | 0 | 0 | 0 | 0
Commercial_Restaurant (ID)_New_Food Preparation_Natural Gas_Conveyor Oven_E5_Baseline Forecast | Commercial | Restaurant (ID) | New | Food Preparation | Natural Gas | Conveyor Oven | E5 |  | Baseline Forecast | 0 | 0 | 0 | 0 | 0 | 0 | 0 | 0 | 0 | 0 | 0 | 0 | 0 | 0 | 0 | 0 | 0 | 0 | 0 | 0 | 0 | 0 | 0 | 0 | 0 | 0 | 0
Commercial_Restaurant (ID)_New_Food Preparation_Natural Gas_Conveyor Oven_E6_Baseline Forecast | Commercial | Restaurant (ID) | New | Food Preparation | Natural Gas | Conveyor Oven | E6 |  | Baseline Forecast | 0 | 0 | 0 | 0 | 0 | 0 | 0 | 0 | 0 | 0 | 0 | 0 | 0 | 0 | 0 | 0 | 0 | 0 | 0 | 0 | 0 | 0 | 0 | 0 | 0 | 0 | 0
Commercial_Restaurant (ID)_New_Food Preparation_Natural Gas_Conveyor Oven_E7_Baseline Forecast | Commercial | Restaurant (ID) | New | Food Preparation | Natural Gas | Conveyor Oven | E7 |  | Baseline Forecast | 0 | 0 | 0 | 0 | 0 | 0 | 0 | 0 | 0 | 0 | 0 | 0 | 0 | 0 | 0 | 0 | 0 | 0 | 0 | 0 | 0 | 0 | 0 | 0 | 0 | 0 | 0
Commercial_Restaurant (ID)_New_Food Preparation_Natural Gas_Conveyor Oven_E8_Baseline Forecast | Commercial | Restaurant (ID) | New | Food Preparation | Natural Gas | Conveyor Oven | E8 |  | Baseline Forecast | 0 | 0 | 0 | 0 | 0 | 0 | 0 | 0 | 0 | 0 | 0 | 0 | 0 | 0 | 0 | 0 | 0 | 0 | 0 | 0 | 0 | 0 | 0 | 0 | 0 | 0 | 0
Commercial_Restaurant (ID)_New_Food Preparation_Natural Gas_Conveyor Oven_E9_Baseline Forecast | Commercial | Restaurant (ID) | New | Food Preparation | Natural Gas | Conveyor Oven | E9 |  | Baseline Forecast | 0 | 0 | 0 | 0 | 0 | 0 | 0 | 0 | 0 | 0 | 0 | 0 | 0 | 0 | 0 | 0 | 0 | 0 | 0 | 0 | 0 | 0 | 0 | 0 | 0 | 0 | 0
Commercial_Restaurant (ID)_New_Food Preparation_Natural Gas_Conveyor Oven_E10_Baseline Forecast | Commercial | Restaurant (ID) | New | Food Preparation | Natural Gas | Conveyor Oven | E10 |  | Baseline Forecast | 0 | 0 | 0 | 0 | 0 | 0 | 0 | 0 | 0 | 0 | 0 | 0 | 0 | 0 | 0 | 0 | 0 | 0 | 0 | 0 | 0 | 0 | 0 | 0 | 0 | 0 | 0
Commercial_Restaurant (ID)_New_Food Preparation_Natural Gas_Conveyor Oven_Vintage_Baseline Forecast | Commercial | Restaurant (ID) | New | Food Preparation | Natural Gas | Conveyor Oven | Vintage | Vintage | Baseline Forecast | 0 | 0 | 0 | 0 | 0 | 0 | 0 | 0 | 0 | 0 | 0 | 0 | 0 | 0 | 0 | 0 | 0 | 0 | 0 | 0 | 0 | 0 | 0 | 0 | 0 | 0 | 0
Commercial_Restaurant (ID)_New_Food Preparation_Natural Gas_Double Rack Oven_E1_Baseline Forecast | Commercial | Restaurant (ID) | New | Food Preparation | Natural Gas | Double Rack Oven | E1 | Standard | Baseline Forecast | 0 | 67.1893 | 129.7697 | 205.9737 | 284.1724 | 354.5734 | 415.6491 | 474.7297 | 532.0942 | 587.2812 | 641.6951 | 696.2367 | 749.9994 | 803.0838 | 855.9158 | 908.3292 | 960.1274 | 1011.1437 | 1061.6554 | 1111.3768 | 1159.9626 | 1207.838 | 1255.3387 | 1302.8894 | 1349.6998 | 1398.9495 | 1442.6195
Commercial_Restaurant (ID)_New_Food Preparation_Natural Gas_Double Rack Oven_E2_Baseline Forecast | Commercial | Restaurant (ID) | New | Food Preparation | Natural Gas | Double Rack Oven | E2 | FTSC Qualified (>50% Cooking Efficiency) | Baseline Forecast | 0 | 96.6871 | 186.7417 | 296.4012 | 408.9311 | 510.2398 | 598.1292 | 683.1476 | 765.6966 | 845.112 | 923.4149 | 1001.9016 | 1079.2675 | 1155.6571 | 1231.6838 | 1307.1078 | 1381.6468 | 1455.0605 | 1527.748 | 1599.2983 | 1669.2145 | 1738.1083 | 1806.463 | 1874.8896 | 1942.251 | 2013.1225 | 2075.9647
Commercial_Restaurant (ID)_New_Food Preparation_Natural Gas_Double Rack Oven_E3_Baseline Forecast | Commercial | Restaurant (ID) | New | Food Preparation | Natural Gas | Double Rack Oven | E3 |  | Baseline Forecast | 0 | 0 | 0 | 0 | 0 | 0 | 0 | 0 | 0 | 0 | 0 | 0 | 0 | 0 | 0 | 0 | 0 | 0 | 0 | 0 | 0 | 0 | 0 | 0 | 0 | 0 | 0
Commercial_Restaurant (ID)_New_Food Preparation_Natural Gas_Double Rack Oven_E4_Baseline Forecast | Commercial | Restaurant (ID) | New | Food Preparation | Natural Gas | Double Rack Oven | E4 |  | Baseline Forecast | 0 | 0 | 0 | 0 | 0 | 0 | 0 | 0 | 0 | 0 | 0 | 0 | 0 | 0 | 0 | 0 | 0 | 0 | 0 | 0 | 0 | 0 | 0 | 0 | 0 | 0 | 0
Commercial_Restaurant (ID)_New_Food Preparation_Natural Gas_Double Rack Oven_E5_Baseline Forecast | Commercial | Restaurant (ID) | New | Food Preparation | Natural Gas | Double Rack Oven | E5 |  | Baseline Forecast | 0 | 0 | 0 | 0 | 0 | 0 | 0 | 0 | 0 | 0 | 0 | 0 | 0 | 0 | 0 | 0 | 0 | 0 | 0 | 0 | 0 | 0 | 0 | 0 | 0 | 0 | 0
Commercial_Restaurant (ID)_New_Food Preparation_Natural Gas_Double Rack Oven_E6_Baseline Forecast | Commercial | Restaurant (ID) | New | Food Preparation | Natural Gas | Double Rack Oven | E6 |  | Baseline Forecast | 0 | 0 | 0 | 0 | 0 | 0 | 0 | 0 | 0 | 0 | 0 | 0 | 0 | 0 | 0 | 0 | 0 | 0 | 0 | 0 | 0 | 0 | 0 | 0 | 0 | 0 | 0
Commercial_Restaurant (ID)_New_Food Preparation_Natural Gas_Double Rack Oven_E7_Baseline Forecast | Commercial | Restaurant (ID) | New | Food Preparation | Natural Gas | Double Rack Oven | E7 |  | Baseline Forecast | 0 | 0 | 0 | 0 | 0 | 0 | 0 | 0 | 0 | 0 | 0 | 0 | 0 | 0 | 0 | 0 | 0 | 0 | 0 | 0 | 0 | 0 | 0 | 0 | 0 | 0 | 0
Commercial_Restaurant (ID)_New_Food Preparation_Natural Gas_Double Rack Oven_E8_Baseline Forecast | Commercial | Restaurant (ID) | New | Food Preparation | Natural Gas | Double Rack Oven | E8 |  | Baseline Forecast | 0 | 0 | 0 | 0 | 0 | 0 | 0 | 0 | 0 | 0 | 0 | 0 | 0 | 0 | 0 | 0 | 0 | 0 | 0 | 0 | 0 | 0 | 0 | 0 | 0 | 0 | 0
Commercial_Restaurant (ID)_New_Food Preparation_Natural Gas_Double Rack Oven_E9_Baseline Forecast | Commercial | Restaurant (ID) | New | Food Preparation | Natural Gas | Double Rack Oven | E9 |  | Baseline Forecast | 0 | 0 | 0 | 0 | 0 | 0 | 0 | 0 | 0 | 0 | 0 | 0 | 0 | 0 | 0 | 0 | 0 | 0 | 0 | 0 | 0 | 0 | 0 | 0 | 0 | 0 | 0
Commercial_Restaurant (ID)_New_Food Preparation_Natural Gas_Double Rack Oven_E10_Baseline Forecast | Commercial | Restaurant (ID) | New | Food Preparation | Natural Gas | Double Rack Oven | E10 |  | Baseline Forecast | 0 | 0 | 0 | 0 | 0 | 0 | 0 | 0 | 0 | 0 | 0 | 0 | 0 | 0 | 0 | 0 | 0 | 0 | 0 | 0 | 0 | 0 | 0 | 0 | 0 | 0 | 0
Commercial_Restaurant (ID)_New_Food Preparation_Natural Gas_Double Rack Oven_Vintage_Baseline Forecast | Commercial | Restaurant (ID) | New | Food Preparation | Natural Gas | Double Rack Oven | Vintage | Vintage | Baseline Forecast | 0 | 0 | 0 | 0 | 0 | 0 | 0 | 0 | 0 | 0 | 0 | 0 | 0 | 0 | 0 | 0 | 0 | 0 | 0 | 0 | 0 | 0 | 0 | 0 | 0 | 0 | 0
Commercial_Restaurant (ID)_New_Food Preparation_Natural Gas_Fryer_E1_Baseline Forecast | Commercial | Restaurant (ID) | New | Food Preparation | Natural Gas | Fryer | E1 | Standard | Baseline Forecast | 0 | 3166.8025 | 6116.3705 | 9708.0584 | 13393.7624 | 16711.9376 | 19590.5907 | 22375.2054 | 25078.9415 | 27680.0424 | 30244.7077 | 32815.3908 | 35349.363 | 37851.3604 | 40341.469 | 42811.8408 | 45253.2228 | 47657.75 | 50038.4932 | 52381.9859 | 54671.9609 | 56928.4465 | 59167.2743 | 61408.4572 | 63614.7532 | 65936.0139 | 67994.2911
Commercial_Restaurant (ID)_New_Food Preparation_Natural Gas_Fryer_E2_Baseline Forecast | Commercial | Restaurant (ID) | New | Food Preparation | Natural Gas | Fryer | E2 | ENERGY STAR | Baseline Forecast | 0 | 1112.6603 | 2148.995 | 3410.9394 | 4705.9165 | 5871.7619 | 6883.1805 | 7861.5586 | 8811.52 | 9725.4203 | 10626.5189 | 11529.7319 | 12420.0465 | 13299.1266 | 14174.0297 | 15041.9981 | 15899.781 | 16744.6149 | 17581.0922 | 18404.4815 | 19209.0674 | 20001.8866 | 20788.5018 | 21575.9444 | 22351.1295 | 23166.7076 | 23889.8861
Commercial_Restaurant (ID)_New_Food Preparation_Natural Gas_Fryer_E3_Baseline Forecast | Commercial | Restaurant (ID) | New | Food Preparation | Natural Gas | Fryer | E3 |  | Baseline Forecast | 0 | 0 | 0 | 0 | 0 | 0 | 0 | 0 | 0 | 0 | 0 | 0 | 0 | 0 | 0 | 0 | 0 | 0 | 0 | 0 | 0 | 0 | 0 | 0 | 0 | 0 | 0
Commercial_Restaurant (ID)_New_Food Preparation_Natural Gas_Fryer_E4_Baseline Forecast | Commercial | Restaurant (ID) | New | Food Preparation | Natural Gas | Fryer | E4 |  | Baseline Forecast | 0 | 0 | 0 | 0 | 0 | 0 | 0 | 0 | 0 | 0 | 0 | 0 | 0 | 0 | 0 | 0 | 0 | 0 | 0 | 0 | 0 | 0 | 0 | 0 | 0 | 0 | 0
Commercial_Restaurant (ID)_New_Food Preparation_Natural Gas_Fryer_E5_Baseline Forecast | Commercial | Restaurant (ID) | New | Food Preparation | Natural Gas | Fryer | E5 |  | Baseline Forecast | 0 | 0 | 0 | 0 | 0 | 0 | 0 | 0 | 0 | 0 | 0 | 0 | 0 | 0 | 0 | 0 | 0 | 0 | 0 | 0 | 0 | 0 | 0 | 0 | 0 | 0 | 0
Commercial_Restaurant (ID)_New_Food Preparation_Natural Gas_Fryer_E6_Baseline Forecast | Commercial | Restaurant (ID) | New | Food Preparation | Natural Gas | Fryer | E6 |  | Baseline Forecast | 0 | 0 | 0 | 0 | 0 | 0 | 0 | 0 | 0 | 0 | 0 | 0 | 0 | 0 | 0 | 0 | 0 | 0 | 0 | 0 | 0 | 0 | 0 | 0 | 0 | 0 | 0
Commercial_Restaurant (ID)_New_Food Preparation_Natural Gas_Fryer_E7_Baseline Forecast | Commercial | Restaurant (ID) | New | Food Preparation | Natural Gas | Fryer | E7 |  | Baseline Forecast | 0 | 0 | 0 | 0 | 0 | 0 | 0 | 0 | 0 | 0 | 0 | 0 | 0 | 0 | 0 | 0 | 0 | 0 | 0 | 0 | 0 | 0 | 0 | 0 | 0 | 0 | 0
Commercial_Restaurant (ID)_New_Food Preparation_Natural Gas_Fryer_E8_Baseline Forecast | Commercial | Restaurant (ID) | New | Food Preparation | Natural Gas | Fryer | E8 |  | Baseline Forecast | 0 | 0 | 0 | 0 | 0 | 0 | 0 | 0 | 0 | 0 | 0 | 0 | 0 | 0 | 0 | 0 | 0 | 0 | 0 | 0 | 0 | 0 | 0 | 0 | 0 | 0 | 0
Commercial_Restaurant (ID)_New_Food Preparation_Natural Gas_Fryer_E9_Baseline Forecast | Commercial | Restaurant (ID) | New | Food Preparation | Natural Gas | Fryer | E9 |  | Baseline Forecast | 0 | 0 | 0 | 0 | 0 | 0 | 0 | 0 | 0 | 0 | 0 | 0 | 0 | 0 | 0 | 0 | 0 | 0 | 0 | 0 | 0 | 0 | 0 | 0 | 0 | 0 | 0
Commercial_Restaurant (ID)_New_Food Preparation_Natural Gas_Fryer_E10_Baseline Forecast | Commercial | Restaurant (ID) | New | Food Preparation | Natural Gas | Fryer | E10 |  | Baseline Forecast | 0 | 0 | 0 | 0 | 0 | 0 | 0 | 0 | 0 | 0 | 0 | 0 | 0 | 0 | 0 | 0 | 0 | 0 | 0 | 0 | 0 | 0 | 0 | 0 | 0 | 0 | 0
Commercial_Restaurant (ID)_New_Food Preparation_Natural Gas_Fryer_Vintage_Baseline Forecast | Commercial | Restaurant (ID) | New | Food Preparation | Natural Gas | Fryer | Vintage | Vintage | Baseline Forecast | 0 | 0 | 0 | 0 | 0 | 0 | 0 | 0 | 0 | 0 | 0 | 0 | 0 | 0 | 0 | 0 | 0 | 0 | 0 | 0 | 0 | 0 | 0 | 0 | 0 | 0 | 0
Commercial_Restaurant (ID)_New_Food Preparation_Natural Gas_Broiler_E1_Baseline Forecast | Commercial | Restaurant (ID) | New | Food Preparation | Natural Gas | Broiler | E1 | Standard | Baseline Forecast | 0 | 2861.2914 | 5526.3057 | 8771.4925 | 12101.6254 | 15099.6862 | 17700.6269 | 20216.6013 | 22659.4998 | 25009.6646 | 27326.9088 | 29649.5903 | 31939.1025 | 34199.7246 | 36449.6049 | 38681.6524 | 40887.5069 | 43060.062 | 45211.1277 | 47328.5365 | 49397.5907 | 51436.3863 | 53459.2276 | 55484.1967 | 57477.6446 | 59574.9663 | 61434.6752
Commercial_Restaurant (ID)_New_Food Preparation_Natural Gas_Broiler_E2_Baseline Forecast | Commercial | Restaurant (ID) | New | Food Preparation | Natural Gas | Broiler | E2 | Infrared Burners | Baseline Forecast | 0 | 1005.3186 | 1941.675 | 3081.8757 | 4251.9224 | 5305.2952 | 6219.1392 | 7103.1302 | 7961.4459 | 8787.1795 | 9601.3463 | 10417.4236 | 11221.8468 | 12016.1195 | 12806.6179 | 13590.8509 | 14365.8808 | 15129.211 | 15884.9908 | 16628.9453 | 17355.9103 | 18072.2438 | 18782.9719 | 19494.4475 | 20194.8481 | 20931.7449 | 21585.1562
Commercial_Restaurant (ID)_New_Food Preparation_Natural Gas_Broiler_E3_Baseline Forecast | Commercial | Restaurant (ID) | New | Food Preparation | Natural Gas | Broiler | E3 |  | Baseline Forecast | 0 | 0 | 0 | 0 | 0 | 0 | 0 | 0 | 0 | 0 | 0 | 0 | 0 | 0 | 0 | 0 | 0 | 0 | 0 | 0 | 0 | 0 | 0 | 0 | 0 | 0 | 0
Commercial_Restaurant (ID)_New_Food Preparation_Natural Gas_Broiler_E4_Baseline Forecast | Commercial | Restaurant (ID) | New | Food Preparation | Natural Gas | Broiler | E4 |  | Baseline Forecast | 0 | 0 | 0 | 0 | 0 | 0 | 0 | 0 | 0 | 0 | 0 | 0 | 0 | 0 | 0 | 0 | 0 | 0 | 0 | 0 | 0 | 0 | 0 | 0 | 0 | 0 | 0
Commercial_Restaurant (ID)_New_Food Preparation_Natural Gas_Broiler_E5_Baseline Forecast | Commercial | Restaurant (ID) | New | Food Preparation | Natural Gas | Broiler | E5 |  | Baseline Forecast | 0 | 0 | 0 | 0 | 0 | 0 | 0 | 0 | 0 | 0 | 0 | 0 | 0 | 0 | 0 | 0 | 0 | 0 | 0 | 0 | 0 | 0 | 0 | 0 | 0 | 0 | 0
Commercial_Restaurant (ID)_New_Food Preparation_Natural Gas_Broiler_E6_Baseline Forecast | Commercial | Restaurant (ID) | New | Food Preparation | Natural Gas | Broiler | E6 |  | Baseline Forecast | 0 | 0 | 0 | 0 | 0 | 0 | 0 | 0 | 0 | 0 | 0 | 0 | 0 | 0 | 0 | 0 | 0 | 0 | 0 | 0 | 0 | 0 | 0 | 0 | 0 | 0 | 0
Commercial_Restaurant (ID)_New_Food Preparation_Natural Gas_Broiler_E7_Baseline Forecast | Commercial | Restaurant (ID) | New | Food Preparation | Natural Gas | Broiler | E7 |  | Baseline Forecast | 0 | 0 | 0 | 0 | 0 | 0 | 0 | 0 | 0 | 0 | 0 | 0 | 0 | 0 | 0 | 0 | 0 | 0 | 0 | 0 | 0 | 0 | 0 | 0 | 0 | 0 | 0
Commercial_Restaurant (ID)_New_Food Preparation_Natural Gas_Broiler_E8_Baseline Forecast | Commercial | Restaurant (ID) | New | Food Preparation | Natural Gas | Broiler | E8 |  | Baseline Forecast | 0 | 0 | 0 | 0 | 0 | 0 | 0 | 0 | 0 | 0 | 0 | 0 | 0 | 0 | 0 | 0 | 0 | 0 | 0 | 0 | 0 | 0 | 0 | 0 | 0 | 0 | 0
Commercial_Restaurant (ID)_New_Food Preparation_Natural Gas_Broiler_E9_Baseline Forecast | Commercial | Restaurant (ID) | New | Food Preparation | Natural Gas | Broiler | E9 |  | Baseline Forecast | 0 | 0 | 0 | 0 | 0 | 0 | 0 | 0 | 0 | 0 | 0 | 0 | 0 | 0 | 0 | 0 | 0 | 0 | 0 | 0 | 0 | 0 | 0 | 0 | 0 | 0 | 0
Commercial_Restaurant (ID)_New_Food Preparation_Natural Gas_Broiler_E10_Baseline Forecast | Commercial | Restaurant (ID) | New | Food Preparation | Natural Gas | Broiler | E10 |  | Baseline Forecast | 0 | 0 | 0 | 0 | 0 | 0 | 0 | 0 | 0 | 0 | 0 | 0 | 0 | 0 | 0 | 0 | 0 | 0 | 0 | 0 | 0 | 0 | 0 | 0 | 0 | 0 | 0
Commercial_Restaurant (ID)_New_Food Preparation_Natural Gas_Broiler_Vintage_Baseline Forecast | Commercial | Restaurant (ID) | New | Food Preparation | Natural Gas | Broiler | Vintage | Vintage | Baseline Forecast | 0 | 0 | 0 | 0 | 0 | 0 | 0 | 0 | 0 | 0 | 0 | 0 | 0 | 0 | 0 | 0 | 0 | 0 | 0 | 0 | 0 | 0 | 0 | 0 | 0 | 0 | 0
Commercial_Restaurant (ID)_New_Food Preparation_Natural Gas_Griddle_E1_Baseline Forecast | Commercial | Restaurant (ID) | New | Food Preparation | Natural Gas | Griddle | E1 | Standard | Baseline Forecast | 0 | 3136.5784 | 6057.9956 | 9615.4042 | 13265.9316 | 16552.438 | 19403.6171 | 22161.6553 | 24839.5868 | 27415.8627 | 29956.0507 | 32502.199 | 35011.9869 | 37490.1051 | 39956.448 | 42403.2424 | 44821.3237 | 47202.902 | 49560.9233 | 51882.0495 | 54150.1689 | 56385.1185 | 58602.5788 | 60822.3717 | 63007.6107 | 65306.7172 | 67345.3501
Commercial_Restaurant (ID)_New_Food Preparation_Natural Gas_Griddle_E2_Baseline Forecast | Commercial | Restaurant (ID) | New | Food Preparation | Natural Gas | Griddle | E2 | ENERGY STAR | Baseline Forecast | 0 | 1281.1376 | 2474.3926 | 3927.4186 | 5418.4791 | 6760.855 | 7925.4211 | 9051.9437 | 10145.7467 | 11198.0284 | 12235.57 | 13275.5461 | 14300.6707 | 15312.8598 | 16320.2393 | 17319.6342 | 18307.3012 | 19280.0586 | 20243.194 | 21191.2597 | 22117.6746 | 23030.5414 | 23936.2646 | 24842.9406 | 25735.5029 | 26674.5746 | 27507.2557
Commercial_Restaurant (ID)_New_Food Preparation_Natural Gas_Griddle_E3_Baseline Forecast | Commercial | Restaurant (ID) | New | Food Preparation | Natural Gas | Griddle | E3 |  | Baseline Forecast | 0 | 0 | 0 | 0 | 0 | 0 | 0 | 0 | 0 | 0 | 0 | 0 | 0 | 0 | 0 | 0 | 0 | 0 | 0 | 0 | 0 | 0 | 0 | 0 | 0 | 0 | 0
Commercial_Restaurant (ID)_New_Food Preparation_Natural Gas_Griddle_E4_Baseline Forecast | Commercial | Restaurant (ID) | New | Food Preparation | Natural Gas | Griddle | E4 |  | Baseline Forecast | 0 | 0 | 0 | 0 | 0 | 0 | 0 | 0 | 0 | 0 | 0 | 0 | 0 | 0 | 0 | 0 | 0 | 0 | 0 | 0 | 0 | 0 | 0 | 0 | 0 | 0 | 0
Commercial_Restaurant (ID)_New_Food Preparation_Natural Gas_Griddle_E5_Baseline Forecast | Commercial | Restaurant (ID) | New | Food Preparation | Natural Gas | Griddle | E5 |  | Baseline Forecast | 0 | 0 | 0 | 0 | 0 | 0 | 0 | 0 | 0 | 0 | 0 | 0 | 0 | 0 | 0 | 0 | 0 | 0 | 0 | 0 | 0 | 0 | 0 | 0 | 0 | 0 | 0
Commercial_Restaurant (ID)_New_Food Preparation_Natural Gas_Griddle_E6_Baseline Forecast | Commercial | Restaurant (ID) | New | Food Preparation | Natural Gas | Griddle | E6 |  | Baseline Forecast | 0 | 0 | 0 | 0 | 0 | 0 | 0 | 0 | 0 | 0 | 0 | 0 | 0 | 0 | 0 | 0 | 0 | 0 | 0 | 0 | 0 | 0 | 0 | 0 | 0 | 0 | 0
Commercial_Restaurant (ID)_New_Food Preparation_Natural Gas_Griddle_E7_Baseline Forecast | Commercial | Restaurant (ID) | New | Food Preparation | Natural Gas | Griddle | E7 |  | Baseline Forecast | 0 | 0 | 0 | 0 | 0 | 0 | 0 | 0 | 0 | 0 | 0 | 0 | 0 | 0 | 0 | 0 | 0 | 0 | 0 | 0 | 0 | 0 | 0 | 0 | 0 | 0 | 0
Commercial_Restaurant (ID)_New_Food Preparation_Natural Gas_Griddle_E8_Baseline Forecast | Commercial | Restaurant (ID) | New | Food Preparation | Natural Gas | Griddle | E8 |  | Baseline Forecast | 0 | 0 | 0 | 0 | 0 | 0 | 0 | 0 | 0 | 0 | 0 | 0 | 0 | 0 | 0 | 0 | 0 | 0 | 0 | 0 | 0 | 0 | 0 | 0 | 0 | 0 | 0
Commercial_Restaurant (ID)_New_Food Preparation_Natural Gas_Griddle_E9_Baseline Forecast | Commercial | Restaurant (ID) | New | Food Preparation | Natural Gas | Griddle | E9 |  | Baseline Forecast | 0 | 0 | 0 | 0 | 0 | 0 | 0 | 0 | 0 | 0 | 0 | 0 | 0 | 0 | 0 | 0 | 0 | 0 | 0 | 0 | 0 | 0 | 0 | 0 | 0 | 0 | 0
Commercial_Restaurant (ID)_New_Food Preparation_Natural Gas_Griddle_E10_Baseline Forecast | Commercial | Restaurant (ID) | New | Food Preparation | Natural Gas | Griddle | E10 |  | Baseline Forecast | 0 | 0 | 0 | 0 | 0 | 0 | 0 | 0 | 0 | 0 | 0 | 0 | 0 | 0 | 0 | 0 | 0 | 0 | 0 | 0 | 0 | 0 | 0 | 0 | 0 | 0 | 0
Commercial_Restaurant (ID)_New_Food Preparation_Natural Gas_Griddle_Vintage_Baseline Forecast | Commercial | Restaurant (ID) | New | Food Preparation | Natural Gas | Griddle | Vintage | Vintage | Baseline Forecast | 0 | 0 | 0 | 0 | 0 | 0 | 0 | 0 | 0 | 0 | 0 | 0 | 0 | 0 | 0 | 0 | 0 | 0 | 0 | 0 | 0 | 0 | 0 | 0 | 0 | 0 | 0
Commercial_Restaurant (ID)_New_Food Preparation_Natural Gas_Range_E1_Baseline Forecast | Commercial | Restaurant (ID) | New | Food Preparation | Natural Gas | Range | E1 | Standard | Baseline Forecast | 0 | 1678.9578 | 3242.7435 | 5146.9647 | 7101.0309 | 8860.2427 | 10386.4311 | 11862.7627 | 13296.2145 | 14675.2519 | 16034.9719 | 17397.8824 | 18741.3298 | 20067.825 | 21388.017 | 22697.7451 | 23992.1035 | 25266.9224 | 26529.1317 | 27771.5917 | 28985.678 | 30182.009 | 31368.9784 | 32557.1963 | 33726.9181 | 34957.5913 | 36048.8373
Commercial_Restaurant (ID)_New_Food Preparation_Natural Gas_Range_E2_Baseline Forecast | Commercial | Restaurant (ID) | New | Food Preparation | Natural Gas | Range | E2 | High Efficiency | Baseline Forecast | 0 | 2416.0613 | 4666.387 | 7406.6078 | 10218.5566 | 12750.1053 | 14946.3276 | 17070.8048 | 19133.577 | 21118.0454 | 23074.7157 | 25035.9772 | 26969.2307 | 28878.0896 | 30777.8781 | 32662.6087 | 34525.2221 | 36359.7176 | 38176.0675 | 39963.9978 | 41711.0976 | 43432.6471 | 45140.725 | 46850.5996 | 48533.8577 | 50304.8265 | 51875.1561
Commercial_Restaurant (ID)_New_Food Preparation_Natural Gas_Range_E3_Baseline Forecast | Commercial | Restaurant (ID) | New | Food Preparation | Natural Gas | Range | E3 |  | Baseline Forecast | 0 | 0 | 0 | 0 | 0 | 0 | 0 | 0 | 0 | 0 | 0 | 0 | 0 | 0 | 0 | 0 | 0 | 0 | 0 | 0 | 0 | 0 | 0 | 0 | 0 | 0 | 0
Commercial_Restaurant (ID)_New_Food Preparation_Natural Gas_Range_E4_Baseline Forecast | Commercial | Restaurant (ID) | New | Food Preparation | Natural Gas | Range | E4 |  | Baseline Forecast | 0 | 0 | 0 | 0 | 0 | 0 | 0 | 0 | 0 | 0 | 0 | 0 | 0 | 0 | 0 | 0 | 0 | 0 | 0 | 0 | 0 | 0 | 0 | 0 | 0 | 0 | 0
Commercial_Restaurant (ID)_New_Food Preparation_Natural Gas_Range_E5_Baseline Forecast | Commercial | Restaurant (ID) | New | Food Preparation | Natural Gas | Range | E5 |  | Baseline Forecast | 0 | 0 | 0 | 0 | 0 | 0 | 0 | 0 | 0 | 0 | 0 | 0 | 0 | 0 | 0 | 0 | 0 | 0 | 0 | 0 | 0 | 0 | 0 | 0 | 0 | 0 | 0
Commercial_Restaurant (ID)_New_Food Preparation_Natural Gas_Range_E6_Baseline Forecast | Commercial | Restaurant (ID) | New | Food Preparation | Natural Gas | Range | E6 |  | Baseline Forecast | 0 | 0 | 0 | 0 | 0 | 0 | 0 | 0 | 0 | 0 | 0 | 0 | 0 | 0 | 0 | 0 | 0 | 0 | 0 | 0 | 0 | 0 | 0 | 0 | 0 | 0 | 0
Commercial_Restaurant (ID)_New_Food Preparation_Natural Gas_Range_E7_Baseline Forecast | Commercial | Restaurant (ID) | New | Food Preparation | Natural Gas | Range | E7 |  | Baseline Forecast | 0 | 0 | 0 | 0 | 0 | 0 | 0 | 0 | 0 | 0 | 0 | 0 | 0 | 0 | 0 | 0 | 0 | 0 | 0 | 0 | 0 | 0 | 0 | 0 | 0 | 0 | 0
Commercial_Restaurant (ID)_New_Food Preparation_Natural Gas_Range_E8_Baseline Forecast | Commercial | Restaurant (ID) | New | Food Preparation | Natural Gas | Range | E8 |  | Baseline Forecast | 0 | 0 | 0 | 0 | 0 | 0 | 0 | 0 | 0 | 0 | 0 | 0 | 0 | 0 | 0 | 0 | 0 | 0 | 0 | 0 | 0 | 0 | 0 | 0 | 0 | 0 | 0
Commercial_Restaurant (ID)_New_Food Preparation_Natural Gas_Range_E9_Baseline Forecast | Commercial | Restaurant (ID) | New | Food Preparation | Natural Gas | Range | E9 |  | Baseline Forecast | 0 | 0 | 0 | 0 | 0 | 0 | 0 | 0 | 0 | 0 | 0 | 0 | 0 | 0 | 0 | 0 | 0 | 0 | 0 | 0 | 0 | 0 | 0 | 0 | 0 | 0 | 0
Commercial_Restaurant (ID)_New_Food Preparation_Natural Gas_Range_E10_Baseline Forecast | Commercial | Restaurant (ID) | New | Food Preparation | Natural Gas | Range | E10 |  | Baseline Forecast | 0 | 0 | 0 | 0 | 0 | 0 | 0 | 0 | 0 | 0 | 0 | 0 | 0 | 0 | 0 | 0 | 0 | 0 | 0 | 0 | 0 | 0 | 0 | 0 | 0 | 0 | 0
Commercial_Restaurant (ID)_New_Food Preparation_Natural Gas_Range_Vintage_Baseline Forecast | Commercial | Restaurant (ID) | New | Food Preparation | Natural Gas | Range | Vintage | Vintage | Baseline Forecast | 0 | 0 | 0 | 0 | 0 | 0 | 0 | 0 | 0 | 0 | 0 | 0 | 0 | 0 | 0 | 0 | 0 | 0 | 0 | 0 | 0 | 0 | 0 | 0 | 0 | 0 | 0
Commercial_Restaurant (ID)_New_Food Preparation_Natural Gas_Steamer_E1_Baseline Forecast | Commercial | Restaurant (ID) | New | Food Preparation | Natural Gas | Steamer | E1 | Standard | Baseline Forecast | 0 | 141.5924 | 273.472 | 434.0617 | 598.855 | 747.2155 | 875.9244 | 1000.4286 | 1121.3167 | 1237.6158 | 1352.2857 | 1467.2248 | 1580.5225 | 1692.3905 | 1803.7269 | 1914.1809 | 2023.3387 | 2130.8487 | 2237.2952 | 2342.0763 | 2444.4645 | 2545.3553 | 2645.4566 | 2745.6632 | 2844.31 | 2948.097 | 3040.1256
Commercial_Restaurant (ID)_New_Food Preparation_Natural Gas_Steamer_E2_Baseline Forecast | Commercial | Restaurant (ID) | New | Food Preparation | Natural Gas | Steamer | E2 | ENERGY STAR | Baseline Forecast | 0 | 141.5924 | 273.472 | 434.0617 | 598.855 | 747.2155 | 875.9244 | 1000.4286 | 1121.3167 | 1237.6158 | 1352.2857 | 1467.2248 | 1580.5225 | 1692.3905 | 1803.7269 | 1914.1809 | 2023.3387 | 2130.8487 | 2237.2952 | 2342.0763 | 2444.4645 | 2545.3553 | 2645.4566 | 2745.6632 | 2844.31 | 2948.097 | 3040.1256
Commercial_Restaurant (ID)_New_Food Preparation_Natural Gas_Steamer_E3_Baseline Forecast | Commercial | Restaurant (ID) | New | Food Preparation | Natural Gas | Steamer | E3 |  | Baseline Forecast | 0 | 0 | 0 | 0 | 0 | 0 | 0 | 0 | 0 | 0 | 0 | 0 | 0 | 0 | 0 | 0 | 0 | 0 | 0 | 0 | 0 | 0 | 0 | 0 | 0 | 0 | 0
Commercial_Restaurant (ID)_New_Food Preparation_Natural Gas_Steamer_E4_Baseline Forecast | Commercial | Restaurant (ID) | New | Food Preparation | Natural Gas | Steamer | E4 |  | Baseline Forecast | 0 | 0 | 0 | 0 | 0 | 0 | 0 | 0 | 0 | 0 | 0 | 0 | 0 | 0 | 0 | 0 | 0 | 0 | 0 | 0 | 0 | 0 | 0 | 0 | 0 | 0 | 0
Commercial_Restaurant (ID)_New_Food Preparation_Natural Gas_Steamer_E5_Baseline Forecast | Commercial | Restaurant (ID) | New | Food Preparation | Natural Gas | Steamer | E5 |  | Baseline Forecast | 0 | 0 | 0 | 0 | 0 | 0 | 0 | 0 | 0 | 0 | 0 | 0 | 0 | 0 | 0 | 0 | 0 | 0 | 0 | 0 | 0 | 0 | 0 | 0 | 0 | 0 | 0
Commercial_Restaurant (ID)_New_Food Preparation_Natural Gas_Steamer_E6_Baseline Forecast | Commercial | Restaurant (ID) | New | Food Preparation | Natural Gas | Steamer | E6 |  | Baseline Forecast | 0 | 0 | 0 | 0 | 0 | 0 | 0 | 0 | 0 | 0 | 0 | 0 | 0 | 0 | 0 | 0 | 0 | 0 | 0 | 0 | 0 | 0 | 0 | 0 | 0 | 0 | 0
Commercial_Restaurant (ID)_New_Food Preparation_Natural Gas_Steamer_E7_Baseline Forecast | Commercial | Restaurant (ID) | New | Food Preparation | Natural Gas | Steamer | E7 |  | Baseline Forecast | 0 | 0 | 0 | 0 | 0 | 0 | 0 | 0 | 0 | 0 | 0 | 0 | 0 | 0 | 0 | 0 | 0 | 0 | 0 | 0 | 0 | 0 | 0 | 0 | 0 | 0 | 0
Commercial_Restaurant (ID)_New_Food Preparation_Natural Gas_Steamer_E8_Baseline Forecast | Commercial | Restaurant (ID) | New | Food Preparation | Natural Gas | Steamer | E8 |  | Baseline Forecast | 0 | 0 | 0 | 0 | 0 | 0 | 0 | 0 | 0 | 0 | 0 | 0 | 0 | 0 | 0 | 0 | 0 | 0 | 0 | 0 | 0 | 0 | 0 | 0 | 0 | 0 | 0
Commercial_Restaurant (ID)_New_Food Preparation_Natural Gas_Steamer_E9_Baseline Forecast | Commercial | Restaurant (ID) | New | Food Preparation | Natural Gas | Steamer | E9 |  | Baseline Forecast | 0 | 0 | 0 | 0 | 0 | 0 | 0 | 0 | 0 | 0 | 0 | 0 | 0 | 0 | 0 | 0 | 0 | 0 | 0 | 0 | 0 | 0 | 0 | 0 | 0 | 0 | 0
Commercial_Restaurant (ID)_New_Food Preparation_Natural Gas_Steamer_E10_Baseline Forecast | Commercial | Restaurant (ID) | New | Food Preparation | Natural Gas | Steamer | E10 |  | Baseline Forecast | 0 | 0 | 0 | 0 | 0 | 0 | 0 | 0 | 0 | 0 | 0 | 0 | 0 | 0 | 0 | 0 | 0 | 0 | 0 | 0 | 0 | 0 | 0 | 0 | 0 | 0 | 0
Commercial_Restaurant (ID)_New_Food Preparation_Natural Gas_Steamer_Vintage_Baseline Forecast | Commercial | Restaurant (ID) | New | Food Preparation | Natural Gas | Steamer | Vintage | Vintage | Baseline Forecast | 0 | 0 | 0 | 0 | 0 | 0 | 0 | 0 | 0 | 0 | 0 | 0 | 0 | 0 | 0 | 0 | 0 | 0 | 0 | 0 | 0 | 0 | 0 | 0 | 0 | 0 | 0
Commercial_Restaurant (ID)_New_Food Preparation_Natural Gas_Food Prep Other_E1_Baseline Forecast | Commercial | Restaurant (ID) | New | Food Preparation | Natural Gas | Food Prep Other | E1 | Standard | Baseline Forecast | 0 | 11.7932 | 22.7775 | 36.153 | 49.8787 | 62.2356 | 72.9558 | 83.3257 | 93.3945 | 103.0811 | 112.6319 | 122.2052 | 131.6418 | 140.9593 | 150.2325 | 159.4322 | 168.524 | 177.4785 | 186.3444 | 195.0716 | 203.5996 | 212.0028 | 220.3402 | 228.6864 | 236.9027 | 245.5471 | 253.2122
Commercial_Restaurant (ID)_New_Food Preparation_Natural Gas_Food Prep Other_E2_Baseline Forecast | Commercial | Restaurant (ID) | New | Food Preparation | Natural Gas | Food Prep Other | E2 | ENERGY STAR | Baseline Forecast | 0 | 4.1436 | 8.0029 | 12.7024 | 17.5249 | 21.8666 | 25.6331 | 29.2766 | 32.8143 | 36.2177 | 39.5734 | 42.937 | 46.2525 | 49.5262 | 52.7844 | 56.0167 | 59.2111 | 62.3573 | 65.4724 | 68.5387 | 71.535 | 74.4875 | 77.4168 | 80.3493 | 83.2361 | 86.2733 | 88.9664
Commercial_Restaurant (ID)_New_Food Preparation_Natural Gas_Food Prep Other_E3_Baseline Forecast | Commercial | Restaurant (ID) | New | Food Preparation | Natural Gas | Food Prep Other | E3 |  | Baseline Forecast | 0 | 0 | 0 | 0 | 0 | 0 | 0 | 0 | 0 | 0 | 0 | 0 | 0 | 0 | 0 | 0 | 0 | 0 | 0 | 0 | 0 | 0 | 0 | 0 | 0 | 0 | 0
Commercial_Restaurant (ID)_New_Food Preparation_Natural Gas_Food Prep Other_E4_Baseline Forecast | Commercial | Restaurant (ID) | New | Food Preparation | Natural Gas | Food Prep Other | E4 |  | Baseline Forecast | 0 | 0 | 0 | 0 | 0 | 0 | 0 | 0 | 0 | 0 | 0 | 0 | 0 | 0 | 0 | 0 | 0 | 0 | 0 | 0 | 0 | 0 | 0 | 0 | 0 | 0 | 0
Commercial_Restaurant (ID)_New_Food Preparation_Natural Gas_Food Prep Other_E5_Baseline Forecast | Commercial | Restaurant (ID) | New | Food Preparation | Natural Gas | Food Prep Other | E5 |  | Baseline Forecast | 0 | 0 | 0 | 0 | 0 | 0 | 0 | 0 | 0 | 0 | 0 | 0 | 0 | 0 | 0 | 0 | 0 | 0 | 0 | 0 | 0 | 0 | 0 | 0 | 0 | 0 | 0
Commercial_Restaurant (ID)_New_Food Preparation_Natural Gas_Food Prep Other_E6_Baseline Forecast | Commercial | Restaurant (ID) | New | Food Preparation | Natural Gas | Food Prep Other | E6 |  | Baseline Forecast | 0 | 0 | 0 | 0 | 0 | 0 | 0 | 0 | 0 | 0 | 0 | 0 | 0 | 0 | 0 | 0 | 0 | 0 | 0 | 0 | 0 | 0 | 0 | 0 | 0 | 0 | 0
Commercial_Restaurant (ID)_New_Food Preparation_Natural Gas_Food Prep Other_E7_Baseline Forecast | Commercial | Restaurant (ID) | New | Food Preparation | Natural Gas | Food Prep Other | E7 |  | Baseline Forecast | 0 | 0 | 0 | 0 | 0 | 0 | 0 | 0 | 0 | 0 | 0 | 0 | 0 | 0 | 0 | 0 | 0 | 0 | 0 | 0 | 0 | 0 | 0 | 0 | 0 | 0 | 0
Commercial_Restaurant (ID)_New_Food Preparation_Natural Gas_Food Prep Other_E8_Baseline Forecast | Commercial | Restaurant (ID) | New | Food Preparation | Natural Gas | Food Prep Other | E8 |  | Baseline Forecast | 0 | 0 | 0 | 0 | 0 | 0 | 0 | 0 | 0 | 0 | 0 | 0 | 0 | 0 | 0 | 0 | 0 | 0 | 0 | 0 | 0 | 0 | 0 | 0 | 0 | 0 | 0
Commercial_Restaurant (ID)_New_Food Preparation_Natural Gas_Food Prep Other_E9_Baseline Forecast | Commercial | Restaurant (ID) | New | Food Preparation | Natural Gas | Food Prep Other | E9 |  | Baseline Forecast | 0 | 0 | 0 | 0 | 0 | 0 | 0 | 0 | 0 | 0 | 0 | 0 | 0 | 0 | 0 | 0 | 0 | 0 | 0 | 0 | 0 | 0 | 0 | 0 | 0 | 0 | 0
Commercial_Restaurant (ID)_New_Food Preparation_Natural Gas_Food Prep Other_E10_Baseline Forecast | Commercial | Restaurant (ID) | New | Food Preparation | Natural Gas | Food Prep Other | E10 |  | Baseline Forecast | 0 | 0 | 0 | 0 | 0 | 0 | 0 | 0 | 0 | 0 | 0 | 0 | 0 | 0 | 0 | 0 | 0 | 0 | 0 | 0 | 0 | 0 | 0 | 0 | 0 | 0 | 0
Commercial_Restaurant (ID)_New_Food Preparation_Natural Gas_Food Prep Other_Vintage_Baseline Forecast | Commercial | Restaurant (ID) | New | Food Preparation | Natural Gas | Food Prep Other | Vintage | Vintage | Baseline Forecast | 0 | 0 | 0 | 0 | 0 | 0 | 0 | 0 | 0 | 0 | 0 | 0 | 0 | 0 | 0 | 0 | 0 | 0 | 0 | 0 | 0 | 0 | 0 | 0 | 0 | 0 | 0
Commercial_Restaurant (ID)_New_Miscellaneous_Natural Gas_Pool Heater_E1_Baseline Forecast | Commercial | Restaurant (ID) | New | Miscellaneous | Natural Gas | Pool Heater | E1 | Standard (EF .82) | Baseline Forecast | 0 | 0 | 0 | 0 | 0 | 0 | 0 | 0 | 0 | 0 | 0 | 0 | 0 | 0 | 0 | 0 | 0 | 0 | 0 | 0 | 0 | 0 | 0 | 0 | 0 | 0 | 0
Commercial_Restaurant (ID)_New_Miscellaneous_Natural Gas_Pool Heater_E2_Baseline Forecast | Commercial | Restaurant (ID) | New | Miscellaneous | Natural Gas | Pool Heater | E2 | Condensing (EF .90) | Baseline Forecast | 0 | 0 | 0 | 0 | 0 | 0 | 0 | 0 | 0 | 0 | 0 | 0 | 0 | 0 | 0 | 0 | 0 | 0 | 0 | 0 | 0 | 0 | 0 | 0 | 0 | 0 | 0
Commercial_Restaurant (ID)_New_Miscellaneous_Natural Gas_Pool Heater_E3_Baseline Forecast | Commercial | Restaurant (ID) | New | Miscellaneous | Natural Gas | Pool Heater | E3 |  | Baseline Forecast | 0 | 0 | 0 | 0 | 0 | 0 | 0 | 0 | 0 | 0 | 0 | 0 | 0 | 0 | 0 | 0 | 0 | 0 | 0 | 0 | 0 | 0 | 0 | 0 | 0 | 0 | 0
Commercial_Restaurant (ID)_New_Miscellaneous_Natural Gas_Pool Heater_E4_Baseline Forecast | Commercial | Restaurant (ID) | New | Miscellaneous | Natural Gas | Pool Heater | E4 |  | Baseline Forecast | 0 | 0 | 0 | 0 | 0 | 0 | 0 | 0 | 0 | 0 | 0 | 0 | 0 | 0 | 0 | 0 | 0 | 0 | 0 | 0 | 0 | 0 | 0 | 0 | 0 | 0 | 0
Commercial_Restaurant (ID)_New_Miscellaneous_Natural Gas_Pool Heater_E5_Baseline Forecast | Commercial | Restaurant (ID) | New | Miscellaneous | Natural Gas | Pool Heater | E5 |  | Baseline Forecast | 0 | 0 | 0 | 0 | 0 | 0 | 0 | 0 | 0 | 0 | 0 | 0 | 0 | 0 | 0 | 0 | 0 | 0 | 0 | 0 | 0 | 0 | 0 | 0 | 0 | 0 | 0
Commercial_Restaurant (ID)_New_Miscellaneous_Natural Gas_Pool Heater_E6_Baseline Forecast | Commercial | Restaurant (ID) | New | Miscellaneous | Natural Gas | Pool Heater | E6 |  | Baseline Forecast | 0 | 0 | 0 | 0 | 0 | 0 | 0 | 0 | 0 | 0 | 0 | 0 | 0 | 0 | 0 | 0 | 0 | 0 | 0 | 0 | 0 | 0 | 0 | 0 | 0 | 0 | 0
Commercial_Restaurant (ID)_New_Miscellaneous_Natural Gas_Pool Heater_E7_Baseline Forecast | Commercial | Restaurant (ID) | New | Miscellaneous | Natural Gas | Pool Heater | E7 |  | Baseline Forecast | 0 | 0 | 0 | 0 | 0 | 0 | 0 | 0 | 0 | 0 | 0 | 0 | 0 | 0 | 0 | 0 | 0 | 0 | 0 | 0 | 0 | 0 | 0 | 0 | 0 | 0 | 0
Commercial_Restaurant (ID)_New_Miscellaneous_Natural Gas_Pool Heater_E8_Baseline Forecast | Commercial | Restaurant (ID) | New | Miscellaneous | Natural Gas | Pool Heater | E8 |  | Baseline Forecast | 0 | 0 | 0 | 0 | 0 | 0 | 0 | 0 | 0 | 0 | 0 | 0 | 0 | 0 | 0 | 0 | 0 | 0 | 0 | 0 | 0 | 0 | 0 | 0 | 0 | 0 | 0
Commercial_Restaurant (ID)_New_Miscellaneous_Natural Gas_Pool Heater_E9_Baseline Forecast | Commercial | Restaurant (ID) | New | Miscellaneous | Natural Gas | Pool Heater | E9 |  | Baseline Forecast | 0 | 0 | 0 | 0 | 0 | 0 | 0 | 0 | 0 | 0 | 0 | 0 | 0 | 0 | 0 | 0 | 0 | 0 | 0 | 0 | 0 | 0 | 0 | 0 | 0 | 0 | 0
Commercial_Restaurant (ID)_New_Miscellaneous_Natural Gas_Pool Heater_E10_Baseline Forecast | Commercial | Restaurant (ID) | New | Miscellaneous | Natural Gas | Pool Heater | E10 |  | Baseline Forecast | 0 | 0 | 0 | 0 | 0 | 0 | 0 | 0 | 0 | 0 | 0 | 0 | 0 | 0 | 0 | 0 | 0 | 0 | 0 | 0 | 0 | 0 | 0 | 0 | 0 | 0 | 0
Commercial_Restaurant (ID)_New_Miscellaneous_Natural Gas_Pool Heater_Vintage_Baseline Forecast | Commercial | Restaurant (ID) | New | Miscellaneous | Natural Gas | Pool Heater | Vintage | Vintage | Baseline Forecast | 0 | 0 | 0 | 0 | 0 | 0 | 0 | 0 | 0 | 0 | 0 | 0 | 0 | 0 | 0 | 0 | 0 | 0 | 0 | 0 | 0 | 0 | 0 | 0 | 0 | 0 | 0
Commercial_Restaurant (ID)_New_Miscellaneous_Natural Gas_Miscellaneous_E1_Baseline Forecast | Commercial | Restaurant (ID) | New | Miscellaneous | Natural Gas | Miscellaneous | E1 | Standard | Baseline Forecast | 0 | 5029.9028 | 9714.7672 | 15419.5248 | 21273.6103 | 26543.9417 | 31116.1704 | 35539.0357 | 39833.4398 | 43964.8262 | 48038.3411 | 52121.414 | 56146.1785 | 60120.1565 | 64075.2514 | 67998.9977 | 71876.699 | 75695.8629 | 79477.2503 | 83199.4717 | 86836.6899 | 90420.7161 | 93976.6961 | 97536.4166 | 101040.7255 | 104727.6355 | 107996.8429
Commercial_Restaurant (ID)_New_Miscellaneous_Natural Gas_Miscellaneous_E2_Baseline Forecast | Commercial | Restaurant (ID) | New | Miscellaneous | Natural Gas | Miscellaneous | E2 |  | Baseline Forecast | 0 | 0 | 0 | 0 | 0 | 0 | 0 | 0 | 0 | 0 | 0 | 0 | 0 | 0 | 0 | 0 | 0 | 0 | 0 | 0 | 0 | 0 | 0 | 0 | 0 | 0 | 0
Commercial_Restaurant (ID)_New_Miscellaneous_Natural Gas_Miscellaneous_E3_Baseline Forecast | Commercial | Restaurant (ID) | New | Miscellaneous | Natural Gas | Miscellaneous | E3 |  | Baseline Forecast | 0 | 0 | 0 | 0 | 0 | 0 | 0 | 0 | 0 | 0 | 0 | 0 | 0 | 0 | 0 | 0 | 0 | 0 | 0 | 0 | 0 | 0 | 0 | 0 | 0 | 0 | 0
Commercial_Restaurant (ID)_New_Miscellaneous_Natural Gas_Miscellaneous_E4_Baseline Forecast | Commercial | Restaurant (ID) | New | Miscellaneous | Natural Gas | Miscellaneous | E4 |  | Baseline Forecast | 0 | 0 | 0 | 0 | 0 | 0 | 0 | 0 | 0 | 0 | 0 | 0 | 0 | 0 | 0 | 0 | 0 | 0 | 0 | 0 | 0 | 0 | 0 | 0 | 0 | 0 | 0
Commercial_Restaurant (ID)_New_Miscellaneous_Natural Gas_Miscellaneous_E5_Baseline Forecast | Commercial | Restaurant (ID) | New | Miscellaneous | Natural Gas | Miscellaneous | E5 |  | Baseline Forecast | 0 | 0 | 0 | 0 | 0 | 0 | 0 | 0 | 0 | 0 | 0 | 0 | 0 | 0 | 0 | 0 | 0 | 0 | 0 | 0 | 0 | 0 | 0 | 0 | 0 | 0 | 0
Commercial_Restaurant (ID)_New_Miscellaneous_Natural Gas_Miscellaneous_E6_Baseline Forecast | Commercial | Restaurant (ID) | New | Miscellaneous | Natural Gas | Miscellaneous | E6 |  | Baseline Forecast | 0 | 0 | 0 | 0 | 0 | 0 | 0 | 0 | 0 | 0 | 0 | 0 | 0 | 0 | 0 | 0 | 0 | 0 | 0 | 0 | 0 | 0 | 0 | 0 | 0 | 0 | 0
Commercial_Restaurant (ID)_New_Miscellaneous_Natural Gas_Miscellaneous_E7_Baseline Forecast | Commercial | Restaurant (ID) | New | Miscellaneous | Natural Gas | Miscellaneous | E7 |  | Baseline Forecast | 0 | 0 | 0 | 0 | 0 | 0 | 0 | 0 | 0 | 0 | 0 | 0 | 0 | 0 | 0 | 0 | 0 | 0 | 0 | 0 | 0 | 0 | 0 | 0 | 0 | 0 | 0
Commercial_Restaurant (ID)_New_Miscellaneous_Natural Gas_Miscellaneous_E8_Baseline Forecast | Commercial | Restaurant (ID) | New | Miscellaneous | Natural Gas | Miscellaneous | E8 |  | Baseline Forecast | 0 | 0 | 0 | 0 | 0 | 0 | 0 | 0 | 0 | 0 | 0 | 0 | 0 | 0 | 0 | 0 | 0 | 0 | 0 | 0 | 0 | 0 | 0 | 0 | 0 | 0 | 0
Commercial_Restaurant (ID)_New_Miscellaneous_Natural Gas_Miscellaneous_E9_Baseline Forecast | Commercial | Restaurant (ID) | New | Miscellaneous | Natural Gas | Miscellaneous | E9 |  | Baseline Forecast | 0 | 0 | 0 | 0 | 0 | 0 | 0 | 0 | 0 | 0 | 0 | 0 | 0 | 0 | 0 | 0 | 0 | 0 | 0 | 0 | 0 | 0 | 0 | 0 | 0 | 0 | 0
Commercial_Restaurant (ID)_New_Miscellaneous_Natural Gas_Miscellaneous_E10_Baseline Forecast | Commercial | Restaurant (ID) | New | Miscellaneous | Natural Gas | Miscellaneous | E10 |  | Baseline Forecast | 0 | 0 | 0 | 0 | 0 | 0 | 0 | 0 | 0 | 0 | 0 | 0 | 0 | 0 | 0 | 0 | 0 | 0 | 0 | 0 | 0 | 0 | 0 | 0 | 0 | 0 | 0
Commercial_Restaurant (ID)_New_Miscellaneous_Natural Gas_Miscellaneous_Vintage_Baseline Forecast | Commercial | Restaurant (ID) | New | Miscellaneous | Natural Gas | Miscellaneous | Vintage | Vintage | Baseline Forecast | 0 | 0 | 0 | 0 | 0 | 0 | 0 | 0 | 0 | 0 | 0 | 0 | 0 | 0 | 0 | 0 | 0 | 0 | 0 | 0 | 0 | 0 | 0 | 0 | 0 | 0 | 0
Commercial_Retail (ID)_Existing_Space Heating_Natural Gas_Furnace_E1_Baseline Forecast | Commercial | Retail (ID) | Existing | Space Heating | Natural Gas | Furnace | E1 | AFUE 80% (Standard) | Baseline Forecast | 0 | 338887.9321 | 678210.6544 | 1016665.982 | 1353120.3091 | 1686590.1348 | 2016225.554 | 2341295.5037 | 2661174.5806 | 2975331.263 | 3283317.3895 | 3584758.7597 | 3843923.7099 | 4065444.0317 | 4253459.8109 | 4411671.3812 | 4543385.793 | 4651558.3757 | 4738829.911 | 4807559.8816 | 4859856.2086 | 4897601.8496 | 4922478.5871 | 4935988.3057 | 4939472.0223 | 4934126.9062 | 4921021.502
Commercial_Retail (ID)_Existing_Space Heating_Natural Gas_Furnace_E2_Baseline Forecast | Commercial | Retail (ID) | Existing | Space Heating | Natural Gas | Furnace | E2 | AFUE 90% | Baseline Forecast | 0 | 0 | 0 | 0 | 0 | 0 | 0 | 0 | 0 | 0 | 0 | 0 | 0 | 0 | 0 | 0 | 0 | 0 | 0 | 0 | 0 | 0 | 0 | 0 | 0 | 0 | 0
Commercial_Retail (ID)_Existing_Space Heating_Natural Gas_Furnace_E3_Baseline Forecast | Commercial | Retail (ID) | Existing | Space Heating | Natural Gas | Furnace | E3 | AFUE 96% | Baseline Forecast | 0 | 0 | 0 | 0 | 0 | 0 | 0 | 0 | 0 | 0 | 0 | 0 | 0 | 0 | 0 | 0 | 0 | 0 | 0 | 0 | 0 | 0 | 0 | 0 | 0 | 0 | 0
Commercial_Retail (ID)_Existing_Space Heating_Natural Gas_Furnace_E4_Baseline Forecast | Commercial | Retail (ID) | Existing | Space Heating | Natural Gas | Furnace | E4 |  | Baseline Forecast | 0 | 0 | 0 | 0 | 0 | 0 | 0 | 0 | 0 | 0 | 0 | 0 | 0 | 0 | 0 | 0 | 0 | 0 | 0 | 0 | 0 | 0 | 0 | 0 | 0 | 0 | 0
Commercial_Retail (ID)_Existing_Space Heating_Natural Gas_Furnace_E5_Baseline Forecast | Commercial | Retail (ID) | Existing | Space Heating | Natural Gas | Furnace | E5 |  | Baseline Forecast | 0 | 0 | 0 | 0 | 0 | 0 | 0 | 0 | 0 | 0 | 0 | 0 | 0 | 0 | 0 | 0 | 0 | 0 | 0 | 0 | 0 | 0 | 0 | 0 | 0 | 0 | 0
Commercial_Retail (ID)_Existing_Space Heating_Natural Gas_Furnace_E6_Baseline Forecast | Commercial | Retail (ID) | Existing | Space Heating | Natural Gas | Furnace | E6 |  | Baseline Forecast | 0 | 0 | 0 | 0 | 0 | 0 | 0 | 0 | 0 | 0 | 0 | 0 | 0 | 0 | 0 | 0 | 0 | 0 | 0 | 0 | 0 | 0 | 0 | 0 | 0 | 0 | 0
Commercial_Retail (ID)_Existing_Space Heating_Natural Gas_Furnace_E7_Baseline Forecast | Commercial | Retail (ID) | Existing | Space Heating | Natural Gas | Furnace | E7 |  | Baseline Forecast | 0 | 0 | 0 | 0 | 0 | 0 | 0 | 0 | 0 | 0 | 0 | 0 | 0 | 0 | 0 | 0 | 0 | 0 | 0 | 0 | 0 | 0 | 0 | 0 | 0 | 0 | 0
Commercial_Retail (ID)_Existing_Space Heating_Natural Gas_Furnace_E8_Baseline Forecast | Commercial | Retail (ID) | Existing | Space Heating | Natural Gas | Furnace | E8 |  | Baseline Forecast | 0 | 0 | 0 | 0 | 0 | 0 | 0 | 0 | 0 | 0 | 0 | 0 | 0 | 0 | 0 | 0 | 0 | 0 | 0 | 0 | 0 | 0 | 0 | 0 | 0 | 0 | 0
Commercial_Retail (ID)_Existing_Space Heating_Natural Gas_Furnace_E9_Baseline Forecast | Commercial | Retail (ID) | Existing | Space Heating | Natural Gas | Furnace | E9 |  | Baseline Forecast | 0 | 0 | 0 | 0 | 0 | 0 | 0 | 0 | 0 | 0 | 0 | 0 | 0 | 0 | 0 | 0 | 0 | 0 | 0 | 0 | 0 | 0 | 0 | 0 | 0 | 0 | 0
Commercial_Retail (ID)_Existing_Space Heating_Natural Gas_Furnace_E10_Baseline Forecast | Commercial | Retail (ID) | Existing | Space Heating | Natural Gas | Furnace | E10 |  | Baseline Forecast | 0 | 0 | 0 | 0 | 0 | 0 | 0 | 0 | 0 | 0 | 0 | 0 | 0 | 0 | 0 | 0 | 0 | 0 | 0 | 0 | 0 | 0 | 0 | 0 | 0 | 0 | 0
Commercial_Retail (ID)_Existing_Space Heating_Natural Gas_Furnace_Vintage_Baseline Forecast | Commercial | Retail (ID) | Existing | Space Heating | Natural Gas | Furnace | Vintage | Vintage | Baseline Forecast | 8524975.9308 | 8048588.3869 | 7573983.7885 | 7102428.5505 | 6635021.0858 | 6172710.2699 | 5716311.9409 | 5266523.6445 | 4823937.8072 | 4389053.5055 | 3962286.9796 | 3543981.0228 | 3169836.3987 | 2835190.9138 | 2535874.571 | 2268157.6075 | 2028704.0184 | 1814529.9872 | 1622966.7041 | 1451627.1107 | 1298376.1547 | 1161304.1853 | 1038703.1569 | 929045.3456 | 830964.3121 | 743237.8744 | 664772.8789
Commercial_Retail (ID)_Existing_Space Heating_Natural Gas_Boiler_E1_Baseline Forecast | Commercial | Retail (ID) | Existing | Space Heating | Natural Gas | Boiler | E1 | AFUE 80% (Standard) | Baseline Forecast | 0 | 4403.2342 | 9159.8829 | 14149.6505 | 19380.0676 | 24748.4516 | 30270.6593 | 35847.6206 | 41511.5384 | 47165.6522 | 52855.7374 | 58486.2685 | 64114.417 | 69644.988 | 75144.8632 | 80539.5906 | 85883.1948 | 91079.487 | 96120.2113 | 101112.6168 | 105959.8861 | 110637.1806 | 115252.4977 | 119735.7004 | 124085.0411 | 128299.3708 | 132378.0662
Commercial_Retail (ID)_Existing_Space Heating_Natural Gas_Boiler_E2_Baseline Forecast | Commercial | Retail (ID) | Existing | Space Heating | Natural Gas | Boiler | E2 | AFUE 85% | Baseline Forecast | 0 | 0 | 0 | 0 | 0 | 0 | 0 | 0 | 0 | 0 | 0 | 0 | 0 | 0 | 0 | 0 | 0 | 0 | 0 | 0 | 0 | 0 | 0 | 0 | 0 | 0 | 0
Commercial_Retail (ID)_Existing_Space Heating_Natural Gas_Boiler_E3_Baseline Forecast | Commercial | Retail (ID) | Existing | Space Heating | Natural Gas | Boiler | E3 | AFUE 97% | Baseline Forecast | 0 | 1401.0291 | 2884.389 | 4489.0399 | 6135.5696 | 7863.216 | 9600.2053 | 11396.4059 | 13176.4013 | 14999.0779 | 16785.544 | 18602.4487 | 20367.5193 | 22154.211 | 23876.8924 | 25593.9262 | 27237.5616 | 28892.3613 | 30556.8186 | 32115.5742 | 33658.8004 | 35205.9865 | 36644.9326 | 38042.585 | 39398.3938 | 40711.9963 | 41983.1951
Commercial_Retail (ID)_Existing_Space Heating_Natural Gas_Boiler_E4_Baseline Forecast | Commercial | Retail (ID) | Existing | Space Heating | Natural Gas | Boiler | E4 | Convert to NG Air Source Heat Pump | Baseline Forecast | 0 | 0 | 0 | 0 | 0 | 0 | 0 | 0 | 0 | 0 | 0 | 0 | 0 | 0 | 0 | 0 | 0 | 0 | 0 | 0 | 0 | 0 | 0 | 0 | 0 | 0 | 0
Commercial_Retail (ID)_Existing_Space Heating_Natural Gas_Boiler_E5_Baseline Forecast | Commercial | Retail (ID) | Existing | Space Heating | Natural Gas | Boiler | E5 |  | Baseline Forecast | 0 | 0 | 0 | 0 | 0 | 0 | 0 | 0 | 0 | 0 | 0 | 0 | 0 | 0 | 0 | 0 | 0 | 0 | 0 | 0 | 0 | 0 | 0 | 0 | 0 | 0 | 0
Commercial_Retail (ID)_Existing_Space Heating_Natural Gas_Boiler_E6_Baseline Forecast | Commercial | Retail (ID) | Existing | Space Heating | Natural Gas | Boiler | E6 |  | Baseline Forecast | 0 | 0 | 0 | 0 | 0 | 0 | 0 | 0 | 0 | 0 | 0 | 0 | 0 | 0 | 0 | 0 | 0 | 0 | 0 | 0 | 0 | 0 | 0 | 0 | 0 | 0 | 0
Commercial_Retail (ID)_Existing_Space Heating_Natural Gas_Boiler_E7_Baseline Forecast | Commercial | Retail (ID) | Existing | Space Heating | Natural Gas | Boiler | E7 |  | Baseline Forecast | 0 | 0 | 0 | 0 | 0 | 0 | 0 | 0 | 0 | 0 | 0 | 0 | 0 | 0 | 0 | 0 | 0 | 0 | 0 | 0 | 0 | 0 | 0 | 0 | 0 | 0 | 0
Commercial_Retail (ID)_Existing_Space Heating_Natural Gas_Boiler_E8_Baseline Forecast | Commercial | Retail (ID) | Existing | Space Heating | Natural Gas | Boiler | E8 |  | Baseline Forecast | 0 | 0 | 0 | 0 | 0 | 0 | 0 | 0 | 0 | 0 | 0 | 0 | 0 | 0 | 0 | 0 | 0 | 0 | 0 | 0 | 0 | 0 | 0 | 0 | 0 | 0 | 0
Commercial_Retail (ID)_Existing_Space Heating_Natural Gas_Boiler_E9_Baseline Forecast | Commercial | Retail (ID) | Existing | Space Heating | Natural Gas | Boiler | E9 |  | Baseline Forecast | 0 | 0 | 0 | 0 | 0 | 0 | 0 | 0 | 0 | 0 | 0 | 0 | 0 | 0 | 0 | 0 | 0 | 0 | 0 | 0 | 0 | 0 | 0 | 0 | 0 | 0 | 0
Commercial_Retail (ID)_Existing_Space Heating_Natural Gas_Boiler_E10_Baseline Forecast | Commercial | Retail (ID) | Existing | Space Heating | Natural Gas | Boiler | E10 |  | Baseline Forecast | 0 | 0 | 0 | 0 | 0 | 0 | 0 | 0 | 0 | 0 | 0 | 0 | 0 | 0 | 0 | 0 | 0 | 0 | 0 | 0 | 0 | 0 | 0 | 0 | 0 | 0 | 0
Commercial_Retail (ID)_Existing_Space Heating_Natural Gas_Boiler_Vintage_Baseline Forecast | Commercial | Retail (ID) | Existing | Space Heating | Natural Gas | Boiler | Vintage | Vintage | Baseline Forecast | 389361.4011 | 377277.1152 | 364858.3747 | 352184.8813 | 339326.9091 | 326346.3215 | 313297.4795 | 300228.0541 | 287179.7524 | 274188.967 | 261287.3561 | 248502.3616 | 235857.6735 | 223373.643 | 211067.6533 | 198954.4501 | 187046.4368 | 175353.9385 | 163885.4379 | 152647.7853 | 141646.387 | 130885.3729 | 120367.7462 | 110095.5173 | 100069.8226 | 90291.0314 | 80758.8404
Commercial_Retail (ID)_Existing_Space Heating_Natural Gas_Unit Heater_E1_Baseline Forecast | Commercial | Retail (ID) | Existing | Space Heating | Natural Gas | Unit Heater | E1 | Standard | Baseline Forecast | 0 | 648.649 | 2494.7305 | 5998.7185 | 11543.085 | 19441.494 | 29946.9985 | 43259.3463 | 59531.491 | 78875.3903 | 100806.8278 | 124896.6198 | 150764.7203 | 178074.951 | 206530.2886 | 235868.6517 | 265859.1339 | 291798.1175 | 314127.6066 | 333242.7117 | 349496.604 | 363204.9471 | 374649.8598 | 384083.4614 | 391731.0423 | 397793.8993 | 402451.8728
Commercial_Retail (ID)_Existing_Space Heating_Natural Gas_Unit Heater_E2_Baseline Forecast | Commercial | Retail (ID) | Existing | Space Heating | Natural Gas | Unit Heater | E2 | Condensing | Baseline Forecast | 0 | 0 | 0 | 0 | 0 | 0 | 0 | 0 | 0 | 0 | 0 | 0 | 0 | 0 | 0 | 0 | 0 | 0 | 0 | 0 | 0 | 0 | 0 | 0 | 0 | 0 | 0
Commercial_Retail (ID)_Existing_Space Heating_Natural Gas_Unit Heater_E3_Baseline Forecast | Commercial | Retail (ID) | Existing | Space Heating | Natural Gas | Unit Heater | E3 | Infrared Radiant | Baseline Forecast | 0 | 0 | 0 | 0 | 0 | 0 | 0 | 0 | 0 | 0 | 0 | 0 | 0 | 0 | 0 | 0 | 0 | 0 | 0 | 0 | 0 | 0 | 0 | 0 | 0 | 0 | 0
Commercial_Retail (ID)_Existing_Space Heating_Natural Gas_Unit Heater_E4_Baseline Forecast | Commercial | Retail (ID) | Existing | Space Heating | Natural Gas | Unit Heater | E4 |  | Baseline Forecast | 0 | 0 | 0 | 0 | 0 | 0 | 0 | 0 | 0 | 0 | 0 | 0 | 0 | 0 | 0 | 0 | 0 | 0 | 0 | 0 | 0 | 0 | 0 | 0 | 0 | 0 | 0
Commercial_Retail (ID)_Existing_Space Heating_Natural Gas_Unit Heater_E5_Baseline Forecast | Commercial | Retail (ID) | Existing | Space Heating | Natural Gas | Unit Heater | E5 |  | Baseline Forecast | 0 | 0 | 0 | 0 | 0 | 0 | 0 | 0 | 0 | 0 | 0 | 0 | 0 | 0 | 0 | 0 | 0 | 0 | 0 | 0 | 0 | 0 | 0 | 0 | 0 | 0 | 0
Commercial_Retail (ID)_Existing_Space Heating_Natural Gas_Unit Heater_E6_Baseline Forecast | Commercial | Retail (ID) | Existing | Space Heating | Natural Gas | Unit Heater | E6 |  | Baseline Forecast | 0 | 0 | 0 | 0 | 0 | 0 | 0 | 0 | 0 | 0 | 0 | 0 | 0 | 0 | 0 | 0 | 0 | 0 | 0 | 0 | 0 | 0 | 0 | 0 | 0 | 0 | 0
Commercial_Retail (ID)_Existing_Space Heating_Natural Gas_Unit Heater_E7_Baseline Forecast | Commercial | Retail (ID) | Existing | Space Heating | Natural Gas | Unit Heater | E7 |  | Baseline Forecast | 0 | 0 | 0 | 0 | 0 | 0 | 0 | 0 | 0 | 0 | 0 | 0 | 0 | 0 | 0 | 0 | 0 | 0 | 0 | 0 | 0 | 0 | 0 | 0 | 0 | 0 | 0
Commercial_Retail (ID)_Existing_Space Heating_Natural Gas_Unit Heater_E8_Baseline Forecast | Commercial | Retail (ID) | Existing | Space Heating | Natural Gas | Unit Heater | E8 |  | Baseline Forecast | 0 | 0 | 0 | 0 | 0 | 0 | 0 | 0 | 0 | 0 | 0 | 0 | 0 | 0 | 0 | 0 | 0 | 0 | 0 | 0 | 0 | 0 | 0 | 0 | 0 | 0 | 0
Commercial_Retail (ID)_Existing_Space Heating_Natural Gas_Unit Heater_E9_Baseline Forecast | Commercial | Retail (ID) | Existing | Space Heating | Natural Gas | Unit Heater | E9 |  | Baseline Forecast | 0 | 0 | 0 | 0 | 0 | 0 | 0 | 0 | 0 | 0 | 0 | 0 | 0 | 0 | 0 | 0 | 0 | 0 | 0 | 0 | 0 | 0 | 0 | 0 | 0 | 0 | 0
Commercial_Retail (ID)_Existing_Space Heating_Natural Gas_Unit Heater_E10_Baseline Forecast | Commercial | Retail (ID) | Existing | Space Heating | Natural Gas | Unit Heater | E10 |  | Baseline Forecast | 0 | 0 | 0 | 0 | 0 | 0 | 0 | 0 | 0 | 0 | 0 | 0 | 0 | 0 | 0 | 0 | 0 | 0 | 0 | 0 | 0 | 0 | 0 | 0 | 0 | 0 | 0
Commercial_Retail (ID)_Existing_Space Heating_Natural Gas_Unit Heater_Vintage_Baseline Forecast | Commercial | Retail (ID) | Existing | Space Heating | Natural Gas | Unit Heater | Vintage | Vintage | Baseline Forecast | 783227.6693 | 769946.316 | 755671.2834 | 739938.8113 | 722363.1943 | 702627.5872 | 680475.8073 | 655705.0271 | 628159.2635 | 597723.5779 | 564879.2537 | 530052.5894 | 493620.792 | 455917.2466 | 417236.2284 | 377837.115 | 337948.1527 | 302270.3419 | 270359.1035 | 241816.7934 | 216287.7478 | 193453.8506 | 173030.5702 | 154763.4133 | 138424.7538 | 123810.9968 | 110740.0411
Commercial_Retail (ID)_Existing_Water Heating_Natural Gas_Water Heater_E1_Baseline Forecast | Commercial | Retail (ID) | Existing | Water Heating | Natural Gas | Water Heater | E1 | TE 0.80 | Baseline Forecast | 0 | 75931.9562 | 157564.3759 | 243833.2219 | 333798.1314 | 426629.1141 | 521594.6596 | 618051.104 | 715433.126 | 813245.2486 | 911054.2448 | 1008482.348 | 1092502.0479 | 1164579.2612 | 1226024.3326 | 1278008.4721 | 1321578.4565 | 1357669.7787 | 1387118.4089 | 1410671.3131 | 1428995.8622 | 1442688.2463 | 1452281.0014 | 1458249.741 | 1461019.1767 | 1460968.5032 | 1458436.2146
Commercial_Retail (ID)_Existing_Water Heating_Natural Gas_Water Heater_E2_Baseline Forecast | Commercial | Retail (ID) | Existing | Water Heating | Natural Gas | Water Heater | E2 | TE 0.90 | Baseline Forecast | 0 | 0 | 0 | 0 | 0 | 0 | 0 | 0 | 0 | 0 | 0 | 0 | 0 | 0 | 0 | 0 | 0 | 0 | 0 | 0 | 0 | 0 | 0 | 0 | 0 | 0 | 0
Commercial_Retail (ID)_Existing_Water Heating_Natural Gas_Water Heater_E3_Baseline Forecast | Commercial | Retail (ID) | Existing | Water Heating | Natural Gas | Water Heater | E3 | TE 0.94 | Baseline Forecast | 0 | 85625.3974 | 177678.9771 | 274960.8672 | 376410.6588 | 481092.4053 | 588181.2118 | 696951.245 | 806765.0144 | 917063.791 | 1027359.042 | 1137224.7754 | 1231970.3944 | 1313248.9541 | 1382538.0771 | 1441158.4898 | 1490290.5998 | 1530989.325 | 1564197.3547 | 1590757.0127 | 1611420.8659 | 1626861.2139 | 1637678.576 | 1644409.2824 | 1647532.2631 | 1647475.1207 | 1644619.5611
Commercial_Retail (ID)_Existing_Water Heating_Natural Gas_Water Heater_E4_Baseline Forecast | Commercial | Retail (ID) | Existing | Water Heating | Natural Gas | Water Heater | E4 | Instantaneous TE 0.94 | Baseline Forecast | 0 | 0 | 0 | 0 | 0 | 0 | 0 | 0 | 0 | 0 | 0 | 0 | 0 | 0 | 0 | 0 | 0 | 0 | 0 | 0 | 0 | 0 | 0 | 0 | 0 | 0 | 0
Commercial_Retail (ID)_Existing_Water Heating_Natural Gas_Water Heater_E5_Baseline Forecast | Commercial | Retail (ID) | Existing | Water Heating | Natural Gas | Water Heater | E5 | Gas-Fired Absorption HPWH | Baseline Forecast | 0 | 0 | 0 | 0 | 0 | 0 | 0 | 0 | 0 | 0 | 0 | 0 | 0 | 0 | 0 | 0 | 0 | 0 | 0 | 0 | 0 | 0 | 0 | 0 | 0 | 0 | 0
Commercial_Retail (ID)_Existing_Water Heating_Natural Gas_Water Heater_E6_Baseline Forecast | Commercial | Retail (ID) | Existing | Water Heating | Natural Gas | Water Heater | E6 |  | Baseline Forecast | 0 | 0 | 0 | 0 | 0 | 0 | 0 | 0 | 0 | 0 | 0 | 0 | 0 | 0 | 0 | 0 | 0 | 0 | 0 | 0 | 0 | 0 | 0 | 0 | 0 | 0 | 0
Commercial_Retail (ID)_Existing_Water Heating_Natural Gas_Water Heater_E7_Baseline Forecast | Commercial | Retail (ID) | Existing | Water Heating | Natural Gas | Water Heater | E7 |  | Baseline Forecast | 0 | 0 | 0 | 0 | 0 | 0 | 0 | 0 | 0 | 0 | 0 | 0 | 0 | 0 | 0 | 0 | 0 | 0 | 0 | 0 | 0 | 0 | 0 | 0 | 0 | 0 | 0
Commercial_Retail (ID)_Existing_Water Heating_Natural Gas_Water Heater_E8_Baseline Forecast | Commercial | Retail (ID) | Existing | Water Heating | Natural Gas | Water Heater | E8 |  | Baseline Forecast | 0 | 0 | 0 | 0 | 0 | 0 | 0 | 0 | 0 | 0 | 0 | 0 | 0 | 0 | 0 | 0 | 0 | 0 | 0 | 0 | 0 | 0 | 0 | 0 | 0 | 0 | 0
Commercial_Retail (ID)_Existing_Water Heating_Natural Gas_Water Heater_E9_Baseline Forecast | Commercial | Retail (ID) | Existing | Water Heating | Natural Gas | Water Heater | E9 |  | Baseline Forecast | 0 | 0 | 0 | 0 | 0 | 0 | 0 | 0 | 0 | 0 | 0 | 0 | 0 | 0 | 0 | 0 | 0 | 0 | 0 | 0 | 0 | 0 | 0 | 0 | 0 | 0 | 0
Commercial_Retail (ID)_Existing_Water Heating_Natural Gas_Water Heater_E10_Baseline Forecast | Commercial | Retail (ID) | Existing | Water Heating | Natural Gas | Water Heater | E10 |  | Baseline Forecast | 0 | 0 | 0 | 0 | 0 | 0 | 0 | 0 | 0 | 0 | 0 | 0 | 0 | 0 | 0 | 0 | 0 | 0 | 0 | 0 | 0 | 0 | 0 | 0 | 0 | 0 | 0
Commercial_Retail (ID)_Existing_Water Heating_Natural Gas_Water Heater_Vintage_Baseline Forecast | Commercial | Retail (ID) | Existing | Water Heating | Natural Gas | Water Heater | Vintage | Vintage | Baseline Forecast | 5418792.5463 | 5169835.313 | 4910159.1093 | 4642005.1077 | 4367351.7099 | 4087942.8435 | 3805313.2599 | 3520811.1511 | 3235618.3679 | 2950768.4927 | 2667162.9948 | 2385585.6699 | 2133734.9833 | 1908472.639 | 1706991.6566 | 1526781.3938 | 1365596.2613 | 1221427.741 | 1092479.3578 | 977144.2936 | 873985.3653 | 781717.1156 | 699189.7955 | 625375.037 | 559353.0389 | 500301.1052 | 447483.3932
Commercial_Retail (ID)_Existing_Food Preparation_Natural Gas_Oven_E1_Baseline Forecast | Commercial | Retail (ID) | Existing | Food Preparation | Natural Gas | Oven | E1 | Standard | Baseline Forecast | 0 | 2689.3793 | 6085.8052 | 9996.7673 | 14271.7625 | 18793.3297 | 23469.9932 | 28230.7092 | 33020.4952 | 37796.9901 | 41366.1237 | 43988.0186 | 45867.367 | 47165.2325 | 48008.3399 | 48496.3867 | 48707.7981 | 48704.2567 | 48534.2675 | 48235.9646 | 47839.3198 | 47367.8809 | 46840.1401 | 46270.6114 | 45670.6777 | 45049.2584 | 44413.3346
Commercial_Retail (ID)_Existing_Food Preparation_Natural Gas_Oven_E2_Baseline Forecast | Commercial | Retail (ID) | Existing | Food Preparation | Natural Gas | Oven | E2 | ENERGY STAR (>42% Baking Efficiency) | Baseline Forecast | 0 | 3870.0825 | 8757.6221 | 14385.5919 | 20537.4143 | 27044.0599 | 33773.8927 | 40624.6791 | 47517.2979 | 54390.7906 | 59526.8609 | 63299.8317 | 66004.2598 | 67871.9199 | 69085.172 | 69787.4833 | 70091.7095 | 70086.6133 | 69841.9947 | 69412.7296 | 68841.9481 | 68163.5359 | 67404.1041 | 66584.5383 | 65721.2191 | 64826.9816 | 63911.8717
Commercial_Retail (ID)_Existing_Food Preparation_Natural Gas_Oven_E3_Baseline Forecast | Commercial | Retail (ID) | Existing | Food Preparation | Natural Gas | Oven | E3 |  | Baseline Forecast | 0 | 0 | 0 | 0 | 0 | 0 | 0 | 0 | 0 | 0 | 0 | 0 | 0 | 0 | 0 | 0 | 0 | 0 | 0 | 0 | 0 | 0 | 0 | 0 | 0 | 0 | 0
Commercial_Retail (ID)_Existing_Food Preparation_Natural Gas_Oven_E4_Baseline Forecast | Commercial | Retail (ID) | Existing | Food Preparation | Natural Gas | Oven | E4 |  | Baseline Forecast | 0 | 0 | 0 | 0 | 0 | 0 | 0 | 0 | 0 | 0 | 0 | 0 | 0 | 0 | 0 | 0 | 0 | 0 | 0 | 0 | 0 | 0 | 0 | 0 | 0 | 0 | 0
Commercial_Retail (ID)_Existing_Food Preparation_Natural Gas_Oven_E5_Baseline Forecast | Commercial | Retail (ID) | Existing | Food Preparation | Natural Gas | Oven | E5 |  | Baseline Forecast | 0 | 0 | 0 | 0 | 0 | 0 | 0 | 0 | 0 | 0 | 0 | 0 | 0 | 0 | 0 | 0 | 0 | 0 | 0 | 0 | 0 | 0 | 0 | 0 | 0 | 0 | 0
Commercial_Retail (ID)_Existing_Food Preparation_Natural Gas_Oven_E6_Baseline Forecast | Commercial | Retail (ID) | Existing | Food Preparation | Natural Gas | Oven | E6 |  | Baseline Forecast | 0 | 0 | 0 | 0 | 0 | 0 | 0 | 0 | 0 | 0 | 0 | 0 | 0 | 0 | 0 | 0 | 0 | 0 | 0 | 0 | 0 | 0 | 0 | 0 | 0 | 0 | 0
Commercial_Retail (ID)_Existing_Food Preparation_Natural Gas_Oven_E7_Baseline Forecast | Commercial | Retail (ID) | Existing | Food Preparation | Natural Gas | Oven | E7 |  | Baseline Forecast | 0 | 0 | 0 | 0 | 0 | 0 | 0 | 0 | 0 | 0 | 0 | 0 | 0 | 0 | 0 | 0 | 0 | 0 | 0 | 0 | 0 | 0 | 0 | 0 | 0 | 0 | 0
Commercial_Retail (ID)_Existing_Food Preparation_Natural Gas_Oven_E8_Baseline Forecast | Commercial | Retail (ID) | Existing | Food Preparation | Natural Gas | Oven | E8 |  | Baseline Forecast | 0 | 0 | 0 | 0 | 0 | 0 | 0 | 0 | 0 | 0 | 0 | 0 | 0 | 0 | 0 | 0 | 0 | 0 | 0 | 0 | 0 | 0 | 0 | 0 | 0 | 0 | 0
Commercial_Retail (ID)_Existing_Food Preparation_Natural Gas_Oven_E9_Baseline Forecast | Commercial | Retail (ID) | Existing | Food Preparation | Natural Gas | Oven | E9 |  | Baseline Forecast | 0 | 0 | 0 | 0 | 0 | 0 | 0 | 0 | 0 | 0 | 0 | 0 | 0 | 0 | 0 | 0 | 0 | 0 | 0 | 0 | 0 | 0 | 0 | 0 | 0 | 0 | 0
Commercial_Retail (ID)_Existing_Food Preparation_Natural Gas_Oven_E10_Baseline Forecast | Commercial | Retail (ID) | Existing | Food Preparation | Natural Gas | Oven | E10 |  | Baseline Forecast | 0 | 0 | 0 | 0 | 0 | 0 | 0 | 0 | 0 | 0 | 0 | 0 | 0 | 0 | 0 | 0 | 0 | 0 | 0 | 0 | 0 | 0 | 0 | 0 | 0 | 0 | 0
Commercial_Retail (ID)_Existing_Food Preparation_Natural Gas_Oven_Vintage_Baseline Forecast | Commercial | Retail (ID) | Existing | Food Preparation | Natural Gas | Oven | Vintage | Vintage | Baseline Forecast | 166674.8497 | 157427.0839 | 146498.1741 | 134356.9584 | 121369.8291 | 107822.6002 | 93937.7169 | 79887.8016 | 65806.313 | 51795.9367 | 40768.4147 | 32088.6877 | 25256.9026 | 19879.6265 | 15647.1899 | 12315.8527 | 9693.7679 | 7629.9335 | 6005.496 | 4726.9066 | 3720.5329 | 2928.4194 | 2304.9495 | 1814.2183 | 1427.9654 | 1123.9469 | 884.655
Commercial_Retail (ID)_Existing_Food Preparation_Natural Gas_Conveyor Oven_E1_Baseline Forecast | Commercial | Retail (ID) | Existing | Food Preparation | Natural Gas | Conveyor Oven | E1 | Standard | Baseline Forecast | 0 | 0 | 0 | 0 | 0 | 126.0012 | 471.0819 | 1102.6035 | 2067.8773 | 3398.6193 | 4998.2892 | 6791.3564 | 8718.8165 | 10734.6639 | 12803.1144 | 14896.4198 | 16993.1483 | 18558.5051 | 19706.9916 | 20528.7091 | 21094.5546 | 21460.3092 | 21669.857 | 21757.7187 | 21751.0445 | 21671.1846 | 21534.9238
Commercial_Retail (ID)_Existing_Food Preparation_Natural Gas_Conveyor Oven_E2_Baseline Forecast | Commercial | Retail (ID) | Existing | Food Preparation | Natural Gas | Conveyor Oven | E2 | ENERGY STAR (>42% Baking Efficiency) | Baseline Forecast | 0 | 0 | 0 | 0 | 0 | 181.3188 | 677.8983 | 1586.6734 | 2975.7259 | 4890.6961 | 7192.6601 | 9772.9275 | 12546.5896 | 15447.4432 | 18423.9938 | 21436.3114 | 24453.5548 | 26706.1415 | 28358.8416 | 29541.3132 | 30355.5785 | 30881.9083 | 31183.4528 | 31309.8878 | 31300.2836 | 31185.3633 | 30989.2806
Commercial_Retail (ID)_Existing_Food Preparation_Natural Gas_Conveyor Oven_E3_Baseline Forecast | Commercial | Retail (ID) | Existing | Food Preparation | Natural Gas | Conveyor Oven | E3 |  | Baseline Forecast | 0 | 0 | 0 | 0 | 0 | 0 | 0 | 0 | 0 | 0 | 0 | 0 | 0 | 0 | 0 | 0 | 0 | 0 | 0 | 0 | 0 | 0 | 0 | 0 | 0 | 0 | 0
Commercial_Retail (ID)_Existing_Food Preparation_Natural Gas_Conveyor Oven_E4_Baseline Forecast | Commercial | Retail (ID) | Existing | Food Preparation | Natural Gas | Conveyor Oven | E4 |  | Baseline Forecast | 0 | 0 | 0 | 0 | 0 | 0 | 0 | 0 | 0 | 0 | 0 | 0 | 0 | 0 | 0 | 0 | 0 | 0 | 0 | 0 | 0 | 0 | 0 | 0 | 0 | 0 | 0
Commercial_Retail (ID)_Existing_Food Preparation_Natural Gas_Conveyor Oven_E5_Baseline Forecast | Commercial | Retail (ID) | Existing | Food Preparation | Natural Gas | Conveyor Oven | E5 |  | Baseline Forecast | 0 | 0 | 0 | 0 | 0 | 0 | 0 | 0 | 0 | 0 | 0 | 0 | 0 | 0 | 0 | 0 | 0 | 0 | 0 | 0 | 0 | 0 | 0 | 0 | 0 | 0 | 0
Commercial_Retail (ID)_Existing_Food Preparation_Natural Gas_Conveyor Oven_E6_Baseline Forecast | Commercial | Retail (ID) | Existing | Food Preparation | Natural Gas | Conveyor Oven | E6 |  | Baseline Forecast | 0 | 0 | 0 | 0 | 0 | 0 | 0 | 0 | 0 | 0 | 0 | 0 | 0 | 0 | 0 | 0 | 0 | 0 | 0 | 0 | 0 | 0 | 0 | 0 | 0 | 0 | 0
Commercial_Retail (ID)_Existing_Food Preparation_Natural Gas_Conveyor Oven_E7_Baseline Forecast | Commercial | Retail (ID) | Existing | Food Preparation | Natural Gas | Conveyor Oven | E7 |  | Baseline Forecast | 0 | 0 | 0 | 0 | 0 | 0 | 0 | 0 | 0 | 0 | 0 | 0 | 0 | 0 | 0 | 0 | 0 | 0 | 0 | 0 | 0 | 0 | 0 | 0 | 0 | 0 | 0
Commercial_Retail (ID)_Existing_Food Preparation_Natural Gas_Conveyor Oven_E8_Baseline Forecast | Commercial | Retail (ID) | Existing | Food Preparation | Natural Gas | Conveyor Oven | E8 |  | Baseline Forecast | 0 | 0 | 0 | 0 | 0 | 0 | 0 | 0 | 0 | 0 | 0 | 0 | 0 | 0 | 0 | 0 | 0 | 0 | 0 | 0 | 0 | 0 | 0 | 0 | 0 | 0 | 0
Commercial_Retail (ID)_Existing_Food Preparation_Natural Gas_Conveyor Oven_E9_Baseline Forecast | Commercial | Retail (ID) | Existing | Food Preparation | Natural Gas | Conveyor Oven | E9 |  | Baseline Forecast | 0 | 0 | 0 | 0 | 0 | 0 | 0 | 0 | 0 | 0 | 0 | 0 | 0 | 0 | 0 | 0 | 0 | 0 | 0 | 0 | 0 | 0 | 0 | 0 | 0 | 0 | 0
Commercial_Retail (ID)_Existing_Food Preparation_Natural Gas_Conveyor Oven_E10_Baseline Forecast | Commercial | Retail (ID) | Existing | Food Preparation | Natural Gas | Conveyor Oven | E10 |  | Baseline Forecast | 0 | 0 | 0 | 0 | 0 | 0 | 0 | 0 | 0 | 0 | 0 | 0 | 0 | 0 | 0 | 0 | 0 | 0 | 0 | 0 | 0 | 0 | 0 | 0 | 0 | 0 | 0
Commercial_Retail (ID)_Existing_Food Preparation_Natural Gas_Conveyor Oven_Vintage_Baseline Forecast | Commercial | Retail (ID) | Existing | Food Preparation | Natural Gas | Conveyor Oven | Vintage | Vintage | Baseline Forecast | 83337.4249 | 81993.2729 | 80670.8007 | 79369.6588 | 78089.503 | 76522.6749 | 74441.8212 | 71682.3181 | 68128.4498 | 63702.5433 | 58639.7503 | 53123.9852 | 47298.8586 | 41276.2824 | 35143.2427 | 28967.1302 | 22799.9347 | 17945.7551 | 14125.0459 | 11117.7781 | 8750.7673 | 6887.7007 | 5421.287 | 4267.0775 | 3358.6029 | 2643.5455 | 2080.7262
Commercial_Retail (ID)_Existing_Food Preparation_Natural Gas_Double Rack Oven_E1_Baseline Forecast | Commercial | Retail (ID) | Existing | Food Preparation | Natural Gas | Double Rack Oven | E1 | Standard | Baseline Forecast | 0 | 747.0498 | 1755.8348 | 2981.8604 | 4386.4972 | 5936.2396 | 7602.0568 | 9358.8252 | 11184.8332 | 13061.347 | 14649.5587 | 15986.4882 | 17104.498 | 18031.8768 | 18793.3516 | 19410.5342 | 19902.3122 | 20285.1913 | 20573.5941 | 20780.1215 | 20915.7817 | 20990.19 | 21011.7436 | 20987.7752 | 20924.6859 | 20828.0629 | 20702.7814
Commercial_Retail (ID)_Existing_Food Preparation_Natural Gas_Double Rack Oven_E2_Baseline Forecast | Commercial | Retail (ID) | Existing | Food Preparation | Natural Gas | Double Rack Oven | E2 | FTSC Qualified (>50% Cooking Efficiency) | Baseline Forecast | 0 | 1075.0229 | 2526.6892 | 4290.9698 | 6312.2765 | 8542.3936 | 10939.5451 | 13467.5777 | 16095.2478 | 18795.5969 | 21081.0722 | 23004.9465 | 24613.7897 | 25948.3105 | 27044.0914 | 27932.2321 | 28639.9127 | 29190.8851 | 29605.9037 | 29903.1017 | 30098.32 | 30205.3953 | 30236.4116 | 30201.9204 | 30111.1334 | 29972.0905 | 29791.8074
Commercial_Retail (ID)_Existing_Food Preparation_Natural Gas_Double Rack Oven_E3_Baseline Forecast | Commercial | Retail (ID) | Existing | Food Preparation | Natural Gas | Double Rack Oven | E3 |  | Baseline Forecast | 0 | 0 | 0 | 0 | 0 | 0 | 0 | 0 | 0 | 0 | 0 | 0 | 0 | 0 | 0 | 0 | 0 | 0 | 0 | 0 | 0 | 0 | 0 | 0 | 0 | 0 | 0
Commercial_Retail (ID)_Existing_Food Preparation_Natural Gas_Double Rack Oven_E4_Baseline Forecast | Commercial | Retail (ID) | Existing | Food Preparation | Natural Gas | Double Rack Oven | E4 |  | Baseline Forecast | 0 | 0 | 0 | 0 | 0 | 0 | 0 | 0 | 0 | 0 | 0 | 0 | 0 | 0 | 0 | 0 | 0 | 0 | 0 | 0 | 0 | 0 | 0 | 0 | 0 | 0 | 0
Commercial_Retail (ID)_Existing_Food Preparation_Natural Gas_Double Rack Oven_E5_Baseline Forecast | Commercial | Retail (ID) | Existing | Food Preparation | Natural Gas | Double Rack Oven | E5 |  | Baseline Forecast | 0 | 0 | 0 | 0 | 0 | 0 | 0 | 0 | 0 | 0 | 0 | 0 | 0 | 0 | 0 | 0 | 0 | 0 | 0 | 0 | 0 | 0 | 0 | 0 | 0 | 0 | 0
Commercial_Retail (ID)_Existing_Food Preparation_Natural Gas_Double Rack Oven_E6_Baseline Forecast | Commercial | Retail (ID) | Existing | Food Preparation | Natural Gas | Double Rack Oven | E6 |  | Baseline Forecast | 0 | 0 | 0 | 0 | 0 | 0 | 0 | 0 | 0 | 0 | 0 | 0 | 0 | 0 | 0 | 0 | 0 | 0 | 0 | 0 | 0 | 0 | 0 | 0 | 0 | 0 | 0
Commercial_Retail (ID)_Existing_Food Preparation_Natural Gas_Double Rack Oven_E7_Baseline Forecast | Commercial | Retail (ID) | Existing | Food Preparation | Natural Gas | Double Rack Oven | E7 |  | Baseline Forecast | 0 | 0 | 0 | 0 | 0 | 0 | 0 | 0 | 0 | 0 | 0 | 0 | 0 | 0 | 0 | 0 | 0 | 0 | 0 | 0 | 0 | 0 | 0 | 0 | 0 | 0 | 0
Commercial_Retail (ID)_Existing_Food Preparation_Natural Gas_Double Rack Oven_E8_Baseline Forecast | Commercial | Retail (ID) | Existing | Food Preparation | Natural Gas | Double Rack Oven | E8 |  | Baseline Forecast | 0 | 0 | 0 | 0 | 0 | 0 | 0 | 0 | 0 | 0 | 0 | 0 | 0 | 0 | 0 | 0 | 0 | 0 | 0 | 0 | 0 | 0 | 0 | 0 | 0 | 0 | 0
Commercial_Retail (ID)_Existing_Food Preparation_Natural Gas_Double Rack Oven_E9_Baseline Forecast | Commercial | Retail (ID) | Existing | Food Preparation | Natural Gas | Double Rack Oven | E9 |  | Baseline Forecast | 0 | 0 | 0 | 0 | 0 | 0 | 0 | 0 | 0 | 0 | 0 | 0 | 0 | 0 | 0 | 0 | 0 | 0 | 0 | 0 | 0 | 0 | 0 | 0 | 0 | 0 | 0
Commercial_Retail (ID)_Existing_Food Preparation_Natural Gas_Double Rack Oven_E10_Baseline Forecast | Commercial | Retail (ID) | Existing | Food Preparation | Natural Gas | Double Rack Oven | E10 |  | Baseline Forecast | 0 | 0 | 0 | 0 | 0 | 0 | 0 | 0 | 0 | 0 | 0 | 0 | 0 | 0 | 0 | 0 | 0 | 0 | 0 | 0 | 0 | 0 | 0 | 0 | 0 | 0 | 0
Commercial_Retail (ID)_Existing_Food Preparation_Natural Gas_Double Rack Oven_Vintage_Baseline Forecast | Commercial | Retail (ID) | Existing | Food Preparation | Natural Gas | Double Rack Oven | Vintage | Vintage | Baseline Forecast | 83337.4249 | 80171.2001 | 76388.2767 | 72096.8286 | 67390.7293 | 62351.3616 | 57049.1996 | 51545.1921 | 45891.9721 | 40134.9147 | 35100.0688 | 30696.8343 | 26845.977 | 23478.2021 | 20532.9079 | 17957.0951 | 15704.4129 | 13734.3253 | 12011.3812 | 10504.5771 | 9186.7987 | 8034.3329 | 7026.4417 | 6144.9884 | 5374.1117 | 4699.94 | 4110.3418
Commercial_Retail (ID)_Existing_Food Preparation_Natural Gas_Fryer_E1_Baseline Forecast | Commercial | Retail (ID) | Existing | Food Preparation | Natural Gas | Fryer | E1 | Standard | Baseline Forecast | 0 | 7354.5481 | 15261.2265 | 23616.9757 | 32330.7148 | 41322.0534 | 50520.1395 | 59862.6298 | 69294.7688 | 78768.5661 | 88242.0606 | 97678.6629 | 105816.5663 | 112797.7552 | 118749.1459 | 123784.1782 | 128004.24 | 131499.9404 | 134352.2489 | 136633.5146 | 138408.3771 | 139734.5815 | 140663.7078 | 141241.8226 | 141510.062 | 141505.1539 | 141259.8838
Commercial_Retail (ID)_Existing_Food Preparation_Natural Gas_Fryer_E2_Baseline Forecast | Commercial | Retail (ID) | Existing | Food Preparation | Natural Gas | Fryer | E2 | ENERGY STAR | Baseline Forecast | 0 | 2584.0304 | 5362.0526 | 8297.8563 | 11359.4403 | 14518.5593 | 17750.3193 | 21032.8159 | 24346.8107 | 27675.4421 | 31003.9672 | 34319.5302 | 37178.7936 | 39631.6437 | 41722.6729 | 43491.7383 | 44974.4627 | 46202.6817 | 47204.8442 | 48006.37 | 48629.9703 | 49095.934 | 49422.3838 | 49625.5052 | 49719.7515 | 49718.0271 | 49631.8511
Commercial_Retail (ID)_Existing_Food Preparation_Natural Gas_Fryer_E3_Baseline Forecast | Commercial | Retail (ID) | Existing | Food Preparation | Natural Gas | Fryer | E3 |  | Baseline Forecast | 0 | 0 | 0 | 0 | 0 | 0 | 0 | 0 | 0 | 0 | 0 | 0 | 0 | 0 | 0 | 0 | 0 | 0 | 0 | 0 | 0 | 0 | 0 | 0 | 0 | 0 | 0
Commercial_Retail (ID)_Existing_Food Preparation_Natural Gas_Fryer_E4_Baseline Forecast | Commercial | Retail (ID) | Existing | Food Preparation | Natural Gas | Fryer | E4 |  | Baseline Forecast | 0 | 0 | 0 | 0 | 0 | 0 | 0 | 0 | 0 | 0 | 0 | 0 | 0 | 0 | 0 | 0 | 0 | 0 | 0 | 0 | 0 | 0 | 0 | 0 | 0 | 0 | 0
Commercial_Retail (ID)_Existing_Food Preparation_Natural Gas_Fryer_E5_Baseline Forecast | Commercial | Retail (ID) | Existing | Food Preparation | Natural Gas | Fryer | E5 |  | Baseline Forecast | 0 | 0 | 0 | 0 | 0 | 0 | 0 | 0 | 0 | 0 | 0 | 0 | 0 | 0 | 0 | 0 | 0 | 0 | 0 | 0 | 0 | 0 | 0 | 0 | 0 | 0 | 0
Commercial_Retail (ID)_Existing_Food Preparation_Natural Gas_Fryer_E6_Baseline Forecast | Commercial | Retail (ID) | Existing | Food Preparation | Natural Gas | Fryer | E6 |  | Baseline Forecast | 0 | 0 | 0 | 0 | 0 | 0 | 0 | 0 | 0 | 0 | 0 | 0 | 0 | 0 | 0 | 0 | 0 | 0 | 0 | 0 | 0 | 0 | 0 | 0 | 0 | 0 | 0
Commercial_Retail (ID)_Existing_Food Preparation_Natural Gas_Fryer_E7_Baseline Forecast | Commercial | Retail (ID) | Existing | Food Preparation | Natural Gas | Fryer | E7 |  | Baseline Forecast | 0 | 0 | 0 | 0 | 0 | 0 | 0 | 0 | 0 | 0 | 0 | 0 | 0 | 0 | 0 | 0 | 0 | 0 | 0 | 0 | 0 | 0 | 0 | 0 | 0 | 0 | 0
Commercial_Retail (ID)_Existing_Food Preparation_Natural Gas_Fryer_E8_Baseline Forecast | Commercial | Retail (ID) | Existing | Food Preparation | Natural Gas | Fryer | E8 |  | Baseline Forecast | 0 | 0 | 0 | 0 | 0 | 0 | 0 | 0 | 0 | 0 | 0 | 0 | 0 | 0 | 0 | 0 | 0 | 0 | 0 | 0 | 0 | 0 | 0 | 0 | 0 | 0 | 0
Commercial_Retail (ID)_Existing_Food Preparation_Natural Gas_Fryer_E9_Baseline Forecast | Commercial | Retail (ID) | Existing | Food Preparation | Natural Gas | Fryer | E9 |  | Baseline Forecast | 0 | 0 | 0 | 0 | 0 | 0 | 0 | 0 | 0 | 0 | 0 | 0 | 0 | 0 | 0 | 0 | 0 | 0 | 0 | 0 | 0 | 0 | 0 | 0 | 0 | 0 | 0
Commercial_Retail (ID)_Existing_Food Preparation_Natural Gas_Fryer_E10_Baseline Forecast | Commercial | Retail (ID) | Existing | Food Preparation | Natural Gas | Fryer | E10 |  | Baseline Forecast | 0 | 0 | 0 | 0 | 0 | 0 | 0 | 0 | 0 | 0 | 0 | 0 | 0 | 0 | 0 | 0 | 0 | 0 | 0 | 0 | 0 | 0 | 0 | 0 | 0 | 0 | 0
Commercial_Retail (ID)_Existing_Food Preparation_Natural Gas_Fryer_Vintage_Baseline Forecast | Commercial | Retail (ID) | Existing | Food Preparation | Natural Gas | Fryer | Vintage | Vintage | Baseline Forecast | 333349.6995 | 318034.5129 | 302059.9238 | 285563.8031 | 268667.8568 | 251479.3668 | 234092.7468 | 216590.9341 | 199046.6329 | 181523.4265 | 164076.7708 | 146754.883 | 131261.6989 | 117404.1588 | 105009.5849 | 93923.529 | 84007.8485 | 75138.9847 | 67206.4233 | 60111.317 | 53765.2542 | 48089.157 | 43012.2959 | 38471.4083 | 34409.9107 | 30777.1928 | 27527.9877
Commercial_Retail (ID)_Existing_Food Preparation_Natural Gas_Broiler_E1_Baseline Forecast | Commercial | Retail (ID) | Existing | Food Preparation | Natural Gas | Broiler | E1 | Standard | Baseline Forecast | 0 | 0 | 0 | 0 | 0 | 0 | 0 | 0 | 0 | 0 | 0 | 0 | 0 | 0 | 0 | 0 | 0 | 0 | 0 | 0 | 0 | 0 | 0 | 0 | 0 | 0 | 0
Commercial_Retail (ID)_Existing_Food Preparation_Natural Gas_Broiler_E2_Baseline Forecast | Commercial | Retail (ID) | Existing | Food Preparation | Natural Gas | Broiler | E2 | Infrared Burners | Baseline Forecast | 0 | 0 | 0 | 0 | 0 | 0 | 0 | 0 | 0 | 0 | 0 | 0 | 0 | 0 | 0 | 0 | 0 | 0 | 0 | 0 | 0 | 0 | 0 | 0 | 0 | 0 | 0
Commercial_Retail (ID)_Existing_Food Preparation_Natural Gas_Broiler_E3_Baseline Forecast | Commercial | Retail (ID) | Existing | Food Preparation | Natural Gas | Broiler | E3 |  | Baseline Forecast | 0 | 0 | 0 | 0 | 0 | 0 | 0 | 0 | 0 | 0 | 0 | 0 | 0 | 0 | 0 | 0 | 0 | 0 | 0 | 0 | 0 | 0 | 0 | 0 | 0 | 0 | 0
Commercial_Retail (ID)_Existing_Food Preparation_Natural Gas_Broiler_E4_Baseline Forecast | Commercial | Retail (ID) | Existing | Food Preparation | Natural Gas | Broiler | E4 |  | Baseline Forecast | 0 | 0 | 0 | 0 | 0 | 0 | 0 | 0 | 0 | 0 | 0 | 0 | 0 | 0 | 0 | 0 | 0 | 0 | 0 | 0 | 0 | 0 | 0 | 0 | 0 | 0 | 0
Commercial_Retail (ID)_Existing_Food Preparation_Natural Gas_Broiler_E5_Baseline Forecast | Commercial | Retail (ID) | Existing | Food Preparation | Natural Gas | Broiler | E5 |  | Baseline Forecast | 0 | 0 | 0 | 0 | 0 | 0 | 0 | 0 | 0 | 0 | 0 | 0 | 0 | 0 | 0 | 0 | 0 | 0 | 0 | 0 | 0 | 0 | 0 | 0 | 0 | 0 | 0
Commercial_Retail (ID)_Existing_Food Preparation_Natural Gas_Broiler_E6_Baseline Forecast | Commercial | Retail (ID) | Existing | Food Preparation | Natural Gas | Broiler | E6 |  | Baseline Forecast | 0 | 0 | 0 | 0 | 0 | 0 | 0 | 0 | 0 | 0 | 0 | 0 | 0 | 0 | 0 | 0 | 0 | 0 | 0 | 0 | 0 | 0 | 0 | 0 | 0 | 0 | 0
Commercial_Retail (ID)_Existing_Food Preparation_Natural Gas_Broiler_E7_Baseline Forecast | Commercial | Retail (ID) | Existing | Food Preparation | Natural Gas | Broiler | E7 |  | Baseline Forecast | 0 | 0 | 0 | 0 | 0 | 0 | 0 | 0 | 0 | 0 | 0 | 0 | 0 | 0 | 0 | 0 | 0 | 0 | 0 | 0 | 0 | 0 | 0 | 0 | 0 | 0 | 0
Commercial_Retail (ID)_Existing_Food Preparation_Natural Gas_Broiler_E8_Baseline Forecast | Commercial | Retail (ID) | Existing | Food Preparation | Natural Gas | Broiler | E8 |  | Baseline Forecast | 0 | 0 | 0 | 0 | 0 | 0 | 0 | 0 | 0 | 0 | 0 | 0 | 0 | 0 | 0 | 0 | 0 | 0 | 0 | 0 | 0 | 0 | 0 | 0 | 0 | 0 | 0
Commercial_Retail (ID)_Existing_Food Preparation_Natural Gas_Broiler_E9_Baseline Forecast | Commercial | Retail (ID) | Existing | Food Preparation | Natural Gas | Broiler | E9 |  | Baseline Forecast | 0 | 0 | 0 | 0 | 0 | 0 | 0 | 0 | 0 | 0 | 0 | 0 | 0 | 0 | 0 | 0 | 0 | 0 | 0 | 0 | 0 | 0 | 0 | 0 | 0 | 0 | 0
Commercial_Retail (ID)_Existing_Food Preparation_Natural Gas_Broiler_E10_Baseline Forecast | Commercial | Retail (ID) | Existing | Food Preparation | Natural Gas | Broiler | E10 |  | Baseline Forecast | 0 | 0 | 0 | 0 | 0 | 0 | 0 | 0 | 0 | 0 | 0 | 0 | 0 | 0 | 0 | 0 | 0 | 0 | 0 | 0 | 0 | 0 | 0 | 0 | 0 | 0 | 0
Commercial_Retail (ID)_Existing_Food Preparation_Natural Gas_Broiler_Vintage_Baseline Forecast | Commercial | Retail (ID) | Existing | Food Preparation | Natural Gas | Broiler | Vintage | Vintage | Baseline Forecast | 0 | 0 | 0 | 0 | 0 | 0 | 0 | 0 | 0 | 0 | 0 | 0 | 0 | 0 | 0 | 0 | 0 | 0 | 0 | 0 | 0 | 0 | 0 | 0 | 0 | 0 | 0
Commercial_Retail (ID)_Existing_Food Preparation_Natural Gas_Griddle_E1_Baseline Forecast | Commercial | Retail (ID) | Existing | Food Preparation | Natural Gas | Griddle | E1 | Standard | Baseline Forecast | 0 | 0 | 0 | 0 | 0 | 0 | 0 | 0 | 0 | 0 | 0 | 0 | 0 | 0 | 0 | 0 | 0 | 0 | 0 | 0 | 0 | 0 | 0 | 0 | 0 | 0 | 0
Commercial_Retail (ID)_Existing_Food Preparation_Natural Gas_Griddle_E2_Baseline Forecast | Commercial | Retail (ID) | Existing | Food Preparation | Natural Gas | Griddle | E2 | ENERGY STAR | Baseline Forecast | 0 | 0 | 0 | 0 | 0 | 0 | 0 | 0 | 0 | 0 | 0 | 0 | 0 | 0 | 0 | 0 | 0 | 0 | 0 | 0 | 0 | 0 | 0 | 0 | 0 | 0 | 0
Commercial_Retail (ID)_Existing_Food Preparation_Natural Gas_Griddle_E3_Baseline Forecast | Commercial | Retail (ID) | Existing | Food Preparation | Natural Gas | Griddle | E3 |  | Baseline Forecast | 0 | 0 | 0 | 0 | 0 | 0 | 0 | 0 | 0 | 0 | 0 | 0 | 0 | 0 | 0 | 0 | 0 | 0 | 0 | 0 | 0 | 0 | 0 | 0 | 0 | 0 | 0
Commercial_Retail (ID)_Existing_Food Preparation_Natural Gas_Griddle_E4_Baseline Forecast | Commercial | Retail (ID) | Existing | Food Preparation | Natural Gas | Griddle | E4 |  | Baseline Forecast | 0 | 0 | 0 | 0 | 0 | 0 | 0 | 0 | 0 | 0 | 0 | 0 | 0 | 0 | 0 | 0 | 0 | 0 | 0 | 0 | 0 | 0 | 0 | 0 | 0 | 0 | 0
Commercial_Retail (ID)_Existing_Food Preparation_Natural Gas_Griddle_E5_Baseline Forecast | Commercial | Retail (ID) | Existing | Food Preparation | Natural Gas | Griddle | E5 |  | Baseline Forecast | 0 | 0 | 0 | 0 | 0 | 0 | 0 | 0 | 0 | 0 | 0 | 0 | 0 | 0 | 0 | 0 | 0 | 0 | 0 | 0 | 0 | 0 | 0 | 0 | 0 | 0 | 0
Commercial_Retail (ID)_Existing_Food Preparation_Natural Gas_Griddle_E6_Baseline Forecast | Commercial | Retail (ID) | Existing | Food Preparation | Natural Gas | Griddle | E6 |  | Baseline Forecast | 0 | 0 | 0 | 0 | 0 | 0 | 0 | 0 | 0 | 0 | 0 | 0 | 0 | 0 | 0 | 0 | 0 | 0 | 0 | 0 | 0 | 0 | 0 | 0 | 0 | 0 | 0
Commercial_Retail (ID)_Existing_Food Preparation_Natural Gas_Griddle_E7_Baseline Forecast | Commercial | Retail (ID) | Existing | Food Preparation | Natural Gas | Griddle | E7 |  | Baseline Forecast | 0 | 0 | 0 | 0 | 0 | 0 | 0 | 0 | 0 | 0 | 0 | 0 | 0 | 0 | 0 | 0 | 0 | 0 | 0 | 0 | 0 | 0 | 0 | 0 | 0 | 0 | 0
Commercial_Retail (ID)_Existing_Food Preparation_Natural Gas_Griddle_E8_Baseline Forecast | Commercial | Retail (ID) | Existing | Food Preparation | Natural Gas | Griddle | E8 |  | Baseline Forecast | 0 | 0 | 0 | 0 | 0 | 0 | 0 | 0 | 0 | 0 | 0 | 0 | 0 | 0 | 0 | 0 | 0 | 0 | 0 | 0 | 0 | 0 | 0 | 0 | 0 | 0 | 0
Commercial_Retail (ID)_Existing_Food Preparation_Natural Gas_Griddle_E9_Baseline Forecast | Commercial | Retail (ID) | Existing | Food Preparation | Natural Gas | Griddle | E9 |  | Baseline Forecast | 0 | 0 | 0 | 0 | 0 | 0 | 0 | 0 | 0 | 0 | 0 | 0 | 0 | 0 | 0 | 0 | 0 | 0 | 0 | 0 | 0 | 0 | 0 | 0 | 0 | 0 | 0
Commercial_Retail (ID)_Existing_Food Preparation_Natural Gas_Griddle_E10_Baseline Forecast | Commercial | Retail (ID) | Existing | Food Preparation | Natural Gas | Griddle | E10 |  | Baseline Forecast | 0 | 0 | 0 | 0 | 0 | 0 | 0 | 0 | 0 | 0 | 0 | 0 | 0 | 0 | 0 | 0 | 0 | 0 | 0 | 0 | 0 | 0 | 0 | 0 | 0 | 0 | 0
Commercial_Retail (ID)_Existing_Food Preparation_Natural Gas_Griddle_Vintage_Baseline Forecast | Commercial | Retail (ID) | Existing | Food Preparation | Natural Gas | Griddle | Vintage | Vintage | Baseline Forecast | 0 | 0 | 0 | 0 | 0 | 0 | 0 | 0 | 0 | 0 | 0 | 0 | 0 | 0 | 0 | 0 | 0 | 0 | 0 | 0 | 0 | 0 | 0 | 0 | 0 | 0 | 0
Commercial_Retail (ID)_Existing_Food Preparation_Natural Gas_Range_E1_Baseline Forecast | Commercial | Retail (ID) | Existing | Food Preparation | Natural Gas | Range | E1 | Standard | Baseline Forecast | 0 | 0 | 0 | 0 | 0 | 0 | 0 | 0 | 0 | 0 | 0 | 0 | 0 | 0 | 0 | 0 | 0 | 0 | 0 | 0 | 0 | 0 | 0 | 0 | 0 | 0 | 0
Commercial_Retail (ID)_Existing_Food Preparation_Natural Gas_Range_E2_Baseline Forecast | Commercial | Retail (ID) | Existing | Food Preparation | Natural Gas | Range | E2 | High Efficiency | Baseline Forecast | 0 | 0 | 0 | 0 | 0 | 0 | 0 | 0 | 0 | 0 | 0 | 0 | 0 | 0 | 0 | 0 | 0 | 0 | 0 | 0 | 0 | 0 | 0 | 0 | 0 | 0 | 0
Commercial_Retail (ID)_Existing_Food Preparation_Natural Gas_Range_E3_Baseline Forecast | Commercial | Retail (ID) | Existing | Food Preparation | Natural Gas | Range | E3 |  | Baseline Forecast | 0 | 0 | 0 | 0 | 0 | 0 | 0 | 0 | 0 | 0 | 0 | 0 | 0 | 0 | 0 | 0 | 0 | 0 | 0 | 0 | 0 | 0 | 0 | 0 | 0 | 0 | 0
Commercial_Retail (ID)_Existing_Food Preparation_Natural Gas_Range_E4_Baseline Forecast | Commercial | Retail (ID) | Existing | Food Preparation | Natural Gas | Range | E4 |  | Baseline Forecast | 0 | 0 | 0 | 0 | 0 | 0 | 0 | 0 | 0 | 0 | 0 | 0 | 0 | 0 | 0 | 0 | 0 | 0 | 0 | 0 | 0 | 0 | 0 | 0 | 0 | 0 | 0
Commercial_Retail (ID)_Existing_Food Preparation_Natural Gas_Range_E5_Baseline Forecast | Commercial | Retail (ID) | Existing | Food Preparation | Natural Gas | Range | E5 |  | Baseline Forecast | 0 | 0 | 0 | 0 | 0 | 0 | 0 | 0 | 0 | 0 | 0 | 0 | 0 | 0 | 0 | 0 | 0 | 0 | 0 | 0 | 0 | 0 | 0 | 0 | 0 | 0 | 0
Commercial_Retail (ID)_Existing_Food Preparation_Natural Gas_Range_E6_Baseline Forecast | Commercial | Retail (ID) | Existing | Food Preparation | Natural Gas | Range | E6 |  | Baseline Forecast | 0 | 0 | 0 | 0 | 0 | 0 | 0 | 0 | 0 | 0 | 0 | 0 | 0 | 0 | 0 | 0 | 0 | 0 | 0 | 0 | 0 | 0 | 0 | 0 | 0 | 0 | 0
Commercial_Retail (ID)_Existing_Food Preparation_Natural Gas_Range_E7_Baseline Forecast | Commercial | Retail (ID) | Existing | Food Preparation | Natural Gas | Range | E7 |  | Baseline Forecast | 0 | 0 | 0 | 0 | 0 | 0 | 0 | 0 | 0 | 0 | 0 | 0 | 0 | 0 | 0 | 0 | 0 | 0 | 0 | 0 | 0 | 0 | 0 | 0 | 0 | 0 | 0
Commercial_Retail (ID)_Existing_Food Preparation_Natural Gas_Range_E8_Baseline Forecast | Commercial | Retail (ID) | Existing | Food Preparation | Natural Gas | Range | E8 |  | Baseline Forecast | 0 | 0 | 0 | 0 | 0 | 0 | 0 | 0 | 0 | 0 | 0 | 0 | 0 | 0 | 0 | 0 | 0 | 0 | 0 | 0 | 0 | 0 | 0 | 0 | 0 | 0 | 0
Commercial_Retail (ID)_Existing_Food Preparation_Natural Gas_Range_E9_Baseline Forecast | Commercial | Retail (ID) | Existing | Food Preparation | Natural Gas | Range | E9 |  | Baseline Forecast | 0 | 0 | 0 | 0 | 0 | 0 | 0 | 0 | 0 | 0 | 0 | 0 | 0 | 0 | 0 | 0 | 0 | 0 | 0 | 0 | 0 | 0 | 0 | 0 | 0 | 0 | 0
Commercial_Retail (ID)_Existing_Food Preparation_Natural Gas_Range_E10_Baseline Forecast | Commercial | Retail (ID) | Existing | Food Preparation | Natural Gas | Range | E10 |  | Baseline Forecast | 0 | 0 | 0 | 0 | 0 | 0 | 0 | 0 | 0 | 0 | 0 | 0 | 0 | 0 | 0 | 0 | 0 | 0 | 0 | 0 | 0 | 0 | 0 | 0 | 0 | 0 | 0
Commercial_Retail (ID)_Existing_Food Preparation_Natural Gas_Range_Vintage_Baseline Forecast | Commercial | Retail (ID) | Existing | Food Preparation | Natural Gas | Range | Vintage | Vintage | Baseline Forecast | 0 | 0 | 0 | 0 | 0 | 0 | 0 | 0 | 0 | 0 | 0 | 0 | 0 | 0 | 0 | 0 | 0 | 0 | 0 | 0 | 0 | 0 | 0 | 0 | 0 | 0 | 0
Commercial_Retail (ID)_Existing_Food Preparation_Natural Gas_Steamer_E1_Baseline Forecast | Commercial | Retail (ID) | Existing | Food Preparation | Natural Gas | Steamer | E1 | Standard | Baseline Forecast | 0 | 0 | 0 | 0 | 0 | 0 | 0 | 0 | 0 | 0 | 0 | 0 | 0 | 0 | 0 | 0 | 0 | 0 | 0 | 0 | 0 | 0 | 0 | 0 | 0 | 0 | 0
Commercial_Retail (ID)_Existing_Food Preparation_Natural Gas_Steamer_E2_Baseline Forecast | Commercial | Retail (ID) | Existing | Food Preparation | Natural Gas | Steamer | E2 | ENERGY STAR | Baseline Forecast | 0 | 0 | 0 | 0 | 0 | 0 | 0 | 0 | 0 | 0 | 0 | 0 | 0 | 0 | 0 | 0 | 0 | 0 | 0 | 0 | 0 | 0 | 0 | 0 | 0 | 0 | 0
Commercial_Retail (ID)_Existing_Food Preparation_Natural Gas_Steamer_E3_Baseline Forecast | Commercial | Retail (ID) | Existing | Food Preparation | Natural Gas | Steamer | E3 |  | Baseline Forecast | 0 | 0 | 0 | 0 | 0 | 0 | 0 | 0 | 0 | 0 | 0 | 0 | 0 | 0 | 0 | 0 | 0 | 0 | 0 | 0 | 0 | 0 | 0 | 0 | 0 | 0 | 0
Commercial_Retail (ID)_Existing_Food Preparation_Natural Gas_Steamer_E4_Baseline Forecast | Commercial | Retail (ID) | Existing | Food Preparation | Natural Gas | Steamer | E4 |  | Baseline Forecast | 0 | 0 | 0 | 0 | 0 | 0 | 0 | 0 | 0 | 0 | 0 | 0 | 0 | 0 | 0 | 0 | 0 | 0 | 0 | 0 | 0 | 0 | 0 | 0 | 0 | 0 | 0
Commercial_Retail (ID)_Existing_Food Preparation_Natural Gas_Steamer_E5_Baseline Forecast | Commercial | Retail (ID) | Existing | Food Preparation | Natural Gas | Steamer | E5 |  | Baseline Forecast | 0 | 0 | 0 | 0 | 0 | 0 | 0 | 0 | 0 | 0 | 0 | 0 | 0 | 0 | 0 | 0 | 0 | 0 | 0 | 0 | 0 | 0 | 0 | 0 | 0 | 0 | 0
Commercial_Retail (ID)_Existing_Food Preparation_Natural Gas_Steamer_E6_Baseline Forecast | Commercial | Retail (ID) | Existing | Food Preparation | Natural Gas | Steamer | E6 |  | Baseline Forecast | 0 | 0 | 0 | 0 | 0 | 0 | 0 | 0 | 0 | 0 | 0 | 0 | 0 | 0 | 0 | 0 | 0 | 0 | 0 | 0 | 0 | 0 | 0 | 0 | 0 | 0 | 0
Commercial_Retail (ID)_Existing_Food Preparation_Natural Gas_Steamer_E7_Baseline Forecast | Commercial | Retail (ID) | Existing | Food Preparation | Natural Gas | Steamer | E7 |  | Baseline Forecast | 0 | 0 | 0 | 0 | 0 | 0 | 0 | 0 | 0 | 0 | 0 | 0 | 0 | 0 | 0 | 0 | 0 | 0 | 0 | 0 | 0 | 0 | 0 | 0 | 0 | 0 | 0
Commercial_Retail (ID)_Existing_Food Preparation_Natural Gas_Steamer_E8_Baseline Forecast | Commercial | Retail (ID) | Existing | Food Preparation | Natural Gas | Steamer | E8 |  | Baseline Forecast | 0 | 0 | 0 | 0 | 0 | 0 | 0 | 0 | 0 | 0 | 0 | 0 | 0 | 0 | 0 | 0 | 0 | 0 | 0 | 0 | 0 | 0 | 0 | 0 | 0 | 0 | 0
Commercial_Retail (ID)_Existing_Food Preparation_Natural Gas_Steamer_E9_Baseline Forecast | Commercial | Retail (ID) | Existing | Food Preparation | Natural Gas | Steamer | E9 |  | Baseline Forecast | 0 | 0 | 0 | 0 | 0 | 0 | 0 | 0 | 0 | 0 | 0 | 0 | 0 | 0 | 0 | 0 | 0 | 0 | 0 | 0 | 0 | 0 | 0 | 0 | 0 | 0 | 0
Commercial_Retail (ID)_Existing_Food Preparation_Natural Gas_Steamer_E10_Baseline Forecast | Commercial | Retail (ID) | Existing | Food Preparation | Natural Gas | Steamer | E10 |  | Baseline Forecast | 0 | 0 | 0 | 0 | 0 | 0 | 0 | 0 | 0 | 0 | 0 | 0 | 0 | 0 | 0 | 0 | 0 | 0 | 0 | 0 | 0 | 0 | 0 | 0 | 0 | 0 | 0
Commercial_Retail (ID)_Existing_Food Preparation_Natural Gas_Steamer_Vintage_Baseline Forecast | Commercial | Retail (ID) | Existing | Food Preparation | Natural Gas | Steamer | Vintage | Vintage | Baseline Forecast | 0 | 0 | 0 | 0 | 0 | 0 | 0 | 0 | 0 | 0 | 0 | 0 | 0 | 0 | 0 | 0 | 0 | 0 | 0 | 0 | 0 | 0 | 0 | 0 | 0 | 0 | 0
Commercial_Retail (ID)_Existing_Food Preparation_Natural Gas_Food Prep Other_E1_Baseline Forecast | Commercial | Retail (ID) | Existing | Food Preparation | Natural Gas | Food Prep Other | E1 | Standard | Baseline Forecast | 0 | 0 | 0 | 0 | 0 | 0 | 0 | 0 | 0 | 0 | 0 | 0 | 0 | 0 | 0 | 0 | 0 | 0 | 0 | 0 | 0 | 0 | 0 | 0 | 0 | 0 | 0
Commercial_Retail (ID)_Existing_Food Preparation_Natural Gas_Food Prep Other_E2_Baseline Forecast | Commercial | Retail (ID) | Existing | Food Preparation | Natural Gas | Food Prep Other | E2 | ENERGY STAR | Baseline Forecast | 0 | 0 | 0 | 0 | 0 | 0 | 0 | 0 | 0 | 0 | 0 | 0 | 0 | 0 | 0 | 0 | 0 | 0 | 0 | 0 | 0 | 0 | 0 | 0 | 0 | 0 | 0
Commercial_Retail (ID)_Existing_Food Preparation_Natural Gas_Food Prep Other_E3_Baseline Forecast | Commercial | Retail (ID) | Existing | Food Preparation | Natural Gas | Food Prep Other | E3 |  | Baseline Forecast | 0 | 0 | 0 | 0 | 0 | 0 | 0 | 0 | 0 | 0 | 0 | 0 | 0 | 0 | 0 | 0 | 0 | 0 | 0 | 0 | 0 | 0 | 0 | 0 | 0 | 0 | 0
Commercial_Retail (ID)_Existing_Food Preparation_Natural Gas_Food Prep Other_E4_Baseline Forecast | Commercial | Retail (ID) | Existing | Food Preparation | Natural Gas | Food Prep Other | E4 |  | Baseline Forecast | 0 | 0 | 0 | 0 | 0 | 0 | 0 | 0 | 0 | 0 | 0 | 0 | 0 | 0 | 0 | 0 | 0 | 0 | 0 | 0 | 0 | 0 | 0 | 0 | 0 | 0 | 0
Commercial_Retail (ID)_Existing_Food Preparation_Natural Gas_Food Prep Other_E5_Baseline Forecast | Commercial | Retail (ID) | Existing | Food Preparation | Natural Gas | Food Prep Other | E5 |  | Baseline Forecast | 0 | 0 | 0 | 0 | 0 | 0 | 0 | 0 | 0 | 0 | 0 | 0 | 0 | 0 | 0 | 0 | 0 | 0 | 0 | 0 | 0 | 0 | 0 | 0 | 0 | 0 | 0
Commercial_Retail (ID)_Existing_Food Preparation_Natural Gas_Food Prep Other_E6_Baseline Forecast | Commercial | Retail (ID) | Existing | Food Preparation | Natural Gas | Food Prep Other | E6 |  | Baseline Forecast | 0 | 0 | 0 | 0 | 0 | 0 | 0 | 0 | 0 | 0 | 0 | 0 | 0 | 0 | 0 | 0 | 0 | 0 | 0 | 0 | 0 | 0 | 0 | 0 | 0 | 0 | 0
Commercial_Retail (ID)_Existing_Food Preparation_Natural Gas_Food Prep Other_E7_Baseline Forecast | Commercial | Retail (ID) | Existing | Food Preparation | Natural Gas | Food Prep Other | E7 |  | Baseline Forecast | 0 | 0 | 0 | 0 | 0 | 0 | 0 | 0 | 0 | 0 | 0 | 0 | 0 | 0 | 0 | 0 | 0 | 0 | 0 | 0 | 0 | 0 | 0 | 0 | 0 | 0 | 0
Commercial_Retail (ID)_Existing_Food Preparation_Natural Gas_Food Prep Other_E8_Baseline Forecast | Commercial | Retail (ID) | Existing | Food Preparation | Natural Gas | Food Prep Other | E8 |  | Baseline Forecast | 0 | 0 | 0 | 0 | 0 | 0 | 0 | 0 | 0 | 0 | 0 | 0 | 0 | 0 | 0 | 0 | 0 | 0 | 0 | 0 | 0 | 0 | 0 | 0 | 0 | 0 | 0
Commercial_Retail (ID)_Existing_Food Preparation_Natural Gas_Food Prep Other_E9_Baseline Forecast | Commercial | Retail (ID) | Existing | Food Preparation | Natural Gas | Food Prep Other | E9 |  | Baseline Forecast | 0 | 0 | 0 | 0 | 0 | 0 | 0 | 0 | 0 | 0 | 0 | 0 | 0 | 0 | 0 | 0 | 0 | 0 | 0 | 0 | 0 | 0 | 0 | 0 | 0 | 0 | 0
Commercial_Retail (ID)_Existing_Food Preparation_Natural Gas_Food Prep Other_E10_Baseline Forecast | Commercial | Retail (ID) | Existing | Food Preparation | Natural Gas | Food Prep Other | E10 |  | Baseline Forecast | 0 | 0 | 0 | 0 | 0 | 0 | 0 | 0 | 0 | 0 | 0 | 0 | 0 | 0 | 0 | 0 | 0 | 0 | 0 | 0 | 0 | 0 | 0 | 0 | 0 | 0 | 0
Commercial_Retail (ID)_Existing_Food Preparation_Natural Gas_Food Prep Other_Vintage_Baseline Forecast | Commercial | Retail (ID) | Existing | Food Preparation | Natural Gas | Food Prep Other | Vintage | Vintage | Baseline Forecast | 0 | 0 | 0 | 0 | 0 | 0 | 0 | 0 | 0 | 0 | 0 | 0 | 0 | 0 | 0 | 0 | 0 | 0 | 0 | 0 | 0 | 0 | 0 | 0 | 0 | 0 | 0
Commercial_Retail (ID)_Existing_Miscellaneous_Natural Gas_Pool Heater_E1_Baseline Forecast | Commercial | Retail (ID) | Existing | Miscellaneous | Natural Gas | Pool Heater | E1 | Standard (EF .82) | Baseline Forecast | 0 | 0 | 0 | 0 | 0 | 0 | 0 | 0 | 0 | 0 | 0 | 0 | 0 | 0 | 0 | 0 | 0 | 0 | 0 | 0 | 0 | 0 | 0 | 0 | 0 | 0 | 0
Commercial_Retail (ID)_Existing_Miscellaneous_Natural Gas_Pool Heater_E2_Baseline Forecast | Commercial | Retail (ID) | Existing | Miscellaneous | Natural Gas | Pool Heater | E2 | Condensing (EF .90) | Baseline Forecast | 0 | 0 | 0 | 0 | 0 | 0 | 0 | 0 | 0 | 0 | 0 | 0 | 0 | 0 | 0 | 0 | 0 | 0 | 0 | 0 | 0 | 0 | 0 | 0 | 0 | 0 | 0
Commercial_Retail (ID)_Existing_Miscellaneous_Natural Gas_Pool Heater_E3_Baseline Forecast | Commercial | Retail (ID) | Existing | Miscellaneous | Natural Gas | Pool Heater | E3 |  | Baseline Forecast | 0 | 0 | 0 | 0 | 0 | 0 | 0 | 0 | 0 | 0 | 0 | 0 | 0 | 0 | 0 | 0 | 0 | 0 | 0 | 0 | 0 | 0 | 0 | 0 | 0 | 0 | 0
Commercial_Retail (ID)_Existing_Miscellaneous_Natural Gas_Pool Heater_E4_Baseline Forecast | Commercial | Retail (ID) | Existing | Miscellaneous | Natural Gas | Pool Heater | E4 |  | Baseline Forecast | 0 | 0 | 0 | 0 | 0 | 0 | 0 | 0 | 0 | 0 | 0 | 0 | 0 | 0 | 0 | 0 | 0 | 0 | 0 | 0 | 0 | 0 | 0 | 0 | 0 | 0 | 0
Commercial_Retail (ID)_Existing_Miscellaneous_Natural Gas_Pool Heater_E5_Baseline Forecast | Commercial | Retail (ID) | Existing | Miscellaneous | Natural Gas | Pool Heater | E5 |  | Baseline Forecast | 0 | 0 | 0 | 0 | 0 | 0 | 0 | 0 | 0 | 0 | 0 | 0 | 0 | 0 | 0 | 0 | 0 | 0 | 0 | 0 | 0 | 0 | 0 | 0 | 0 | 0 | 0
Commercial_Retail (ID)_Existing_Miscellaneous_Natural Gas_Pool Heater_E6_Baseline Forecast | Commercial | Retail (ID) | Existing | Miscellaneous | Natural Gas | Pool Heater | E6 |  | Baseline Forecast | 0 | 0 | 0 | 0 | 0 | 0 | 0 | 0 | 0 | 0 | 0 | 0 | 0 | 0 | 0 | 0 | 0 | 0 | 0 | 0 | 0 | 0 | 0 | 0 | 0 | 0 | 0
Commercial_Retail (ID)_Existing_Miscellaneous_Natural Gas_Pool Heater_E7_Baseline Forecast | Commercial | Retail (ID) | Existing | Miscellaneous | Natural Gas | Pool Heater | E7 |  | Baseline Forecast | 0 | 0 | 0 | 0 | 0 | 0 | 0 | 0 | 0 | 0 | 0 | 0 | 0 | 0 | 0 | 0 | 0 | 0 | 0 | 0 | 0 | 0 | 0 | 0 | 0 | 0 | 0
Commercial_Retail (ID)_Existing_Miscellaneous_Natural Gas_Pool Heater_E8_Baseline Forecast | Commercial | Retail (ID) | Existing | Miscellaneous | Natural Gas | Pool Heater | E8 |  | Baseline Forecast | 0 | 0 | 0 | 0 | 0 | 0 | 0 | 0 | 0 | 0 | 0 | 0 | 0 | 0 | 0 | 0 | 0 | 0 | 0 | 0 | 0 | 0 | 0 | 0 | 0 | 0 | 0
Commercial_Retail (ID)_Existing_Miscellaneous_Natural Gas_Pool Heater_E9_Baseline Forecast | Commercial | Retail (ID) | Existing | Miscellaneous | Natural Gas | Pool Heater | E9 |  | Baseline Forecast | 0 | 0 | 0 | 0 | 0 | 0 | 0 | 0 | 0 | 0 | 0 | 0 | 0 | 0 | 0 | 0 | 0 | 0 | 0 | 0 | 0 | 0 | 0 | 0 | 0 | 0 | 0
Commercial_Retail (ID)_Existing_Miscellaneous_Natural Gas_Pool Heater_E10_Baseline Forecast | Commercial | Retail (ID) | Existing | Miscellaneous | Natural Gas | Pool Heater | E10 |  | Baseline Forecast | 0 | 0 | 0 | 0 | 0 | 0 | 0 | 0 | 0 | 0 | 0 | 0 | 0 | 0 | 0 | 0 | 0 | 0 | 0 | 0 | 0 | 0 | 0 | 0 | 0 | 0 | 0
Commercial_Retail (ID)_Existing_Miscellaneous_Natural Gas_Pool Heater_Vintage_Baseline Forecast | Commercial | Retail (ID) | Existing | Miscellaneous | Natural Gas | Pool Heater | Vintage | Vintage | Baseline Forecast | 0 | 0 | 0 | 0 | 0 | 0 | 0 | 0 | 0 | 0 | 0 | 0 | 0 | 0 | 0 | 0 | 0 | 0 | 0 | 0 | 0 | 0 | 0 | 0 | 0 | 0 | 0
Commercial_Retail (ID)_Existing_Miscellaneous_Natural Gas_Miscellaneous_E1_Baseline Forecast | Commercial | Retail (ID) | Existing | Miscellaneous | Natural Gas | Miscellaneous | E1 | Standard | Baseline Forecast | 0 | 853667.1037 | 1839777.1836 | 2928769.719 | 3824922.9451 | 4558809.602 | 5156206.4523 | 5638845.8177 | 6025049.3614 | 6330262.5679 | 6567505.4769 | 6747752.7941 | 6880254.4447 | 6972805.8997 | 7031976.1458 | 7063299.9356 | 7071439.9139 | 7060323.3404 | 7033257.3895 | 6993026.3831 | 6941973.7874 | 6882071.3618 | 6814977.4712 | 6742086.2616 | 6664569.1287 | 6583409.6888 | 6499433.2686
Commercial_Retail (ID)_Existing_Miscellaneous_Natural Gas_Miscellaneous_E2_Baseline Forecast | Commercial | Retail (ID) | Existing | Miscellaneous | Natural Gas | Miscellaneous | E2 |  | Baseline Forecast | 0 | 0 | 0 | 0 | 0 | 0 | 0 | 0 | 0 | 0 | 0 | 0 | 0 | 0 | 0 | 0 | 0 | 0 | 0 | 0 | 0 | 0 | 0 | 0 | 0 | 0 | 0
Commercial_Retail (ID)_Existing_Miscellaneous_Natural Gas_Miscellaneous_E3_Baseline Forecast | Commercial | Retail (ID) | Existing | Miscellaneous | Natural Gas | Miscellaneous | E3 |  | Baseline Forecast | 0 | 0 | 0 | 0 | 0 | 0 | 0 | 0 | 0 | 0 | 0 | 0 | 0 | 0 | 0 | 0 | 0 | 0 | 0 | 0 | 0 | 0 | 0 | 0 | 0 | 0 | 0
Commercial_Retail (ID)_Existing_Miscellaneous_Natural Gas_Miscellaneous_E4_Baseline Forecast | Commercial | Retail (ID) | Existing | Miscellaneous | Natural Gas | Miscellaneous | E4 |  | Baseline Forecast | 0 | 0 | 0 | 0 | 0 | 0 | 0 | 0 | 0 | 0 | 0 | 0 | 0 | 0 | 0 | 0 | 0 | 0 | 0 | 0 | 0 | 0 | 0 | 0 | 0 | 0 | 0
Commercial_Retail (ID)_Existing_Miscellaneous_Natural Gas_Miscellaneous_E5_Baseline Forecast | Commercial | Retail (ID) | Existing | Miscellaneous | Natural Gas | Miscellaneous | E5 |  | Baseline Forecast | 0 | 0 | 0 | 0 | 0 | 0 | 0 | 0 | 0 | 0 | 0 | 0 | 0 | 0 | 0 | 0 | 0 | 0 | 0 | 0 | 0 | 0 | 0 | 0 | 0 | 0 | 0
Commercial_Retail (ID)_Existing_Miscellaneous_Natural Gas_Miscellaneous_E6_Baseline Forecast | Commercial | Retail (ID) | Existing | Miscellaneous | Natural Gas | Miscellaneous | E6 |  | Baseline Forecast | 0 | 0 | 0 | 0 | 0 | 0 | 0 | 0 | 0 | 0 | 0 | 0 | 0 | 0 | 0 | 0 | 0 | 0 | 0 | 0 | 0 | 0 | 0 | 0 | 0 | 0 | 0
Commercial_Retail (ID)_Existing_Miscellaneous_Natural Gas_Miscellaneous_E7_Baseline Forecast | Commercial | Retail (ID) | Existing | Miscellaneous | Natural Gas | Miscellaneous | E7 |  | Baseline Forecast | 0 | 0 | 0 | 0 | 0 | 0 | 0 | 0 | 0 | 0 | 0 | 0 | 0 | 0 | 0 | 0 | 0 | 0 | 0 | 0 | 0 | 0 | 0 | 0 | 0 | 0 | 0
Commercial_Retail (ID)_Existing_Miscellaneous_Natural Gas_Miscellaneous_E8_Baseline Forecast | Commercial | Retail (ID) | Existing | Miscellaneous | Natural Gas | Miscellaneous | E8 |  | Baseline Forecast | 0 | 0 | 0 | 0 | 0 | 0 | 0 | 0 | 0 | 0 | 0 | 0 | 0 | 0 | 0 | 0 | 0 | 0 | 0 | 0 | 0 | 0 | 0 | 0 | 0 | 0 | 0
Commercial_Retail (ID)_Existing_Miscellaneous_Natural Gas_Miscellaneous_E9_Baseline Forecast | Commercial | Retail (ID) | Existing | Miscellaneous | Natural Gas | Miscellaneous | E9 |  | Baseline Forecast | 0 | 0 | 0 | 0 | 0 | 0 | 0 | 0 | 0 | 0 | 0 | 0 | 0 | 0 | 0 | 0 | 0 | 0 | 0 | 0 | 0 | 0 | 0 | 0 | 0 | 0 | 0
Commercial_Retail (ID)_Existing_Miscellaneous_Natural Gas_Miscellaneous_E10_Baseline Forecast | Commercial | Retail (ID) | Existing | Miscellaneous | Natural Gas | Miscellaneous | E10 |  | Baseline Forecast | 0 | 0 | 0 | 0 | 0 | 0 | 0 | 0 | 0 | 0 | 0 | 0 | 0 | 0 | 0 | 0 | 0 | 0 | 0 | 0 | 0 | 0 | 0 | 0 | 0 | 0 | 0
Commercial_Retail (ID)_Existing_Miscellaneous_Natural Gas_Miscellaneous_Vintage_Baseline Forecast | Commercial | Retail (ID) | Existing | Miscellaneous | Natural Gas | Miscellaneous | Vintage | Vintage | Baseline Forecast | 10122719.2079 | 9105782.4396 | 7959036.0768 | 6711998.1661 | 5660348.6839 | 4773473.7749 | 4025556.2249 | 3394823.9132 | 2862916.0189 | 2414348.5321 | 2036063.5086 | 1717048.9497 | 1448018.2387 | 1221139.805 | 1029809.1443 | 868456.5595 | 732385.0248 | 617633.4541 | 520861.3922 | 439251.7731 | 370428.9147 | 312389.3612 | 263443.5627 | 222166.6911 | 187357.1635 | 158001.6632 | 133245.6422
Commercial_Retail (ID)_New_Space Heating_Natural Gas_Furnace_E1_Baseline Forecast | Commercial | Retail (ID) | New | Space Heating | Natural Gas | Furnace | E1 | AFUE 80% (Standard) | Baseline Forecast | 0 | 175986.3871 | 339900.5619 | 539498.7918 | 744321.7079 | 928720.2206 | 1088693.493 | 1243440.8358 | 1393693.5746 | 1538242.6454 | 1680766.9023 | 1823625.5811 | 1964444.1586 | 2103485.8196 | 2241866.7957 | 2379150.9502 | 2514824.0773 | 2648449.0985 | 2780752.3905 | 2910985.5859 | 3038244.6843 | 3163642.6993 | 3288059.4311 | 3412607.0395 | 3535215.9006 | 3664213.6177 | 3778596.7431
Commercial_Retail (ID)_New_Space Heating_Natural Gas_Furnace_E2_Baseline Forecast | Commercial | Retail (ID) | New | Space Heating | Natural Gas | Furnace | E2 | AFUE 90% | Baseline Forecast | 0 | 0 | 0 | 0 | 0 | 0 | 0 | 0 | 0 | 0 | 0 | 0 | 0 | 0 | 0 | 0 | 0 | 0 | 0 | 0 | 0 | 0 | 0 | 0 | 0 | 0 | 0
Commercial_Retail (ID)_New_Space Heating_Natural Gas_Furnace_E3_Baseline Forecast | Commercial | Retail (ID) | New | Space Heating | Natural Gas | Furnace | E3 | AFUE 96% | Baseline Forecast | 0 | 0 | 0 | 0 | 0 | 0 | 0 | 0 | 0 | 0 | 0 | 0 | 0 | 0 | 0 | 0 | 0 | 0 | 0 | 0 | 0 | 0 | 0 | 0 | 0 | 0 | 0
Commercial_Retail (ID)_New_Space Heating_Natural Gas_Furnace_E4_Baseline Forecast | Commercial | Retail (ID) | New | Space Heating | Natural Gas | Furnace | E4 |  | Baseline Forecast | 0 | 0 | 0 | 0 | 0 | 0 | 0 | 0 | 0 | 0 | 0 | 0 | 0 | 0 | 0 | 0 | 0 | 0 | 0 | 0 | 0 | 0 | 0 | 0 | 0 | 0 | 0
Commercial_Retail (ID)_New_Space Heating_Natural Gas_Furnace_E5_Baseline Forecast | Commercial | Retail (ID) | New | Space Heating | Natural Gas | Furnace | E5 |  | Baseline Forecast | 0 | 0 | 0 | 0 | 0 | 0 | 0 | 0 | 0 | 0 | 0 | 0 | 0 | 0 | 0 | 0 | 0 | 0 | 0 | 0 | 0 | 0 | 0 | 0 | 0 | 0 | 0
Commercial_Retail (ID)_New_Space Heating_Natural Gas_Furnace_E6_Baseline Forecast | Commercial | Retail (ID) | New | Space Heating | Natural Gas | Furnace | E6 |  | Baseline Forecast | 0 | 0 | 0 | 0 | 0 | 0 | 0 | 0 | 0 | 0 | 0 | 0 | 0 | 0 | 0 | 0 | 0 | 0 | 0 | 0 | 0 | 0 | 0 | 0 | 0 | 0 | 0
Commercial_Retail (ID)_New_Space Heating_Natural Gas_Furnace_E7_Baseline Forecast | Commercial | Retail (ID) | New | Space Heating | Natural Gas | Furnace | E7 |  | Baseline Forecast | 0 | 0 | 0 | 0 | 0 | 0 | 0 | 0 | 0 | 0 | 0 | 0 | 0 | 0 | 0 | 0 | 0 | 0 | 0 | 0 | 0 | 0 | 0 | 0 | 0 | 0 | 0
Commercial_Retail (ID)_New_Space Heating_Natural Gas_Furnace_E8_Baseline Forecast | Commercial | Retail (ID) | New | Space Heating | Natural Gas | Furnace | E8 |  | Baseline Forecast | 0 | 0 | 0 | 0 | 0 | 0 | 0 | 0 | 0 | 0 | 0 | 0 | 0 | 0 | 0 | 0 | 0 | 0 | 0 | 0 | 0 | 0 | 0 | 0 | 0 | 0 | 0
Commercial_Retail (ID)_New_Space Heating_Natural Gas_Furnace_E9_Baseline Forecast | Commercial | Retail (ID) | New | Space Heating | Natural Gas | Furnace | E9 |  | Baseline Forecast | 0 | 0 | 0 | 0 | 0 | 0 | 0 | 0 | 0 | 0 | 0 | 0 | 0 | 0 | 0 | 0 | 0 | 0 | 0 | 0 | 0 | 0 | 0 | 0 | 0 | 0 | 0
Commercial_Retail (ID)_New_Space Heating_Natural Gas_Furnace_E10_Baseline Forecast | Commercial | Retail (ID) | New | Space Heating | Natural Gas | Furnace | E10 |  | Baseline Forecast | 0 | 0 | 0 | 0 | 0 | 0 | 0 | 0 | 0 | 0 | 0 | 0 | 0 | 0 | 0 | 0 | 0 | 0 | 0 | 0 | 0 | 0 | 0 | 0 | 0 | 0 | 0
Commercial_Retail (ID)_New_Space Heating_Natural Gas_Furnace_Vintage_Baseline Forecast | Commercial | Retail (ID) | New | Space Heating | Natural Gas | Furnace | Vintage | Vintage | Baseline Forecast | 0 | 0 | 0 | 0 | 0 | 0 | 0 | 0 | 0 | 0 | 0 | 0 | 0 | 0 | 0 | 0 | 0 | 0 | 0 | 0 | 0 | 0 | 0 | 0 | 0 | 0 | 0
Commercial_Retail (ID)_New_Space Heating_Natural Gas_Boiler_E1_Baseline Forecast | Commercial | Retail (ID) | New | Space Heating | Natural Gas | Boiler | E1 | AFUE 80% (Standard) | Baseline Forecast | 0 | 7109.7506 | 13731.7906 | 21771.0188 | 30020.682 | 37424.071 | 43825.3081 | 49995.591 | 55986.6593 | 61728.8576 | 67390.6203 | 73043.3598 | 78615.3749 | 84094.1968 | 89546.985 | 94956.5538 | 100473.6324 | 105887.6358 | 111248.0874 | 116504.2031 | 121660.2823 | 126740.957 | 131762.3245 | 136788.9741 | 141737.3772 | 146943.6299 | 151560.0484
Commercial_Retail (ID)_New_Space Heating_Natural Gas_Boiler_E2_Baseline Forecast | Commercial | Retail (ID) | New | Space Heating | Natural Gas | Boiler | E2 | AFUE 85% | Baseline Forecast | 0 | 0 | 0 | 0 | 0 | 0 | 0 | 0 | 0 | 0 | 0 | 0 | 0 | 0 | 0 | 0 | 0 | 0 | 0 | 0 | 0 | 0 | 0 | 0 | 0 | 0 | 0
Commercial_Retail (ID)_New_Space Heating_Natural Gas_Boiler_E3_Baseline Forecast | Commercial | Retail (ID) | New | Space Heating | Natural Gas | Boiler | E3 | AFUE 97% | Baseline Forecast | 0 | 928.0793 | 1792.4948 | 2869.5206 | 3974.7386 | 4993.3868 | 5898.6122 | 6796.1079 | 7667.536 | 8527.3304 | 9375.081 | 10247.1289 | 11106.7236 | 11978.3543 | 12845.8433 | 13706.4566 | 14385.9794 | 15075.0344 | 15757.2737 | 16449.3015 | 17105.5297 | 17752.1611 | 18413.2816 | 19075.0975 | 19726.6114 | 20412.0741 | 21019.8784
Commercial_Retail (ID)_New_Space Heating_Natural Gas_Boiler_E4_Baseline Forecast | Commercial | Retail (ID) | New | Space Heating | Natural Gas | Boiler | E4 | Convert to NG Air Source Heat Pump | Baseline Forecast | 0 | 0 | 0 | 0 | 0 | 0 | 0 | 0 | 0 | 0 | 0 | 0 | 0 | 0 | 0 | 0 | 0 | 0 | 0 | 0 | 0 | 0 | 0 | 0 | 0 | 0 | 0
Commercial_Retail (ID)_New_Space Heating_Natural Gas_Boiler_E5_Baseline Forecast | Commercial | Retail (ID) | New | Space Heating | Natural Gas | Boiler | E5 |  | Baseline Forecast | 0 | 0 | 0 | 0 | 0 | 0 | 0 | 0 | 0 | 0 | 0 | 0 | 0 | 0 | 0 | 0 | 0 | 0 | 0 | 0 | 0 | 0 | 0 | 0 | 0 | 0 | 0
Commercial_Retail (ID)_New_Space Heating_Natural Gas_Boiler_E6_Baseline Forecast | Commercial | Retail (ID) | New | Space Heating | Natural Gas | Boiler | E6 |  | Baseline Forecast | 0 | 0 | 0 | 0 | 0 | 0 | 0 | 0 | 0 | 0 | 0 | 0 | 0 | 0 | 0 | 0 | 0 | 0 | 0 | 0 | 0 | 0 | 0 | 0 | 0 | 0 | 0
Commercial_Retail (ID)_New_Space Heating_Natural Gas_Boiler_E7_Baseline Forecast | Commercial | Retail (ID) | New | Space Heating | Natural Gas | Boiler | E7 |  | Baseline Forecast | 0 | 0 | 0 | 0 | 0 | 0 | 0 | 0 | 0 | 0 | 0 | 0 | 0 | 0 | 0 | 0 | 0 | 0 | 0 | 0 | 0 | 0 | 0 | 0 | 0 | 0 | 0
Commercial_Retail (ID)_New_Space Heating_Natural Gas_Boiler_E8_Baseline Forecast | Commercial | Retail (ID) | New | Space Heating | Natural Gas | Boiler | E8 |  | Baseline Forecast | 0 | 0 | 0 | 0 | 0 | 0 | 0 | 0 | 0 | 0 | 0 | 0 | 0 | 0 | 0 | 0 | 0 | 0 | 0 | 0 | 0 | 0 | 0 | 0 | 0 | 0 | 0
Commercial_Retail (ID)_New_Space Heating_Natural Gas_Boiler_E9_Baseline Forecast | Commercial | Retail (ID) | New | Space Heating | Natural Gas | Boiler | E9 |  | Baseline Forecast | 0 | 0 | 0 | 0 | 0 | 0 | 0 | 0 | 0 | 0 | 0 | 0 | 0 | 0 | 0 | 0 | 0 | 0 | 0 | 0 | 0 | 0 | 0 | 0 | 0 | 0 | 0
Commercial_Retail (ID)_New_Space Heating_Natural Gas_Boiler_E10_Baseline Forecast | Commercial | Retail (ID) | New | Space Heating | Natural Gas | Boiler | E10 |  | Baseline Forecast | 0 | 0 | 0 | 0 | 0 | 0 | 0 | 0 | 0 | 0 | 0 | 0 | 0 | 0 | 0 | 0 | 0 | 0 | 0 | 0 | 0 | 0 | 0 | 0 | 0 | 0 | 0
Commercial_Retail (ID)_New_Space Heating_Natural Gas_Boiler_Vintage_Baseline Forecast | Commercial | Retail (ID) | New | Space Heating | Natural Gas | Boiler | Vintage | Vintage | Baseline Forecast | 0 | 0 | 0 | 0 | 0 | 0 | 0 | 0 | 0 | 0 | 0 | 0 | 0 | 0 | 0 | 0 | 0 | 0 | 0 | 0 | 0 | 0 | 0 | 0 | 0 | 0 | 0
Commercial_Retail (ID)_New_Space Heating_Natural Gas_Unit Heater_E1_Baseline Forecast | Commercial | Retail (ID) | New | Space Heating | Natural Gas | Unit Heater | E1 | Standard | Baseline Forecast | 0 | 16168.6565 | 31228.1849 | 49566.1671 | 68384.1645 | 85325.6807 | 100023.1407 | 114240.4712 | 128044.8624 | 141325.2321 | 154419.573 | 167544.6389 | 180482.2714 | 193256.6507 | 205970.3299 | 218583.2393 | 231048.1363 | 243324.8647 | 255480.1599 | 267445.266 | 279137.1286 | 290658.0051 | 302088.7268 | 313531.4726 | 324796.0971 | 336647.6944 | 347156.5837
Commercial_Retail (ID)_New_Space Heating_Natural Gas_Unit Heater_E2_Baseline Forecast | Commercial | Retail (ID) | New | Space Heating | Natural Gas | Unit Heater | E2 | Condensing | Baseline Forecast | 0 | 0 | 0 | 0 | 0 | 0 | 0 | 0 | 0 | 0 | 0 | 0 | 0 | 0 | 0 | 0 | 0 | 0 | 0 | 0 | 0 | 0 | 0 | 0 | 0 | 0 | 0
Commercial_Retail (ID)_New_Space Heating_Natural Gas_Unit Heater_E3_Baseline Forecast | Commercial | Retail (ID) | New | Space Heating | Natural Gas | Unit Heater | E3 | Infrared Radiant | Baseline Forecast | 0 | 0 | 0 | 0 | 0 | 0 | 0 | 0 | 0 | 0 | 0 | 0 | 0 | 0 | 0 | 0 | 0 | 0 | 0 | 0 | 0 | 0 | 0 | 0 | 0 | 0 | 0
Commercial_Retail (ID)_New_Space Heating_Natural Gas_Unit Heater_E4_Baseline Forecast | Commercial | Retail (ID) | New | Space Heating | Natural Gas | Unit Heater | E4 |  | Baseline Forecast | 0 | 0 | 0 | 0 | 0 | 0 | 0 | 0 | 0 | 0 | 0 | 0 | 0 | 0 | 0 | 0 | 0 | 0 | 0 | 0 | 0 | 0 | 0 | 0 | 0 | 0 | 0
Commercial_Retail (ID)_New_Space Heating_Natural Gas_Unit Heater_E5_Baseline Forecast | Commercial | Retail (ID) | New | Space Heating | Natural Gas | Unit Heater | E5 |  | Baseline Forecast | 0 | 0 | 0 | 0 | 0 | 0 | 0 | 0 | 0 | 0 | 0 | 0 | 0 | 0 | 0 | 0 | 0 | 0 | 0 | 0 | 0 | 0 | 0 | 0 | 0 | 0 | 0
Commercial_Retail (ID)_New_Space Heating_Natural Gas_Unit Heater_E6_Baseline Forecast | Commercial | Retail (ID) | New | Space Heating | Natural Gas | Unit Heater | E6 |  | Baseline Forecast | 0 | 0 | 0 | 0 | 0 | 0 | 0 | 0 | 0 | 0 | 0 | 0 | 0 | 0 | 0 | 0 | 0 | 0 | 0 | 0 | 0 | 0 | 0 | 0 | 0 | 0 | 0
Commercial_Retail (ID)_New_Space Heating_Natural Gas_Unit Heater_E7_Baseline Forecast | Commercial | Retail (ID) | New | Space Heating | Natural Gas | Unit Heater | E7 |  | Baseline Forecast | 0 | 0 | 0 | 0 | 0 | 0 | 0 | 0 | 0 | 0 | 0 | 0 | 0 | 0 | 0 | 0 | 0 | 0 | 0 | 0 | 0 | 0 | 0 | 0 | 0 | 0 | 0
Commercial_Retail (ID)_New_Space Heating_Natural Gas_Unit Heater_E8_Baseline Forecast | Commercial | Retail (ID) | New | Space Heating | Natural Gas | Unit Heater | E8 |  | Baseline Forecast | 0 | 0 | 0 | 0 | 0 | 0 | 0 | 0 | 0 | 0 | 0 | 0 | 0 | 0 | 0 | 0 | 0 | 0 | 0 | 0 | 0 | 0 | 0 | 0 | 0 | 0 | 0
Commercial_Retail (ID)_New_Space Heating_Natural Gas_Unit Heater_E9_Baseline Forecast | Commercial | Retail (ID) | New | Space Heating | Natural Gas | Unit Heater | E9 |  | Baseline Forecast | 0 | 0 | 0 | 0 | 0 | 0 | 0 | 0 | 0 | 0 | 0 | 0 | 0 | 0 | 0 | 0 | 0 | 0 | 0 | 0 | 0 | 0 | 0 | 0 | 0 | 0 | 0
Commercial_Retail (ID)_New_Space Heating_Natural Gas_Unit Heater_E10_Baseline Forecast | Commercial | Retail (ID) | New | Space Heating | Natural Gas | Unit Heater | E10 |  | Baseline Forecast | 0 | 0 | 0 | 0 | 0 | 0 | 0 | 0 | 0 | 0 | 0 | 0 | 0 | 0 | 0 | 0 | 0 | 0 | 0 | 0 | 0 | 0 | 0 | 0 | 0 | 0 | 0
Commercial_Retail (ID)_New_Space Heating_Natural Gas_Unit Heater_Vintage_Baseline Forecast | Commercial | Retail (ID) | New | Space Heating | Natural Gas | Unit Heater | Vintage | Vintage | Baseline Forecast | 0 | 0 | 0 | 0 | 0 | 0 | 0 | 0 | 0 | 0 | 0 | 0 | 0 | 0 | 0 | 0 | 0 | 0 | 0 | 0 | 0 | 0 | 0 | 0 | 0 | 0 | 0
Commercial_Retail (ID)_New_Water Heating_Natural Gas_Water Heater_E1_Baseline Forecast | Commercial | Retail (ID) | New | Water Heating | Natural Gas | Water Heater | E1 | TE 0.80 | Baseline Forecast | 0 | 57833.4342 | 111699.644 | 177292.5076 | 244602.3311 | 305200.1957 | 357771.3284 | 408625.0928 | 458001.8204 | 505504.183 | 552341.1422 | 599288.0006 | 645564.4319 | 691256.9248 | 736732.3006 | 781847.2339 | 826432.7441 | 870345.1967 | 913823.2967 | 956621.1122 | 998441.5667 | 1039650.4237 | 1080536.807 | 1121466.1995 | 1161758.4722 | 1204150.2793 | 1241739.374
Commercial_Retail (ID)_New_Water Heating_Natural Gas_Water Heater_E2_Baseline Forecast | Commercial | Retail (ID) | New | Water Heating | Natural Gas | Water Heater | E2 | TE 0.90 | Baseline Forecast | 0 | 0 | 0 | 0 | 0 | 0 | 0 | 0 | 0 | 0 | 0 | 0 | 0 | 0 | 0 | 0 | 0 | 0 | 0 | 0 | 0 | 0 | 0 | 0 | 0 | 0 | 0
Commercial_Retail (ID)_New_Water Heating_Natural Gas_Water Heater_E3_Baseline Forecast | Commercial | Retail (ID) | New | Water Heating | Natural Gas | Water Heater | E3 | TE 0.94 | Baseline Forecast | 0 | 65216.4258 | 125959.173 | 199925.5937 | 275828.1606 | 344161.9228 | 403444.264 | 460789.9983 | 516470.1379 | 570036.6319 | 622852.7774 | 675792.8518 | 727976.9125 | 779502.4897 | 830783.2325 | 881657.519 | 931934.7966 | 981453.0941 | 1030481.5898 | 1078742.9564 | 1125902.1923 | 1172371.7544 | 1218477.6759 | 1264632.0973 | 1310068.0644 | 1357871.5916 | 1400259.294
Commercial_Retail (ID)_New_Water Heating_Natural Gas_Water Heater_E4_Baseline Forecast | Commercial | Retail (ID) | New | Water Heating | Natural Gas | Water Heater | E4 | Instantaneous TE 0.94 | Baseline Forecast | 0 | 0 | 0 | 0 | 0 | 0 | 0 | 0 | 0 | 0 | 0 | 0 | 0 | 0 | 0 | 0 | 0 | 0 | 0 | 0 | 0 | 0 | 0 | 0 | 0 | 0 | 0
Commercial_Retail (ID)_New_Water Heating_Natural Gas_Water Heater_E5_Baseline Forecast | Commercial | Retail (ID) | New | Water Heating | Natural Gas | Water Heater | E5 | Gas-Fired Absorption HPWH | Baseline Forecast | 0 | 0 | 0 | 0 | 0 | 0 | 0 | 0 | 0 | 0 | 0 | 0 | 0 | 0 | 0 | 0 | 0 | 0 | 0 | 0 | 0 | 0 | 0 | 0 | 0 | 0 | 0
Commercial_Retail (ID)_New_Water Heating_Natural Gas_Water Heater_E6_Baseline Forecast | Commercial | Retail (ID) | New | Water Heating | Natural Gas | Water Heater | E6 |  | Baseline Forecast | 0 | 0 | 0 | 0 | 0 | 0 | 0 | 0 | 0 | 0 | 0 | 0 | 0 | 0 | 0 | 0 | 0 | 0 | 0 | 0 | 0 | 0 | 0 | 0 | 0 | 0 | 0
Commercial_Retail (ID)_New_Water Heating_Natural Gas_Water Heater_E7_Baseline Forecast | Commercial | Retail (ID) | New | Water Heating | Natural Gas | Water Heater | E7 |  | Baseline Forecast | 0 | 0 | 0 | 0 | 0 | 0 | 0 | 0 | 0 | 0 | 0 | 0 | 0 | 0 | 0 | 0 | 0 | 0 | 0 | 0 | 0 | 0 | 0 | 0 | 0 | 0 | 0
Commercial_Retail (ID)_New_Water Heating_Natural Gas_Water Heater_E8_Baseline Forecast | Commercial | Retail (ID) | New | Water Heating | Natural Gas | Water Heater | E8 |  | Baseline Forecast | 0 | 0 | 0 | 0 | 0 | 0 | 0 | 0 | 0 | 0 | 0 | 0 | 0 | 0 | 0 | 0 | 0 | 0 | 0 | 0 | 0 | 0 | 0 | 0 | 0 | 0 | 0
Commercial_Retail (ID)_New_Water Heating_Natural Gas_Water Heater_E9_Baseline Forecast | Commercial | Retail (ID) | New | Water Heating | Natural Gas | Water Heater | E9 |  | Baseline Forecast | 0 | 0 | 0 | 0 | 0 | 0 | 0 | 0 | 0 | 0 | 0 | 0 | 0 | 0 | 0 | 0 | 0 | 0 | 0 | 0 | 0 | 0 | 0 | 0 | 0 | 0 | 0
Commercial_Retail (ID)_New_Water Heating_Natural Gas_Water Heater_E10_Baseline Forecast | Commercial | Retail (ID) | New | Water Heating | Natural Gas | Water Heater | E10 |  | Baseline Forecast | 0 | 0 | 0 | 0 | 0 | 0 | 0 | 0 | 0 | 0 | 0 | 0 | 0 | 0 | 0 | 0 | 0 | 0 | 0 | 0 | 0 | 0 | 0 | 0 | 0 | 0 | 0
Commercial_Retail (ID)_New_Water Heating_Natural Gas_Water Heater_Vintage_Baseline Forecast | Commercial | Retail (ID) | New | Water Heating | Natural Gas | Water Heater | Vintage | Vintage | Baseline Forecast | 0 | 0 | 0 | 0 | 0 | 0 | 0 | 0 | 0 | 0 | 0 | 0 | 0 | 0 | 0 | 0 | 0 | 0 | 0 | 0 | 0 | 0 | 0 | 0 | 0 | 0 | 0
Commercial_Retail (ID)_New_Food Preparation_Natural Gas_Oven_E1_Baseline Forecast | Commercial | Retail (ID) | New | Food Preparation | Natural Gas | Oven | E1 | Standard | Baseline Forecast | 0 | 1410.7168 | 2724.6621 | 4324.6528 | 5966.5248 | 7444.6737 | 8727.0285 | 9967.4919 | 11171.9264 | 12330.6399 | 13473.1224 | 14618.2856 | 15747.0953 | 16861.6611 | 17970.9308 | 19071.4083 | 20158.9718 | 21230.1175 | 22290.6682 | 23334.6248 | 24354.7409 | 25359.9385 | 26357.27 | 27355.6507 | 28338.4903 | 29372.5432 | 30289.4448
Commercial_Retail (ID)_New_Food Preparation_Natural Gas_Oven_E2_Baseline Forecast | Commercial | Retail (ID) | New | Food Preparation | Natural Gas | Oven | E2 | ENERGY STAR (>42% Baking Efficiency) | Baseline Forecast | 0 | 2030.0559 | 3920.8552 | 6223.2808 | 8585.9748 | 10713.0671 | 12558.4069 | 14343.464 | 16076.6746 | 17744.0916 | 19388.1517 | 21036.0696 | 22660.4542 | 24264.3416 | 25860.6078 | 27444.2218 | 29009.2521 | 30550.6569 | 32076.8152 | 33579.0942 | 35047.0662 | 36493.57 | 37928.7545 | 39365.4486 | 40779.7787 | 42267.8061 | 43587.2499
Commercial_Retail (ID)_New_Food Preparation_Natural Gas_Oven_E3_Baseline Forecast | Commercial | Retail (ID) | New | Food Preparation | Natural Gas | Oven | E3 |  | Baseline Forecast | 0 | 0 | 0 | 0 | 0 | 0 | 0 | 0 | 0 | 0 | 0 | 0 | 0 | 0 | 0 | 0 | 0 | 0 | 0 | 0 | 0 | 0 | 0 | 0 | 0 | 0 | 0
Commercial_Retail (ID)_New_Food Preparation_Natural Gas_Oven_E4_Baseline Forecast | Commercial | Retail (ID) | New | Food Preparation | Natural Gas | Oven | E4 |  | Baseline Forecast | 0 | 0 | 0 | 0 | 0 | 0 | 0 | 0 | 0 | 0 | 0 | 0 | 0 | 0 | 0 | 0 | 0 | 0 | 0 | 0 | 0 | 0 | 0 | 0 | 0 | 0 | 0
Commercial_Retail (ID)_New_Food Preparation_Natural Gas_Oven_E5_Baseline Forecast | Commercial | Retail (ID) | New | Food Preparation | Natural Gas | Oven | E5 |  | Baseline Forecast | 0 | 0 | 0 | 0 | 0 | 0 | 0 | 0 | 0 | 0 | 0 | 0 | 0 | 0 | 0 | 0 | 0 | 0 | 0 | 0 | 0 | 0 | 0 | 0 | 0 | 0 | 0
Commercial_Retail (ID)_New_Food Preparation_Natural Gas_Oven_E6_Baseline Forecast | Commercial | Retail (ID) | New | Food Preparation | Natural Gas | Oven | E6 |  | Baseline Forecast | 0 | 0 | 0 | 0 | 0 | 0 | 0 | 0 | 0 | 0 | 0 | 0 | 0 | 0 | 0 | 0 | 0 | 0 | 0 | 0 | 0 | 0 | 0 | 0 | 0 | 0 | 0
Commercial_Retail (ID)_New_Food Preparation_Natural Gas_Oven_E7_Baseline Forecast | Commercial | Retail (ID) | New | Food Preparation | Natural Gas | Oven | E7 |  | Baseline Forecast | 0 | 0 | 0 | 0 | 0 | 0 | 0 | 0 | 0 | 0 | 0 | 0 | 0 | 0 | 0 | 0 | 0 | 0 | 0 | 0 | 0 | 0 | 0 | 0 | 0 | 0 | 0
Commercial_Retail (ID)_New_Food Preparation_Natural Gas_Oven_E8_Baseline Forecast | Commercial | Retail (ID) | New | Food Preparation | Natural Gas | Oven | E8 |  | Baseline Forecast | 0 | 0 | 0 | 0 | 0 | 0 | 0 | 0 | 0 | 0 | 0 | 0 | 0 | 0 | 0 | 0 | 0 | 0 | 0 | 0 | 0 | 0 | 0 | 0 | 0 | 0 | 0
Commercial_Retail (ID)_New_Food Preparation_Natural Gas_Oven_E9_Baseline Forecast | Commercial | Retail (ID) | New | Food Preparation | Natural Gas | Oven | E9 |  | Baseline Forecast | 0 | 0 | 0 | 0 | 0 | 0 | 0 | 0 | 0 | 0 | 0 | 0 | 0 | 0 | 0 | 0 | 0 | 0 | 0 | 0 | 0 | 0 | 0 | 0 | 0 | 0 | 0
Commercial_Retail (ID)_New_Food Preparation_Natural Gas_Oven_E10_Baseline Forecast | Commercial | Retail (ID) | New | Food Preparation | Natural Gas | Oven | E10 |  | Baseline Forecast | 0 | 0 | 0 | 0 | 0 | 0 | 0 | 0 | 0 | 0 | 0 | 0 | 0 | 0 | 0 | 0 | 0 | 0 | 0 | 0 | 0 | 0 | 0 | 0 | 0 | 0 | 0
Commercial_Retail (ID)_New_Food Preparation_Natural Gas_Oven_Vintage_Baseline Forecast | Commercial | Retail (ID) | New | Food Preparation | Natural Gas | Oven | Vintage | Vintage | Baseline Forecast | 0 | 0 | 0 | 0 | 0 | 0 | 0 | 0 | 0 | 0 | 0 | 0 | 0 | 0 | 0 | 0 | 0 | 0 | 0 | 0 | 0 | 0 | 0 | 0 | 0 | 0 | 0
Commercial_Retail (ID)_New_Food Preparation_Natural Gas_Conveyor Oven_E1_Baseline Forecast | Commercial | Retail (ID) | New | Food Preparation | Natural Gas | Conveyor Oven | E1 | Standard | Baseline Forecast | 0 | 705.3584 | 1362.331 | 2162.3264 | 2983.2624 | 3722.3369 | 4363.5143 | 4983.746 | 5585.9632 | 6165.3199 | 6736.5612 | 7309.1428 | 7873.5476 | 8430.8305 | 8985.4654 | 9535.7042 | 10079.4859 | 10615.0588 | 11145.3341 | 11667.3124 | 12177.3705 | 12679.9693 | 13178.635 | 13677.8254 | 14169.2451 | 14686.2716 | 15144.7224
Commercial_Retail (ID)_New_Food Preparation_Natural Gas_Conveyor Oven_E2_Baseline Forecast | Commercial | Retail (ID) | New | Food Preparation | Natural Gas | Conveyor Oven | E2 | ENERGY STAR (>42% Baking Efficiency) | Baseline Forecast | 0 | 1015.028 | 1960.4276 | 3111.6404 | 4292.9874 | 5356.5335 | 6279.2034 | 7171.732 | 8038.3373 | 8872.0458 | 9694.0759 | 10518.0348 | 11330.2271 | 12132.1708 | 12930.3039 | 13722.1109 | 14504.626 | 15275.3285 | 16038.4076 | 16789.5471 | 17523.5331 | 18246.785 | 18964.3772 | 19682.7243 | 20389.8893 | 21133.9031 | 21793.6249
Commercial_Retail (ID)_New_Food Preparation_Natural Gas_Conveyor Oven_E3_Baseline Forecast | Commercial | Retail (ID) | New | Food Preparation | Natural Gas | Conveyor Oven | E3 |  | Baseline Forecast | 0 | 0 | 0 | 0 | 0 | 0 | 0 | 0 | 0 | 0 | 0 | 0 | 0 | 0 | 0 | 0 | 0 | 0 | 0 | 0 | 0 | 0 | 0 | 0 | 0 | 0 | 0
Commercial_Retail (ID)_New_Food Preparation_Natural Gas_Conveyor Oven_E4_Baseline Forecast | Commercial | Retail (ID) | New | Food Preparation | Natural Gas | Conveyor Oven | E4 |  | Baseline Forecast | 0 | 0 | 0 | 0 | 0 | 0 | 0 | 0 | 0 | 0 | 0 | 0 | 0 | 0 | 0 | 0 | 0 | 0 | 0 | 0 | 0 | 0 | 0 | 0 | 0 | 0 | 0
Commercial_Retail (ID)_New_Food Preparation_Natural Gas_Conveyor Oven_E5_Baseline Forecast | Commercial | Retail (ID) | New | Food Preparation | Natural Gas | Conveyor Oven | E5 |  | Baseline Forecast | 0 | 0 | 0 | 0 | 0 | 0 | 0 | 0 | 0 | 0 | 0 | 0 | 0 | 0 | 0 | 0 | 0 | 0 | 0 | 0 | 0 | 0 | 0 | 0 | 0 | 0 | 0
Commercial_Retail (ID)_New_Food Preparation_Natural Gas_Conveyor Oven_E6_Baseline Forecast | Commercial | Retail (ID) | New | Food Preparation | Natural Gas | Conveyor Oven | E6 |  | Baseline Forecast | 0 | 0 | 0 | 0 | 0 | 0 | 0 | 0 | 0 | 0 | 0 | 0 | 0 | 0 | 0 | 0 | 0 | 0 | 0 | 0 | 0 | 0 | 0 | 0 | 0 | 0 | 0
Commercial_Retail (ID)_New_Food Preparation_Natural Gas_Conveyor Oven_E7_Baseline Forecast | Commercial | Retail (ID) | New | Food Preparation | Natural Gas | Conveyor Oven | E7 |  | Baseline Forecast | 0 | 0 | 0 | 0 | 0 | 0 | 0 | 0 | 0 | 0 | 0 | 0 | 0 | 0 | 0 | 0 | 0 | 0 | 0 | 0 | 0 | 0 | 0 | 0 | 0 | 0 | 0
Commercial_Retail (ID)_New_Food Preparation_Natural Gas_Conveyor Oven_E8_Baseline Forecast | Commercial | Retail (ID) | New | Food Preparation | Natural Gas | Conveyor Oven | E8 |  | Baseline Forecast | 0 | 0 | 0 | 0 | 0 | 0 | 0 | 0 | 0 | 0 | 0 | 0 | 0 | 0 | 0 | 0 | 0 | 0 | 0 | 0 | 0 | 0 | 0 | 0 | 0 | 0 | 0
Commercial_Retail (ID)_New_Food Preparation_Natural Gas_Conveyor Oven_E9_Baseline Forecast | Commercial | Retail (ID) | New | Food Preparation | Natural Gas | Conveyor Oven | E9 |  | Baseline Forecast | 0 | 0 | 0 | 0 | 0 | 0 | 0 | 0 | 0 | 0 | 0 | 0 | 0 | 0 | 0 | 0 | 0 | 0 | 0 | 0 | 0 | 0 | 0 | 0 | 0 | 0 | 0
Commercial_Retail (ID)_New_Food Preparation_Natural Gas_Conveyor Oven_E10_Baseline Forecast | Commercial | Retail (ID) | New | Food Preparation | Natural Gas | Conveyor Oven | E10 |  | Baseline Forecast | 0 | 0 | 0 | 0 | 0 | 0 | 0 | 0 | 0 | 0 | 0 | 0 | 0 | 0 | 0 | 0 | 0 | 0 | 0 | 0 | 0 | 0 | 0 | 0 | 0 | 0 | 0
Commercial_Retail (ID)_New_Food Preparation_Natural Gas_Conveyor Oven_Vintage_Baseline Forecast | Commercial | Retail (ID) | New | Food Preparation | Natural Gas | Conveyor Oven | Vintage | Vintage | Baseline Forecast | 0 | 0 | 0 | 0 | 0 | 0 | 0 | 0 | 0 | 0 | 0 | 0 | 0 | 0 | 0 | 0 | 0 | 0 | 0 | 0 | 0 | 0 | 0 | 0 | 0 | 0 | 0
Commercial_Retail (ID)_New_Food Preparation_Natural Gas_Double Rack Oven_E1_Baseline Forecast | Commercial | Retail (ID) | New | Food Preparation | Natural Gas | Double Rack Oven | E1 | Standard | Baseline Forecast | 0 | 705.3584 | 1362.331 | 2162.3264 | 2983.2624 | 3722.3369 | 4363.5143 | 4983.746 | 5585.9632 | 6165.3199 | 6736.5612 | 7309.1428 | 7873.5476 | 8430.8305 | 8985.4654 | 9535.7042 | 10079.4859 | 10615.0588 | 11145.3341 | 11667.3124 | 12177.3705 | 12679.9693 | 13178.635 | 13677.8254 | 14169.2451 | 14686.2716 | 15144.7224
Commercial_Retail (ID)_New_Food Preparation_Natural Gas_Double Rack Oven_E2_Baseline Forecast | Commercial | Retail (ID) | New | Food Preparation | Natural Gas | Double Rack Oven | E2 | FTSC Qualified (>50% Cooking Efficiency) | Baseline Forecast | 0 | 1015.028 | 1960.4276 | 3111.6404 | 4292.9874 | 5356.5335 | 6279.2034 | 7171.732 | 8038.3373 | 8872.0458 | 9694.0759 | 10518.0348 | 11330.2271 | 12132.1708 | 12930.3039 | 13722.1109 | 14504.626 | 15275.3285 | 16038.4076 | 16789.5471 | 17523.5331 | 18246.785 | 18964.3772 | 19682.7243 | 20389.8893 | 21133.9031 | 21793.6249
Commercial_Retail (ID)_New_Food Preparation_Natural Gas_Double Rack Oven_E3_Baseline Forecast | Commercial | Retail (ID) | New | Food Preparation | Natural Gas | Double Rack Oven | E3 |  | Baseline Forecast | 0 | 0 | 0 | 0 | 0 | 0 | 0 | 0 | 0 | 0 | 0 | 0 | 0 | 0 | 0 | 0 | 0 | 0 | 0 | 0 | 0 | 0 | 0 | 0 | 0 | 0 | 0
Commercial_Retail (ID)_New_Food Preparation_Natural Gas_Double Rack Oven_E4_Baseline Forecast | Commercial | Retail (ID) | New | Food Preparation | Natural Gas | Double Rack Oven | E4 |  | Baseline Forecast | 0 | 0 | 0 | 0 | 0 | 0 | 0 | 0 | 0 | 0 | 0 | 0 | 0 | 0 | 0 | 0 | 0 | 0 | 0 | 0 | 0 | 0 | 0 | 0 | 0 | 0 | 0
Commercial_Retail (ID)_New_Food Preparation_Natural Gas_Double Rack Oven_E5_Baseline Forecast | Commercial | Retail (ID) | New | Food Preparation | Natural Gas | Double Rack Oven | E5 |  | Baseline Forecast | 0 | 0 | 0 | 0 | 0 | 0 | 0 | 0 | 0 | 0 | 0 | 0 | 0 | 0 | 0 | 0 | 0 | 0 | 0 | 0 | 0 | 0 | 0 | 0 | 0 | 0 | 0
Commercial_Retail (ID)_New_Food Preparation_Natural Gas_Double Rack Oven_E6_Baseline Forecast | Commercial | Retail (ID) | New | Food Preparation | Natural Gas | Double Rack Oven | E6 |  | Baseline Forecast | 0 | 0 | 0 | 0 | 0 | 0 | 0 | 0 | 0 | 0 | 0 | 0 | 0 | 0 | 0 | 0 | 0 | 0 | 0 | 0 | 0 | 0 | 0 | 0 | 0 | 0 | 0
Commercial_Retail (ID)_New_Food Preparation_Natural Gas_Double Rack Oven_E7_Baseline Forecast | Commercial | Retail (ID) | New | Food Preparation | Natural Gas | Double Rack Oven | E7 |  | Baseline Forecast | 0 | 0 | 0 | 0 | 0 | 0 | 0 | 0 | 0 | 0 | 0 | 0 | 0 | 0 | 0 | 0 | 0 | 0 | 0 | 0 | 0 | 0 | 0 | 0 | 0 | 0 | 0
Commercial_Retail (ID)_New_Food Preparation_Natural Gas_Double Rack Oven_E8_Baseline Forecast | Commercial | Retail (ID) | New | Food Preparation | Natural Gas | Double Rack Oven | E8 |  | Baseline Forecast | 0 | 0 | 0 | 0 | 0 | 0 | 0 | 0 | 0 | 0 | 0 | 0 | 0 | 0 | 0 | 0 | 0 | 0 | 0 | 0 | 0 | 0 | 0 | 0 | 0 | 0 | 0
Commercial_Retail (ID)_New_Food Preparation_Natural Gas_Double Rack Oven_E9_Baseline Forecast | Commercial | Retail (ID) | New | Food Preparation | Natural Gas | Double Rack Oven | E9 |  | Baseline Forecast | 0 | 0 | 0 | 0 | 0 | 0 | 0 | 0 | 0 | 0 | 0 | 0 | 0 | 0 | 0 | 0 | 0 | 0 | 0 | 0 | 0 | 0 | 0 | 0 | 0 | 0 | 0
Commercial_Retail (ID)_New_Food Preparation_Natural Gas_Double Rack Oven_E10_Baseline Forecast | Commercial | Retail (ID) | New | Food Preparation | Natural Gas | Double Rack Oven | E10 |  | Baseline Forecast | 0 | 0 | 0 | 0 | 0 | 0 | 0 | 0 | 0 | 0 | 0 | 0 | 0 | 0 | 0 | 0 | 0 | 0 | 0 | 0 | 0 | 0 | 0 | 0 | 0 | 0 | 0
Commercial_Retail (ID)_New_Food Preparation_Natural Gas_Double Rack Oven_Vintage_Baseline Forecast | Commercial | Retail (ID) | New | Food Preparation | Natural Gas | Double Rack Oven | Vintage | Vintage | Baseline Forecast | 0 | 0 | 0 | 0 | 0 | 0 | 0 | 0 | 0 | 0 | 0 | 0 | 0 | 0 | 0 | 0 | 0 | 0 | 0 | 0 | 0 | 0 | 0 | 0 | 0 | 0 | 0
Commercial_Retail (ID)_New_Food Preparation_Natural Gas_Fryer_E1_Baseline Forecast | Commercial | Retail (ID) | New | Food Preparation | Natural Gas | Fryer | E1 | Standard | Baseline Forecast | 0 | 5092.3436 | 9835.3656 | 15610.9417 | 21537.6994 | 26873.4564 | 31502.4444 | 35980.2148 | 40327.9294 | 44510.6026 | 48634.6857 | 52768.4457 | 56843.1732 | 60866.484 | 64870.6771 | 68843.1326 | 72768.9714 | 76635.5461 | 80463.8753 | 84232.3042 | 87914.6746 | 91543.1926 | 95143.3163 | 98747.227 | 102295.038 | 106027.7171 | 109337.5082
Commercial_Retail (ID)_New_Food Preparation_Natural Gas_Fryer_E2_Baseline Forecast | Commercial | Retail (ID) | New | Food Preparation | Natural Gas | Fryer | E2 | ENERGY STAR | Baseline Forecast | 0 | 1789.2018 | 3455.669 | 5484.9255 | 7567.2998 | 9442.0252 | 11068.4264 | 12641.6971 | 14169.2725 | 15638.8604 | 17087.8625 | 18540.2647 | 19971.9257 | 21385.5214 | 22792.4001 | 24188.1277 | 25567.4764 | 26926.0027 | 28271.0913 | 29595.1339 | 30888.9397 | 32163.8244 | 33428.7327 | 34694.9716 | 35941.4998 | 37252.9817 | 38415.8813
Commercial_Retail (ID)_New_Food Preparation_Natural Gas_Fryer_E3_Baseline Forecast | Commercial | Retail (ID) | New | Food Preparation | Natural Gas | Fryer | E3 |  | Baseline Forecast | 0 | 0 | 0 | 0 | 0 | 0 | 0 | 0 | 0 | 0 | 0 | 0 | 0 | 0 | 0 | 0 | 0 | 0 | 0 | 0 | 0 | 0 | 0 | 0 | 0 | 0 | 0
Commercial_Retail (ID)_New_Food Preparation_Natural Gas_Fryer_E4_Baseline Forecast | Commercial | Retail (ID) | New | Food Preparation | Natural Gas | Fryer | E4 |  | Baseline Forecast | 0 | 0 | 0 | 0 | 0 | 0 | 0 | 0 | 0 | 0 | 0 | 0 | 0 | 0 | 0 | 0 | 0 | 0 | 0 | 0 | 0 | 0 | 0 | 0 | 0 | 0 | 0
Commercial_Retail (ID)_New_Food Preparation_Natural Gas_Fryer_E5_Baseline Forecast | Commercial | Retail (ID) | New | Food Preparation | Natural Gas | Fryer | E5 |  | Baseline Forecast | 0 | 0 | 0 | 0 | 0 | 0 | 0 | 0 | 0 | 0 | 0 | 0 | 0 | 0 | 0 | 0 | 0 | 0 | 0 | 0 | 0 | 0 | 0 | 0 | 0 | 0 | 0
Commercial_Retail (ID)_New_Food Preparation_Natural Gas_Fryer_E6_Baseline Forecast | Commercial | Retail (ID) | New | Food Preparation | Natural Gas | Fryer | E6 |  | Baseline Forecast | 0 | 0 | 0 | 0 | 0 | 0 | 0 | 0 | 0 | 0 | 0 | 0 | 0 | 0 | 0 | 0 | 0 | 0 | 0 | 0 | 0 | 0 | 0 | 0 | 0 | 0 | 0
Commercial_Retail (ID)_New_Food Preparation_Natural Gas_Fryer_E7_Baseline Forecast | Commercial | Retail (ID) | New | Food Preparation | Natural Gas | Fryer | E7 |  | Baseline Forecast | 0 | 0 | 0 | 0 | 0 | 0 | 0 | 0 | 0 | 0 | 0 | 0 | 0 | 0 | 0 | 0 | 0 | 0 | 0 | 0 | 0 | 0 | 0 | 0 | 0 | 0 | 0
Commercial_Retail (ID)_New_Food Preparation_Natural Gas_Fryer_E8_Baseline Forecast | Commercial | Retail (ID) | New | Food Preparation | Natural Gas | Fryer | E8 |  | Baseline Forecast | 0 | 0 | 0 | 0 | 0 | 0 | 0 | 0 | 0 | 0 | 0 | 0 | 0 | 0 | 0 | 0 | 0 | 0 | 0 | 0 | 0 | 0 | 0 | 0 | 0 | 0 | 0
Commercial_Retail (ID)_New_Food Preparation_Natural Gas_Fryer_E9_Baseline Forecast | Commercial | Retail (ID) | New | Food Preparation | Natural Gas | Fryer | E9 |  | Baseline Forecast | 0 | 0 | 0 | 0 | 0 | 0 | 0 | 0 | 0 | 0 | 0 | 0 | 0 | 0 | 0 | 0 | 0 | 0 | 0 | 0 | 0 | 0 | 0 | 0 | 0 | 0 | 0
Commercial_Retail (ID)_New_Food Preparation_Natural Gas_Fryer_E10_Baseline Forecast | Commercial | Retail (ID) | New | Food Preparation | Natural Gas | Fryer | E10 |  | Baseline Forecast | 0 | 0 | 0 | 0 | 0 | 0 | 0 | 0 | 0 | 0 | 0 | 0 | 0 | 0 | 0 | 0 | 0 | 0 | 0 | 0 | 0 | 0 | 0 | 0 | 0 | 0 | 0
Commercial_Retail (ID)_New_Food Preparation_Natural Gas_Fryer_Vintage_Baseline Forecast | Commercial | Retail (ID) | New | Food Preparation | Natural Gas | Fryer | Vintage | Vintage | Baseline Forecast | 0 | 0 | 0 | 0 | 0 | 0 | 0 | 0 | 0 | 0 | 0 | 0 | 0 | 0 | 0 | 0 | 0 | 0 | 0 | 0 | 0 | 0 | 0 | 0 | 0 | 0 | 0
Commercial_Retail (ID)_New_Food Preparation_Natural Gas_Broiler_E1_Baseline Forecast | Commercial | Retail (ID) | New | Food Preparation | Natural Gas | Broiler | E1 | Standard | Baseline Forecast | 0 | 0 | 0 | 0 | 0 | 0 | 0 | 0 | 0 | 0 | 0 | 0 | 0 | 0 | 0 | 0 | 0 | 0 | 0 | 0 | 0 | 0 | 0 | 0 | 0 | 0 | 0
Commercial_Retail (ID)_New_Food Preparation_Natural Gas_Broiler_E2_Baseline Forecast | Commercial | Retail (ID) | New | Food Preparation | Natural Gas | Broiler | E2 | Infrared Burners | Baseline Forecast | 0 | 0 | 0 | 0 | 0 | 0 | 0 | 0 | 0 | 0 | 0 | 0 | 0 | 0 | 0 | 0 | 0 | 0 | 0 | 0 | 0 | 0 | 0 | 0 | 0 | 0 | 0
Commercial_Retail (ID)_New_Food Preparation_Natural Gas_Broiler_E3_Baseline Forecast | Commercial | Retail (ID) | New | Food Preparation | Natural Gas | Broiler | E3 |  | Baseline Forecast | 0 | 0 | 0 | 0 | 0 | 0 | 0 | 0 | 0 | 0 | 0 | 0 | 0 | 0 | 0 | 0 | 0 | 0 | 0 | 0 | 0 | 0 | 0 | 0 | 0 | 0 | 0
Commercial_Retail (ID)_New_Food Preparation_Natural Gas_Broiler_E4_Baseline Forecast | Commercial | Retail (ID) | New | Food Preparation | Natural Gas | Broiler | E4 |  | Baseline Forecast | 0 | 0 | 0 | 0 | 0 | 0 | 0 | 0 | 0 | 0 | 0 | 0 | 0 | 0 | 0 | 0 | 0 | 0 | 0 | 0 | 0 | 0 | 0 | 0 | 0 | 0 | 0
Commercial_Retail (ID)_New_Food Preparation_Natural Gas_Broiler_E5_Baseline Forecast | Commercial | Retail (ID) | New | Food Preparation | Natural Gas | Broiler | E5 |  | Baseline Forecast | 0 | 0 | 0 | 0 | 0 | 0 | 0 | 0 | 0 | 0 | 0 | 0 | 0 | 0 | 0 | 0 | 0 | 0 | 0 | 0 | 0 | 0 | 0 | 0 | 0 | 0 | 0
Commercial_Retail (ID)_New_Food Preparation_Natural Gas_Broiler_E6_Baseline Forecast | Commercial | Retail (ID) | New | Food Preparation | Natural Gas | Broiler | E6 |  | Baseline Forecast | 0 | 0 | 0 | 0 | 0 | 0 | 0 | 0 | 0 | 0 | 0 | 0 | 0 | 0 | 0 | 0 | 0 | 0 | 0 | 0 | 0 | 0 | 0 | 0 | 0 | 0 | 0
Commercial_Retail (ID)_New_Food Preparation_Natural Gas_Broiler_E7_Baseline Forecast | Commercial | Retail (ID) | New | Food Preparation | Natural Gas | Broiler | E7 |  | Baseline Forecast | 0 | 0 | 0 | 0 | 0 | 0 | 0 | 0 | 0 | 0 | 0 | 0 | 0 | 0 | 0 | 0 | 0 | 0 | 0 | 0 | 0 | 0 | 0 | 0 | 0 | 0 | 0
Commercial_Retail (ID)_New_Food Preparation_Natural Gas_Broiler_E8_Baseline Forecast | Commercial | Retail (ID) | New | Food Preparation | Natural Gas | Broiler | E8 |  | Baseline Forecast | 0 | 0 | 0 | 0 | 0 | 0 | 0 | 0 | 0 | 0 | 0 | 0 | 0 | 0 | 0 | 0 | 0 | 0 | 0 | 0 | 0 | 0 | 0 | 0 | 0 | 0 | 0
Commercial_Retail (ID)_New_Food Preparation_Natural Gas_Broiler_E9_Baseline Forecast | Commercial | Retail (ID) | New | Food Preparation | Natural Gas | Broiler | E9 |  | Baseline Forecast | 0 | 0 | 0 | 0 | 0 | 0 | 0 | 0 | 0 | 0 | 0 | 0 | 0 | 0 | 0 | 0 | 0 | 0 | 0 | 0 | 0 | 0 | 0 | 0 | 0 | 0 | 0
Commercial_Retail (ID)_New_Food Preparation_Natural Gas_Broiler_E10_Baseline Forecast | Commercial | Retail (ID) | New | Food Preparation | Natural Gas | Broiler | E10 |  | Baseline Forecast | 0 | 0 | 0 | 0 | 0 | 0 | 0 | 0 | 0 | 0 | 0 | 0 | 0 | 0 | 0 | 0 | 0 | 0 | 0 | 0 | 0 | 0 | 0 | 0 | 0 | 0 | 0
Commercial_Retail (ID)_New_Food Preparation_Natural Gas_Broiler_Vintage_Baseline Forecast | Commercial | Retail (ID) | New | Food Preparation | Natural Gas | Broiler | Vintage | Vintage | Baseline Forecast | 0 | 0 | 0 | 0 | 0 | 0 | 0 | 0 | 0 | 0 | 0 | 0 | 0 | 0 | 0 | 0 | 0 | 0 | 0 | 0 | 0 | 0 | 0 | 0 | 0 | 0 | 0
Commercial_Retail (ID)_New_Food Preparation_Natural Gas_Griddle_E1_Baseline Forecast | Commercial | Retail (ID) | New | Food Preparation | Natural Gas | Griddle | E1 | Standard | Baseline Forecast | 0 | 0 | 0 | 0 | 0 | 0 | 0 | 0 | 0 | 0 | 0 | 0 | 0 | 0 | 0 | 0 | 0 | 0 | 0 | 0 | 0 | 0 | 0 | 0 | 0 | 0 | 0
Commercial_Retail (ID)_New_Food Preparation_Natural Gas_Griddle_E2_Baseline Forecast | Commercial | Retail (ID) | New | Food Preparation | Natural Gas | Griddle | E2 | ENERGY STAR | Baseline Forecast | 0 | 0 | 0 | 0 | 0 | 0 | 0 | 0 | 0 | 0 | 0 | 0 | 0 | 0 | 0 | 0 | 0 | 0 | 0 | 0 | 0 | 0 | 0 | 0 | 0 | 0 | 0
Commercial_Retail (ID)_New_Food Preparation_Natural Gas_Griddle_E3_Baseline Forecast | Commercial | Retail (ID) | New | Food Preparation | Natural Gas | Griddle | E3 |  | Baseline Forecast | 0 | 0 | 0 | 0 | 0 | 0 | 0 | 0 | 0 | 0 | 0 | 0 | 0 | 0 | 0 | 0 | 0 | 0 | 0 | 0 | 0 | 0 | 0 | 0 | 0 | 0 | 0
Commercial_Retail (ID)_New_Food Preparation_Natural Gas_Griddle_E4_Baseline Forecast | Commercial | Retail (ID) | New | Food Preparation | Natural Gas | Griddle | E4 |  | Baseline Forecast | 0 | 0 | 0 | 0 | 0 | 0 | 0 | 0 | 0 | 0 | 0 | 0 | 0 | 0 | 0 | 0 | 0 | 0 | 0 | 0 | 0 | 0 | 0 | 0 | 0 | 0 | 0
Commercial_Retail (ID)_New_Food Preparation_Natural Gas_Griddle_E5_Baseline Forecast | Commercial | Retail (ID) | New | Food Preparation | Natural Gas | Griddle | E5 |  | Baseline Forecast | 0 | 0 | 0 | 0 | 0 | 0 | 0 | 0 | 0 | 0 | 0 | 0 | 0 | 0 | 0 | 0 | 0 | 0 | 0 | 0 | 0 | 0 | 0 | 0 | 0 | 0 | 0
Commercial_Retail (ID)_New_Food Preparation_Natural Gas_Griddle_E6_Baseline Forecast | Commercial | Retail (ID) | New | Food Preparation | Natural Gas | Griddle | E6 |  | Baseline Forecast | 0 | 0 | 0 | 0 | 0 | 0 | 0 | 0 | 0 | 0 | 0 | 0 | 0 | 0 | 0 | 0 | 0 | 0 | 0 | 0 | 0 | 0 | 0 | 0 | 0 | 0 | 0
Commercial_Retail (ID)_New_Food Preparation_Natural Gas_Griddle_E7_Baseline Forecast | Commercial | Retail (ID) | New | Food Preparation | Natural Gas | Griddle | E7 |  | Baseline Forecast | 0 | 0 | 0 | 0 | 0 | 0 | 0 | 0 | 0 | 0 | 0 | 0 | 0 | 0 | 0 | 0 | 0 | 0 | 0 | 0 | 0 | 0 | 0 | 0 | 0 | 0 | 0
Commercial_Retail (ID)_New_Food Preparation_Natural Gas_Griddle_E8_Baseline Forecast | Commercial | Retail (ID) | New | Food Preparation | Natural Gas | Griddle | E8 |  | Baseline Forecast | 0 | 0 | 0 | 0 | 0 | 0 | 0 | 0 | 0 | 0 | 0 | 0 | 0 | 0 | 0 | 0 | 0 | 0 | 0 | 0 | 0 | 0 | 0 | 0 | 0 | 0 | 0
Commercial_Retail (ID)_New_Food Preparation_Natural Gas_Griddle_E9_Baseline Forecast | Commercial | Retail (ID) | New | Food Preparation | Natural Gas | Griddle | E9 |  | Baseline Forecast | 0 | 0 | 0 | 0 | 0 | 0 | 0 | 0 | 0 | 0 | 0 | 0 | 0 | 0 | 0 | 0 | 0 | 0 | 0 | 0 | 0 | 0 | 0 | 0 | 0 | 0 | 0
Commercial_Retail (ID)_New_Food Preparation_Natural Gas_Griddle_E10_Baseline Forecast | Commercial | Retail (ID) | New | Food Preparation | Natural Gas | Griddle | E10 |  | Baseline Forecast | 0 | 0 | 0 | 0 | 0 | 0 | 0 | 0 | 0 | 0 | 0 | 0 | 0 | 0 | 0 | 0 | 0 | 0 | 0 | 0 | 0 | 0 | 0 | 0 | 0 | 0 | 0
Commercial_Retail (ID)_New_Food Preparation_Natural Gas_Griddle_Vintage_Baseline Forecast | Commercial | Retail (ID) | New | Food Preparation | Natural Gas | Griddle | Vintage | Vintage | Baseline Forecast | 0 | 0 | 0 | 0 | 0 | 0 | 0 | 0 | 0 | 0 | 0 | 0 | 0 | 0 | 0 | 0 | 0 | 0 | 0 | 0 | 0 | 0 | 0 | 0 | 0 | 0 | 0
Commercial_Retail (ID)_New_Food Preparation_Natural Gas_Range_E1_Baseline Forecast | Commercial | Retail (ID) | New | Food Preparation | Natural Gas | Range | E1 | Standard | Baseline Forecast | 0 | 0 | 0 | 0 | 0 | 0 | 0 | 0 | 0 | 0 | 0 | 0 | 0 | 0 | 0 | 0 | 0 | 0 | 0 | 0 | 0 | 0 | 0 | 0 | 0 | 0 | 0
Commercial_Retail (ID)_New_Food Preparation_Natural Gas_Range_E2_Baseline Forecast | Commercial | Retail (ID) | New | Food Preparation | Natural Gas | Range | E2 | High Efficiency | Baseline Forecast | 0 | 0 | 0 | 0 | 0 | 0 | 0 | 0 | 0 | 0 | 0 | 0 | 0 | 0 | 0 | 0 | 0 | 0 | 0 | 0 | 0 | 0 | 0 | 0 | 0 | 0 | 0
Commercial_Retail (ID)_New_Food Preparation_Natural Gas_Range_E3_Baseline Forecast | Commercial | Retail (ID) | New | Food Preparation | Natural Gas | Range | E3 |  | Baseline Forecast | 0 | 0 | 0 | 0 | 0 | 0 | 0 | 0 | 0 | 0 | 0 | 0 | 0 | 0 | 0 | 0 | 0 | 0 | 0 | 0 | 0 | 0 | 0 | 0 | 0 | 0 | 0
Commercial_Retail (ID)_New_Food Preparation_Natural Gas_Range_E4_Baseline Forecast | Commercial | Retail (ID) | New | Food Preparation | Natural Gas | Range | E4 |  | Baseline Forecast | 0 | 0 | 0 | 0 | 0 | 0 | 0 | 0 | 0 | 0 | 0 | 0 | 0 | 0 | 0 | 0 | 0 | 0 | 0 | 0 | 0 | 0 | 0 | 0 | 0 | 0 | 0
Commercial_Retail (ID)_New_Food Preparation_Natural Gas_Range_E5_Baseline Forecast | Commercial | Retail (ID) | New | Food Preparation | Natural Gas | Range | E5 |  | Baseline Forecast | 0 | 0 | 0 | 0 | 0 | 0 | 0 | 0 | 0 | 0 | 0 | 0 | 0 | 0 | 0 | 0 | 0 | 0 | 0 | 0 | 0 | 0 | 0 | 0 | 0 | 0 | 0
Commercial_Retail (ID)_New_Food Preparation_Natural Gas_Range_E6_Baseline Forecast | Commercial | Retail (ID) | New | Food Preparation | Natural Gas | Range | E6 |  | Baseline Forecast | 0 | 0 | 0 | 0 | 0 | 0 | 0 | 0 | 0 | 0 | 0 | 0 | 0 | 0 | 0 | 0 | 0 | 0 | 0 | 0 | 0 | 0 | 0 | 0 | 0 | 0 | 0
Commercial_Retail (ID)_New_Food Preparation_Natural Gas_Range_E7_Baseline Forecast | Commercial | Retail (ID) | New | Food Preparation | Natural Gas | Range | E7 |  | Baseline Forecast | 0 | 0 | 0 | 0 | 0 | 0 | 0 | 0 | 0 | 0 | 0 | 0 | 0 | 0 | 0 | 0 | 0 | 0 | 0 | 0 | 0 | 0 | 0 | 0 | 0 | 0 | 0
Commercial_Retail (ID)_New_Food Preparation_Natural Gas_Range_E8_Baseline Forecast | Commercial | Retail (ID) | New | Food Preparation | Natural Gas | Range | E8 |  | Baseline Forecast | 0 | 0 | 0 | 0 | 0 | 0 | 0 | 0 | 0 | 0 | 0 | 0 | 0 | 0 | 0 | 0 | 0 | 0 | 0 | 0 | 0 | 0 | 0 | 0 | 0 | 0 | 0
Commercial_Retail (ID)_New_Food Preparation_Natural Gas_Range_E9_Baseline Forecast | Commercial | Retail (ID) | New | Food Preparation | Natural Gas | Range | E9 |  | Baseline Forecast | 0 | 0 | 0 | 0 | 0 | 0 | 0 | 0 | 0 | 0 | 0 | 0 | 0 | 0 | 0 | 0 | 0 | 0 | 0 | 0 | 0 | 0 | 0 | 0 | 0 | 0 | 0
Commercial_Retail (ID)_New_Food Preparation_Natural Gas_Range_E10_Baseline Forecast | Commercial | Retail (ID) | New | Food Preparation | Natural Gas | Range | E10 |  | Baseline Forecast | 0 | 0 | 0 | 0 | 0 | 0 | 0 | 0 | 0 | 0 | 0 | 0 | 0 | 0 | 0 | 0 | 0 | 0 | 0 | 0 | 0 | 0 | 0 | 0 | 0 | 0 | 0
Commercial_Retail (ID)_New_Food Preparation_Natural Gas_Range_Vintage_Baseline Forecast | Commercial | Retail (ID) | New | Food Preparation | Natural Gas | Range | Vintage | Vintage | Baseline Forecast | 0 | 0 | 0 | 0 | 0 | 0 | 0 | 0 | 0 | 0 | 0 | 0 | 0 | 0 | 0 | 0 | 0 | 0 | 0 | 0 | 0 | 0 | 0 | 0 | 0 | 0 | 0
Commercial_Retail (ID)_New_Food Preparation_Natural Gas_Steamer_E1_Baseline Forecast | Commercial | Retail (ID) | New | Food Preparation | Natural Gas | Steamer | E1 | Standard | Baseline Forecast | 0 | 0 | 0 | 0 | 0 | 0 | 0 | 0 | 0 | 0 | 0 | 0 | 0 | 0 | 0 | 0 | 0 | 0 | 0 | 0 | 0 | 0 | 0 | 0 | 0 | 0 | 0
Commercial_Retail (ID)_New_Food Preparation_Natural Gas_Steamer_E2_Baseline Forecast | Commercial | Retail (ID) | New | Food Preparation | Natural Gas | Steamer | E2 | ENERGY STAR | Baseline Forecast | 0 | 0 | 0 | 0 | 0 | 0 | 0 | 0 | 0 | 0 | 0 | 0 | 0 | 0 | 0 | 0 | 0 | 0 | 0 | 0 | 0 | 0 | 0 | 0 | 0 | 0 | 0
Commercial_Retail (ID)_New_Food Preparation_Natural Gas_Steamer_E3_Baseline Forecast | Commercial | Retail (ID) | New | Food Preparation | Natural Gas | Steamer | E3 |  | Baseline Forecast | 0 | 0 | 0 | 0 | 0 | 0 | 0 | 0 | 0 | 0 | 0 | 0 | 0 | 0 | 0 | 0 | 0 | 0 | 0 | 0 | 0 | 0 | 0 | 0 | 0 | 0 | 0
Commercial_Retail (ID)_New_Food Preparation_Natural Gas_Steamer_E4_Baseline Forecast | Commercial | Retail (ID) | New | Food Preparation | Natural Gas | Steamer | E4 |  | Baseline Forecast | 0 | 0 | 0 | 0 | 0 | 0 | 0 | 0 | 0 | 0 | 0 | 0 | 0 | 0 | 0 | 0 | 0 | 0 | 0 | 0 | 0 | 0 | 0 | 0 | 0 | 0 | 0
Commercial_Retail (ID)_New_Food Preparation_Natural Gas_Steamer_E5_Baseline Forecast | Commercial | Retail (ID) | New | Food Preparation | Natural Gas | Steamer | E5 |  | Baseline Forecast | 0 | 0 | 0 | 0 | 0 | 0 | 0 | 0 | 0 | 0 | 0 | 0 | 0 | 0 | 0 | 0 | 0 | 0 | 0 | 0 | 0 | 0 | 0 | 0 | 0 | 0 | 0
Commercial_Retail (ID)_New_Food Preparation_Natural Gas_Steamer_E6_Baseline Forecast | Commercial | Retail (ID) | New | Food Preparation | Natural Gas | Steamer | E6 |  | Baseline Forecast | 0 | 0 | 0 | 0 | 0 | 0 | 0 | 0 | 0 | 0 | 0 | 0 | 0 | 0 | 0 | 0 | 0 | 0 | 0 | 0 | 0 | 0 | 0 | 0 | 0 | 0 | 0
Commercial_Retail (ID)_New_Food Preparation_Natural Gas_Steamer_E7_Baseline Forecast | Commercial | Retail (ID) | New | Food Preparation | Natural Gas | Steamer | E7 |  | Baseline Forecast | 0 | 0 | 0 | 0 | 0 | 0 | 0 | 0 | 0 | 0 | 0 | 0 | 0 | 0 | 0 | 0 | 0 | 0 | 0 | 0 | 0 | 0 | 0 | 0 | 0 | 0 | 0
Commercial_Retail (ID)_New_Food Preparation_Natural Gas_Steamer_E8_Baseline Forecast | Commercial | Retail (ID) | New | Food Preparation | Natural Gas | Steamer | E8 |  | Baseline Forecast | 0 | 0 | 0 | 0 | 0 | 0 | 0 | 0 | 0 | 0 | 0 | 0 | 0 | 0 | 0 | 0 | 0 | 0 | 0 | 0 | 0 | 0 | 0 | 0 | 0 | 0 | 0
Commercial_Retail (ID)_New_Food Preparation_Natural Gas_Steamer_E9_Baseline Forecast | Commercial | Retail (ID) | New | Food Preparation | Natural Gas | Steamer | E9 |  | Baseline Forecast | 0 | 0 | 0 | 0 | 0 | 0 | 0 | 0 | 0 | 0 | 0 | 0 | 0 | 0 | 0 | 0 | 0 | 0 | 0 | 0 | 0 | 0 | 0 | 0 | 0 | 0 | 0
Commercial_Retail (ID)_New_Food Preparation_Natural Gas_Steamer_E10_Baseline Forecast | Commercial | Retail (ID) | New | Food Preparation | Natural Gas | Steamer | E10 |  | Baseline Forecast | 0 | 0 | 0 | 0 | 0 | 0 | 0 | 0 | 0 | 0 | 0 | 0 | 0 | 0 | 0 | 0 | 0 | 0 | 0 | 0 | 0 | 0 | 0 | 0 | 0 | 0 | 0
Commercial_Retail (ID)_New_Food Preparation_Natural Gas_Steamer_Vintage_Baseline Forecast | Commercial | Retail (ID) | New | Food Preparation | Natural Gas | Steamer | Vintage | Vintage | Baseline Forecast | 0 | 0 | 0 | 0 | 0 | 0 | 0 | 0 | 0 | 0 | 0 | 0 | 0 | 0 | 0 | 0 | 0 | 0 | 0 | 0 | 0 | 0 | 0 | 0 | 0 | 0 | 0
Commercial_Retail (ID)_New_Food Preparation_Natural Gas_Food Prep Other_E1_Baseline Forecast | Commercial | Retail (ID) | New | Food Preparation | Natural Gas | Food Prep Other | E1 | Standard | Baseline Forecast | 0 | 0 | 0 | 0 | 0 | 0 | 0 | 0 | 0 | 0 | 0 | 0 | 0 | 0 | 0 | 0 | 0 | 0 | 0 | 0 | 0 | 0 | 0 | 0 | 0 | 0 | 0
Commercial_Retail (ID)_New_Food Preparation_Natural Gas_Food Prep Other_E2_Baseline Forecast | Commercial | Retail (ID) | New | Food Preparation | Natural Gas | Food Prep Other | E2 | ENERGY STAR | Baseline Forecast | 0 | 0 | 0 | 0 | 0 | 0 | 0 | 0 | 0 | 0 | 0 | 0 | 0 | 0 | 0 | 0 | 0 | 0 | 0 | 0 | 0 | 0 | 0 | 0 | 0 | 0 | 0
Commercial_Retail (ID)_New_Food Preparation_Natural Gas_Food Prep Other_E3_Baseline Forecast | Commercial | Retail (ID) | New | Food Preparation | Natural Gas | Food Prep Other | E3 |  | Baseline Forecast | 0 | 0 | 0 | 0 | 0 | 0 | 0 | 0 | 0 | 0 | 0 | 0 | 0 | 0 | 0 | 0 | 0 | 0 | 0 | 0 | 0 | 0 | 0 | 0 | 0 | 0 | 0
Commercial_Retail (ID)_New_Food Preparation_Natural Gas_Food Prep Other_E4_Baseline Forecast | Commercial | Retail (ID) | New | Food Preparation | Natural Gas | Food Prep Other | E4 |  | Baseline Forecast | 0 | 0 | 0 | 0 | 0 | 0 | 0 | 0 | 0 | 0 | 0 | 0 | 0 | 0 | 0 | 0 | 0 | 0 | 0 | 0 | 0 | 0 | 0 | 0 | 0 | 0 | 0
Commercial_Retail (ID)_New_Food Preparation_Natural Gas_Food Prep Other_E5_Baseline Forecast | Commercial | Retail (ID) | New | Food Preparation | Natural Gas | Food Prep Other | E5 |  | Baseline Forecast | 0 | 0 | 0 | 0 | 0 | 0 | 0 | 0 | 0 | 0 | 0 | 0 | 0 | 0 | 0 | 0 | 0 | 0 | 0 | 0 | 0 | 0 | 0 | 0 | 0 | 0 | 0
Commercial_Retail (ID)_New_Food Preparation_Natural Gas_Food Prep Other_E6_Baseline Forecast | Commercial | Retail (ID) | New | Food Preparation | Natural Gas | Food Prep Other | E6 |  | Baseline Forecast | 0 | 0 | 0 | 0 | 0 | 0 | 0 | 0 | 0 | 0 | 0 | 0 | 0 | 0 | 0 | 0 | 0 | 0 | 0 | 0 | 0 | 0 | 0 | 0 | 0 | 0 | 0
Commercial_Retail (ID)_New_Food Preparation_Natural Gas_Food Prep Other_E7_Baseline Forecast | Commercial | Retail (ID) | New | Food Preparation | Natural Gas | Food Prep Other | E7 |  | Baseline Forecast | 0 | 0 | 0 | 0 | 0 | 0 | 0 | 0 | 0 | 0 | 0 | 0 | 0 | 0 | 0 | 0 | 0 | 0 | 0 | 0 | 0 | 0 | 0 | 0 | 0 | 0 | 0
Commercial_Retail (ID)_New_Food Preparation_Natural Gas_Food Prep Other_E8_Baseline Forecast | Commercial | Retail (ID) | New | Food Preparation | Natural Gas | Food Prep Other | E8 |  | Baseline Forecast | 0 | 0 | 0 | 0 | 0 | 0 | 0 | 0 | 0 | 0 | 0 | 0 | 0 | 0 | 0 | 0 | 0 | 0 | 0 | 0 | 0 | 0 | 0 | 0 | 0 | 0 | 0
Commercial_Retail (ID)_New_Food Preparation_Natural Gas_Food Prep Other_E9_Baseline Forecast | Commercial | Retail (ID) | New | Food Preparation | Natural Gas | Food Prep Other | E9 |  | Baseline Forecast | 0 | 0 | 0 | 0 | 0 | 0 | 0 | 0 | 0 | 0 | 0 | 0 | 0 | 0 | 0 | 0 | 0 | 0 | 0 | 0 | 0 | 0 | 0 | 0 | 0 | 0 | 0
Commercial_Retail (ID)_New_Food Preparation_Natural Gas_Food Prep Other_E10_Baseline Forecast | Commercial | Retail (ID) | New | Food Preparation | Natural Gas | Food Prep Other | E10 |  | Baseline Forecast | 0 | 0 | 0 | 0 | 0 | 0 | 0 | 0 | 0 | 0 | 0 | 0 | 0 | 0 | 0 | 0 | 0 | 0 | 0 | 0 | 0 | 0 | 0 | 0 | 0 | 0 | 0
Commercial_Retail (ID)_New_Food Preparation_Natural Gas_Food Prep Other_Vintage_Baseline Forecast | Commercial | Retail (ID) | New | Food Preparation | Natural Gas | Food Prep Other | Vintage | Vintage | Baseline Forecast | 0 | 0 | 0 | 0 | 0 | 0 | 0 | 0 | 0 | 0 | 0 | 0 | 0 | 0 | 0 | 0 | 0 | 0 | 0 | 0 | 0 | 0 | 0 | 0 | 0 | 0 | 0
Commercial_Retail (ID)_New_Miscellaneous_Natural Gas_Pool Heater_E1_Baseline Forecast | Commercial | Retail (ID) | New | Miscellaneous | Natural Gas | Pool Heater | E1 | Standard (EF .82) | Baseline Forecast | 0 | 0 | 0 | 0 | 0 | 0 | 0 | 0 | 0 | 0 | 0 | 0 | 0 | 0 | 0 | 0 | 0 | 0 | 0 | 0 | 0 | 0 | 0 | 0 | 0 | 0 | 0
Commercial_Retail (ID)_New_Miscellaneous_Natural Gas_Pool Heater_E2_Baseline Forecast | Commercial | Retail (ID) | New | Miscellaneous | Natural Gas | Pool Heater | E2 | Condensing (EF .90) | Baseline Forecast | 0 | 0 | 0 | 0 | 0 | 0 | 0 | 0 | 0 | 0 | 0 | 0 | 0 | 0 | 0 | 0 | 0 | 0 | 0 | 0 | 0 | 0 | 0 | 0 | 0 | 0 | 0
Commercial_Retail (ID)_New_Miscellaneous_Natural Gas_Pool Heater_E3_Baseline Forecast | Commercial | Retail (ID) | New | Miscellaneous | Natural Gas | Pool Heater | E3 |  | Baseline Forecast | 0 | 0 | 0 | 0 | 0 | 0 | 0 | 0 | 0 | 0 | 0 | 0 | 0 | 0 | 0 | 0 | 0 | 0 | 0 | 0 | 0 | 0 | 0 | 0 | 0 | 0 | 0
Commercial_Retail (ID)_New_Miscellaneous_Natural Gas_Pool Heater_E4_Baseline Forecast | Commercial | Retail (ID) | New | Miscellaneous | Natural Gas | Pool Heater | E4 |  | Baseline Forecast | 0 | 0 | 0 | 0 | 0 | 0 | 0 | 0 | 0 | 0 | 0 | 0 | 0 | 0 | 0 | 0 | 0 | 0 | 0 | 0 | 0 | 0 | 0 | 0 | 0 | 0 | 0
Commercial_Retail (ID)_New_Miscellaneous_Natural Gas_Pool Heater_E5_Baseline Forecast | Commercial | Retail (ID) | New | Miscellaneous | Natural Gas | Pool Heater | E5 |  | Baseline Forecast | 0 | 0 | 0 | 0 | 0 | 0 | 0 | 0 | 0 | 0 | 0 | 0 | 0 | 0 | 0 | 0 | 0 | 0 | 0 | 0 | 0 | 0 | 0 | 0 | 0 | 0 | 0
Commercial_Retail (ID)_New_Miscellaneous_Natural Gas_Pool Heater_E6_Baseline Forecast | Commercial | Retail (ID) | New | Miscellaneous | Natural Gas | Pool Heater | E6 |  | Baseline Forecast | 0 | 0 | 0 | 0 | 0 | 0 | 0 | 0 | 0 | 0 | 0 | 0 | 0 | 0 | 0 | 0 | 0 | 0 | 0 | 0 | 0 | 0 | 0 | 0 | 0 | 0 | 0
Commercial_Retail (ID)_New_Miscellaneous_Natural Gas_Pool Heater_E7_Baseline Forecast | Commercial | Retail (ID) | New | Miscellaneous | Natural Gas | Pool Heater | E7 |  | Baseline Forecast | 0 | 0 | 0 | 0 | 0 | 0 | 0 | 0 | 0 | 0 | 0 | 0 | 0 | 0 | 0 | 0 | 0 | 0 | 0 | 0 | 0 | 0 | 0 | 0 | 0 | 0 | 0
Commercial_Retail (ID)_New_Miscellaneous_Natural Gas_Pool Heater_E8_Baseline Forecast | Commercial | Retail (ID) | New | Miscellaneous | Natural Gas | Pool Heater | E8 |  | Baseline Forecast | 0 | 0 | 0 | 0 | 0 | 0 | 0 | 0 | 0 | 0 | 0 | 0 | 0 | 0 | 0 | 0 | 0 | 0 | 0 | 0 | 0 | 0 | 0 | 0 | 0 | 0 | 0
Commercial_Retail (ID)_New_Miscellaneous_Natural Gas_Pool Heater_E9_Baseline Forecast | Commercial | Retail (ID) | New | Miscellaneous | Natural Gas | Pool Heater | E9 |  | Baseline Forecast | 0 | 0 | 0 | 0 | 0 | 0 | 0 | 0 | 0 | 0 | 0 | 0 | 0 | 0 | 0 | 0 | 0 | 0 | 0 | 0 | 0 | 0 | 0 | 0 | 0 | 0 | 0
Commercial_Retail (ID)_New_Miscellaneous_Natural Gas_Pool Heater_E10_Baseline Forecast | Commercial | Retail (ID) | New | Miscellaneous | Natural Gas | Pool Heater | E10 |  | Baseline Forecast | 0 | 0 | 0 | 0 | 0 | 0 | 0 | 0 | 0 | 0 | 0 | 0 | 0 | 0 | 0 | 0 | 0 | 0 | 0 | 0 | 0 | 0 | 0 | 0 | 0 | 0 | 0
Commercial_Retail (ID)_New_Miscellaneous_Natural Gas_Pool Heater_Vintage_Baseline Forecast | Commercial | Retail (ID) | New | Miscellaneous | Natural Gas | Pool Heater | Vintage | Vintage | Baseline Forecast | 0 | 0 | 0 | 0 | 0 | 0 | 0 | 0 | 0 | 0 | 0 | 0 | 0 | 0 | 0 | 0 | 0 | 0 | 0 | 0 | 0 | 0 | 0 | 0 | 0 | 0 | 0
Commercial_Retail (ID)_New_Miscellaneous_Natural Gas_Miscellaneous_E1_Baseline Forecast | Commercial | Retail (ID) | New | Miscellaneous | Natural Gas | Miscellaneous | E1 | Standard | Baseline Forecast | 0 | 208969.5966 | 403604.4177 | 640611.1673 | 883821.8091 | 1102780.1242 | 1292735.4426 | 1476485.3924 | 1654898.3636 | 1826538.6905 | 1995774.7147 | 2165407.8378 | 2332618.5058 | 2497719.2291 | 2662035.4426 | 2825049.2691 | 2986150.131 | 3144819.0328 | 3301918.488 | 3456559.8712 | 3607669.7546 | 3756569.7521 | 3904304.5553 | 4052194.7637 | 4197782.8667 | 4350957.2192 | 4486777.9265
Commercial_Retail (ID)_New_Miscellaneous_Natural Gas_Miscellaneous_E2_Baseline Forecast | Commercial | Retail (ID) | New | Miscellaneous | Natural Gas | Miscellaneous | E2 |  | Baseline Forecast | 0 | 0 | 0 | 0 | 0 | 0 | 0 | 0 | 0 | 0 | 0 | 0 | 0 | 0 | 0 | 0 | 0 | 0 | 0 | 0 | 0 | 0 | 0 | 0 | 0 | 0 | 0
Commercial_Retail (ID)_New_Miscellaneous_Natural Gas_Miscellaneous_E3_Baseline Forecast | Commercial | Retail (ID) | New | Miscellaneous | Natural Gas | Miscellaneous | E3 |  | Baseline Forecast | 0 | 0 | 0 | 0 | 0 | 0 | 0 | 0 | 0 | 0 | 0 | 0 | 0 | 0 | 0 | 0 | 0 | 0 | 0 | 0 | 0 | 0 | 0 | 0 | 0 | 0 | 0
Commercial_Retail (ID)_New_Miscellaneous_Natural Gas_Miscellaneous_E4_Baseline Forecast | Commercial | Retail (ID) | New | Miscellaneous | Natural Gas | Miscellaneous | E4 |  | Baseline Forecast | 0 | 0 | 0 | 0 | 0 | 0 | 0 | 0 | 0 | 0 | 0 | 0 | 0 | 0 | 0 | 0 | 0 | 0 | 0 | 0 | 0 | 0 | 0 | 0 | 0 | 0 | 0
Commercial_Retail (ID)_New_Miscellaneous_Natural Gas_Miscellaneous_E5_Baseline Forecast | Commercial | Retail (ID) | New | Miscellaneous | Natural Gas | Miscellaneous | E5 |  | Baseline Forecast | 0 | 0 | 0 | 0 | 0 | 0 | 0 | 0 | 0 | 0 | 0 | 0 | 0 | 0 | 0 | 0 | 0 | 0 | 0 | 0 | 0 | 0 | 0 | 0 | 0 | 0 | 0
Commercial_Retail (ID)_New_Miscellaneous_Natural Gas_Miscellaneous_E6_Baseline Forecast | Commercial | Retail (ID) | New | Miscellaneous | Natural Gas | Miscellaneous | E6 |  | Baseline Forecast | 0 | 0 | 0 | 0 | 0 | 0 | 0 | 0 | 0 | 0 | 0 | 0 | 0 | 0 | 0 | 0 | 0 | 0 | 0 | 0 | 0 | 0 | 0 | 0 | 0 | 0 | 0
Commercial_Retail (ID)_New_Miscellaneous_Natural Gas_Miscellaneous_E7_Baseline Forecast | Commercial | Retail (ID) | New | Miscellaneous | Natural Gas | Miscellaneous | E7 |  | Baseline Forecast | 0 | 0 | 0 | 0 | 0 | 0 | 0 | 0 | 0 | 0 | 0 | 0 | 0 | 0 | 0 | 0 | 0 | 0 | 0 | 0 | 0 | 0 | 0 | 0 | 0 | 0 | 0
Commercial_Retail (ID)_New_Miscellaneous_Natural Gas_Miscellaneous_E8_Baseline Forecast | Commercial | Retail (ID) | New | Miscellaneous | Natural Gas | Miscellaneous | E8 |  | Baseline Forecast | 0 | 0 | 0 | 0 | 0 | 0 | 0 | 0 | 0 | 0 | 0 | 0 | 0 | 0 | 0 | 0 | 0 | 0 | 0 | 0 | 0 | 0 | 0 | 0 | 0 | 0 | 0
Commercial_Retail (ID)_New_Miscellaneous_Natural Gas_Miscellaneous_E9_Baseline Forecast | Commercial | Retail (ID) | New | Miscellaneous | Natural Gas | Miscellaneous | E9 |  | Baseline Forecast | 0 | 0 | 0 | 0 | 0 | 0 | 0 | 0 | 0 | 0 | 0 | 0 | 0 | 0 | 0 | 0 | 0 | 0 | 0 | 0 | 0 | 0 | 0 | 0 | 0 | 0 | 0
Commercial_Retail (ID)_New_Miscellaneous_Natural Gas_Miscellaneous_E10_Baseline Forecast | Commercial | Retail (ID) | New | Miscellaneous | Natural Gas | Miscellaneous | E10 |  | Baseline Forecast | 0 | 0 | 0 | 0 | 0 | 0 | 0 | 0 | 0 | 0 | 0 | 0 | 0 | 0 | 0 | 0 | 0 | 0 | 0 | 0 | 0 | 0 | 0 | 0 | 0 | 0 | 0
Commercial_Retail (ID)_New_Miscellaneous_Natural Gas_Miscellaneous_Vintage_Baseline Forecast | Commercial | Retail (ID) | New | Miscellaneous | Natural Gas | Miscellaneous | Vintage | Vintage | Baseline Forecast | 0 | 0 | 0 | 0 | 0 | 0 | 0 | 0 | 0 | 0 | 0 | 0 | 0 | 0 | 0 | 0 | 0 | 0 | 0 | 0 | 0 | 0 | 0 | 0 | 0 | 0 | 0
Commercial_Grocery (ID)_Existing_Space Heating_Natural Gas_Furnace_E1_Baseline Forecast | Commercial | Grocery (ID) | Existing | Space Heating | Natural Gas | Furnace | E1 | AFUE 80% (Standard) | Baseline Forecast | 0 | 60915.5587 | 121654.9154 | 181985.2837 | 241705.9354 | 300644.5831 | 358654.1555 | 415609.9231 | 471406.9362 | 525957.7422 | 579190.3514 | 618562.0503 | 650950.8505 | 677143.1869 | 697843.8512 | 713684.2988 | 725230.1151 | 732987.729 | 737410.4463 | 738903.874 | 737830.7943 | 734515.5463 | 730175.467 | 722351.7497 | 713997.6835 | 705204.5021 | 696052.012
Commercial_Grocery (ID)_Existing_Space Heating_Natural Gas_Furnace_E2_Baseline Forecast | Commercial | Grocery (ID) | Existing | Space Heating | Natural Gas | Furnace | E2 | AFUE 90% | Baseline Forecast | 0 | 0 | 0 | 0 | 0 | 0 | 0 | 0 | 0 | 0 | 0 | 12484.3752 | 24306.0965 | 35537.8655 | 46241.0372 | 56467.3166 | 66260.2202 | 75656.3314 | 84686.3791 | 93376.1621 | 101747.3401 | 109818.1093 | 116676.2746 | 125052.4194 | 132235.2613 | 138349.0125 | 143505.6149
Commercial_Grocery (ID)_Existing_Space Heating_Natural Gas_Furnace_E3_Baseline Forecast | Commercial | Grocery (ID) | Existing | Space Heating | Natural Gas | Furnace | E3 | AFUE 96% | Baseline Forecast | 0 | 0 | 0 | 0 | 0 | 0 | 0 | 0 | 0 | 0 | 0 | 0 | 0 | 0 | 0 | 0 | 0 | 0 | 0 | 0 | 0 | 0 | 0 | 0 | 0 | 0 | 0
Commercial_Grocery (ID)_Existing_Space Heating_Natural Gas_Furnace_E4_Baseline Forecast | Commercial | Grocery (ID) | Existing | Space Heating | Natural Gas | Furnace | E4 |  | Baseline Forecast | 0 | 0 | 0 | 0 | 0 | 0 | 0 | 0 | 0 | 0 | 0 | 0 | 0 | 0 | 0 | 0 | 0 | 0 | 0 | 0 | 0 | 0 | 0 | 0 | 0 | 0 | 0
Commercial_Grocery (ID)_Existing_Space Heating_Natural Gas_Furnace_E5_Baseline Forecast | Commercial | Grocery (ID) | Existing | Space Heating | Natural Gas | Furnace | E5 |  | Baseline Forecast | 0 | 0 | 0 | 0 | 0 | 0 | 0 | 0 | 0 | 0 | 0 | 0 | 0 | 0 | 0 | 0 | 0 | 0 | 0 | 0 | 0 | 0 | 0 | 0 | 0 | 0 | 0
Commercial_Grocery (ID)_Existing_Space Heating_Natural Gas_Furnace_E6_Baseline Forecast | Commercial | Grocery (ID) | Existing | Space Heating | Natural Gas | Furnace | E6 |  | Baseline Forecast | 0 | 0 | 0 | 0 | 0 | 0 | 0 | 0 | 0 | 0 | 0 | 0 | 0 | 0 | 0 | 0 | 0 | 0 | 0 | 0 | 0 | 0 | 0 | 0 | 0 | 0 | 0
Commercial_Grocery (ID)_Existing_Space Heating_Natural Gas_Furnace_E7_Baseline Forecast | Commercial | Grocery (ID) | Existing | Space Heating | Natural Gas | Furnace | E7 |  | Baseline Forecast | 0 | 0 | 0 | 0 | 0 | 0 | 0 | 0 | 0 | 0 | 0 | 0 | 0 | 0 | 0 | 0 | 0 | 0 | 0 | 0 | 0 | 0 | 0 | 0 | 0 | 0 | 0
Commercial_Grocery (ID)_Existing_Space Heating_Natural Gas_Furnace_E8_Baseline Forecast | Commercial | Grocery (ID) | Existing | Space Heating | Natural Gas | Furnace | E8 |  | Baseline Forecast | 0 | 0 | 0 | 0 | 0 | 0 | 0 | 0 | 0 | 0 | 0 | 0 | 0 | 0 | 0 | 0 | 0 | 0 | 0 | 0 | 0 | 0 | 0 | 0 | 0 | 0 | 0
Commercial_Grocery (ID)_Existing_Space Heating_Natural Gas_Furnace_E9_Baseline Forecast | Commercial | Grocery (ID) | Existing | Space Heating | Natural Gas | Furnace | E9 |  | Baseline Forecast | 0 | 0 | 0 | 0 | 0 | 0 | 0 | 0 | 0 | 0 | 0 | 0 | 0 | 0 | 0 | 0 | 0 | 0 | 0 | 0 | 0 | 0 | 0 | 0 | 0 | 0 | 0
Commercial_Grocery (ID)_Existing_Space Heating_Natural Gas_Furnace_E10_Baseline Forecast | Commercial | Grocery (ID) | Existing | Space Heating | Natural Gas | Furnace | E10 |  | Baseline Forecast | 0 | 0 | 0 | 0 | 0 | 0 | 0 | 0 | 0 | 0 | 0 | 0 | 0 | 0 | 0 | 0 | 0 | 0 | 0 | 0 | 0 | 0 | 0 | 0 | 0 | 0 | 0
Commercial_Grocery (ID)_Existing_Space Heating_Natural Gas_Furnace_Vintage_Baseline Forecast | Commercial | Grocery (ID) | Existing | Space Heating | Natural Gas | Furnace | Vintage | Vintage | Baseline Forecast | 1535579.7096 | 1446744.5198 | 1358593.1617 | 1271349.192 | 1185204.2771 | 1100321.8074 | 1016840.1188 | 934875.3643 | 854524.0733 | 775865.4308 | 698963.3093 | 623868.0777 | 556840.9289 | 497015.044 | 443616.7335 | 395955.4315 | 353414.7653 | 315444.5839 | 281553.8435 | 251304.257 | 224304.6261 | 200205.782 | 178696.0699 | 159497.3185 | 142361.243 | 127066.2334 | 113414.4893
Commercial_Grocery (ID)_Existing_Space Heating_Natural Gas_Boiler_E1_Baseline Forecast | Commercial | Grocery (ID) | Existing | Space Heating | Natural Gas | Boiler | E1 | AFUE 80% (Standard) | Baseline Forecast | 0 | 82.4915 | 154.051 | 229.3952 | 307.6736 | 388.1397 | 470.1388 | 553.0988 | 636.5202 | 719.9683 | 803.0662 | 885.4882 | 966.9535 | 1047.2222 | 1126.0895 | 1203.3826 | 1278.9563 | 1352.6906 | 1424.4868 | 1494.2658 | 1561.9655 | 1627.5385 | 1690.9507 | 1752.1796 | 1811.2125 | 1868.0458 | 1922.6834
Commercial_Grocery (ID)_Existing_Space Heating_Natural Gas_Boiler_E2_Baseline Forecast | Commercial | Grocery (ID) | Existing | Space Heating | Natural Gas | Boiler | E2 | AFUE 85% | Baseline Forecast | 0 | 0 | 0 | 0 | 0 | 0 | 0 | 0 | 0 | 0 | 0 | 0 | 0 | 0 | 0 | 0 | 0 | 0 | 0 | 0 | 0 | 0 | 0 | 0 | 0 | 0 | 0
Commercial_Grocery (ID)_Existing_Space Heating_Natural Gas_Boiler_E3_Baseline Forecast | Commercial | Grocery (ID) | Existing | Space Heating | Natural Gas | Boiler | E3 | AFUE 97% | Baseline Forecast | 0 | 69.9928 | 161.7048 | 258.2221 | 358.4626 | 461.4762 | 566.43 | 672.596 | 779.3385 | 886.1049 | 992.4153 | 1097.8554 | 1202.0682 | 1304.7483 | 1405.6354 | 1504.5097 | 1601.1866 | 1695.5134 | 1787.3648 | 1876.6403 | 1963.2608 | 2047.1663 | 2128.3137 | 2206.6741 | 2282.2319 | 2354.9824 | 2424.9308
Commercial_Grocery (ID)_Existing_Space Heating_Natural Gas_Boiler_E4_Baseline Forecast | Commercial | Grocery (ID) | Existing | Space Heating | Natural Gas | Boiler | E4 | Convert to NG Air Source Heat Pump | Baseline Forecast | 0 | 0 | 0 | 0 | 0 | 0 | 0 | 0 | 0 | 0 | 0 | 0 | 0 | 0 | 0 | 0 | 0 | 0 | 0 | 0 | 0 | 0 | 0 | 0 | 0 | 0 | 0
Commercial_Grocery (ID)_Existing_Space Heating_Natural Gas_Boiler_E5_Baseline Forecast | Commercial | Grocery (ID) | Existing | Space Heating | Natural Gas | Boiler | E5 |  | Baseline Forecast | 0 | 0 | 0 | 0 | 0 | 0 | 0 | 0 | 0 | 0 | 0 | 0 | 0 | 0 | 0 | 0 | 0 | 0 | 0 | 0 | 0 | 0 | 0 | 0 | 0 | 0 | 0
Commercial_Grocery (ID)_Existing_Space Heating_Natural Gas_Boiler_E6_Baseline Forecast | Commercial | Grocery (ID) | Existing | Space Heating | Natural Gas | Boiler | E6 |  | Baseline Forecast | 0 | 0 | 0 | 0 | 0 | 0 | 0 | 0 | 0 | 0 | 0 | 0 | 0 | 0 | 0 | 0 | 0 | 0 | 0 | 0 | 0 | 0 | 0 | 0 | 0 | 0 | 0
Commercial_Grocery (ID)_Existing_Space Heating_Natural Gas_Boiler_E7_Baseline Forecast | Commercial | Grocery (ID) | Existing | Space Heating | Natural Gas | Boiler | E7 |  | Baseline Forecast | 0 | 0 | 0 | 0 | 0 | 0 | 0 | 0 | 0 | 0 | 0 | 0 | 0 | 0 | 0 | 0 | 0 | 0 | 0 | 0 | 0 | 0 | 0 | 0 | 0 | 0 | 0
Commercial_Grocery (ID)_Existing_Space Heating_Natural Gas_Boiler_E8_Baseline Forecast | Commercial | Grocery (ID) | Existing | Space Heating | Natural Gas | Boiler | E8 |  | Baseline Forecast | 0 | 0 | 0 | 0 | 0 | 0 | 0 | 0 | 0 | 0 | 0 | 0 | 0 | 0 | 0 | 0 | 0 | 0 | 0 | 0 | 0 | 0 | 0 | 0 | 0 | 0 | 0
Commercial_Grocery (ID)_Existing_Space Heating_Natural Gas_Boiler_E9_Baseline Forecast | Commercial | Grocery (ID) | Existing | Space Heating | Natural Gas | Boiler | E9 |  | Baseline Forecast | 0 | 0 | 0 | 0 | 0 | 0 | 0 | 0 | 0 | 0 | 0 | 0 | 0 | 0 | 0 | 0 | 0 | 0 | 0 | 0 | 0 | 0 | 0 | 0 | 0 | 0 | 0
Commercial_Grocery (ID)_Existing_Space Heating_Natural Gas_Boiler_E10_Baseline Forecast | Commercial | Grocery (ID) | Existing | Space Heating | Natural Gas | Boiler | E10 |  | Baseline Forecast | 0 | 0 | 0 | 0 | 0 | 0 | 0 | 0 | 0 | 0 | 0 | 0 | 0 | 0 | 0 | 0 | 0 | 0 | 0 | 0 | 0 | 0 | 0 | 0 | 0 | 0 | 0
Commercial_Grocery (ID)_Existing_Space Heating_Natural Gas_Boiler_Vintage_Baseline Forecast | Commercial | Grocery (ID) | Existing | Space Heating | Natural Gas | Boiler | Vintage | Vintage | Baseline Forecast | 10250.33 | 9911.4761 | 9565.2234 | 9213.7077 | 8858.8011 | 8502.1409 | 8145.1559 | 7789.0895 | 7435.0204 | 7083.8809 | 6736.4733 | 6393.4849 | 6055.5007 | 5723.0152 | 5396.4428 | 5076.127 | 4762.3486 | 4455.3333 | 4155.2577 | 3862.2558 | 3576.4236 | 3297.8241 | 3026.4913 | 2762.4337 | 2505.6377 | 2256.0706 | 2013.6828
Commercial_Grocery (ID)_Existing_Space Heating_Natural Gas_Unit Heater_E1_Baseline Forecast | Commercial | Grocery (ID) | Existing | Space Heating | Natural Gas | Unit Heater | E1 | Standard | Baseline Forecast | 0 | 0 | 0 | 0 | 0 | 0 | 0 | 0 | 0 | 0 | 0 | 0 | 0 | 0 | 0 | 0 | 0 | 0 | 0 | 0 | 0 | 0 | 0 | 0 | 0 | 0 | 0
Commercial_Grocery (ID)_Existing_Space Heating_Natural Gas_Unit Heater_E2_Baseline Forecast | Commercial | Grocery (ID) | Existing | Space Heating | Natural Gas | Unit Heater | E2 | Condensing | Baseline Forecast | 0 | 0 | 0 | 0 | 0 | 0 | 0 | 0 | 0 | 0 | 0 | 0 | 0 | 0 | 0 | 0 | 0 | 0 | 0 | 0 | 0 | 0 | 0 | 0 | 0 | 0 | 0
Commercial_Grocery (ID)_Existing_Space Heating_Natural Gas_Unit Heater_E3_Baseline Forecast | Commercial | Grocery (ID) | Existing | Space Heating | Natural Gas | Unit Heater | E3 | Infrared Radiant | Baseline Forecast | 0 | 0 | 0 | 0 | 0 | 0 | 0 | 0 | 0 | 0 | 0 | 0 | 0 | 0 | 0 | 0 | 0 | 0 | 0 | 0 | 0 | 0 | 0 | 0 | 0 | 0 | 0
Commercial_Grocery (ID)_Existing_Space Heating_Natural Gas_Unit Heater_E4_Baseline Forecast | Commercial | Grocery (ID) | Existing | Space Heating | Natural Gas | Unit Heater | E4 |  | Baseline Forecast | 0 | 0 | 0 | 0 | 0 | 0 | 0 | 0 | 0 | 0 | 0 | 0 | 0 | 0 | 0 | 0 | 0 | 0 | 0 | 0 | 0 | 0 | 0 | 0 | 0 | 0 | 0
Commercial_Grocery (ID)_Existing_Space Heating_Natural Gas_Unit Heater_E5_Baseline Forecast | Commercial | Grocery (ID) | Existing | Space Heating | Natural Gas | Unit Heater | E5 |  | Baseline Forecast | 0 | 0 | 0 | 0 | 0 | 0 | 0 | 0 | 0 | 0 | 0 | 0 | 0 | 0 | 0 | 0 | 0 | 0 | 0 | 0 | 0 | 0 | 0 | 0 | 0 | 0 | 0
Commercial_Grocery (ID)_Existing_Space Heating_Natural Gas_Unit Heater_E6_Baseline Forecast | Commercial | Grocery (ID) | Existing | Space Heating | Natural Gas | Unit Heater | E6 |  | Baseline Forecast | 0 | 0 | 0 | 0 | 0 | 0 | 0 | 0 | 0 | 0 | 0 | 0 | 0 | 0 | 0 | 0 | 0 | 0 | 0 | 0 | 0 | 0 | 0 | 0 | 0 | 0 | 0
Commercial_Grocery (ID)_Existing_Space Heating_Natural Gas_Unit Heater_E7_Baseline Forecast | Commercial | Grocery (ID) | Existing | Space Heating | Natural Gas | Unit Heater | E7 |  | Baseline Forecast | 0 | 0 | 0 | 0 | 0 | 0 | 0 | 0 | 0 | 0 | 0 | 0 | 0 | 0 | 0 | 0 | 0 | 0 | 0 | 0 | 0 | 0 | 0 | 0 | 0 | 0 | 0
Commercial_Grocery (ID)_Existing_Space Heating_Natural Gas_Unit Heater_E8_Baseline Forecast | Commercial | Grocery (ID) | Existing | Space Heating | Natural Gas | Unit Heater | E8 |  | Baseline Forecast | 0 | 0 | 0 | 0 | 0 | 0 | 0 | 0 | 0 | 0 | 0 | 0 | 0 | 0 | 0 | 0 | 0 | 0 | 0 | 0 | 0 | 0 | 0 | 0 | 0 | 0 | 0
Commercial_Grocery (ID)_Existing_Space Heating_Natural Gas_Unit Heater_E9_Baseline Forecast | Commercial | Grocery (ID) | Existing | Space Heating | Natural Gas | Unit Heater | E9 |  | Baseline Forecast | 0 | 0 | 0 | 0 | 0 | 0 | 0 | 0 | 0 | 0 | 0 | 0 | 0 | 0 | 0 | 0 | 0 | 0 | 0 | 0 | 0 | 0 | 0 | 0 | 0 | 0 | 0
Commercial_Grocery (ID)_Existing_Space Heating_Natural Gas_Unit Heater_E10_Baseline Forecast | Commercial | Grocery (ID) | Existing | Space Heating | Natural Gas | Unit Heater | E10 |  | Baseline Forecast | 0 | 0 | 0 | 0 | 0 | 0 | 0 | 0 | 0 | 0 | 0 | 0 | 0 | 0 | 0 | 0 | 0 | 0 | 0 | 0 | 0 | 0 | 0 | 0 | 0 | 0 | 0
Commercial_Grocery (ID)_Existing_Space Heating_Natural Gas_Unit Heater_Vintage_Baseline Forecast | Commercial | Grocery (ID) | Existing | Space Heating | Natural Gas | Unit Heater | Vintage | Vintage | Baseline Forecast | 0 | 0 | 0 | 0 | 0 | 0 | 0 | 0 | 0 | 0 | 0 | 0 | 0 | 0 | 0 | 0 | 0 | 0 | 0 | 0 | 0 | 0 | 0 | 0 | 0 | 0 | 0
Commercial_Grocery (ID)_Existing_Water Heating_Natural Gas_Water Heater_E1_Baseline Forecast | Commercial | Grocery (ID) | Existing | Water Heating | Natural Gas | Water Heater | E1 | TE 0.80 | Baseline Forecast | 0 | 15891.5008 | 32907.2269 | 50818.1737 | 69422.9401 | 88544.6887 | 108028.4356 | 127738.6324 | 147557.0097 | 167380.6538 | 187120.2918 | 206698.7622 | 223452.2642 | 237697.4248 | 249716.6149 | 259761.6337 | 268056.998 | 274802.8767 | 280177.7118 | 284340.556 | 287433.1601 | 289581.8356 | 290899.1177 | 291485.2484 | 291429.5018 | 290811.3655 | 289701.5955
Commercial_Grocery (ID)_Existing_Water Heating_Natural Gas_Water Heater_E2_Baseline Forecast | Commercial | Grocery (ID) | Existing | Water Heating | Natural Gas | Water Heater | E2 | TE 0.90 | Baseline Forecast | 0 | 0 | 0 | 0 | 0 | 0 | 0 | 0 | 0 | 0 | 0 | 0 | 0 | 0 | 0 | 0 | 0 | 0 | 0 | 0 | 0 | 0 | 0 | 0 | 0 | 0 | 0
Commercial_Grocery (ID)_Existing_Water Heating_Natural Gas_Water Heater_E3_Baseline Forecast | Commercial | Grocery (ID) | Existing | Water Heating | Natural Gas | Water Heater | E3 | TE 0.94 | Baseline Forecast | 0 | 17920.2031 | 37108.1494 | 57305.6002 | 78285.4431 | 99848.266 | 121819.2997 | 144045.6919 | 166394.0748 | 188748.3969 | 211007.9887 | 233085.8382 | 251978.0851 | 268041.7769 | 281595.3317 | 292922.6934 | 302277.0403 | 309884.095 | 315945.0793 | 320639.3504 | 324126.755 | 326549.7295 | 328035.1752 | 328696.1312 | 328633.268 | 327936.2206 | 326684.7779
Commercial_Grocery (ID)_Existing_Water Heating_Natural Gas_Water Heater_E4_Baseline Forecast | Commercial | Grocery (ID) | Existing | Water Heating | Natural Gas | Water Heater | E4 | Instantaneous TE 0.94 | Baseline Forecast | 0 | 0 | 0 | 0 | 0 | 0 | 0 | 0 | 0 | 0 | 0 | 0 | 0 | 0 | 0 | 0 | 0 | 0 | 0 | 0 | 0 | 0 | 0 | 0 | 0 | 0 | 0
Commercial_Grocery (ID)_Existing_Water Heating_Natural Gas_Water Heater_E5_Baseline Forecast | Commercial | Grocery (ID) | Existing | Water Heating | Natural Gas | Water Heater | E5 | Gas-Fired Absorption HPWH | Baseline Forecast | 0 | 0 | 0 | 0 | 0 | 0 | 0 | 0 | 0 | 0 | 0 | 0 | 0 | 0 | 0 | 0 | 0 | 0 | 0 | 0 | 0 | 0 | 0 | 0 | 0 | 0 | 0
Commercial_Grocery (ID)_Existing_Water Heating_Natural Gas_Water Heater_E6_Baseline Forecast | Commercial | Grocery (ID) | Existing | Water Heating | Natural Gas | Water Heater | E6 |  | Baseline Forecast | 0 | 0 | 0 | 0 | 0 | 0 | 0 | 0 | 0 | 0 | 0 | 0 | 0 | 0 | 0 | 0 | 0 | 0 | 0 | 0 | 0 | 0 | 0 | 0 | 0 | 0 | 0
Commercial_Grocery (ID)_Existing_Water Heating_Natural Gas_Water Heater_E7_Baseline Forecast | Commercial | Grocery (ID) | Existing | Water Heating | Natural Gas | Water Heater | E7 |  | Baseline Forecast | 0 | 0 | 0 | 0 | 0 | 0 | 0 | 0 | 0 | 0 | 0 | 0 | 0 | 0 | 0 | 0 | 0 | 0 | 0 | 0 | 0 | 0 | 0 | 0 | 0 | 0 | 0
Commercial_Grocery (ID)_Existing_Water Heating_Natural Gas_Water Heater_E8_Baseline Forecast | Commercial | Grocery (ID) | Existing | Water Heating | Natural Gas | Water Heater | E8 |  | Baseline Forecast | 0 | 0 | 0 | 0 | 0 | 0 | 0 | 0 | 0 | 0 | 0 | 0 | 0 | 0 | 0 | 0 | 0 | 0 | 0 | 0 | 0 | 0 | 0 | 0 | 0 | 0 | 0
Commercial_Grocery (ID)_Existing_Water Heating_Natural Gas_Water Heater_E9_Baseline Forecast | Commercial | Grocery (ID) | Existing | Water Heating | Natural Gas | Water Heater | E9 |  | Baseline Forecast | 0 | 0 | 0 | 0 | 0 | 0 | 0 | 0 | 0 | 0 | 0 | 0 | 0 | 0 | 0 | 0 | 0 | 0 | 0 | 0 | 0 | 0 | 0 | 0 | 0 | 0 | 0
Commercial_Grocery (ID)_Existing_Water Heating_Natural Gas_Water Heater_E10_Baseline Forecast | Commercial | Grocery (ID) | Existing | Water Heating | Natural Gas | Water Heater | E10 |  | Baseline Forecast | 0 | 0 | 0 | 0 | 0 | 0 | 0 | 0 | 0 | 0 | 0 | 0 | 0 | 0 | 0 | 0 | 0 | 0 | 0 | 0 | 0 | 0 | 0 | 0 | 0 | 0 | 0
Commercial_Grocery (ID)_Existing_Water Heating_Natural Gas_Water Heater_Vintage_Baseline Forecast | Commercial | Grocery (ID) | Existing | Water Heating | Natural Gas | Water Heater | Vintage | Vintage | Baseline Forecast | 1136448.9371 | 1081974.5252 | 1025483.8305 | 967457.2655 | 908316.6373 | 848431.6108 | 788125.4744 | 727680.2817 | 667341.4378 | 607321.7894 | 547805.2715 | 488950.1597 | 436418.3244 | 389530.4052 | 347680.0311 | 310325.9782 | 276985.1706 | 247226.4333 | 220664.9156 | 196957.1148 | 175796.433 | 156909.213 | 140051.1983 | 125004.3754 | 111574.1532 | 99586.8475 | 88887.4341
Commercial_Grocery (ID)_Existing_Food Preparation_Natural Gas_Oven_E1_Baseline Forecast | Commercial | Grocery (ID) | Existing | Food Preparation | Natural Gas | Oven | E1 | Standard | Baseline Forecast | 0 | 3728.8126 | 8420.3367 | 13802.6958 | 19664.1361 | 25840.0839 | 32202.9809 | 38654.301 | 45118.2807 | 51536.9961 | 56285.9028 | 59728.5724 | 62150.4775 | 63775.7484 | 64780.3362 | 65302.3509 | 65450.1816 | 65308.875 | 64945.1445 | 64411.3055 | 63748.3655 | 62988.4525 | 62156.7207 | 61272.8485 | 60352.2149 | 59406.8231 | 58446.0262
Commercial_Grocery (ID)_Existing_Food Preparation_Natural Gas_Oven_E2_Baseline Forecast | Commercial | Grocery (ID) | Existing | Food Preparation | Natural Gas | Oven | E2 | ENERGY STAR (>42% Baking Efficiency) | Baseline Forecast | 0 | 5365.8522 | 12117.0699 | 19862.4159 | 28297.1714 | 37184.511 | 46340.8749 | 55624.4819 | 64926.3064 | 74162.9944 | 80996.7869 | 85950.8725 | 89436.053 | 91774.8574 | 93220.4837 | 93971.6756 | 94184.4077 | 93981.0641 | 93457.647 | 92689.4396 | 91735.4529 | 90641.9195 | 89445.037 | 88173.1234 | 86848.3092 | 85487.8673 | 84105.2572
Commercial_Grocery (ID)_Existing_Food Preparation_Natural Gas_Oven_E3_Baseline Forecast | Commercial | Grocery (ID) | Existing | Food Preparation | Natural Gas | Oven | E3 |  | Baseline Forecast | 0 | 0 | 0 | 0 | 0 | 0 | 0 | 0 | 0 | 0 | 0 | 0 | 0 | 0 | 0 | 0 | 0 | 0 | 0 | 0 | 0 | 0 | 0 | 0 | 0 | 0 | 0
Commercial_Grocery (ID)_Existing_Food Preparation_Natural Gas_Oven_E4_Baseline Forecast | Commercial | Grocery (ID) | Existing | Food Preparation | Natural Gas | Oven | E4 |  | Baseline Forecast | 0 | 0 | 0 | 0 | 0 | 0 | 0 | 0 | 0 | 0 | 0 | 0 | 0 | 0 | 0 | 0 | 0 | 0 | 0 | 0 | 0 | 0 | 0 | 0 | 0 | 0 | 0
Commercial_Grocery (ID)_Existing_Food Preparation_Natural Gas_Oven_E5_Baseline Forecast | Commercial | Grocery (ID) | Existing | Food Preparation | Natural Gas | Oven | E5 |  | Baseline Forecast | 0 | 0 | 0 | 0 | 0 | 0 | 0 | 0 | 0 | 0 | 0 | 0 | 0 | 0 | 0 | 0 | 0 | 0 | 0 | 0 | 0 | 0 | 0 | 0 | 0 | 0 | 0
Commercial_Grocery (ID)_Existing_Food Preparation_Natural Gas_Oven_E6_Baseline Forecast | Commercial | Grocery (ID) | Existing | Food Preparation | Natural Gas | Oven | E6 |  | Baseline Forecast | 0 | 0 | 0 | 0 | 0 | 0 | 0 | 0 | 0 | 0 | 0 | 0 | 0 | 0 | 0 | 0 | 0 | 0 | 0 | 0 | 0 | 0 | 0 | 0 | 0 | 0 | 0
Commercial_Grocery (ID)_Existing_Food Preparation_Natural Gas_Oven_E7_Baseline Forecast | Commercial | Grocery (ID) | Existing | Food Preparation | Natural Gas | Oven | E7 |  | Baseline Forecast | 0 | 0 | 0 | 0 | 0 | 0 | 0 | 0 | 0 | 0 | 0 | 0 | 0 | 0 | 0 | 0 | 0 | 0 | 0 | 0 | 0 | 0 | 0 | 0 | 0 | 0 | 0
Commercial_Grocery (ID)_Existing_Food Preparation_Natural Gas_Oven_E8_Baseline Forecast | Commercial | Grocery (ID) | Existing | Food Preparation | Natural Gas | Oven | E8 |  | Baseline Forecast | 0 | 0 | 0 | 0 | 0 | 0 | 0 | 0 | 0 | 0 | 0 | 0 | 0 | 0 | 0 | 0 | 0 | 0 | 0 | 0 | 0 | 0 | 0 | 0 | 0 | 0 | 0
Commercial_Grocery (ID)_Existing_Food Preparation_Natural Gas_Oven_E9_Baseline Forecast | Commercial | Grocery (ID) | Existing | Food Preparation | Natural Gas | Oven | E9 |  | Baseline Forecast | 0 | 0 | 0 | 0 | 0 | 0 | 0 | 0 | 0 | 0 | 0 | 0 | 0 | 0 | 0 | 0 | 0 | 0 | 0 | 0 | 0 | 0 | 0 | 0 | 0 | 0 | 0
Commercial_Grocery (ID)_Existing_Food Preparation_Natural Gas_Oven_E10_Baseline Forecast | Commercial | Grocery (ID) | Existing | Food Preparation | Natural Gas | Oven | E10 |  | Baseline Forecast | 0 | 0 | 0 | 0 | 0 | 0 | 0 | 0 | 0 | 0 | 0 | 0 | 0 | 0 | 0 | 0 | 0 | 0 | 0 | 0 | 0 | 0 | 0 | 0 | 0 | 0 | 0
Commercial_Grocery (ID)_Existing_Food Preparation_Natural Gas_Oven_Vintage_Baseline Forecast | Commercial | Grocery (ID) | Existing | Food Preparation | Natural Gas | Oven | Vintage | Vintage | Baseline Forecast | 231577.1122 | 218271.9545 | 202695.2741 | 185508.7929 | 167227.6171 | 148251.8039 | 128891.1538 | 109384.6812 | 89915.9049 | 70624.8562 | 55472.6143 | 43571.2171 | 34223.2105 | 26880.7762 | 21113.6279 | 16583.795 | 13025.8172 | 10231.1873 | 8036.1326 | 6312.0169 | 4957.8023 | 3894.1284 | 3058.6608 | 2402.4391 | 1887.0067 | 1482.158 | 1164.1677
Commercial_Grocery (ID)_Existing_Food Preparation_Natural Gas_Conveyor Oven_E1_Baseline Forecast | Commercial | Grocery (ID) | Existing | Food Preparation | Natural Gas | Conveyor Oven | E1 | Standard | Baseline Forecast | 0 | 0 | 0 | 0 | 0 | 173.2466 | 646.3675 | 1509.7165 | 2825.4897 | 4634.0894 | 6801.0535 | 9221.557 | 11814.0335 | 14515.167 | 17275.9578 | 20058.6332 | 22834.2213 | 24885.6091 | 26370.5106 | 27412.7607 | 28109.5839 | 28537.305 | 28755.8331 | 28812.1846 | 28743.2502 | 28577.9673 | 28339.0278
Commercial_Grocery (ID)_Existing_Food Preparation_Natural Gas_Conveyor Oven_E2_Baseline Forecast | Commercial | Grocery (ID) | Existing | Food Preparation | Natural Gas | Conveyor Oven | E2 | ENERGY STAR (>42% Baking Efficiency) | Baseline Forecast | 0 | 0 | 0 | 0 | 0 | 249.3062 | 930.1386 | 2172.5189 | 4065.9487 | 6668.5676 | 9786.8819 | 13270.0454 | 17000.6823 | 20887.6793 | 24860.5246 | 28864.8624 | 32859.0013 | 35810.9984 | 37947.808 | 39447.6312 | 40450.3769 | 41065.8779 | 41380.3452 | 41461.4364 | 41362.238 | 41124.3919 | 40780.5522
Commercial_Grocery (ID)_Existing_Food Preparation_Natural Gas_Conveyor Oven_E3_Baseline Forecast | Commercial | Grocery (ID) | Existing | Food Preparation | Natural Gas | Conveyor Oven | E3 |  | Baseline Forecast | 0 | 0 | 0 | 0 | 0 | 0 | 0 | 0 | 0 | 0 | 0 | 0 | 0 | 0 | 0 | 0 | 0 | 0 | 0 | 0 | 0 | 0 | 0 | 0 | 0 | 0 | 0
Commercial_Grocery (ID)_Existing_Food Preparation_Natural Gas_Conveyor Oven_E4_Baseline Forecast | Commercial | Grocery (ID) | Existing | Food Preparation | Natural Gas | Conveyor Oven | E4 |  | Baseline Forecast | 0 | 0 | 0 | 0 | 0 | 0 | 0 | 0 | 0 | 0 | 0 | 0 | 0 | 0 | 0 | 0 | 0 | 0 | 0 | 0 | 0 | 0 | 0 | 0 | 0 | 0 | 0
Commercial_Grocery (ID)_Existing_Food Preparation_Natural Gas_Conveyor Oven_E5_Baseline Forecast | Commercial | Grocery (ID) | Existing | Food Preparation | Natural Gas | Conveyor Oven | E5 |  | Baseline Forecast | 0 | 0 | 0 | 0 | 0 | 0 | 0 | 0 | 0 | 0 | 0 | 0 | 0 | 0 | 0 | 0 | 0 | 0 | 0 | 0 | 0 | 0 | 0 | 0 | 0 | 0 | 0
Commercial_Grocery (ID)_Existing_Food Preparation_Natural Gas_Conveyor Oven_E6_Baseline Forecast | Commercial | Grocery (ID) | Existing | Food Preparation | Natural Gas | Conveyor Oven | E6 |  | Baseline Forecast | 0 | 0 | 0 | 0 | 0 | 0 | 0 | 0 | 0 | 0 | 0 | 0 | 0 | 0 | 0 | 0 | 0 | 0 | 0 | 0 | 0 | 0 | 0 | 0 | 0 | 0 | 0
Commercial_Grocery (ID)_Existing_Food Preparation_Natural Gas_Conveyor Oven_E7_Baseline Forecast | Commercial | Grocery (ID) | Existing | Food Preparation | Natural Gas | Conveyor Oven | E7 |  | Baseline Forecast | 0 | 0 | 0 | 0 | 0 | 0 | 0 | 0 | 0 | 0 | 0 | 0 | 0 | 0 | 0 | 0 | 0 | 0 | 0 | 0 | 0 | 0 | 0 | 0 | 0 | 0 | 0
Commercial_Grocery (ID)_Existing_Food Preparation_Natural Gas_Conveyor Oven_E8_Baseline Forecast | Commercial | Grocery (ID) | Existing | Food Preparation | Natural Gas | Conveyor Oven | E8 |  | Baseline Forecast | 0 | 0 | 0 | 0 | 0 | 0 | 0 | 0 | 0 | 0 | 0 | 0 | 0 | 0 | 0 | 0 | 0 | 0 | 0 | 0 | 0 | 0 | 0 | 0 | 0 | 0 | 0
Commercial_Grocery (ID)_Existing_Food Preparation_Natural Gas_Conveyor Oven_E9_Baseline Forecast | Commercial | Grocery (ID) | Existing | Food Preparation | Natural Gas | Conveyor Oven | E9 |  | Baseline Forecast | 0 | 0 | 0 | 0 | 0 | 0 | 0 | 0 | 0 | 0 | 0 | 0 | 0 | 0 | 0 | 0 | 0 | 0 | 0 | 0 | 0 | 0 | 0 | 0 | 0 | 0 | 0
Commercial_Grocery (ID)_Existing_Food Preparation_Natural Gas_Conveyor Oven_E10_Baseline Forecast | Commercial | Grocery (ID) | Existing | Food Preparation | Natural Gas | Conveyor Oven | E10 |  | Baseline Forecast | 0 | 0 | 0 | 0 | 0 | 0 | 0 | 0 | 0 | 0 | 0 | 0 | 0 | 0 | 0 | 0 | 0 | 0 | 0 | 0 | 0 | 0 | 0 | 0 | 0 | 0 | 0
Commercial_Grocery (ID)_Existing_Food Preparation_Natural Gas_Conveyor Oven_Vintage_Baseline Forecast | Commercial | Grocery (ID) | Existing | Food Preparation | Natural Gas | Conveyor Oven | Vintage | Vintage | Baseline Forecast | 115788.5561 | 113683.3096 | 111616.3403 | 109586.9523 | 107594.4623 | 105215.6465 | 102140.9987 | 98149.4966 | 93088.8076 | 86859.7663 | 79789.7165 | 72133.7286 | 64090.1546 | 55812.8447 | 47420.7416 | 39005.4152 | 30636.9807 | 24063.9557 | 18901.1434 | 14845.989 | 11660.8495 | 9159.0673 | 7194.031 | 5650.5844 | 4438.2772 | 3486.065 | 2738.1456
Commercial_Grocery (ID)_Existing_Food Preparation_Natural Gas_Double Rack Oven_E1_Baseline Forecast | Commercial | Grocery (ID) | Existing | Food Preparation | Natural Gas | Double Rack Oven | E1 | Standard | Baseline Forecast | 0 | 1035.7813 | 2429.3779 | 4117.1021 | 6043.8701 | 8162.0944 | 10430.7183 | 12814.3733 | 15282.6431 | 17809.4232 | 19933.3068 | 21707.05 | 23176.6675 | 24382.2913 | 25358.9197 | 26137.0712 | 26743.3552 | 27200.97 | 27530.1372 | 27748.4811 | 27871.3599 | 27912.1539 | 27882.5186 | 27792.6038 | 27651.246 | 27466.1358 | 27243.9644
Commercial_Grocery (ID)_Existing_Food Preparation_Natural Gas_Double Rack Oven_E2_Baseline Forecast | Commercial | Grocery (ID) | Existing | Food Preparation | Natural Gas | Double Rack Oven | E2 | FTSC Qualified (>50% Cooking Efficiency) | Baseline Forecast | 0 | 1490.5145 | 3495.934 | 5924.6104 | 8697.2764 | 11745.4528 | 15010.0581 | 18440.1957 | 21992.0962 | 25628.1943 | 28684.5147 | 31236.9744 | 33351.7899 | 35086.7119 | 36492.104 | 37611.883 | 38484.3405 | 39142.8593 | 39616.5389 | 39930.7412 | 40107.5666 | 40166.2703 | 40123.6244 | 39994.2347 | 39790.8174 | 39524.4393 | 39204.7293
Commercial_Grocery (ID)_Existing_Food Preparation_Natural Gas_Double Rack Oven_E3_Baseline Forecast | Commercial | Grocery (ID) | Existing | Food Preparation | Natural Gas | Double Rack Oven | E3 |  | Baseline Forecast | 0 | 0 | 0 | 0 | 0 | 0 | 0 | 0 | 0 | 0 | 0 | 0 | 0 | 0 | 0 | 0 | 0 | 0 | 0 | 0 | 0 | 0 | 0 | 0 | 0 | 0 | 0
Commercial_Grocery (ID)_Existing_Food Preparation_Natural Gas_Double Rack Oven_E4_Baseline Forecast | Commercial | Grocery (ID) | Existing | Food Preparation | Natural Gas | Double Rack Oven | E4 |  | Baseline Forecast | 0 | 0 | 0 | 0 | 0 | 0 | 0 | 0 | 0 | 0 | 0 | 0 | 0 | 0 | 0 | 0 | 0 | 0 | 0 | 0 | 0 | 0 | 0 | 0 | 0 | 0 | 0
Commercial_Grocery (ID)_Existing_Food Preparation_Natural Gas_Double Rack Oven_E5_Baseline Forecast | Commercial | Grocery (ID) | Existing | Food Preparation | Natural Gas | Double Rack Oven | E5 |  | Baseline Forecast | 0 | 0 | 0 | 0 | 0 | 0 | 0 | 0 | 0 | 0 | 0 | 0 | 0 | 0 | 0 | 0 | 0 | 0 | 0 | 0 | 0 | 0 | 0 | 0 | 0 | 0 | 0
Commercial_Grocery (ID)_Existing_Food Preparation_Natural Gas_Double Rack Oven_E6_Baseline Forecast | Commercial | Grocery (ID) | Existing | Food Preparation | Natural Gas | Double Rack Oven | E6 |  | Baseline Forecast | 0 | 0 | 0 | 0 | 0 | 0 | 0 | 0 | 0 | 0 | 0 | 0 | 0 | 0 | 0 | 0 | 0 | 0 | 0 | 0 | 0 | 0 | 0 | 0 | 0 | 0 | 0
Commercial_Grocery (ID)_Existing_Food Preparation_Natural Gas_Double Rack Oven_E7_Baseline Forecast | Commercial | Grocery (ID) | Existing | Food Preparation | Natural Gas | Double Rack Oven | E7 |  | Baseline Forecast | 0 | 0 | 0 | 0 | 0 | 0 | 0 | 0 | 0 | 0 | 0 | 0 | 0 | 0 | 0 | 0 | 0 | 0 | 0 | 0 | 0 | 0 | 0 | 0 | 0 | 0 | 0
Commercial_Grocery (ID)_Existing_Food Preparation_Natural Gas_Double Rack Oven_E8_Baseline Forecast | Commercial | Grocery (ID) | Existing | Food Preparation | Natural Gas | Double Rack Oven | E8 |  | Baseline Forecast | 0 | 0 | 0 | 0 | 0 | 0 | 0 | 0 | 0 | 0 | 0 | 0 | 0 | 0 | 0 | 0 | 0 | 0 | 0 | 0 | 0 | 0 | 0 | 0 | 0 | 0 | 0
Commercial_Grocery (ID)_Existing_Food Preparation_Natural Gas_Double Rack Oven_E9_Baseline Forecast | Commercial | Grocery (ID) | Existing | Food Preparation | Natural Gas | Double Rack Oven | E9 |  | Baseline Forecast | 0 | 0 | 0 | 0 | 0 | 0 | 0 | 0 | 0 | 0 | 0 | 0 | 0 | 0 | 0 | 0 | 0 | 0 | 0 | 0 | 0 | 0 | 0 | 0 | 0 | 0 | 0
Commercial_Grocery (ID)_Existing_Food Preparation_Natural Gas_Double Rack Oven_E10_Baseline Forecast | Commercial | Grocery (ID) | Existing | Food Preparation | Natural Gas | Double Rack Oven | E10 |  | Baseline Forecast | 0 | 0 | 0 | 0 | 0 | 0 | 0 | 0 | 0 | 0 | 0 | 0 | 0 | 0 | 0 | 0 | 0 | 0 | 0 | 0 | 0 | 0 | 0 | 0 | 0 | 0 | 0
Commercial_Grocery (ID)_Existing_Food Preparation_Natural Gas_Double Rack Oven_Vintage_Baseline Forecast | Commercial | Grocery (ID) | Existing | Food Preparation | Natural Gas | Double Rack Oven | Vintage | Vintage | Baseline Forecast | 115788.5561 | 111157.0138 | 105691.0285 | 99545.2398 | 92853.3158 | 85730.6521 | 78276.7284 | 70577.1631 | 62705.5067 | 54724.8058 | 47759.8305 | 41681.3066 | 36376.4131 | 31746.6878 | 27706.2002 | 24179.9566 | 21102.5076 | 18416.7339 | 16072.7859 | 14027.1586 | 12241.8839 | 10683.8259 | 9324.0663 | 8137.3669 | 7101.702 | 6197.8491 | 5409.0319
Commercial_Grocery (ID)_Existing_Food Preparation_Natural Gas_Fryer_E1_Baseline Forecast | Commercial | Grocery (ID) | Existing | Food Preparation | Natural Gas | Fryer | E1 | Standard | Baseline Forecast | 0 | 10197.0484 | 21115.4747 | 32608.3346 | 44546.3953 | 56816.1864 | 69318.2598 | 81965.6386 | 94682.4332 | 107402.6073 | 120068.8775 | 132631.7318 | 143381.8977 | 152522.5442 | 160234.8594 | 166680.4144 | 172003.2742 | 176331.8806 | 179780.7338 | 182451.8927 | 184436.314 | 185815.0477 | 186660.3039 | 187036.4045 | 187000.6338 | 186603.9962 | 185891.8937
Commercial_Grocery (ID)_Existing_Food Preparation_Natural Gas_Fryer_E2_Baseline Forecast | Commercial | Grocery (ID) | Existing | Food Preparation | Natural Gas | Fryer | E2 | ENERGY STAR | Baseline Forecast | 0 | 3582.7467 | 7418.9506 | 11456.9824 | 15651.4362 | 19962.4439 | 24355.0643 | 28798.7379 | 33266.8008 | 37736.0512 | 42186.3624 | 46600.3382 | 50377.4235 | 53589.002 | 56298.7344 | 58563.3889 | 60433.5828 | 61954.4445 | 63166.2038 | 64104.719 | 64801.9482 | 65286.3681 | 65583.35 | 65715.4935 | 65702.9254 | 65563.5662 | 65313.368
Commercial_Grocery (ID)_Existing_Food Preparation_Natural Gas_Fryer_E3_Baseline Forecast | Commercial | Grocery (ID) | Existing | Food Preparation | Natural Gas | Fryer | E3 |  | Baseline Forecast | 0 | 0 | 0 | 0 | 0 | 0 | 0 | 0 | 0 | 0 | 0 | 0 | 0 | 0 | 0 | 0 | 0 | 0 | 0 | 0 | 0 | 0 | 0 | 0 | 0 | 0 | 0
Commercial_Grocery (ID)_Existing_Food Preparation_Natural Gas_Fryer_E4_Baseline Forecast | Commercial | Grocery (ID) | Existing | Food Preparation | Natural Gas | Fryer | E4 |  | Baseline Forecast | 0 | 0 | 0 | 0 | 0 | 0 | 0 | 0 | 0 | 0 | 0 | 0 | 0 | 0 | 0 | 0 | 0 | 0 | 0 | 0 | 0 | 0 | 0 | 0 | 0 | 0 | 0
Commercial_Grocery (ID)_Existing_Food Preparation_Natural Gas_Fryer_E5_Baseline Forecast | Commercial | Grocery (ID) | Existing | Food Preparation | Natural Gas | Fryer | E5 |  | Baseline Forecast | 0 | 0 | 0 | 0 | 0 | 0 | 0 | 0 | 0 | 0 | 0 | 0 | 0 | 0 | 0 | 0 | 0 | 0 | 0 | 0 | 0 | 0 | 0 | 0 | 0 | 0 | 0
Commercial_Grocery (ID)_Existing_Food Preparation_Natural Gas_Fryer_E6_Baseline Forecast | Commercial | Grocery (ID) | Existing | Food Preparation | Natural Gas | Fryer | E6 |  | Baseline Forecast | 0 | 0 | 0 | 0 | 0 | 0 | 0 | 0 | 0 | 0 | 0 | 0 | 0 | 0 | 0 | 0 | 0 | 0 | 0 | 0 | 0 | 0 | 0 | 0 | 0 | 0 | 0
Commercial_Grocery (ID)_Existing_Food Preparation_Natural Gas_Fryer_E7_Baseline Forecast | Commercial | Grocery (ID) | Existing | Food Preparation | Natural Gas | Fryer | E7 |  | Baseline Forecast | 0 | 0 | 0 | 0 | 0 | 0 | 0 | 0 | 0 | 0 | 0 | 0 | 0 | 0 | 0 | 0 | 0 | 0 | 0 | 0 | 0 | 0 | 0 | 0 | 0 | 0 | 0
Commercial_Grocery (ID)_Existing_Food Preparation_Natural Gas_Fryer_E8_Baseline Forecast | Commercial | Grocery (ID) | Existing | Food Preparation | Natural Gas | Fryer | E8 |  | Baseline Forecast | 0 | 0 | 0 | 0 | 0 | 0 | 0 | 0 | 0 | 0 | 0 | 0 | 0 | 0 | 0 | 0 | 0 | 0 | 0 | 0 | 0 | 0 | 0 | 0 | 0 | 0 | 0
Commercial_Grocery (ID)_Existing_Food Preparation_Natural Gas_Fryer_E9_Baseline Forecast | Commercial | Grocery (ID) | Existing | Food Preparation | Natural Gas | Fryer | E9 |  | Baseline Forecast | 0 | 0 | 0 | 0 | 0 | 0 | 0 | 0 | 0 | 0 | 0 | 0 | 0 | 0 | 0 | 0 | 0 | 0 | 0 | 0 | 0 | 0 | 0 | 0 | 0 | 0 | 0
Commercial_Grocery (ID)_Existing_Food Preparation_Natural Gas_Fryer_E10_Baseline Forecast | Commercial | Grocery (ID) | Existing | Food Preparation | Natural Gas | Fryer | E10 |  | Baseline Forecast | 0 | 0 | 0 | 0 | 0 | 0 | 0 | 0 | 0 | 0 | 0 | 0 | 0 | 0 | 0 | 0 | 0 | 0 | 0 | 0 | 0 | 0 | 0 | 0 | 0 | 0 | 0
Commercial_Grocery (ID)_Existing_Food Preparation_Natural Gas_Fryer_Vintage_Baseline Forecast | Commercial | Grocery (ID) | Existing | Food Preparation | Natural Gas | Fryer | Vintage | Vintage | Baseline Forecast | 463154.2243 | 440953.4433 | 417930.9361 | 394282.4924 | 370180.0177 | 345774.1671 | 321196.6952 | 296562.5515 | 271971.7498 | 247511.0347 | 223255.368 | 199269.2541 | 177860.1606 | 158751.2178 | 141695.3018 | 126471.8396 | 112883.956 | 100755.9277 | 89930.9107 | 80268.912 | 71644.9793 | 63947.5848 | 57077.1832 | 50944.9238 | 45471.5022 | 40586.1342 | 36225.6405
Commercial_Grocery (ID)_Existing_Food Preparation_Natural Gas_Broiler_E1_Baseline Forecast | Commercial | Grocery (ID) | Existing | Food Preparation | Natural Gas | Broiler | E1 | Standard | Baseline Forecast | 0 | 0 | 0 | 0 | 0 | 0 | 0 | 0 | 0 | 0 | 0 | 0 | 0 | 0 | 0 | 0 | 0 | 0 | 0 | 0 | 0 | 0 | 0 | 0 | 0 | 0 | 0
Commercial_Grocery (ID)_Existing_Food Preparation_Natural Gas_Broiler_E2_Baseline Forecast | Commercial | Grocery (ID) | Existing | Food Preparation | Natural Gas | Broiler | E2 | Infrared Burners | Baseline Forecast | 0 | 0 | 0 | 0 | 0 | 0 | 0 | 0 | 0 | 0 | 0 | 0 | 0 | 0 | 0 | 0 | 0 | 0 | 0 | 0 | 0 | 0 | 0 | 0 | 0 | 0 | 0
Commercial_Grocery (ID)_Existing_Food Preparation_Natural Gas_Broiler_E3_Baseline Forecast | Commercial | Grocery (ID) | Existing | Food Preparation | Natural Gas | Broiler | E3 |  | Baseline Forecast | 0 | 0 | 0 | 0 | 0 | 0 | 0 | 0 | 0 | 0 | 0 | 0 | 0 | 0 | 0 | 0 | 0 | 0 | 0 | 0 | 0 | 0 | 0 | 0 | 0 | 0 | 0
Commercial_Grocery (ID)_Existing_Food Preparation_Natural Gas_Broiler_E4_Baseline Forecast | Commercial | Grocery (ID) | Existing | Food Preparation | Natural Gas | Broiler | E4 |  | Baseline Forecast | 0 | 0 | 0 | 0 | 0 | 0 | 0 | 0 | 0 | 0 | 0 | 0 | 0 | 0 | 0 | 0 | 0 | 0 | 0 | 0 | 0 | 0 | 0 | 0 | 0 | 0 | 0
Commercial_Grocery (ID)_Existing_Food Preparation_Natural Gas_Broiler_E5_Baseline Forecast | Commercial | Grocery (ID) | Existing | Food Preparation | Natural Gas | Broiler | E5 |  | Baseline Forecast | 0 | 0 | 0 | 0 | 0 | 0 | 0 | 0 | 0 | 0 | 0 | 0 | 0 | 0 | 0 | 0 | 0 | 0 | 0 | 0 | 0 | 0 | 0 | 0 | 0 | 0 | 0
Commercial_Grocery (ID)_Existing_Food Preparation_Natural Gas_Broiler_E6_Baseline Forecast | Commercial | Grocery (ID) | Existing | Food Preparation | Natural Gas | Broiler | E6 |  | Baseline Forecast | 0 | 0 | 0 | 0 | 0 | 0 | 0 | 0 | 0 | 0 | 0 | 0 | 0 | 0 | 0 | 0 | 0 | 0 | 0 | 0 | 0 | 0 | 0 | 0 | 0 | 0 | 0
Commercial_Grocery (ID)_Existing_Food Preparation_Natural Gas_Broiler_E7_Baseline Forecast | Commercial | Grocery (ID) | Existing | Food Preparation | Natural Gas | Broiler | E7 |  | Baseline Forecast | 0 | 0 | 0 | 0 | 0 | 0 | 0 | 0 | 0 | 0 | 0 | 0 | 0 | 0 | 0 | 0 | 0 | 0 | 0 | 0 | 0 | 0 | 0 | 0 | 0 | 0 | 0
Commercial_Grocery (ID)_Existing_Food Preparation_Natural Gas_Broiler_E8_Baseline Forecast | Commercial | Grocery (ID) | Existing | Food Preparation | Natural Gas | Broiler | E8 |  | Baseline Forecast | 0 | 0 | 0 | 0 | 0 | 0 | 0 | 0 | 0 | 0 | 0 | 0 | 0 | 0 | 0 | 0 | 0 | 0 | 0 | 0 | 0 | 0 | 0 | 0 | 0 | 0 | 0
Commercial_Grocery (ID)_Existing_Food Preparation_Natural Gas_Broiler_E9_Baseline Forecast | Commercial | Grocery (ID) | Existing | Food Preparation | Natural Gas | Broiler | E9 |  | Baseline Forecast | 0 | 0 | 0 | 0 | 0 | 0 | 0 | 0 | 0 | 0 | 0 | 0 | 0 | 0 | 0 | 0 | 0 | 0 | 0 | 0 | 0 | 0 | 0 | 0 | 0 | 0 | 0
Commercial_Grocery (ID)_Existing_Food Preparation_Natural Gas_Broiler_E10_Baseline Forecast | Commercial | Grocery (ID) | Existing | Food Preparation | Natural Gas | Broiler | E10 |  | Baseline Forecast | 0 | 0 | 0 | 0 | 0 | 0 | 0 | 0 | 0 | 0 | 0 | 0 | 0 | 0 | 0 | 0 | 0 | 0 | 0 | 0 | 0 | 0 | 0 | 0 | 0 | 0 | 0
Commercial_Grocery (ID)_Existing_Food Preparation_Natural Gas_Broiler_Vintage_Baseline Forecast | Commercial | Grocery (ID) | Existing | Food Preparation | Natural Gas | Broiler | Vintage | Vintage | Baseline Forecast | 0 | 0 | 0 | 0 | 0 | 0 | 0 | 0 | 0 | 0 | 0 | 0 | 0 | 0 | 0 | 0 | 0 | 0 | 0 | 0 | 0 | 0 | 0 | 0 | 0 | 0 | 0
Commercial_Grocery (ID)_Existing_Food Preparation_Natural Gas_Griddle_E1_Baseline Forecast | Commercial | Grocery (ID) | Existing | Food Preparation | Natural Gas | Griddle | E1 | Standard | Baseline Forecast | 0 | 11957.8 | 25111.3799 | 39205.7719 | 54021.2974 | 69369.0067 | 85086.7002 | 101035.4578 | 117096.6114 | 133169.1043 | 146632.8127 | 157830.0037 | 167059.1967 | 174580.7351 | 180621.6484 | 185379.8949 | 189028.0653 | 191716.6145 | 193576.6817 | 194722.5519 | 195253.8041 | 195257.1855 | 194808.2481 | 193972.7759 | 192808.031 | 191363.8409 | 189683.5475
Commercial_Grocery (ID)_Existing_Food Preparation_Natural Gas_Griddle_E2_Baseline Forecast | Commercial | Grocery (ID) | Existing | Food Preparation | Natural Gas | Griddle | E2 | ENERGY STAR | Baseline Forecast | 0 | 4884.1718 | 10256.7608 | 16013.6252 | 22065.037 | 28333.8196 | 34753.7226 | 41268.0039 | 47828.1934 | 54393.0144 | 59892.2756 | 64465.7761 | 68235.4465 | 71307.6242 | 73775.0395 | 75718.5486 | 77208.6464 | 78306.7862 | 79066.532 | 79534.5635 | 79751.5538 | 79752.9349 | 79569.5661 | 79228.3169 | 78752.576 | 78162.6956 | 77476.3786
Commercial_Grocery (ID)_Existing_Food Preparation_Natural Gas_Griddle_E3_Baseline Forecast | Commercial | Grocery (ID) | Existing | Food Preparation | Natural Gas | Griddle | E3 |  | Baseline Forecast | 0 | 0 | 0 | 0 | 0 | 0 | 0 | 0 | 0 | 0 | 0 | 0 | 0 | 0 | 0 | 0 | 0 | 0 | 0 | 0 | 0 | 0 | 0 | 0 | 0 | 0 | 0
Commercial_Grocery (ID)_Existing_Food Preparation_Natural Gas_Griddle_E4_Baseline Forecast | Commercial | Grocery (ID) | Existing | Food Preparation | Natural Gas | Griddle | E4 |  | Baseline Forecast | 0 | 0 | 0 | 0 | 0 | 0 | 0 | 0 | 0 | 0 | 0 | 0 | 0 | 0 | 0 | 0 | 0 | 0 | 0 | 0 | 0 | 0 | 0 | 0 | 0 | 0 | 0
Commercial_Grocery (ID)_Existing_Food Preparation_Natural Gas_Griddle_E5_Baseline Forecast | Commercial | Grocery (ID) | Existing | Food Preparation | Natural Gas | Griddle | E5 |  | Baseline Forecast | 0 | 0 | 0 | 0 | 0 | 0 | 0 | 0 | 0 | 0 | 0 | 0 | 0 | 0 | 0 | 0 | 0 | 0 | 0 | 0 | 0 | 0 | 0 | 0 | 0 | 0 | 0
Commercial_Grocery (ID)_Existing_Food Preparation_Natural Gas_Griddle_E6_Baseline Forecast | Commercial | Grocery (ID) | Existing | Food Preparation | Natural Gas | Griddle | E6 |  | Baseline Forecast | 0 | 0 | 0 | 0 | 0 | 0 | 0 | 0 | 0 | 0 | 0 | 0 | 0 | 0 | 0 | 0 | 0 | 0 | 0 | 0 | 0 | 0 | 0 | 0 | 0 | 0 | 0
Commercial_Grocery (ID)_Existing_Food Preparation_Natural Gas_Griddle_E7_Baseline Forecast | Commercial | Grocery (ID) | Existing | Food Preparation | Natural Gas | Griddle | E7 |  | Baseline Forecast | 0 | 0 | 0 | 0 | 0 | 0 | 0 | 0 | 0 | 0 | 0 | 0 | 0 | 0 | 0 | 0 | 0 | 0 | 0 | 0 | 0 | 0 | 0 | 0 | 0 | 0 | 0
Commercial_Grocery (ID)_Existing_Food Preparation_Natural Gas_Griddle_E8_Baseline Forecast | Commercial | Grocery (ID) | Existing | Food Preparation | Natural Gas | Griddle | E8 |  | Baseline Forecast | 0 | 0 | 0 | 0 | 0 | 0 | 0 | 0 | 0 | 0 | 0 | 0 | 0 | 0 | 0 | 0 | 0 | 0 | 0 | 0 | 0 | 0 | 0 | 0 | 0 | 0 | 0
Commercial_Grocery (ID)_Existing_Food Preparation_Natural Gas_Griddle_E9_Baseline Forecast | Commercial | Grocery (ID) | Existing | Food Preparation | Natural Gas | Griddle | E9 |  | Baseline Forecast | 0 | 0 | 0 | 0 | 0 | 0 | 0 | 0 | 0 | 0 | 0 | 0 | 0 | 0 | 0 | 0 | 0 | 0 | 0 | 0 | 0 | 0 | 0 | 0 | 0 | 0 | 0
Commercial_Grocery (ID)_Existing_Food Preparation_Natural Gas_Griddle_E10_Baseline Forecast | Commercial | Grocery (ID) | Existing | Food Preparation | Natural Gas | Griddle | E10 |  | Baseline Forecast | 0 | 0 | 0 | 0 | 0 | 0 | 0 | 0 | 0 | 0 | 0 | 0 | 0 | 0 | 0 | 0 | 0 | 0 | 0 | 0 | 0 | 0 | 0 | 0 | 0 | 0 | 0
Commercial_Grocery (ID)_Existing_Food Preparation_Natural Gas_Griddle_Vintage_Baseline Forecast | Commercial | Grocery (ID) | Existing | Food Preparation | Natural Gas | Griddle | Vintage | Vintage | Baseline Forecast | 463154.2243 | 437891.2666 | 411097.2206 | 383128.4122 | 354291.5147 | 324849.971 | 295029.5965 | 265023.4664 | 234996.1791 | 205087.5745 | 178985.5195 | 156205.5443 | 136324.8387 | 118974.4047 | 103832.2077 | 90617.1995 | 79084.1013 | 69018.8521 | 60234.6345 | 52568.4083 | 45877.8836 | 40038.8803 | 34943.0228 | 30495.729 | 26614.4544 | 23227.1602 | 20270.9762
Commercial_Grocery (ID)_Existing_Food Preparation_Natural Gas_Range_E1_Baseline Forecast | Commercial | Grocery (ID) | Existing | Food Preparation | Natural Gas | Range | E1 | Standard | Baseline Forecast | 0 | 7457.6251 | 16840.6734 | 27605.3916 | 39328.2722 | 51680.1678 | 64405.9618 | 77308.6019 | 90236.5614 | 103073.9922 | 112571.8055 | 119457.1449 | 124300.955 | 127551.4967 | 129560.6723 | 130604.7017 | 130900.3633 | 130617.7501 | 129890.2891 | 128822.6109 | 127496.7311 | 125976.905 | 124313.4413 | 122545.6969 | 120704.4297 | 118813.6461 | 116892.0524
Commercial_Grocery (ID)_Existing_Food Preparation_Natural Gas_Range_E2_Baseline Forecast | Commercial | Grocery (ID) | Existing | Food Preparation | Natural Gas | Range | E2 | High Efficiency | Baseline Forecast | 0 | 10731.7044 | 24234.1398 | 39724.8319 | 56594.3429 | 74369.0219 | 92681.7499 | 111248.9637 | 129852.6127 | 148325.9887 | 161993.5738 | 171901.7451 | 178872.1059 | 183549.7148 | 186440.9675 | 187943.3512 | 188368.8155 | 187962.1282 | 186915.294 | 185378.8791 | 183470.9057 | 181283.8389 | 178890.0741 | 176346.2468 | 173696.6184 | 170975.7346 | 168210.5144
Commercial_Grocery (ID)_Existing_Food Preparation_Natural Gas_Range_E3_Baseline Forecast | Commercial | Grocery (ID) | Existing | Food Preparation | Natural Gas | Range | E3 |  | Baseline Forecast | 0 | 0 | 0 | 0 | 0 | 0 | 0 | 0 | 0 | 0 | 0 | 0 | 0 | 0 | 0 | 0 | 0 | 0 | 0 | 0 | 0 | 0 | 0 | 0 | 0 | 0 | 0
Commercial_Grocery (ID)_Existing_Food Preparation_Natural Gas_Range_E4_Baseline Forecast | Commercial | Grocery (ID) | Existing | Food Preparation | Natural Gas | Range | E4 |  | Baseline Forecast | 0 | 0 | 0 | 0 | 0 | 0 | 0 | 0 | 0 | 0 | 0 | 0 | 0 | 0 | 0 | 0 | 0 | 0 | 0 | 0 | 0 | 0 | 0 | 0 | 0 | 0 | 0
Commercial_Grocery (ID)_Existing_Food Preparation_Natural Gas_Range_E5_Baseline Forecast | Commercial | Grocery (ID) | Existing | Food Preparation | Natural Gas | Range | E5 |  | Baseline Forecast | 0 | 0 | 0 | 0 | 0 | 0 | 0 | 0 | 0 | 0 | 0 | 0 | 0 | 0 | 0 | 0 | 0 | 0 | 0 | 0 | 0 | 0 | 0 | 0 | 0 | 0 | 0
Commercial_Grocery (ID)_Existing_Food Preparation_Natural Gas_Range_E6_Baseline Forecast | Commercial | Grocery (ID) | Existing | Food Preparation | Natural Gas | Range | E6 |  | Baseline Forecast | 0 | 0 | 0 | 0 | 0 | 0 | 0 | 0 | 0 | 0 | 0 | 0 | 0 | 0 | 0 | 0 | 0 | 0 | 0 | 0 | 0 | 0 | 0 | 0 | 0 | 0 | 0
Commercial_Grocery (ID)_Existing_Food Preparation_Natural Gas_Range_E7_Baseline Forecast | Commercial | Grocery (ID) | Existing | Food Preparation | Natural Gas | Range | E7 |  | Baseline Forecast | 0 | 0 | 0 | 0 | 0 | 0 | 0 | 0 | 0 | 0 | 0 | 0 | 0 | 0 | 0 | 0 | 0 | 0 | 0 | 0 | 0 | 0 | 0 | 0 | 0 | 0 | 0
Commercial_Grocery (ID)_Existing_Food Preparation_Natural Gas_Range_E8_Baseline Forecast | Commercial | Grocery (ID) | Existing | Food Preparation | Natural Gas | Range | E8 |  | Baseline Forecast | 0 | 0 | 0 | 0 | 0 | 0 | 0 | 0 | 0 | 0 | 0 | 0 | 0 | 0 | 0 | 0 | 0 | 0 | 0 | 0 | 0 | 0 | 0 | 0 | 0 | 0 | 0
Commercial_Grocery (ID)_Existing_Food Preparation_Natural Gas_Range_E9_Baseline Forecast | Commercial | Grocery (ID) | Existing | Food Preparation | Natural Gas | Range | E9 |  | Baseline Forecast | 0 | 0 | 0 | 0 | 0 | 0 | 0 | 0 | 0 | 0 | 0 | 0 | 0 | 0 | 0 | 0 | 0 | 0 | 0 | 0 | 0 | 0 | 0 | 0 | 0 | 0 | 0
Commercial_Grocery (ID)_Existing_Food Preparation_Natural Gas_Range_E10_Baseline Forecast | Commercial | Grocery (ID) | Existing | Food Preparation | Natural Gas | Range | E10 |  | Baseline Forecast | 0 | 0 | 0 | 0 | 0 | 0 | 0 | 0 | 0 | 0 | 0 | 0 | 0 | 0 | 0 | 0 | 0 | 0 | 0 | 0 | 0 | 0 | 0 | 0 | 0 | 0 | 0
Commercial_Grocery (ID)_Existing_Food Preparation_Natural Gas_Range_Vintage_Baseline Forecast | Commercial | Grocery (ID) | Existing | Food Preparation | Natural Gas | Range | Vintage | Vintage | Baseline Forecast | 463154.2243 | 436543.9089 | 405390.5481 | 371017.5858 | 334455.2342 | 296503.6077 | 257782.3076 | 218769.3623 | 179831.8097 | 141249.7124 | 110945.2286 | 87142.4341 | 68446.421 | 53761.5525 | 42227.2558 | 33167.59 | 26051.6343 | 20462.3746 | 16072.2651 | 12624.0337 | 9915.6047 | 7788.2567 | 6117.3217 | 4804.8781 | 3774.0133 | 2964.3159 | 2328.3354
Commercial_Grocery (ID)_Existing_Food Preparation_Natural Gas_Steamer_E1_Baseline Forecast | Commercial | Grocery (ID) | Existing | Food Preparation | Natural Gas | Steamer | E1 | Standard | Baseline Forecast | 0 | 413.8011 | 868.9823 | 1356.7204 | 1869.4134 | 2400.5227 | 2944.4354 | 3496.344 | 4052.1422 | 4608.3327 | 5074.2459 | 5461.7261 | 5781.1034 | 6041.3871 | 6250.4336 | 6415.0933 | 6541.3387 | 6634.3763 | 6698.7441 | 6738.3971 | 6756.7811 | 6756.8982 | 6741.3626 | 6712.451 | 6672.1449 | 6622.1685 | 6564.0217
Commercial_Grocery (ID)_Existing_Food Preparation_Natural Gas_Steamer_E2_Baseline Forecast | Commercial | Grocery (ID) | Existing | Food Preparation | Natural Gas | Steamer | E2 | ENERGY STAR | Baseline Forecast | 0 | 413.8011 | 868.9823 | 1356.7204 | 1869.4134 | 2400.5227 | 2944.4354 | 3496.344 | 4052.1422 | 4608.3327 | 5074.2459 | 5461.7261 | 5781.1034 | 6041.3871 | 6250.4336 | 6415.0933 | 6541.3387 | 6634.3763 | 6698.7441 | 6738.3971 | 6756.7811 | 6756.8982 | 6741.3626 | 6712.451 | 6672.1449 | 6622.1685 | 6564.0217
Commercial_Grocery (ID)_Existing_Food Preparation_Natural Gas_Steamer_E3_Baseline Forecast | Commercial | Grocery (ID) | Existing | Food Preparation | Natural Gas | Steamer | E3 |  | Baseline Forecast | 0 | 0 | 0 | 0 | 0 | 0 | 0 | 0 | 0 | 0 | 0 | 0 | 0 | 0 | 0 | 0 | 0 | 0 | 0 | 0 | 0 | 0 | 0 | 0 | 0 | 0 | 0
Commercial_Grocery (ID)_Existing_Food Preparation_Natural Gas_Steamer_E4_Baseline Forecast | Commercial | Grocery (ID) | Existing | Food Preparation | Natural Gas | Steamer | E4 |  | Baseline Forecast | 0 | 0 | 0 | 0 | 0 | 0 | 0 | 0 | 0 | 0 | 0 | 0 | 0 | 0 | 0 | 0 | 0 | 0 | 0 | 0 | 0 | 0 | 0 | 0 | 0 | 0 | 0
Commercial_Grocery (ID)_Existing_Food Preparation_Natural Gas_Steamer_E5_Baseline Forecast | Commercial | Grocery (ID) | Existing | Food Preparation | Natural Gas | Steamer | E5 |  | Baseline Forecast | 0 | 0 | 0 | 0 | 0 | 0 | 0 | 0 | 0 | 0 | 0 | 0 | 0 | 0 | 0 | 0 | 0 | 0 | 0 | 0 | 0 | 0 | 0 | 0 | 0 | 0 | 0
Commercial_Grocery (ID)_Existing_Food Preparation_Natural Gas_Steamer_E6_Baseline Forecast | Commercial | Grocery (ID) | Existing | Food Preparation | Natural Gas | Steamer | E6 |  | Baseline Forecast | 0 | 0 | 0 | 0 | 0 | 0 | 0 | 0 | 0 | 0 | 0 | 0 | 0 | 0 | 0 | 0 | 0 | 0 | 0 | 0 | 0 | 0 | 0 | 0 | 0 | 0 | 0
Commercial_Grocery (ID)_Existing_Food Preparation_Natural Gas_Steamer_E7_Baseline Forecast | Commercial | Grocery (ID) | Existing | Food Preparation | Natural Gas | Steamer | E7 |  | Baseline Forecast | 0 | 0 | 0 | 0 | 0 | 0 | 0 | 0 | 0 | 0 | 0 | 0 | 0 | 0 | 0 | 0 | 0 | 0 | 0 | 0 | 0 | 0 | 0 | 0 | 0 | 0 | 0
Commercial_Grocery (ID)_Existing_Food Preparation_Natural Gas_Steamer_E8_Baseline Forecast | Commercial | Grocery (ID) | Existing | Food Preparation | Natural Gas | Steamer | E8 |  | Baseline Forecast | 0 | 0 | 0 | 0 | 0 | 0 | 0 | 0 | 0 | 0 | 0 | 0 | 0 | 0 | 0 | 0 | 0 | 0 | 0 | 0 | 0 | 0 | 0 | 0 | 0 | 0 | 0
Commercial_Grocery (ID)_Existing_Food Preparation_Natural Gas_Steamer_E9_Baseline Forecast | Commercial | Grocery (ID) | Existing | Food Preparation | Natural Gas | Steamer | E9 |  | Baseline Forecast | 0 | 0 | 0 | 0 | 0 | 0 | 0 | 0 | 0 | 0 | 0 | 0 | 0 | 0 | 0 | 0 | 0 | 0 | 0 | 0 | 0 | 0 | 0 | 0 | 0 | 0 | 0
Commercial_Grocery (ID)_Existing_Food Preparation_Natural Gas_Steamer_E10_Baseline Forecast | Commercial | Grocery (ID) | Existing | Food Preparation | Natural Gas | Steamer | E10 |  | Baseline Forecast | 0 | 0 | 0 | 0 | 0 | 0 | 0 | 0 | 0 | 0 | 0 | 0 | 0 | 0 | 0 | 0 | 0 | 0 | 0 | 0 | 0 | 0 | 0 | 0 | 0 | 0 | 0
Commercial_Grocery (ID)_Existing_Food Preparation_Natural Gas_Steamer_Vintage_Baseline Forecast | Commercial | Grocery (ID) | Existing | Food Preparation | Natural Gas | Steamer | Vintage | Vintage | Baseline Forecast | 22759.0601 | 21517.6568 | 20201.0169 | 18826.6501 | 17409.6261 | 15962.8901 | 14497.5387 | 13023.0594 | 11547.5405 | 10077.8535 | 8795.2176 | 7675.8263 | 6698.9029 | 5846.3153 | 5102.2388 | 4452.8629 | 3886.1349 | 3391.5359 | 2959.8859 | 2583.1732 | 2254.4057 | 1967.4813 | 1717.0746 | 1498.5378 | 1307.8148 | 1141.3657 | 996.101
Commercial_Grocery (ID)_Existing_Food Preparation_Natural Gas_Food Prep Other_E1_Baseline Forecast | Commercial | Grocery (ID) | Existing | Food Preparation | Natural Gas | Food Prep Other | E1 | Standard | Baseline Forecast | 0 | 0 | 0 | 0 | 0 | 0 | 0 | 0 | 0 | 0 | 0 | 0 | 0 | 0 | 0 | 0 | 0 | 0 | 0 | 0 | 0 | 0 | 0 | 0 | 0 | 0 | 0
Commercial_Grocery (ID)_Existing_Food Preparation_Natural Gas_Food Prep Other_E2_Baseline Forecast | Commercial | Grocery (ID) | Existing | Food Preparation | Natural Gas | Food Prep Other | E2 | ENERGY STAR | Baseline Forecast | 0 | 0 | 0 | 0 | 0 | 0 | 0 | 0 | 0 | 0 | 0 | 0 | 0 | 0 | 0 | 0 | 0 | 0 | 0 | 0 | 0 | 0 | 0 | 0 | 0 | 0 | 0
Commercial_Grocery (ID)_Existing_Food Preparation_Natural Gas_Food Prep Other_E3_Baseline Forecast | Commercial | Grocery (ID) | Existing | Food Preparation | Natural Gas | Food Prep Other | E3 |  | Baseline Forecast | 0 | 0 | 0 | 0 | 0 | 0 | 0 | 0 | 0 | 0 | 0 | 0 | 0 | 0 | 0 | 0 | 0 | 0 | 0 | 0 | 0 | 0 | 0 | 0 | 0 | 0 | 0
Commercial_Grocery (ID)_Existing_Food Preparation_Natural Gas_Food Prep Other_E4_Baseline Forecast | Commercial | Grocery (ID) | Existing | Food Preparation | Natural Gas | Food Prep Other | E4 |  | Baseline Forecast | 0 | 0 | 0 | 0 | 0 | 0 | 0 | 0 | 0 | 0 | 0 | 0 | 0 | 0 | 0 | 0 | 0 | 0 | 0 | 0 | 0 | 0 | 0 | 0 | 0 | 0 | 0
Commercial_Grocery (ID)_Existing_Food Preparation_Natural Gas_Food Prep Other_E5_Baseline Forecast | Commercial | Grocery (ID) | Existing | Food Preparation | Natural Gas | Food Prep Other | E5 |  | Baseline Forecast | 0 | 0 | 0 | 0 | 0 | 0 | 0 | 0 | 0 | 0 | 0 | 0 | 0 | 0 | 0 | 0 | 0 | 0 | 0 | 0 | 0 | 0 | 0 | 0 | 0 | 0 | 0
Commercial_Grocery (ID)_Existing_Food Preparation_Natural Gas_Food Prep Other_E6_Baseline Forecast | Commercial | Grocery (ID) | Existing | Food Preparation | Natural Gas | Food Prep Other | E6 |  | Baseline Forecast | 0 | 0 | 0 | 0 | 0 | 0 | 0 | 0 | 0 | 0 | 0 | 0 | 0 | 0 | 0 | 0 | 0 | 0 | 0 | 0 | 0 | 0 | 0 | 0 | 0 | 0 | 0
Commercial_Grocery (ID)_Existing_Food Preparation_Natural Gas_Food Prep Other_E7_Baseline Forecast | Commercial | Grocery (ID) | Existing | Food Preparation | Natural Gas | Food Prep Other | E7 |  | Baseline Forecast | 0 | 0 | 0 | 0 | 0 | 0 | 0 | 0 | 0 | 0 | 0 | 0 | 0 | 0 | 0 | 0 | 0 | 0 | 0 | 0 | 0 | 0 | 0 | 0 | 0 | 0 | 0
Commercial_Grocery (ID)_Existing_Food Preparation_Natural Gas_Food Prep Other_E8_Baseline Forecast | Commercial | Grocery (ID) | Existing | Food Preparation | Natural Gas | Food Prep Other | E8 |  | Baseline Forecast | 0 | 0 | 0 | 0 | 0 | 0 | 0 | 0 | 0 | 0 | 0 | 0 | 0 | 0 | 0 | 0 | 0 | 0 | 0 | 0 | 0 | 0 | 0 | 0 | 0 | 0 | 0
Commercial_Grocery (ID)_Existing_Food Preparation_Natural Gas_Food Prep Other_E9_Baseline Forecast | Commercial | Grocery (ID) | Existing | Food Preparation | Natural Gas | Food Prep Other | E9 |  | Baseline Forecast | 0 | 0 | 0 | 0 | 0 | 0 | 0 | 0 | 0 | 0 | 0 | 0 | 0 | 0 | 0 | 0 | 0 | 0 | 0 | 0 | 0 | 0 | 0 | 0 | 0 | 0 | 0
Commercial_Grocery (ID)_Existing_Food Preparation_Natural Gas_Food Prep Other_E10_Baseline Forecast | Commercial | Grocery (ID) | Existing | Food Preparation | Natural Gas | Food Prep Other | E10 |  | Baseline Forecast | 0 | 0 | 0 | 0 | 0 | 0 | 0 | 0 | 0 | 0 | 0 | 0 | 0 | 0 | 0 | 0 | 0 | 0 | 0 | 0 | 0 | 0 | 0 | 0 | 0 | 0 | 0
Commercial_Grocery (ID)_Existing_Food Preparation_Natural Gas_Food Prep Other_Vintage_Baseline Forecast | Commercial | Grocery (ID) | Existing | Food Preparation | Natural Gas | Food Prep Other | Vintage | Vintage | Baseline Forecast | 0 | 0 | 0 | 0 | 0 | 0 | 0 | 0 | 0 | 0 | 0 | 0 | 0 | 0 | 0 | 0 | 0 | 0 | 0 | 0 | 0 | 0 | 0 | 0 | 0 | 0 | 0
Commercial_Grocery (ID)_Existing_Miscellaneous_Natural Gas_Pool Heater_E1_Baseline Forecast | Commercial | Grocery (ID) | Existing | Miscellaneous | Natural Gas | Pool Heater | E1 | Standard (EF .82) | Baseline Forecast | 0 | 0 | 0 | 0 | 0 | 0 | 0 | 0 | 0 | 0 | 0 | 0 | 0 | 0 | 0 | 0 | 0 | 0 | 0 | 0 | 0 | 0 | 0 | 0 | 0 | 0 | 0
Commercial_Grocery (ID)_Existing_Miscellaneous_Natural Gas_Pool Heater_E2_Baseline Forecast | Commercial | Grocery (ID) | Existing | Miscellaneous | Natural Gas | Pool Heater | E2 | Condensing (EF .90) | Baseline Forecast | 0 | 0 | 0 | 0 | 0 | 0 | 0 | 0 | 0 | 0 | 0 | 0 | 0 | 0 | 0 | 0 | 0 | 0 | 0 | 0 | 0 | 0 | 0 | 0 | 0 | 0 | 0
Commercial_Grocery (ID)_Existing_Miscellaneous_Natural Gas_Pool Heater_E3_Baseline Forecast | Commercial | Grocery (ID) | Existing | Miscellaneous | Natural Gas | Pool Heater | E3 |  | Baseline Forecast | 0 | 0 | 0 | 0 | 0 | 0 | 0 | 0 | 0 | 0 | 0 | 0 | 0 | 0 | 0 | 0 | 0 | 0 | 0 | 0 | 0 | 0 | 0 | 0 | 0 | 0 | 0
Commercial_Grocery (ID)_Existing_Miscellaneous_Natural Gas_Pool Heater_E4_Baseline Forecast | Commercial | Grocery (ID) | Existing | Miscellaneous | Natural Gas | Pool Heater | E4 |  | Baseline Forecast | 0 | 0 | 0 | 0 | 0 | 0 | 0 | 0 | 0 | 0 | 0 | 0 | 0 | 0 | 0 | 0 | 0 | 0 | 0 | 0 | 0 | 0 | 0 | 0 | 0 | 0 | 0
Commercial_Grocery (ID)_Existing_Miscellaneous_Natural Gas_Pool Heater_E5_Baseline Forecast | Commercial | Grocery (ID) | Existing | Miscellaneous | Natural Gas | Pool Heater | E5 |  | Baseline Forecast | 0 | 0 | 0 | 0 | 0 | 0 | 0 | 0 | 0 | 0 | 0 | 0 | 0 | 0 | 0 | 0 | 0 | 0 | 0 | 0 | 0 | 0 | 0 | 0 | 0 | 0 | 0
Commercial_Grocery (ID)_Existing_Miscellaneous_Natural Gas_Pool Heater_E6_Baseline Forecast | Commercial | Grocery (ID) | Existing | Miscellaneous | Natural Gas | Pool Heater | E6 |  | Baseline Forecast | 0 | 0 | 0 | 0 | 0 | 0 | 0 | 0 | 0 | 0 | 0 | 0 | 0 | 0 | 0 | 0 | 0 | 0 | 0 | 0 | 0 | 0 | 0 | 0 | 0 | 0 | 0
Commercial_Grocery (ID)_Existing_Miscellaneous_Natural Gas_Pool Heater_E7_Baseline Forecast | Commercial | Grocery (ID) | Existing | Miscellaneous | Natural Gas | Pool Heater | E7 |  | Baseline Forecast | 0 | 0 | 0 | 0 | 0 | 0 | 0 | 0 | 0 | 0 | 0 | 0 | 0 | 0 | 0 | 0 | 0 | 0 | 0 | 0 | 0 | 0 | 0 | 0 | 0 | 0 | 0
Commercial_Grocery (ID)_Existing_Miscellaneous_Natural Gas_Pool Heater_E8_Baseline Forecast | Commercial | Grocery (ID) | Existing | Miscellaneous | Natural Gas | Pool Heater | E8 |  | Baseline Forecast | 0 | 0 | 0 | 0 | 0 | 0 | 0 | 0 | 0 | 0 | 0 | 0 | 0 | 0 | 0 | 0 | 0 | 0 | 0 | 0 | 0 | 0 | 0 | 0 | 0 | 0 | 0
Commercial_Grocery (ID)_Existing_Miscellaneous_Natural Gas_Pool Heater_E9_Baseline Forecast | Commercial | Grocery (ID) | Existing | Miscellaneous | Natural Gas | Pool Heater | E9 |  | Baseline Forecast | 0 | 0 | 0 | 0 | 0 | 0 | 0 | 0 | 0 | 0 | 0 | 0 | 0 | 0 | 0 | 0 | 0 | 0 | 0 | 0 | 0 | 0 | 0 | 0 | 0 | 0 | 0
Commercial_Grocery (ID)_Existing_Miscellaneous_Natural Gas_Pool Heater_E10_Baseline Forecast | Commercial | Grocery (ID) | Existing | Miscellaneous | Natural Gas | Pool Heater | E10 |  | Baseline Forecast | 0 | 0 | 0 | 0 | 0 | 0 | 0 | 0 | 0 | 0 | 0 | 0 | 0 | 0 | 0 | 0 | 0 | 0 | 0 | 0 | 0 | 0 | 0 | 0 | 0 | 0 | 0
Commercial_Grocery (ID)_Existing_Miscellaneous_Natural Gas_Pool Heater_Vintage_Baseline Forecast | Commercial | Grocery (ID) | Existing | Miscellaneous | Natural Gas | Pool Heater | Vintage | Vintage | Baseline Forecast | 0 | 0 | 0 | 0 | 0 | 0 | 0 | 0 | 0 | 0 | 0 | 0 | 0 | 0 | 0 | 0 | 0 | 0 | 0 | 0 | 0 | 0 | 0 | 0 | 0 | 0 | 0
Commercial_Grocery (ID)_Existing_Miscellaneous_Natural Gas_Miscellaneous_E1_Baseline Forecast | Commercial | Grocery (ID) | Existing | Miscellaneous | Natural Gas | Miscellaneous | E1 | Standard | Baseline Forecast | 0 | 136078.0668 | 292656.2061 | 464911.8974 | 605900.1358 | 720647.2579 | 813381.9057 | 887661.4382 | 946478.3143 | 992349.6196 | 1027392.4073 | 1053387.1028 | 1071830.8609 | 1083982.4694 | 1090900.137 | 1093473.2943 | 1092449.3551 | 1088456.2382 | 1082021.3195 | 1073587.3814 | 1063526.035 | 1052149.0146 | 1039717.6835 | 1026451.0318 | 1012532.4084 | 998115.1848 | 983327.5214
Commercial_Grocery (ID)_Existing_Miscellaneous_Natural Gas_Miscellaneous_E2_Baseline Forecast | Commercial | Grocery (ID) | Existing | Miscellaneous | Natural Gas | Miscellaneous | E2 |  | Baseline Forecast | 0 | 0 | 0 | 0 | 0 | 0 | 0 | 0 | 0 | 0 | 0 | 0 | 0 | 0 | 0 | 0 | 0 | 0 | 0 | 0 | 0 | 0 | 0 | 0 | 0 | 0 | 0
Commercial_Grocery (ID)_Existing_Miscellaneous_Natural Gas_Miscellaneous_E3_Baseline Forecast | Commercial | Grocery (ID) | Existing | Miscellaneous | Natural Gas | Miscellaneous | E3 |  | Baseline Forecast | 0 | 0 | 0 | 0 | 0 | 0 | 0 | 0 | 0 | 0 | 0 | 0 | 0 | 0 | 0 | 0 | 0 | 0 | 0 | 0 | 0 | 0 | 0 | 0 | 0 | 0 | 0
Commercial_Grocery (ID)_Existing_Miscellaneous_Natural Gas_Miscellaneous_E4_Baseline Forecast | Commercial | Grocery (ID) | Existing | Miscellaneous | Natural Gas | Miscellaneous | E4 |  | Baseline Forecast | 0 | 0 | 0 | 0 | 0 | 0 | 0 | 0 | 0 | 0 | 0 | 0 | 0 | 0 | 0 | 0 | 0 | 0 | 0 | 0 | 0 | 0 | 0 | 0 | 0 | 0 | 0
Commercial_Grocery (ID)_Existing_Miscellaneous_Natural Gas_Miscellaneous_E5_Baseline Forecast | Commercial | Grocery (ID) | Existing | Miscellaneous | Natural Gas | Miscellaneous | E5 |  | Baseline Forecast | 0 | 0 | 0 | 0 | 0 | 0 | 0 | 0 | 0 | 0 | 0 | 0 | 0 | 0 | 0 | 0 | 0 | 0 | 0 | 0 | 0 | 0 | 0 | 0 | 0 | 0 | 0
Commercial_Grocery (ID)_Existing_Miscellaneous_Natural Gas_Miscellaneous_E6_Baseline Forecast | Commercial | Grocery (ID) | Existing | Miscellaneous | Natural Gas | Miscellaneous | E6 |  | Baseline Forecast | 0 | 0 | 0 | 0 | 0 | 0 | 0 | 0 | 0 | 0 | 0 | 0 | 0 | 0 | 0 | 0 | 0 | 0 | 0 | 0 | 0 | 0 | 0 | 0 | 0 | 0 | 0
Commercial_Grocery (ID)_Existing_Miscellaneous_Natural Gas_Miscellaneous_E7_Baseline Forecast | Commercial | Grocery (ID) | Existing | Miscellaneous | Natural Gas | Miscellaneous | E7 |  | Baseline Forecast | 0 | 0 | 0 | 0 | 0 | 0 | 0 | 0 | 0 | 0 | 0 | 0 | 0 | 0 | 0 | 0 | 0 | 0 | 0 | 0 | 0 | 0 | 0 | 0 | 0 | 0 | 0
Commercial_Grocery (ID)_Existing_Miscellaneous_Natural Gas_Miscellaneous_E8_Baseline Forecast | Commercial | Grocery (ID) | Existing | Miscellaneous | Natural Gas | Miscellaneous | E8 |  | Baseline Forecast | 0 | 0 | 0 | 0 | 0 | 0 | 0 | 0 | 0 | 0 | 0 | 0 | 0 | 0 | 0 | 0 | 0 | 0 | 0 | 0 | 0 | 0 | 0 | 0 | 0 | 0 | 0
Commercial_Grocery (ID)_Existing_Miscellaneous_Natural Gas_Miscellaneous_E9_Baseline Forecast | Commercial | Grocery (ID) | Existing | Miscellaneous | Natural Gas | Miscellaneous | E9 |  | Baseline Forecast | 0 | 0 | 0 | 0 | 0 | 0 | 0 | 0 | 0 | 0 | 0 | 0 | 0 | 0 | 0 | 0 | 0 | 0 | 0 | 0 | 0 | 0 | 0 | 0 | 0 | 0 | 0
Commercial_Grocery (ID)_Existing_Miscellaneous_Natural Gas_Miscellaneous_E10_Baseline Forecast | Commercial | Grocery (ID) | Existing | Miscellaneous | Natural Gas | Miscellaneous | E10 |  | Baseline Forecast | 0 | 0 | 0 | 0 | 0 | 0 | 0 | 0 | 0 | 0 | 0 | 0 | 0 | 0 | 0 | 0 | 0 | 0 | 0 | 0 | 0 | 0 | 0 | 0 | 0 | 0 | 0
Commercial_Grocery (ID)_Existing_Miscellaneous_Natural Gas_Miscellaneous_Vintage_Baseline Forecast | Commercial | Grocery (ID) | Existing | Miscellaneous | Natural Gas | Miscellaneous | Vintage | Vintage | Baseline Forecast | 1616977.0288 | 1451499.3797 | 1266056.1959 | 1065460.2792 | 896647.0921 | 754580.9294 | 635023.951 | 534409.7666 | 449737.0503 | 378480.0112 | 318513.0484 | 268047.3446 | 225577.5056 | 189836.654 | 159758.6387 | 134446.231 | 113144.3607 | 95217.5918 | 80131.1682 | 67435.061 | 56750.5449 | 47758.9001 | 40191.9055 | 33823.8374 | 28464.7359 | 23954.7388 | 20159.3126
Commercial_Grocery (ID)_New_Space Heating_Natural Gas_Furnace_E1_Baseline Forecast | Commercial | Grocery (ID) | New | Space Heating | Natural Gas | Furnace | E1 | AFUE 80% (Standard) | Baseline Forecast | 0 | 34852.1447 | 67421.6007 | 106313.3556 | 146043.5723 | 181994.8131 | 213449.0176 | 243867.0422 | 273383.0991 | 301781.8261 | 329728.2519 | 352170.0383 | 373627.9506 | 394239.1178 | 414101.766 | 433193.0904 | 451557.8104 | 469253.9013 | 486435.1202 | 503035.0094 | 518964.717 | 534411.8241 | 550018.3666 | 563735.371 | 577755.688 | 592690.7591 | 605840.672
Commercial_Grocery (ID)_New_Space Heating_Natural Gas_Furnace_E2_Baseline Forecast | Commercial | Grocery (ID) | New | Space Heating | Natural Gas | Furnace | E2 | AFUE 90% | Baseline Forecast | 0 | 0 | 0 | 0 | 0 | 0 | 0 | 0 | 0 | 0 | 0 | 5479.6131 | 11492.6165 | 17951.4941 | 24961.2381 | 32468.1981 | 40337.0874 | 48433.2086 | 56735.605 | 65177.8473 | 73687.8217 | 82280.2563 | 90473.3737 | 100518.2172 | 109850.8398 | 119361.4863 | 127968.3967
Commercial_Grocery (ID)_New_Space Heating_Natural Gas_Furnace_E3_Baseline Forecast | Commercial | Grocery (ID) | New | Space Heating | Natural Gas | Furnace | E3 | AFUE 96% | Baseline Forecast | 0 | 0 | 0 | 0 | 0 | 0 | 0 | 0 | 0 | 0 | 0 | 0 | 0 | 0 | 0 | 0 | 0 | 0 | 0 | 0 | 0 | 0 | 0 | 0 | 0 | 0 | 0
Commercial_Grocery (ID)_New_Space Heating_Natural Gas_Furnace_E4_Baseline Forecast | Commercial | Grocery (ID) | New | Space Heating | Natural Gas | Furnace | E4 |  | Baseline Forecast | 0 | 0 | 0 | 0 | 0 | 0 | 0 | 0 | 0 | 0 | 0 | 0 | 0 | 0 | 0 | 0 | 0 | 0 | 0 | 0 | 0 | 0 | 0 | 0 | 0 | 0 | 0
Commercial_Grocery (ID)_New_Space Heating_Natural Gas_Furnace_E5_Baseline Forecast | Commercial | Grocery (ID) | New | Space Heating | Natural Gas | Furnace | E5 |  | Baseline Forecast | 0 | 0 | 0 | 0 | 0 | 0 | 0 | 0 | 0 | 0 | 0 | 0 | 0 | 0 | 0 | 0 | 0 | 0 | 0 | 0 | 0 | 0 | 0 | 0 | 0 | 0 | 0
Commercial_Grocery (ID)_New_Space Heating_Natural Gas_Furnace_E6_Baseline Forecast | Commercial | Grocery (ID) | New | Space Heating | Natural Gas | Furnace | E6 |  | Baseline Forecast | 0 | 0 | 0 | 0 | 0 | 0 | 0 | 0 | 0 | 0 | 0 | 0 | 0 | 0 | 0 | 0 | 0 | 0 | 0 | 0 | 0 | 0 | 0 | 0 | 0 | 0 | 0
Commercial_Grocery (ID)_New_Space Heating_Natural Gas_Furnace_E7_Baseline Forecast | Commercial | Grocery (ID) | New | Space Heating | Natural Gas | Furnace | E7 |  | Baseline Forecast | 0 | 0 | 0 | 0 | 0 | 0 | 0 | 0 | 0 | 0 | 0 | 0 | 0 | 0 | 0 | 0 | 0 | 0 | 0 | 0 | 0 | 0 | 0 | 0 | 0 | 0 | 0
Commercial_Grocery (ID)_New_Space Heating_Natural Gas_Furnace_E8_Baseline Forecast | Commercial | Grocery (ID) | New | Space Heating | Natural Gas | Furnace | E8 |  | Baseline Forecast | 0 | 0 | 0 | 0 | 0 | 0 | 0 | 0 | 0 | 0 | 0 | 0 | 0 | 0 | 0 | 0 | 0 | 0 | 0 | 0 | 0 | 0 | 0 | 0 | 0 | 0 | 0
Commercial_Grocery (ID)_New_Space Heating_Natural Gas_Furnace_E9_Baseline Forecast | Commercial | Grocery (ID) | New | Space Heating | Natural Gas | Furnace | E9 |  | Baseline Forecast | 0 | 0 | 0 | 0 | 0 | 0 | 0 | 0 | 0 | 0 | 0 | 0 | 0 | 0 | 0 | 0 | 0 | 0 | 0 | 0 | 0 | 0 | 0 | 0 | 0 | 0 | 0
Commercial_Grocery (ID)_New_Space Heating_Natural Gas_Furnace_E10_Baseline Forecast | Commercial | Grocery (ID) | New | Space Heating | Natural Gas | Furnace | E10 |  | Baseline Forecast | 0 | 0 | 0 | 0 | 0 | 0 | 0 | 0 | 0 | 0 | 0 | 0 | 0 | 0 | 0 | 0 | 0 | 0 | 0 | 0 | 0 | 0 | 0 | 0 | 0 | 0 | 0
Commercial_Grocery (ID)_New_Space Heating_Natural Gas_Furnace_Vintage_Baseline Forecast | Commercial | Grocery (ID) | New | Space Heating | Natural Gas | Furnace | Vintage | Vintage | Baseline Forecast | 0 | 0 | 0 | 0 | 0 | 0 | 0 | 0 | 0 | 0 | 0 | 0 | 0 | 0 | 0 | 0 | 0 | 0 | 0 | 0 | 0 | 0 | 0 | 0 | 0 | 0 | 0
Commercial_Grocery (ID)_New_Space Heating_Natural Gas_Boiler_E1_Baseline Forecast | Commercial | Grocery (ID) | New | Space Heating | Natural Gas | Boiler | E1 | AFUE 80% (Standard) | Baseline Forecast | 0 | 102.3641 | 198.0237 | 312.2525 | 428.944 | 534.5363 | 626.9203 | 716.2609 | 802.9524 | 886.3622 | 968.4436 | 1050.4514 | 1131.1361 | 1210.6434 | 1289.5702 | 1367.692 | 1444.7426 | 1520.4968 | 1595.3446 | 1762.5063 | 1834.288 | 1904.8945 | 2063.7624 | 2222.3779 | 2378.2639 | 2541.4444 | 2686.6759
Commercial_Grocery (ID)_New_Space Heating_Natural Gas_Boiler_E2_Baseline Forecast | Commercial | Grocery (ID) | New | Space Heating | Natural Gas | Boiler | E2 | AFUE 85% | Baseline Forecast | 0 | 0 | 0 | 0 | 0 | 0 | 0 | 0 | 0 | 0 | 0 | 0 | 0 | 0 | 0 | 0 | 0 | 0 | 0 | 0 | 0 | 0 | 0 | 0 | 0 | 0 | 0
Commercial_Grocery (ID)_New_Space Heating_Natural Gas_Boiler_E3_Baseline Forecast | Commercial | Grocery (ID) | New | Space Heating | Natural Gas | Boiler | E3 | AFUE 97% | Baseline Forecast | 0 | 130.2816 | 252.0302 | 397.4123 | 545.9287 | 680.3189 | 797.8985 | 911.6048 | 1021.9395 | 1128.0974 | 1232.5645 | 1336.9381 | 1439.6278 | 1540.8189 | 1641.2712 | 1740.6989 | 1838.7633 | 1935.1777 | 2030.4386 | 2030.4386 | 2121.7971 | 2211.6599 | 2211.6599 | 2211.6599 | 2211.6599 | 2211.6599 | 2211.6599
Commercial_Grocery (ID)_New_Space Heating_Natural Gas_Boiler_E4_Baseline Forecast | Commercial | Grocery (ID) | New | Space Heating | Natural Gas | Boiler | E4 | Convert to NG Air Source Heat Pump | Baseline Forecast | 0 | 0 | 0 | 0 | 0 | 0 | 0 | 0 | 0 | 0 | 0 | 0 | 0 | 0 | 0 | 0 | 0 | 0 | 0 | 0 | 0 | 0 | 0 | 0 | 0 | 0 | 0
Commercial_Grocery (ID)_New_Space Heating_Natural Gas_Boiler_E5_Baseline Forecast | Commercial | Grocery (ID) | New | Space Heating | Natural Gas | Boiler | E5 |  | Baseline Forecast | 0 | 0 | 0 | 0 | 0 | 0 | 0 | 0 | 0 | 0 | 0 | 0 | 0 | 0 | 0 | 0 | 0 | 0 | 0 | 0 | 0 | 0 | 0 | 0 | 0 | 0 | 0
Commercial_Grocery (ID)_New_Space Heating_Natural Gas_Boiler_E6_Baseline Forecast | Commercial | Grocery (ID) | New | Space Heating | Natural Gas | Boiler | E6 |  | Baseline Forecast | 0 | 0 | 0 | 0 | 0 | 0 | 0 | 0 | 0 | 0 | 0 | 0 | 0 | 0 | 0 | 0 | 0 | 0 | 0 | 0 | 0 | 0 | 0 | 0 | 0 | 0 | 0
Commercial_Grocery (ID)_New_Space Heating_Natural Gas_Boiler_E7_Baseline Forecast | Commercial | Grocery (ID) | New | Space Heating | Natural Gas | Boiler | E7 |  | Baseline Forecast | 0 | 0 | 0 | 0 | 0 | 0 | 0 | 0 | 0 | 0 | 0 | 0 | 0 | 0 | 0 | 0 | 0 | 0 | 0 | 0 | 0 | 0 | 0 | 0 | 0 | 0 | 0
Commercial_Grocery (ID)_New_Space Heating_Natural Gas_Boiler_E8_Baseline Forecast | Commercial | Grocery (ID) | New | Space Heating | Natural Gas | Boiler | E8 |  | Baseline Forecast | 0 | 0 | 0 | 0 | 0 | 0 | 0 | 0 | 0 | 0 | 0 | 0 | 0 | 0 | 0 | 0 | 0 | 0 | 0 | 0 | 0 | 0 | 0 | 0 | 0 | 0 | 0
Commercial_Grocery (ID)_New_Space Heating_Natural Gas_Boiler_E9_Baseline Forecast | Commercial | Grocery (ID) | New | Space Heating | Natural Gas | Boiler | E9 |  | Baseline Forecast | 0 | 0 | 0 | 0 | 0 | 0 | 0 | 0 | 0 | 0 | 0 | 0 | 0 | 0 | 0 | 0 | 0 | 0 | 0 | 0 | 0 | 0 | 0 | 0 | 0 | 0 | 0
Commercial_Grocery (ID)_New_Space Heating_Natural Gas_Boiler_E10_Baseline Forecast | Commercial | Grocery (ID) | New | Space Heating | Natural Gas | Boiler | E10 |  | Baseline Forecast | 0 | 0 | 0 | 0 | 0 | 0 | 0 | 0 | 0 | 0 | 0 | 0 | 0 | 0 | 0 | 0 | 0 | 0 | 0 | 0 | 0 | 0 | 0 | 0 | 0 | 0 | 0
Commercial_Grocery (ID)_New_Space Heating_Natural Gas_Boiler_Vintage_Baseline Forecast | Commercial | Grocery (ID) | New | Space Heating | Natural Gas | Boiler | Vintage | Vintage | Baseline Forecast | 0 | 0 | 0 | 0 | 0 | 0 | 0 | 0 | 0 | 0 | 0 | 0 | 0 | 0 | 0 | 0 | 0 | 0 | 0 | 0 | 0 | 0 | 0 | 0 | 0 | 0 | 0
Commercial_Grocery (ID)_New_Space Heating_Natural Gas_Unit Heater_E1_Baseline Forecast | Commercial | Grocery (ID) | New | Space Heating | Natural Gas | Unit Heater | E1 | Standard | Baseline Forecast | 0 | 0 | 0 | 0 | 0 | 0 | 0 | 0 | 0 | 0 | 0 | 0 | 0 | 0 | 0 | 0 | 0 | 0 | 0 | 0 | 0 | 0 | 0 | 0 | 0 | 0 | 0
Commercial_Grocery (ID)_New_Space Heating_Natural Gas_Unit Heater_E2_Baseline Forecast | Commercial | Grocery (ID) | New | Space Heating | Natural Gas | Unit Heater | E2 | Condensing | Baseline Forecast | 0 | 0 | 0 | 0 | 0 | 0 | 0 | 0 | 0 | 0 | 0 | 0 | 0 | 0 | 0 | 0 | 0 | 0 | 0 | 0 | 0 | 0 | 0 | 0 | 0 | 0 | 0
Commercial_Grocery (ID)_New_Space Heating_Natural Gas_Unit Heater_E3_Baseline Forecast | Commercial | Grocery (ID) | New | Space Heating | Natural Gas | Unit Heater | E3 | Infrared Radiant | Baseline Forecast | 0 | 0 | 0 | 0 | 0 | 0 | 0 | 0 | 0 | 0 | 0 | 0 | 0 | 0 | 0 | 0 | 0 | 0 | 0 | 0 | 0 | 0 | 0 | 0 | 0 | 0 | 0
Commercial_Grocery (ID)_New_Space Heating_Natural Gas_Unit Heater_E4_Baseline Forecast | Commercial | Grocery (ID) | New | Space Heating | Natural Gas | Unit Heater | E4 |  | Baseline Forecast | 0 | 0 | 0 | 0 | 0 | 0 | 0 | 0 | 0 | 0 | 0 | 0 | 0 | 0 | 0 | 0 | 0 | 0 | 0 | 0 | 0 | 0 | 0 | 0 | 0 | 0 | 0
Commercial_Grocery (ID)_New_Space Heating_Natural Gas_Unit Heater_E5_Baseline Forecast | Commercial | Grocery (ID) | New | Space Heating | Natural Gas | Unit Heater | E5 |  | Baseline Forecast | 0 | 0 | 0 | 0 | 0 | 0 | 0 | 0 | 0 | 0 | 0 | 0 | 0 | 0 | 0 | 0 | 0 | 0 | 0 | 0 | 0 | 0 | 0 | 0 | 0 | 0 | 0
Commercial_Grocery (ID)_New_Space Heating_Natural Gas_Unit Heater_E6_Baseline Forecast | Commercial | Grocery (ID) | New | Space Heating | Natural Gas | Unit Heater | E6 |  | Baseline Forecast | 0 | 0 | 0 | 0 | 0 | 0 | 0 | 0 | 0 | 0 | 0 | 0 | 0 | 0 | 0 | 0 | 0 | 0 | 0 | 0 | 0 | 0 | 0 | 0 | 0 | 0 | 0
Commercial_Grocery (ID)_New_Space Heating_Natural Gas_Unit Heater_E7_Baseline Forecast | Commercial | Grocery (ID) | New | Space Heating | Natural Gas | Unit Heater | E7 |  | Baseline Forecast | 0 | 0 | 0 | 0 | 0 | 0 | 0 | 0 | 0 | 0 | 0 | 0 | 0 | 0 | 0 | 0 | 0 | 0 | 0 | 0 | 0 | 0 | 0 | 0 | 0 | 0 | 0
Commercial_Grocery (ID)_New_Space Heating_Natural Gas_Unit Heater_E8_Baseline Forecast | Commercial | Grocery (ID) | New | Space Heating | Natural Gas | Unit Heater | E8 |  | Baseline Forecast | 0 | 0 | 0 | 0 | 0 | 0 | 0 | 0 | 0 | 0 | 0 | 0 | 0 | 0 | 0 | 0 | 0 | 0 | 0 | 0 | 0 | 0 | 0 | 0 | 0 | 0 | 0
Commercial_Grocery (ID)_New_Space Heating_Natural Gas_Unit Heater_E9_Baseline Forecast | Commercial | Grocery (ID) | New | Space Heating | Natural Gas | Unit Heater | E9 |  | Baseline Forecast | 0 | 0 | 0 | 0 | 0 | 0 | 0 | 0 | 0 | 0 | 0 | 0 | 0 | 0 | 0 | 0 | 0 | 0 | 0 | 0 | 0 | 0 | 0 | 0 | 0 | 0 | 0
Commercial_Grocery (ID)_New_Space Heating_Natural Gas_Unit Heater_E10_Baseline Forecast | Commercial | Grocery (ID) | New | Space Heating | Natural Gas | Unit Heater | E10 |  | Baseline Forecast | 0 | 0 | 0 | 0 | 0 | 0 | 0 | 0 | 0 | 0 | 0 | 0 | 0 | 0 | 0 | 0 | 0 | 0 | 0 | 0 | 0 | 0 | 0 | 0 | 0 | 0 | 0
Commercial_Grocery (ID)_New_Space Heating_Natural Gas_Unit Heater_Vintage_Baseline Forecast | Commercial | Grocery (ID) | New | Space Heating | Natural Gas | Unit Heater | Vintage | Vintage | Baseline Forecast | 0 | 0 | 0 | 0 | 0 | 0 | 0 | 0 | 0 | 0 | 0 | 0 | 0 | 0 | 0 | 0 | 0 | 0 | 0 | 0 | 0 | 0 | 0 | 0 | 0 | 0 | 0
Commercial_Grocery (ID)_New_Water Heating_Natural Gas_Water Heater_E1_Baseline Forecast | Commercial | Grocery (ID) | New | Water Heating | Natural Gas | Water Heater | E1 | TE 0.80 | Baseline Forecast | 0 | 13335.141 | 25796.8789 | 40677.6571 | 55879.2479 | 69634.9256 | 81669.9454 | 93308.5017 | 104601.9468 | 115467.8786 | 126160.7509 | 136844.0475 | 147354.9798 | 157712.5308 | 167994.4559 | 178171.5017 | 188209.0154 | 198077.6416 | 207828.1923 | 217409.8223 | 226760.9428 | 235958.9616 | 245065.1966 | 254156.964 | 263092.2748 | 272445.7047 | 280770.3088
Commercial_Grocery (ID)_New_Water Heating_Natural Gas_Water Heater_E2_Baseline Forecast | Commercial | Grocery (ID) | New | Water Heating | Natural Gas | Water Heater | E2 | TE 0.90 | Baseline Forecast | 0 | 0 | 0 | 0 | 0 | 0 | 0 | 0 | 0 | 0 | 0 | 0 | 0 | 0 | 0 | 0 | 0 | 0 | 0 | 0 | 0 | 0 | 0 | 0 | 0 | 0 | 0
Commercial_Grocery (ID)_New_Water Heating_Natural Gas_Water Heater_E3_Baseline Forecast | Commercial | Grocery (ID) | New | Water Heating | Natural Gas | Water Heater | E3 | TE 0.94 | Baseline Forecast | 0 | 15037.4995 | 29090.0974 | 45870.5495 | 63012.7689 | 78524.4905 | 92095.8959 | 105220.2253 | 117955.3868 | 130208.4589 | 142266.3786 | 154313.5004 | 166166.2539 | 177846.0454 | 189440.5566 | 200916.7998 | 212235.6983 | 223364.149 | 234359.4509 | 245164.2677 | 255709.1483 | 266081.3822 | 276350.1153 | 286602.5339 | 296678.5226 | 307226.0074 | 316613.3269
Commercial_Grocery (ID)_New_Water Heating_Natural Gas_Water Heater_E4_Baseline Forecast | Commercial | Grocery (ID) | New | Water Heating | Natural Gas | Water Heater | E4 | Instantaneous TE 0.94 | Baseline Forecast | 0 | 0 | 0 | 0 | 0 | 0 | 0 | 0 | 0 | 0 | 0 | 0 | 0 | 0 | 0 | 0 | 0 | 0 | 0 | 0 | 0 | 0 | 0 | 0 | 0 | 0 | 0
Commercial_Grocery (ID)_New_Water Heating_Natural Gas_Water Heater_E5_Baseline Forecast | Commercial | Grocery (ID) | New | Water Heating | Natural Gas | Water Heater | E5 | Gas-Fired Absorption HPWH | Baseline Forecast | 0 | 0 | 0 | 0 | 0 | 0 | 0 | 0 | 0 | 0 | 0 | 0 | 0 | 0 | 0 | 0 | 0 | 0 | 0 | 0 | 0 | 0 | 0 | 0 | 0 | 0 | 0
Commercial_Grocery (ID)_New_Water Heating_Natural Gas_Water Heater_E6_Baseline Forecast | Commercial | Grocery (ID) | New | Water Heating | Natural Gas | Water Heater | E6 |  | Baseline Forecast | 0 | 0 | 0 | 0 | 0 | 0 | 0 | 0 | 0 | 0 | 0 | 0 | 0 | 0 | 0 | 0 | 0 | 0 | 0 | 0 | 0 | 0 | 0 | 0 | 0 | 0 | 0
Commercial_Grocery (ID)_New_Water Heating_Natural Gas_Water Heater_E7_Baseline Forecast | Commercial | Grocery (ID) | New | Water Heating | Natural Gas | Water Heater | E7 |  | Baseline Forecast | 0 | 0 | 0 | 0 | 0 | 0 | 0 | 0 | 0 | 0 | 0 | 0 | 0 | 0 | 0 | 0 | 0 | 0 | 0 | 0 | 0 | 0 | 0 | 0 | 0 | 0 | 0
Commercial_Grocery (ID)_New_Water Heating_Natural Gas_Water Heater_E8_Baseline Forecast | Commercial | Grocery (ID) | New | Water Heating | Natural Gas | Water Heater | E8 |  | Baseline Forecast | 0 | 0 | 0 | 0 | 0 | 0 | 0 | 0 | 0 | 0 | 0 | 0 | 0 | 0 | 0 | 0 | 0 | 0 | 0 | 0 | 0 | 0 | 0 | 0 | 0 | 0 | 0
Commercial_Grocery (ID)_New_Water Heating_Natural Gas_Water Heater_E9_Baseline Forecast | Commercial | Grocery (ID) | New | Water Heating | Natural Gas | Water Heater | E9 |  | Baseline Forecast | 0 | 0 | 0 | 0 | 0 | 0 | 0 | 0 | 0 | 0 | 0 | 0 | 0 | 0 | 0 | 0 | 0 | 0 | 0 | 0 | 0 | 0 | 0 | 0 | 0 | 0 | 0
Commercial_Grocery (ID)_New_Water Heating_Natural Gas_Water Heater_E10_Baseline Forecast | Commercial | Grocery (ID) | New | Water Heating | Natural Gas | Water Heater | E10 |  | Baseline Forecast | 0 | 0 | 0 | 0 | 0 | 0 | 0 | 0 | 0 | 0 | 0 | 0 | 0 | 0 | 0 | 0 | 0 | 0 | 0 | 0 | 0 | 0 | 0 | 0 | 0 | 0 | 0
Commercial_Grocery (ID)_New_Water Heating_Natural Gas_Water Heater_Vintage_Baseline Forecast | Commercial | Grocery (ID) | New | Water Heating | Natural Gas | Water Heater | Vintage | Vintage | Baseline Forecast | 0 | 0 | 0 | 0 | 0 | 0 | 0 | 0 | 0 | 0 | 0 | 0 | 0 | 0 | 0 | 0 | 0 | 0 | 0 | 0 | 0 | 0 | 0 | 0 | 0 | 0 | 0
Commercial_Grocery (ID)_New_Food Preparation_Natural Gas_Oven_E1_Baseline Forecast | Commercial | Grocery (ID) | New | Food Preparation | Natural Gas | Oven | E1 | Standard | Baseline Forecast | 0 | 2154.9472 | 4168.7532 | 6573.474 | 9030.0379 | 11252.9434 | 13197.7922 | 15078.5728 | 16903.5837 | 18659.5088 | 20387.4677 | 22113.8791 | 23812.4367 | 25486.2079 | 27147.7581 | 28792.3598 | 30414.4133 | 32009.1747 | 33584.8552 | 35133.2383 | 36644.3713 | 38130.7631 | 39602.3228 | 41071.5445 | 42515.4829 | 44026.9891 | 45372.2379
Commercial_Grocery (ID)_New_Food Preparation_Natural Gas_Oven_E2_Baseline Forecast | Commercial | Grocery (ID) | New | Food Preparation | Natural Gas | Oven | E2 | ENERGY STAR (>42% Baking Efficiency) | Baseline Forecast | 0 | 3101.0216 | 5998.9375 | 9459.3895 | 12994.4448 | 16193.2601 | 18991.9449 | 21698.434 | 24324.6692 | 26851.4883 | 29338.0633 | 31822.4114 | 34266.6772 | 36675.2748 | 39066.286 | 41432.908 | 43767.0826 | 46061.9831 | 48329.4258 | 50557.5869 | 52732.144 | 54871.0981 | 56988.7084 | 59102.9543 | 61180.8169 | 63355.9111 | 65291.7569
Commercial_Grocery (ID)_New_Food Preparation_Natural Gas_Oven_E3_Baseline Forecast | Commercial | Grocery (ID) | New | Food Preparation | Natural Gas | Oven | E3 |  | Baseline Forecast | 0 | 0 | 0 | 0 | 0 | 0 | 0 | 0 | 0 | 0 | 0 | 0 | 0 | 0 | 0 | 0 | 0 | 0 | 0 | 0 | 0 | 0 | 0 | 0 | 0 | 0 | 0
Commercial_Grocery (ID)_New_Food Preparation_Natural Gas_Oven_E4_Baseline Forecast | Commercial | Grocery (ID) | New | Food Preparation | Natural Gas | Oven | E4 |  | Baseline Forecast | 0 | 0 | 0 | 0 | 0 | 0 | 0 | 0 | 0 | 0 | 0 | 0 | 0 | 0 | 0 | 0 | 0 | 0 | 0 | 0 | 0 | 0 | 0 | 0 | 0 | 0 | 0
Commercial_Grocery (ID)_New_Food Preparation_Natural Gas_Oven_E5_Baseline Forecast | Commercial | Grocery (ID) | New | Food Preparation | Natural Gas | Oven | E5 |  | Baseline Forecast | 0 | 0 | 0 | 0 | 0 | 0 | 0 | 0 | 0 | 0 | 0 | 0 | 0 | 0 | 0 | 0 | 0 | 0 | 0 | 0 | 0 | 0 | 0 | 0 | 0 | 0 | 0
Commercial_Grocery (ID)_New_Food Preparation_Natural Gas_Oven_E6_Baseline Forecast | Commercial | Grocery (ID) | New | Food Preparation | Natural Gas | Oven | E6 |  | Baseline Forecast | 0 | 0 | 0 | 0 | 0 | 0 | 0 | 0 | 0 | 0 | 0 | 0 | 0 | 0 | 0 | 0 | 0 | 0 | 0 | 0 | 0 | 0 | 0 | 0 | 0 | 0 | 0
Commercial_Grocery (ID)_New_Food Preparation_Natural Gas_Oven_E7_Baseline Forecast | Commercial | Grocery (ID) | New | Food Preparation | Natural Gas | Oven | E7 |  | Baseline Forecast | 0 | 0 | 0 | 0 | 0 | 0 | 0 | 0 | 0 | 0 | 0 | 0 | 0 | 0 | 0 | 0 | 0 | 0 | 0 | 0 | 0 | 0 | 0 | 0 | 0 | 0 | 0
Commercial_Grocery (ID)_New_Food Preparation_Natural Gas_Oven_E8_Baseline Forecast | Commercial | Grocery (ID) | New | Food Preparation | Natural Gas | Oven | E8 |  | Baseline Forecast | 0 | 0 | 0 | 0 | 0 | 0 | 0 | 0 | 0 | 0 | 0 | 0 | 0 | 0 | 0 | 0 | 0 | 0 | 0 | 0 | 0 | 0 | 0 | 0 | 0 | 0 | 0
Commercial_Grocery (ID)_New_Food Preparation_Natural Gas_Oven_E9_Baseline Forecast | Commercial | Grocery (ID) | New | Food Preparation | Natural Gas | Oven | E9 |  | Baseline Forecast | 0 | 0 | 0 | 0 | 0 | 0 | 0 | 0 | 0 | 0 | 0 | 0 | 0 | 0 | 0 | 0 | 0 | 0 | 0 | 0 | 0 | 0 | 0 | 0 | 0 | 0 | 0
Commercial_Grocery (ID)_New_Food Preparation_Natural Gas_Oven_E10_Baseline Forecast | Commercial | Grocery (ID) | New | Food Preparation | Natural Gas | Oven | E10 |  | Baseline Forecast | 0 | 0 | 0 | 0 | 0 | 0 | 0 | 0 | 0 | 0 | 0 | 0 | 0 | 0 | 0 | 0 | 0 | 0 | 0 | 0 | 0 | 0 | 0 | 0 | 0 | 0 | 0
Commercial_Grocery (ID)_New_Food Preparation_Natural Gas_Oven_Vintage_Baseline Forecast | Commercial | Grocery (ID) | New | Food Preparation | Natural Gas | Oven | Vintage | Vintage | Baseline Forecast | 0 | 0 | 0 | 0 | 0 | 0 | 0 | 0 | 0 | 0 | 0 | 0 | 0 | 0 | 0 | 0 | 0 | 0 | 0 | 0 | 0 | 0 | 0 | 0 | 0 | 0 | 0
Commercial_Grocery (ID)_New_Food Preparation_Natural Gas_Conveyor Oven_E1_Baseline Forecast | Commercial | Grocery (ID) | New | Food Preparation | Natural Gas | Conveyor Oven | E1 | Standard | Baseline Forecast | 0 | 1077.4736 | 2084.3766 | 3286.737 | 4515.0189 | 5626.4717 | 6598.8961 | 7539.2864 | 8451.7918 | 9329.7544 | 10193.7338 | 11056.9396 | 11906.2183 | 12743.104 | 13573.879 | 14396.1799 | 15207.2067 | 16004.5874 | 16792.4276 | 17566.6192 | 18322.1856 | 19065.3816 | 19801.1614 | 20535.7722 | 21257.7415 | 22013.4945 | 22686.1189
Commercial_Grocery (ID)_New_Food Preparation_Natural Gas_Conveyor Oven_E2_Baseline Forecast | Commercial | Grocery (ID) | New | Food Preparation | Natural Gas | Conveyor Oven | E2 | ENERGY STAR (>42% Baking Efficiency) | Baseline Forecast | 0 | 1550.5108 | 2999.4688 | 4729.6947 | 6497.2224 | 8096.63 | 9495.9724 | 10849.217 | 12162.3346 | 13425.7442 | 14669.0316 | 15911.2057 | 17133.3386 | 18337.6374 | 19533.143 | 20716.454 | 21883.5413 | 23030.9916 | 24164.7129 | 25278.7934 | 26366.072 | 27435.5491 | 28494.3542 | 29551.4771 | 30590.4085 | 31677.9556 | 32645.8785
Commercial_Grocery (ID)_New_Food Preparation_Natural Gas_Conveyor Oven_E3_Baseline Forecast | Commercial | Grocery (ID) | New | Food Preparation | Natural Gas | Conveyor Oven | E3 |  | Baseline Forecast | 0 | 0 | 0 | 0 | 0 | 0 | 0 | 0 | 0 | 0 | 0 | 0 | 0 | 0 | 0 | 0 | 0 | 0 | 0 | 0 | 0 | 0 | 0 | 0 | 0 | 0 | 0
Commercial_Grocery (ID)_New_Food Preparation_Natural Gas_Conveyor Oven_E4_Baseline Forecast | Commercial | Grocery (ID) | New | Food Preparation | Natural Gas | Conveyor Oven | E4 |  | Baseline Forecast | 0 | 0 | 0 | 0 | 0 | 0 | 0 | 0 | 0 | 0 | 0 | 0 | 0 | 0 | 0 | 0 | 0 | 0 | 0 | 0 | 0 | 0 | 0 | 0 | 0 | 0 | 0
Commercial_Grocery (ID)_New_Food Preparation_Natural Gas_Conveyor Oven_E5_Baseline Forecast | Commercial | Grocery (ID) | New | Food Preparation | Natural Gas | Conveyor Oven | E5 |  | Baseline Forecast | 0 | 0 | 0 | 0 | 0 | 0 | 0 | 0 | 0 | 0 | 0 | 0 | 0 | 0 | 0 | 0 | 0 | 0 | 0 | 0 | 0 | 0 | 0 | 0 | 0 | 0 | 0
Commercial_Grocery (ID)_New_Food Preparation_Natural Gas_Conveyor Oven_E6_Baseline Forecast | Commercial | Grocery (ID) | New | Food Preparation | Natural Gas | Conveyor Oven | E6 |  | Baseline Forecast | 0 | 0 | 0 | 0 | 0 | 0 | 0 | 0 | 0 | 0 | 0 | 0 | 0 | 0 | 0 | 0 | 0 | 0 | 0 | 0 | 0 | 0 | 0 | 0 | 0 | 0 | 0
Commercial_Grocery (ID)_New_Food Preparation_Natural Gas_Conveyor Oven_E7_Baseline Forecast | Commercial | Grocery (ID) | New | Food Preparation | Natural Gas | Conveyor Oven | E7 |  | Baseline Forecast | 0 | 0 | 0 | 0 | 0 | 0 | 0 | 0 | 0 | 0 | 0 | 0 | 0 | 0 | 0 | 0 | 0 | 0 | 0 | 0 | 0 | 0 | 0 | 0 | 0 | 0 | 0
Commercial_Grocery (ID)_New_Food Preparation_Natural Gas_Conveyor Oven_E8_Baseline Forecast | Commercial | Grocery (ID) | New | Food Preparation | Natural Gas | Conveyor Oven | E8 |  | Baseline Forecast | 0 | 0 | 0 | 0 | 0 | 0 | 0 | 0 | 0 | 0 | 0 | 0 | 0 | 0 | 0 | 0 | 0 | 0 | 0 | 0 | 0 | 0 | 0 | 0 | 0 | 0 | 0
Commercial_Grocery (ID)_New_Food Preparation_Natural Gas_Conveyor Oven_E9_Baseline Forecast | Commercial | Grocery (ID) | New | Food Preparation | Natural Gas | Conveyor Oven | E9 |  | Baseline Forecast | 0 | 0 | 0 | 0 | 0 | 0 | 0 | 0 | 0 | 0 | 0 | 0 | 0 | 0 | 0 | 0 | 0 | 0 | 0 | 0 | 0 | 0 | 0 | 0 | 0 | 0 | 0
Commercial_Grocery (ID)_New_Food Preparation_Natural Gas_Conveyor Oven_E10_Baseline Forecast | Commercial | Grocery (ID) | New | Food Preparation | Natural Gas | Conveyor Oven | E10 |  | Baseline Forecast | 0 | 0 | 0 | 0 | 0 | 0 | 0 | 0 | 0 | 0 | 0 | 0 | 0 | 0 | 0 | 0 | 0 | 0 | 0 | 0 | 0 | 0 | 0 | 0 | 0 | 0 | 0
Commercial_Grocery (ID)_New_Food Preparation_Natural Gas_Conveyor Oven_Vintage_Baseline Forecast | Commercial | Grocery (ID) | New | Food Preparation | Natural Gas | Conveyor Oven | Vintage | Vintage | Baseline Forecast | 0 | 0 | 0 | 0 | 0 | 0 | 0 | 0 | 0 | 0 | 0 | 0 | 0 | 0 | 0 | 0 | 0 | 0 | 0 | 0 | 0 | 0 | 0 | 0 | 0 | 0 | 0
Commercial_Grocery (ID)_New_Food Preparation_Natural Gas_Double Rack Oven_E1_Baseline Forecast | Commercial | Grocery (ID) | New | Food Preparation | Natural Gas | Double Rack Oven | E1 | Standard | Baseline Forecast | 0 | 1077.4736 | 2084.3766 | 3286.737 | 4515.0189 | 5626.4717 | 6598.8961 | 7539.2864 | 8451.7918 | 9329.7544 | 10193.7338 | 11056.9396 | 11906.2183 | 12743.104 | 13573.879 | 14396.1799 | 15207.2067 | 16004.5874 | 16792.4276 | 17566.6192 | 18322.1856 | 19065.3816 | 19801.1614 | 20535.7722 | 21257.7415 | 22013.4945 | 22686.1189
Commercial_Grocery (ID)_New_Food Preparation_Natural Gas_Double Rack Oven_E2_Baseline Forecast | Commercial | Grocery (ID) | New | Food Preparation | Natural Gas | Double Rack Oven | E2 | FTSC Qualified (>50% Cooking Efficiency) | Baseline Forecast | 0 | 1550.5108 | 2999.4688 | 4729.6947 | 6497.2224 | 8096.63 | 9495.9724 | 10849.217 | 12162.3346 | 13425.7442 | 14669.0316 | 15911.2057 | 17133.3386 | 18337.6374 | 19533.143 | 20716.454 | 21883.5413 | 23030.9916 | 24164.7129 | 25278.7934 | 26366.072 | 27435.5491 | 28494.3542 | 29551.4771 | 30590.4085 | 31677.9556 | 32645.8785
Commercial_Grocery (ID)_New_Food Preparation_Natural Gas_Double Rack Oven_E3_Baseline Forecast | Commercial | Grocery (ID) | New | Food Preparation | Natural Gas | Double Rack Oven | E3 |  | Baseline Forecast | 0 | 0 | 0 | 0 | 0 | 0 | 0 | 0 | 0 | 0 | 0 | 0 | 0 | 0 | 0 | 0 | 0 | 0 | 0 | 0 | 0 | 0 | 0 | 0 | 0 | 0 | 0
Commercial_Grocery (ID)_New_Food Preparation_Natural Gas_Double Rack Oven_E4_Baseline Forecast | Commercial | Grocery (ID) | New | Food Preparation | Natural Gas | Double Rack Oven | E4 |  | Baseline Forecast | 0 | 0 | 0 | 0 | 0 | 0 | 0 | 0 | 0 | 0 | 0 | 0 | 0 | 0 | 0 | 0 | 0 | 0 | 0 | 0 | 0 | 0 | 0 | 0 | 0 | 0 | 0
Commercial_Grocery (ID)_New_Food Preparation_Natural Gas_Double Rack Oven_E5_Baseline Forecast | Commercial | Grocery (ID) | New | Food Preparation | Natural Gas | Double Rack Oven | E5 |  | Baseline Forecast | 0 | 0 | 0 | 0 | 0 | 0 | 0 | 0 | 0 | 0 | 0 | 0 | 0 | 0 | 0 | 0 | 0 | 0 | 0 | 0 | 0 | 0 | 0 | 0 | 0 | 0 | 0
Commercial_Grocery (ID)_New_Food Preparation_Natural Gas_Double Rack Oven_E6_Baseline Forecast | Commercial | Grocery (ID) | New | Food Preparation | Natural Gas | Double Rack Oven | E6 |  | Baseline Forecast | 0 | 0 | 0 | 0 | 0 | 0 | 0 | 0 | 0 | 0 | 0 | 0 | 0 | 0 | 0 | 0 | 0 | 0 | 0 | 0 | 0 | 0 | 0 | 0 | 0 | 0 | 0
Commercial_Grocery (ID)_New_Food Preparation_Natural Gas_Double Rack Oven_E7_Baseline Forecast | Commercial | Grocery (ID) | New | Food Preparation | Natural Gas | Double Rack Oven | E7 |  | Baseline Forecast | 0 | 0 | 0 | 0 | 0 | 0 | 0 | 0 | 0 | 0 | 0 | 0 | 0 | 0 | 0 | 0 | 0 | 0 | 0 | 0 | 0 | 0 | 0 | 0 | 0 | 0 | 0
Commercial_Grocery (ID)_New_Food Preparation_Natural Gas_Double Rack Oven_E8_Baseline Forecast | Commercial | Grocery (ID) | New | Food Preparation | Natural Gas | Double Rack Oven | E8 |  | Baseline Forecast | 0 | 0 | 0 | 0 | 0 | 0 | 0 | 0 | 0 | 0 | 0 | 0 | 0 | 0 | 0 | 0 | 0 | 0 | 0 | 0 | 0 | 0 | 0 | 0 | 0 | 0 | 0
Commercial_Grocery (ID)_New_Food Preparation_Natural Gas_Double Rack Oven_E9_Baseline Forecast | Commercial | Grocery (ID) | New | Food Preparation | Natural Gas | Double Rack Oven | E9 |  | Baseline Forecast | 0 | 0 | 0 | 0 | 0 | 0 | 0 | 0 | 0 | 0 | 0 | 0 | 0 | 0 | 0 | 0 | 0 | 0 | 0 | 0 | 0 | 0 | 0 | 0 | 0 | 0 | 0
Commercial_Grocery (ID)_New_Food Preparation_Natural Gas_Double Rack Oven_E10_Baseline Forecast | Commercial | Grocery (ID) | New | Food Preparation | Natural Gas | Double Rack Oven | E10 |  | Baseline Forecast | 0 | 0 | 0 | 0 | 0 | 0 | 0 | 0 | 0 | 0 | 0 | 0 | 0 | 0 | 0 | 0 | 0 | 0 | 0 | 0 | 0 | 0 | 0 | 0 | 0 | 0 | 0
Commercial_Grocery (ID)_New_Food Preparation_Natural Gas_Double Rack Oven_Vintage_Baseline Forecast | Commercial | Grocery (ID) | New | Food Preparation | Natural Gas | Double Rack Oven | Vintage | Vintage | Baseline Forecast | 0 | 0 | 0 | 0 | 0 | 0 | 0 | 0 | 0 | 0 | 0 | 0 | 0 | 0 | 0 | 0 | 0 | 0 | 0 | 0 | 0 | 0 | 0 | 0 | 0 | 0 | 0
Commercial_Grocery (ID)_New_Food Preparation_Natural Gas_Fryer_E1_Baseline Forecast | Commercial | Grocery (ID) | New | Food Preparation | Natural Gas | Fryer | E1 | Standard | Baseline Forecast | 0 | 7778.8338 | 15048.1823 | 23728.638 | 32596.2344 | 40620.3812 | 47640.8109 | 54429.97 | 61017.8143 | 67356.2758 | 73593.7858 | 79825.7101 | 85957.0885 | 91998.9944 | 97996.7852 | 103933.3964 | 109788.6139 | 115545.3136 | 121233.136 | 126822.4213 | 132277.2427 | 137642.7547 | 142954.7261 | 148258.2582 | 153470.5238 | 158926.6923 | 163782.7123
Commercial_Grocery (ID)_New_Food Preparation_Natural Gas_Fryer_E2_Baseline Forecast | Commercial | Grocery (ID) | New | Food Preparation | Natural Gas | Fryer | E2 | ENERGY STAR | Baseline Forecast | 0 | 2733.1038 | 5287.1992 | 8337.089 | 11452.731 | 14272.0258 | 16738.6633 | 19124.0435 | 21438.6915 | 23665.7185 | 25857.2761 | 28046.8711 | 30201.1392 | 32323.971 | 34431.3029 | 36517.1393 | 38574.3779 | 40597.0021 | 42595.4262 | 44559.2291 | 46475.788 | 48360.9679 | 50227.3362 | 52090.7394 | 53922.0759 | 55839.1081 | 57545.2773
Commercial_Grocery (ID)_New_Food Preparation_Natural Gas_Fryer_E3_Baseline Forecast | Commercial | Grocery (ID) | New | Food Preparation | Natural Gas | Fryer | E3 |  | Baseline Forecast | 0 | 0 | 0 | 0 | 0 | 0 | 0 | 0 | 0 | 0 | 0 | 0 | 0 | 0 | 0 | 0 | 0 | 0 | 0 | 0 | 0 | 0 | 0 | 0 | 0 | 0 | 0
Commercial_Grocery (ID)_New_Food Preparation_Natural Gas_Fryer_E4_Baseline Forecast | Commercial | Grocery (ID) | New | Food Preparation | Natural Gas | Fryer | E4 |  | Baseline Forecast | 0 | 0 | 0 | 0 | 0 | 0 | 0 | 0 | 0 | 0 | 0 | 0 | 0 | 0 | 0 | 0 | 0 | 0 | 0 | 0 | 0 | 0 | 0 | 0 | 0 | 0 | 0
Commercial_Grocery (ID)_New_Food Preparation_Natural Gas_Fryer_E5_Baseline Forecast | Commercial | Grocery (ID) | New | Food Preparation | Natural Gas | Fryer | E5 |  | Baseline Forecast | 0 | 0 | 0 | 0 | 0 | 0 | 0 | 0 | 0 | 0 | 0 | 0 | 0 | 0 | 0 | 0 | 0 | 0 | 0 | 0 | 0 | 0 | 0 | 0 | 0 | 0 | 0
Commercial_Grocery (ID)_New_Food Preparation_Natural Gas_Fryer_E6_Baseline Forecast | Commercial | Grocery (ID) | New | Food Preparation | Natural Gas | Fryer | E6 |  | Baseline Forecast | 0 | 0 | 0 | 0 | 0 | 0 | 0 | 0 | 0 | 0 | 0 | 0 | 0 | 0 | 0 | 0 | 0 | 0 | 0 | 0 | 0 | 0 | 0 | 0 | 0 | 0 | 0
Commercial_Grocery (ID)_New_Food Preparation_Natural Gas_Fryer_E7_Baseline Forecast | Commercial | Grocery (ID) | New | Food Preparation | Natural Gas | Fryer | E7 |  | Baseline Forecast | 0 | 0 | 0 | 0 | 0 | 0 | 0 | 0 | 0 | 0 | 0 | 0 | 0 | 0 | 0 | 0 | 0 | 0 | 0 | 0 | 0 | 0 | 0 | 0 | 0 | 0 | 0
Commercial_Grocery (ID)_New_Food Preparation_Natural Gas_Fryer_E8_Baseline Forecast | Commercial | Grocery (ID) | New | Food Preparation | Natural Gas | Fryer | E8 |  | Baseline Forecast | 0 | 0 | 0 | 0 | 0 | 0 | 0 | 0 | 0 | 0 | 0 | 0 | 0 | 0 | 0 | 0 | 0 | 0 | 0 | 0 | 0 | 0 | 0 | 0 | 0 | 0 | 0
Commercial_Grocery (ID)_New_Food Preparation_Natural Gas_Fryer_E9_Baseline Forecast | Commercial | Grocery (ID) | New | Food Preparation | Natural Gas | Fryer | E9 |  | Baseline Forecast | 0 | 0 | 0 | 0 | 0 | 0 | 0 | 0 | 0 | 0 | 0 | 0 | 0 | 0 | 0 | 0 | 0 | 0 | 0 | 0 | 0 | 0 | 0 | 0 | 0 | 0 | 0
Commercial_Grocery (ID)_New_Food Preparation_Natural Gas_Fryer_E10_Baseline Forecast | Commercial | Grocery (ID) | New | Food Preparation | Natural Gas | Fryer | E10 |  | Baseline Forecast | 0 | 0 | 0 | 0 | 0 | 0 | 0 | 0 | 0 | 0 | 0 | 0 | 0 | 0 | 0 | 0 | 0 | 0 | 0 | 0 | 0 | 0 | 0 | 0 | 0 | 0 | 0
Commercial_Grocery (ID)_New_Food Preparation_Natural Gas_Fryer_Vintage_Baseline Forecast | Commercial | Grocery (ID) | New | Food Preparation | Natural Gas | Fryer | Vintage | Vintage | Baseline Forecast | 0 | 0 | 0 | 0 | 0 | 0 | 0 | 0 | 0 | 0 | 0 | 0 | 0 | 0 | 0 | 0 | 0 | 0 | 0 | 0 | 0 | 0 | 0 | 0 | 0 | 0 | 0
Commercial_Grocery (ID)_New_Food Preparation_Natural Gas_Broiler_E1_Baseline Forecast | Commercial | Grocery (ID) | New | Food Preparation | Natural Gas | Broiler | E1 | Standard | Baseline Forecast | 0 | 0 | 0 | 0 | 0 | 0 | 0 | 0 | 0 | 0 | 0 | 0 | 0 | 0 | 0 | 0 | 0 | 0 | 0 | 0 | 0 | 0 | 0 | 0 | 0 | 0 | 0
Commercial_Grocery (ID)_New_Food Preparation_Natural Gas_Broiler_E2_Baseline Forecast | Commercial | Grocery (ID) | New | Food Preparation | Natural Gas | Broiler | E2 | Infrared Burners | Baseline Forecast | 0 | 0 | 0 | 0 | 0 | 0 | 0 | 0 | 0 | 0 | 0 | 0 | 0 | 0 | 0 | 0 | 0 | 0 | 0 | 0 | 0 | 0 | 0 | 0 | 0 | 0 | 0
Commercial_Grocery (ID)_New_Food Preparation_Natural Gas_Broiler_E3_Baseline Forecast | Commercial | Grocery (ID) | New | Food Preparation | Natural Gas | Broiler | E3 |  | Baseline Forecast | 0 | 0 | 0 | 0 | 0 | 0 | 0 | 0 | 0 | 0 | 0 | 0 | 0 | 0 | 0 | 0 | 0 | 0 | 0 | 0 | 0 | 0 | 0 | 0 | 0 | 0 | 0
Commercial_Grocery (ID)_New_Food Preparation_Natural Gas_Broiler_E4_Baseline Forecast | Commercial | Grocery (ID) | New | Food Preparation | Natural Gas | Broiler | E4 |  | Baseline Forecast | 0 | 0 | 0 | 0 | 0 | 0 | 0 | 0 | 0 | 0 | 0 | 0 | 0 | 0 | 0 | 0 | 0 | 0 | 0 | 0 | 0 | 0 | 0 | 0 | 0 | 0 | 0
Commercial_Grocery (ID)_New_Food Preparation_Natural Gas_Broiler_E5_Baseline Forecast | Commercial | Grocery (ID) | New | Food Preparation | Natural Gas | Broiler | E5 |  | Baseline Forecast | 0 | 0 | 0 | 0 | 0 | 0 | 0 | 0 | 0 | 0 | 0 | 0 | 0 | 0 | 0 | 0 | 0 | 0 | 0 | 0 | 0 | 0 | 0 | 0 | 0 | 0 | 0
Commercial_Grocery (ID)_New_Food Preparation_Natural Gas_Broiler_E6_Baseline Forecast | Commercial | Grocery (ID) | New | Food Preparation | Natural Gas | Broiler | E6 |  | Baseline Forecast | 0 | 0 | 0 | 0 | 0 | 0 | 0 | 0 | 0 | 0 | 0 | 0 | 0 | 0 | 0 | 0 | 0 | 0 | 0 | 0 | 0 | 0 | 0 | 0 | 0 | 0 | 0
Commercial_Grocery (ID)_New_Food Preparation_Natural Gas_Broiler_E7_Baseline Forecast | Commercial | Grocery (ID) | New | Food Preparation | Natural Gas | Broiler | E7 |  | Baseline Forecast | 0 | 0 | 0 | 0 | 0 | 0 | 0 | 0 | 0 | 0 | 0 | 0 | 0 | 0 | 0 | 0 | 0 | 0 | 0 | 0 | 0 | 0 | 0 | 0 | 0 | 0 | 0
Commercial_Grocery (ID)_New_Food Preparation_Natural Gas_Broiler_E8_Baseline Forecast | Commercial | Grocery (ID) | New | Food Preparation | Natural Gas | Broiler | E8 |  | Baseline Forecast | 0 | 0 | 0 | 0 | 0 | 0 | 0 | 0 | 0 | 0 | 0 | 0 | 0 | 0 | 0 | 0 | 0 | 0 | 0 | 0 | 0 | 0 | 0 | 0 | 0 | 0 | 0
Commercial_Grocery (ID)_New_Food Preparation_Natural Gas_Broiler_E9_Baseline Forecast | Commercial | Grocery (ID) | New | Food Preparation | Natural Gas | Broiler | E9 |  | Baseline Forecast | 0 | 0 | 0 | 0 | 0 | 0 | 0 | 0 | 0 | 0 | 0 | 0 | 0 | 0 | 0 | 0 | 0 | 0 | 0 | 0 | 0 | 0 | 0 | 0 | 0 | 0 | 0
Commercial_Grocery (ID)_New_Food Preparation_Natural Gas_Broiler_E10_Baseline Forecast | Commercial | Grocery (ID) | New | Food Preparation | Natural Gas | Broiler | E10 |  | Baseline Forecast | 0 | 0 | 0 | 0 | 0 | 0 | 0 | 0 | 0 | 0 | 0 | 0 | 0 | 0 | 0 | 0 | 0 | 0 | 0 | 0 | 0 | 0 | 0 | 0 | 0 | 0 | 0
Commercial_Grocery (ID)_New_Food Preparation_Natural Gas_Broiler_Vintage_Baseline Forecast | Commercial | Grocery (ID) | New | Food Preparation | Natural Gas | Broiler | Vintage | Vintage | Baseline Forecast | 0 | 0 | 0 | 0 | 0 | 0 | 0 | 0 | 0 | 0 | 0 | 0 | 0 | 0 | 0 | 0 | 0 | 0 | 0 | 0 | 0 | 0 | 0 | 0 | 0 | 0 | 0
Commercial_Grocery (ID)_New_Food Preparation_Natural Gas_Griddle_E1_Baseline Forecast | Commercial | Grocery (ID) | New | Food Preparation | Natural Gas | Griddle | E1 | Standard | Baseline Forecast | 0 | 7463.4757 | 14438.1209 | 22766.6662 | 31274.7654 | 38973.609 | 45709.4266 | 52223.3496 | 58544.1191 | 64625.6159 | 70610.2539 | 76589.5326 | 82472.3416 | 88269.3054 | 94023.9426 | 99719.8804 | 105337.7242 | 110861.0442 | 116318.2791 | 121680.9718 | 126914.6517 | 132062.643 | 137159.2642 | 142247.7882 | 147248.7458 | 152483.7183 | 157142.8726
Commercial_Grocery (ID)_New_Food Preparation_Natural Gas_Griddle_E2_Baseline Forecast | Commercial | Grocery (ID) | New | Food Preparation | Natural Gas | Griddle | E2 | ENERGY STAR | Baseline Forecast | 0 | 3048.4619 | 5897.2606 | 9299.0608 | 12774.2 | 15918.798 | 18670.0475 | 21330.6639 | 23912.3867 | 26396.3783 | 28840.808 | 31283.0485 | 33685.886 | 36053.66 | 38404.1456 | 40730.6554 | 43025.2676 | 45281.2716 | 47510.283 | 49700.6786 | 51838.3789 | 53941.0795 | 56022.7981 | 58101.2093 | 60143.8539 | 62282.0821 | 64185.117
Commercial_Grocery (ID)_New_Food Preparation_Natural Gas_Griddle_E3_Baseline Forecast | Commercial | Grocery (ID) | New | Food Preparation | Natural Gas | Griddle | E3 |  | Baseline Forecast | 0 | 0 | 0 | 0 | 0 | 0 | 0 | 0 | 0 | 0 | 0 | 0 | 0 | 0 | 0 | 0 | 0 | 0 | 0 | 0 | 0 | 0 | 0 | 0 | 0 | 0 | 0
Commercial_Grocery (ID)_New_Food Preparation_Natural Gas_Griddle_E4_Baseline Forecast | Commercial | Grocery (ID) | New | Food Preparation | Natural Gas | Griddle | E4 |  | Baseline Forecast | 0 | 0 | 0 | 0 | 0 | 0 | 0 | 0 | 0 | 0 | 0 | 0 | 0 | 0 | 0 | 0 | 0 | 0 | 0 | 0 | 0 | 0 | 0 | 0 | 0 | 0 | 0
Commercial_Grocery (ID)_New_Food Preparation_Natural Gas_Griddle_E5_Baseline Forecast | Commercial | Grocery (ID) | New | Food Preparation | Natural Gas | Griddle | E5 |  | Baseline Forecast | 0 | 0 | 0 | 0 | 0 | 0 | 0 | 0 | 0 | 0 | 0 | 0 | 0 | 0 | 0 | 0 | 0 | 0 | 0 | 0 | 0 | 0 | 0 | 0 | 0 | 0 | 0
Commercial_Grocery (ID)_New_Food Preparation_Natural Gas_Griddle_E6_Baseline Forecast | Commercial | Grocery (ID) | New | Food Preparation | Natural Gas | Griddle | E6 |  | Baseline Forecast | 0 | 0 | 0 | 0 | 0 | 0 | 0 | 0 | 0 | 0 | 0 | 0 | 0 | 0 | 0 | 0 | 0 | 0 | 0 | 0 | 0 | 0 | 0 | 0 | 0 | 0 | 0
Commercial_Grocery (ID)_New_Food Preparation_Natural Gas_Griddle_E7_Baseline Forecast | Commercial | Grocery (ID) | New | Food Preparation | Natural Gas | Griddle | E7 |  | Baseline Forecast | 0 | 0 | 0 | 0 | 0 | 0 | 0 | 0 | 0 | 0 | 0 | 0 | 0 | 0 | 0 | 0 | 0 | 0 | 0 | 0 | 0 | 0 | 0 | 0 | 0 | 0 | 0
Commercial_Grocery (ID)_New_Food Preparation_Natural Gas_Griddle_E8_Baseline Forecast | Commercial | Grocery (ID) | New | Food Preparation | Natural Gas | Griddle | E8 |  | Baseline Forecast | 0 | 0 | 0 | 0 | 0 | 0 | 0 | 0 | 0 | 0 | 0 | 0 | 0 | 0 | 0 | 0 | 0 | 0 | 0 | 0 | 0 | 0 | 0 | 0 | 0 | 0 | 0
Commercial_Grocery (ID)_New_Food Preparation_Natural Gas_Griddle_E9_Baseline Forecast | Commercial | Grocery (ID) | New | Food Preparation | Natural Gas | Griddle | E9 |  | Baseline Forecast | 0 | 0 | 0 | 0 | 0 | 0 | 0 | 0 | 0 | 0 | 0 | 0 | 0 | 0 | 0 | 0 | 0 | 0 | 0 | 0 | 0 | 0 | 0 | 0 | 0 | 0 | 0
Commercial_Grocery (ID)_New_Food Preparation_Natural Gas_Griddle_E10_Baseline Forecast | Commercial | Grocery (ID) | New | Food Preparation | Natural Gas | Griddle | E10 |  | Baseline Forecast | 0 | 0 | 0 | 0 | 0 | 0 | 0 | 0 | 0 | 0 | 0 | 0 | 0 | 0 | 0 | 0 | 0 | 0 | 0 | 0 | 0 | 0 | 0 | 0 | 0 | 0 | 0
Commercial_Grocery (ID)_New_Food Preparation_Natural Gas_Griddle_Vintage_Baseline Forecast | Commercial | Grocery (ID) | New | Food Preparation | Natural Gas | Griddle | Vintage | Vintage | Baseline Forecast | 0 | 0 | 0 | 0 | 0 | 0 | 0 | 0 | 0 | 0 | 0 | 0 | 0 | 0 | 0 | 0 | 0 | 0 | 0 | 0 | 0 | 0 | 0 | 0 | 0 | 0 | 0
Commercial_Grocery (ID)_New_Food Preparation_Natural Gas_Range_E1_Baseline Forecast | Commercial | Grocery (ID) | New | Food Preparation | Natural Gas | Range | E1 | Standard | Baseline Forecast | 0 | 4309.8944 | 8337.5064 | 13146.9481 | 18060.0758 | 22505.8869 | 26395.5844 | 30157.1456 | 33807.1674 | 37319.0177 | 40774.9354 | 44227.7583 | 47624.8733 | 50972.4158 | 54295.5161 | 57584.7196 | 60828.8266 | 64018.3494 | 67169.7105 | 70266.4767 | 73288.7426 | 76261.5262 | 79204.6455 | 82143.089 | 85030.9659 | 88053.9782 | 90744.4758
Commercial_Grocery (ID)_New_Food Preparation_Natural Gas_Range_E2_Baseline Forecast | Commercial | Grocery (ID) | New | Food Preparation | Natural Gas | Range | E2 | High Efficiency | Baseline Forecast | 0 | 6202.0432 | 11997.8751 | 18918.7789 | 25988.8896 | 32386.5202 | 37983.8897 | 43396.868 | 48649.3384 | 53702.9766 | 58676.1265 | 63644.8229 | 68533.3543 | 73350.5496 | 78132.572 | 82865.8161 | 87534.1652 | 92123.9663 | 96658.8517 | 101115.1737 | 105464.2881 | 109742.1963 | 113977.4168 | 118205.9085 | 122361.6338 | 126711.8222 | 130583.5139
Commercial_Grocery (ID)_New_Food Preparation_Natural Gas_Range_E3_Baseline Forecast | Commercial | Grocery (ID) | New | Food Preparation | Natural Gas | Range | E3 |  | Baseline Forecast | 0 | 0 | 0 | 0 | 0 | 0 | 0 | 0 | 0 | 0 | 0 | 0 | 0 | 0 | 0 | 0 | 0 | 0 | 0 | 0 | 0 | 0 | 0 | 0 | 0 | 0 | 0
Commercial_Grocery (ID)_New_Food Preparation_Natural Gas_Range_E4_Baseline Forecast | Commercial | Grocery (ID) | New | Food Preparation | Natural Gas | Range | E4 |  | Baseline Forecast | 0 | 0 | 0 | 0 | 0 | 0 | 0 | 0 | 0 | 0 | 0 | 0 | 0 | 0 | 0 | 0 | 0 | 0 | 0 | 0 | 0 | 0 | 0 | 0 | 0 | 0 | 0
Commercial_Grocery (ID)_New_Food Preparation_Natural Gas_Range_E5_Baseline Forecast | Commercial | Grocery (ID) | New | Food Preparation | Natural Gas | Range | E5 |  | Baseline Forecast | 0 | 0 | 0 | 0 | 0 | 0 | 0 | 0 | 0 | 0 | 0 | 0 | 0 | 0 | 0 | 0 | 0 | 0 | 0 | 0 | 0 | 0 | 0 | 0 | 0 | 0 | 0
Commercial_Grocery (ID)_New_Food Preparation_Natural Gas_Range_E6_Baseline Forecast | Commercial | Grocery (ID) | New | Food Preparation | Natural Gas | Range | E6 |  | Baseline Forecast | 0 | 0 | 0 | 0 | 0 | 0 | 0 | 0 | 0 | 0 | 0 | 0 | 0 | 0 | 0 | 0 | 0 | 0 | 0 | 0 | 0 | 0 | 0 | 0 | 0 | 0 | 0
Commercial_Grocery (ID)_New_Food Preparation_Natural Gas_Range_E7_Baseline Forecast | Commercial | Grocery (ID) | New | Food Preparation | Natural Gas | Range | E7 |  | Baseline Forecast | 0 | 0 | 0 | 0 | 0 | 0 | 0 | 0 | 0 | 0 | 0 | 0 | 0 | 0 | 0 | 0 | 0 | 0 | 0 | 0 | 0 | 0 | 0 | 0 | 0 | 0 | 0
Commercial_Grocery (ID)_New_Food Preparation_Natural Gas_Range_E8_Baseline Forecast | Commercial | Grocery (ID) | New | Food Preparation | Natural Gas | Range | E8 |  | Baseline Forecast | 0 | 0 | 0 | 0 | 0 | 0 | 0 | 0 | 0 | 0 | 0 | 0 | 0 | 0 | 0 | 0 | 0 | 0 | 0 | 0 | 0 | 0 | 0 | 0 | 0 | 0 | 0
Commercial_Grocery (ID)_New_Food Preparation_Natural Gas_Range_E9_Baseline Forecast | Commercial | Grocery (ID) | New | Food Preparation | Natural Gas | Range | E9 |  | Baseline Forecast | 0 | 0 | 0 | 0 | 0 | 0 | 0 | 0 | 0 | 0 | 0 | 0 | 0 | 0 | 0 | 0 | 0 | 0 | 0 | 0 | 0 | 0 | 0 | 0 | 0 | 0 | 0
Commercial_Grocery (ID)_New_Food Preparation_Natural Gas_Range_E10_Baseline Forecast | Commercial | Grocery (ID) | New | Food Preparation | Natural Gas | Range | E10 |  | Baseline Forecast | 0 | 0 | 0 | 0 | 0 | 0 | 0 | 0 | 0 | 0 | 0 | 0 | 0 | 0 | 0 | 0 | 0 | 0 | 0 | 0 | 0 | 0 | 0 | 0 | 0 | 0 | 0
Commercial_Grocery (ID)_New_Food Preparation_Natural Gas_Range_Vintage_Baseline Forecast | Commercial | Grocery (ID) | New | Food Preparation | Natural Gas | Range | Vintage | Vintage | Baseline Forecast | 0 | 0 | 0 | 0 | 0 | 0 | 0 | 0 | 0 | 0 | 0 | 0 | 0 | 0 | 0 | 0 | 0 | 0 | 0 | 0 | 0 | 0 | 0 | 0 | 0 | 0 | 0
Commercial_Grocery (ID)_New_Food Preparation_Natural Gas_Steamer_E1_Baseline Forecast | Commercial | Grocery (ID) | New | Food Preparation | Natural Gas | Steamer | E1 | Standard | Baseline Forecast | 0 | 258.2745 | 499.6329 | 787.8432 | 1082.267 | 1348.6864 | 1581.7802 | 1807.1952 | 2025.9262 | 2236.3771 | 2443.4762 | 2650.3899 | 2853.9652 | 3054.5698 | 3253.7097 | 3450.8183 | 3645.2245 | 3836.3596 | 4025.2079 | 4210.7845 | 4391.8966 | 4570.0435 | 4746.4127 | 4922.5016 | 5095.5604 | 5276.7172 | 5437.9478
Commercial_Grocery (ID)_New_Food Preparation_Natural Gas_Steamer_E2_Baseline Forecast | Commercial | Grocery (ID) | New | Food Preparation | Natural Gas | Steamer | E2 | ENERGY STAR | Baseline Forecast | 0 | 258.2745 | 499.6329 | 787.8432 | 1082.267 | 1348.6864 | 1581.7802 | 1807.1952 | 2025.9262 | 2236.3771 | 2443.4762 | 2650.3899 | 2853.9652 | 3054.5698 | 3253.7097 | 3450.8183 | 3645.2245 | 3836.3596 | 4025.2079 | 4210.7845 | 4391.8966 | 4570.0435 | 4746.4127 | 4922.5016 | 5095.5604 | 5276.7172 | 5437.9478
Commercial_Grocery (ID)_New_Food Preparation_Natural Gas_Steamer_E3_Baseline Forecast | Commercial | Grocery (ID) | New | Food Preparation | Natural Gas | Steamer | E3 |  | Baseline Forecast | 0 | 0 | 0 | 0 | 0 | 0 | 0 | 0 | 0 | 0 | 0 | 0 | 0 | 0 | 0 | 0 | 0 | 0 | 0 | 0 | 0 | 0 | 0 | 0 | 0 | 0 | 0
Commercial_Grocery (ID)_New_Food Preparation_Natural Gas_Steamer_E4_Baseline Forecast | Commercial | Grocery (ID) | New | Food Preparation | Natural Gas | Steamer | E4 |  | Baseline Forecast | 0 | 0 | 0 | 0 | 0 | 0 | 0 | 0 | 0 | 0 | 0 | 0 | 0 | 0 | 0 | 0 | 0 | 0 | 0 | 0 | 0 | 0 | 0 | 0 | 0 | 0 | 0
Commercial_Grocery (ID)_New_Food Preparation_Natural Gas_Steamer_E5_Baseline Forecast | Commercial | Grocery (ID) | New | Food Preparation | Natural Gas | Steamer | E5 |  | Baseline Forecast | 0 | 0 | 0 | 0 | 0 | 0 | 0 | 0 | 0 | 0 | 0 | 0 | 0 | 0 | 0 | 0 | 0 | 0 | 0 | 0 | 0 | 0 | 0 | 0 | 0 | 0 | 0
Commercial_Grocery (ID)_New_Food Preparation_Natural Gas_Steamer_E6_Baseline Forecast | Commercial | Grocery (ID) | New | Food Preparation | Natural Gas | Steamer | E6 |  | Baseline Forecast | 0 | 0 | 0 | 0 | 0 | 0 | 0 | 0 | 0 | 0 | 0 | 0 | 0 | 0 | 0 | 0 | 0 | 0 | 0 | 0 | 0 | 0 | 0 | 0 | 0 | 0 | 0
Commercial_Grocery (ID)_New_Food Preparation_Natural Gas_Steamer_E7_Baseline Forecast | Commercial | Grocery (ID) | New | Food Preparation | Natural Gas | Steamer | E7 |  | Baseline Forecast | 0 | 0 | 0 | 0 | 0 | 0 | 0 | 0 | 0 | 0 | 0 | 0 | 0 | 0 | 0 | 0 | 0 | 0 | 0 | 0 | 0 | 0 | 0 | 0 | 0 | 0 | 0
Commercial_Grocery (ID)_New_Food Preparation_Natural Gas_Steamer_E8_Baseline Forecast | Commercial | Grocery (ID) | New | Food Preparation | Natural Gas | Steamer | E8 |  | Baseline Forecast | 0 | 0 | 0 | 0 | 0 | 0 | 0 | 0 | 0 | 0 | 0 | 0 | 0 | 0 | 0 | 0 | 0 | 0 | 0 | 0 | 0 | 0 | 0 | 0 | 0 | 0 | 0
Commercial_Grocery (ID)_New_Food Preparation_Natural Gas_Steamer_E9_Baseline Forecast | Commercial | Grocery (ID) | New | Food Preparation | Natural Gas | Steamer | E9 |  | Baseline Forecast | 0 | 0 | 0 | 0 | 0 | 0 | 0 | 0 | 0 | 0 | 0 | 0 | 0 | 0 | 0 | 0 | 0 | 0 | 0 | 0 | 0 | 0 | 0 | 0 | 0 | 0 | 0
Commercial_Grocery (ID)_New_Food Preparation_Natural Gas_Steamer_E10_Baseline Forecast | Commercial | Grocery (ID) | New | Food Preparation | Natural Gas | Steamer | E10 |  | Baseline Forecast | 0 | 0 | 0 | 0 | 0 | 0 | 0 | 0 | 0 | 0 | 0 | 0 | 0 | 0 | 0 | 0 | 0 | 0 | 0 | 0 | 0 | 0 | 0 | 0 | 0 | 0 | 0
Commercial_Grocery (ID)_New_Food Preparation_Natural Gas_Steamer_Vintage_Baseline Forecast | Commercial | Grocery (ID) | New | Food Preparation | Natural Gas | Steamer | Vintage | Vintage | Baseline Forecast | 0 | 0 | 0 | 0 | 0 | 0 | 0 | 0 | 0 | 0 | 0 | 0 | 0 | 0 | 0 | 0 | 0 | 0 | 0 | 0 | 0 | 0 | 0 | 0 | 0 | 0 | 0
Commercial_Grocery (ID)_New_Food Preparation_Natural Gas_Food Prep Other_E1_Baseline Forecast | Commercial | Grocery (ID) | New | Food Preparation | Natural Gas | Food Prep Other | E1 | Standard | Baseline Forecast | 0 | 0 | 0 | 0 | 0 | 0 | 0 | 0 | 0 | 0 | 0 | 0 | 0 | 0 | 0 | 0 | 0 | 0 | 0 | 0 | 0 | 0 | 0 | 0 | 0 | 0 | 0
Commercial_Grocery (ID)_New_Food Preparation_Natural Gas_Food Prep Other_E2_Baseline Forecast | Commercial | Grocery (ID) | New | Food Preparation | Natural Gas | Food Prep Other | E2 | ENERGY STAR | Baseline Forecast | 0 | 0 | 0 | 0 | 0 | 0 | 0 | 0 | 0 | 0 | 0 | 0 | 0 | 0 | 0 | 0 | 0 | 0 | 0 | 0 | 0 | 0 | 0 | 0 | 0 | 0 | 0
Commercial_Grocery (ID)_New_Food Preparation_Natural Gas_Food Prep Other_E3_Baseline Forecast | Commercial | Grocery (ID) | New | Food Preparation | Natural Gas | Food Prep Other | E3 |  | Baseline Forecast | 0 | 0 | 0 | 0 | 0 | 0 | 0 | 0 | 0 | 0 | 0 | 0 | 0 | 0 | 0 | 0 | 0 | 0 | 0 | 0 | 0 | 0 | 0 | 0 | 0 | 0 | 0
Commercial_Grocery (ID)_New_Food Preparation_Natural Gas_Food Prep Other_E4_Baseline Forecast | Commercial | Grocery (ID) | New | Food Preparation | Natural Gas | Food Prep Other | E4 |  | Baseline Forecast | 0 | 0 | 0 | 0 | 0 | 0 | 0 | 0 | 0 | 0 | 0 | 0 | 0 | 0 | 0 | 0 | 0 | 0 | 0 | 0 | 0 | 0 | 0 | 0 | 0 | 0 | 0
Commercial_Grocery (ID)_New_Food Preparation_Natural Gas_Food Prep Other_E5_Baseline Forecast | Commercial | Grocery (ID) | New | Food Preparation | Natural Gas | Food Prep Other | E5 |  | Baseline Forecast | 0 | 0 | 0 | 0 | 0 | 0 | 0 | 0 | 0 | 0 | 0 | 0 | 0 | 0 | 0 | 0 | 0 | 0 | 0 | 0 | 0 | 0 | 0 | 0 | 0 | 0 | 0
Commercial_Grocery (ID)_New_Food Preparation_Natural Gas_Food Prep Other_E6_Baseline Forecast | Commercial | Grocery (ID) | New | Food Preparation | Natural Gas | Food Prep Other | E6 |  | Baseline Forecast | 0 | 0 | 0 | 0 | 0 | 0 | 0 | 0 | 0 | 0 | 0 | 0 | 0 | 0 | 0 | 0 | 0 | 0 | 0 | 0 | 0 | 0 | 0 | 0 | 0 | 0 | 0
Commercial_Grocery (ID)_New_Food Preparation_Natural Gas_Food Prep Other_E7_Baseline Forecast | Commercial | Grocery (ID) | New | Food Preparation | Natural Gas | Food Prep Other | E7 |  | Baseline Forecast | 0 | 0 | 0 | 0 | 0 | 0 | 0 | 0 | 0 | 0 | 0 | 0 | 0 | 0 | 0 | 0 | 0 | 0 | 0 | 0 | 0 | 0 | 0 | 0 | 0 | 0 | 0
Commercial_Grocery (ID)_New_Food Preparation_Natural Gas_Food Prep Other_E8_Baseline Forecast | Commercial | Grocery (ID) | New | Food Preparation | Natural Gas | Food Prep Other | E8 |  | Baseline Forecast | 0 | 0 | 0 | 0 | 0 | 0 | 0 | 0 | 0 | 0 | 0 | 0 | 0 | 0 | 0 | 0 | 0 | 0 | 0 | 0 | 0 | 0 | 0 | 0 | 0 | 0 | 0
Commercial_Grocery (ID)_New_Food Preparation_Natural Gas_Food Prep Other_E9_Baseline Forecast | Commercial | Grocery (ID) | New | Food Preparation | Natural Gas | Food Prep Other | E9 |  | Baseline Forecast | 0 | 0 | 0 | 0 | 0 | 0 | 0 | 0 | 0 | 0 | 0 | 0 | 0 | 0 | 0 | 0 | 0 | 0 | 0 | 0 | 0 | 0 | 0 | 0 | 0 | 0 | 0
Commercial_Grocery (ID)_New_Food Preparation_Natural Gas_Food Prep Other_E10_Baseline Forecast | Commercial | Grocery (ID) | New | Food Preparation | Natural Gas | Food Prep Other | E10 |  | Baseline Forecast | 0 | 0 | 0 | 0 | 0 | 0 | 0 | 0 | 0 | 0 | 0 | 0 | 0 | 0 | 0 | 0 | 0 | 0 | 0 | 0 | 0 | 0 | 0 | 0 | 0 | 0 | 0
Commercial_Grocery (ID)_New_Food Preparation_Natural Gas_Food Prep Other_Vintage_Baseline Forecast | Commercial | Grocery (ID) | New | Food Preparation | Natural Gas | Food Prep Other | Vintage | Vintage | Baseline Forecast | 0 | 0 | 0 | 0 | 0 | 0 | 0 | 0 | 0 | 0 | 0 | 0 | 0 | 0 | 0 | 0 | 0 | 0 | 0 | 0 | 0 | 0 | 0 | 0 | 0 | 0 | 0
Commercial_Grocery (ID)_New_Miscellaneous_Natural Gas_Pool Heater_E1_Baseline Forecast | Commercial | Grocery (ID) | New | Miscellaneous | Natural Gas | Pool Heater | E1 | Standard (EF .82) | Baseline Forecast | 0 | 0 | 0 | 0 | 0 | 0 | 0 | 0 | 0 | 0 | 0 | 0 | 0 | 0 | 0 | 0 | 0 | 0 | 0 | 0 | 0 | 0 | 0 | 0 | 0 | 0 | 0
Commercial_Grocery (ID)_New_Miscellaneous_Natural Gas_Pool Heater_E2_Baseline Forecast | Commercial | Grocery (ID) | New | Miscellaneous | Natural Gas | Pool Heater | E2 | Condensing (EF .90) | Baseline Forecast | 0 | 0 | 0 | 0 | 0 | 0 | 0 | 0 | 0 | 0 | 0 | 0 | 0 | 0 | 0 | 0 | 0 | 0 | 0 | 0 | 0 | 0 | 0 | 0 | 0 | 0 | 0
Commercial_Grocery (ID)_New_Miscellaneous_Natural Gas_Pool Heater_E3_Baseline Forecast | Commercial | Grocery (ID) | New | Miscellaneous | Natural Gas | Pool Heater | E3 |  | Baseline Forecast | 0 | 0 | 0 | 0 | 0 | 0 | 0 | 0 | 0 | 0 | 0 | 0 | 0 | 0 | 0 | 0 | 0 | 0 | 0 | 0 | 0 | 0 | 0 | 0 | 0 | 0 | 0
Commercial_Grocery (ID)_New_Miscellaneous_Natural Gas_Pool Heater_E4_Baseline Forecast | Commercial | Grocery (ID) | New | Miscellaneous | Natural Gas | Pool Heater | E4 |  | Baseline Forecast | 0 | 0 | 0 | 0 | 0 | 0 | 0 | 0 | 0 | 0 | 0 | 0 | 0 | 0 | 0 | 0 | 0 | 0 | 0 | 0 | 0 | 0 | 0 | 0 | 0 | 0 | 0
Commercial_Grocery (ID)_New_Miscellaneous_Natural Gas_Pool Heater_E5_Baseline Forecast | Commercial | Grocery (ID) | New | Miscellaneous | Natural Gas | Pool Heater | E5 |  | Baseline Forecast | 0 | 0 | 0 | 0 | 0 | 0 | 0 | 0 | 0 | 0 | 0 | 0 | 0 | 0 | 0 | 0 | 0 | 0 | 0 | 0 | 0 | 0 | 0 | 0 | 0 | 0 | 0
Commercial_Grocery (ID)_New_Miscellaneous_Natural Gas_Pool Heater_E6_Baseline Forecast | Commercial | Grocery (ID) | New | Miscellaneous | Natural Gas | Pool Heater | E6 |  | Baseline Forecast | 0 | 0 | 0 | 0 | 0 | 0 | 0 | 0 | 0 | 0 | 0 | 0 | 0 | 0 | 0 | 0 | 0 | 0 | 0 | 0 | 0 | 0 | 0 | 0 | 0 | 0 | 0
Commercial_Grocery (ID)_New_Miscellaneous_Natural Gas_Pool Heater_E7_Baseline Forecast | Commercial | Grocery (ID) | New | Miscellaneous | Natural Gas | Pool Heater | E7 |  | Baseline Forecast | 0 | 0 | 0 | 0 | 0 | 0 | 0 | 0 | 0 | 0 | 0 | 0 | 0 | 0 | 0 | 0 | 0 | 0 | 0 | 0 | 0 | 0 | 0 | 0 | 0 | 0 | 0
Commercial_Grocery (ID)_New_Miscellaneous_Natural Gas_Pool Heater_E8_Baseline Forecast | Commercial | Grocery (ID) | New | Miscellaneous | Natural Gas | Pool Heater | E8 |  | Baseline Forecast | 0 | 0 | 0 | 0 | 0 | 0 | 0 | 0 | 0 | 0 | 0 | 0 | 0 | 0 | 0 | 0 | 0 | 0 | 0 | 0 | 0 | 0 | 0 | 0 | 0 | 0 | 0
Commercial_Grocery (ID)_New_Miscellaneous_Natural Gas_Pool Heater_E9_Baseline Forecast | Commercial | Grocery (ID) | New | Miscellaneous | Natural Gas | Pool Heater | E9 |  | Baseline Forecast | 0 | 0 | 0 | 0 | 0 | 0 | 0 | 0 | 0 | 0 | 0 | 0 | 0 | 0 | 0 | 0 | 0 | 0 | 0 | 0 | 0 | 0 | 0 | 0 | 0 | 0 | 0
Commercial_Grocery (ID)_New_Miscellaneous_Natural Gas_Pool Heater_E10_Baseline Forecast | Commercial | Grocery (ID) | New | Miscellaneous | Natural Gas | Pool Heater | E10 |  | Baseline Forecast | 0 | 0 | 0 | 0 | 0 | 0 | 0 | 0 | 0 | 0 | 0 | 0 | 0 | 0 | 0 | 0 | 0 | 0 | 0 | 0 | 0 | 0 | 0 | 0 | 0 | 0 | 0
Commercial_Grocery (ID)_New_Miscellaneous_Natural Gas_Pool Heater_Vintage_Baseline Forecast | Commercial | Grocery (ID) | New | Miscellaneous | Natural Gas | Pool Heater | Vintage | Vintage | Baseline Forecast | 0 | 0 | 0 | 0 | 0 | 0 | 0 | 0 | 0 | 0 | 0 | 0 | 0 | 0 | 0 | 0 | 0 | 0 | 0 | 0 | 0 | 0 | 0 | 0 | 0 | 0 | 0
Commercial_Grocery (ID)_New_Miscellaneous_Natural Gas_Miscellaneous_E1_Baseline Forecast | Commercial | Grocery (ID) | New | Miscellaneous | Natural Gas | Miscellaneous | E1 | Standard | Baseline Forecast | 0 | 36699.5715 | 70995.4547 | 111948.7662 | 153784.9843 | 191641.9124 | 224763.4272 | 256793.8368 | 287874.4675 | 317778.5415 | 347206.3389 | 376607.7834 | 405534.865 | 434039.8266 | 462336.6585 | 490344.8528 | 517969.0415 | 545128.4356 | 571962.8749 | 598332.4285 | 624067.5982 | 649381.4172 | 674442.6386 | 699464.0439 | 724054.8657 | 749796.3909 | 772706.4901
Commercial_Grocery (ID)_New_Miscellaneous_Natural Gas_Miscellaneous_E2_Baseline Forecast | Commercial | Grocery (ID) | New | Miscellaneous | Natural Gas | Miscellaneous | E2 |  | Baseline Forecast | 0 | 0 | 0 | 0 | 0 | 0 | 0 | 0 | 0 | 0 | 0 | 0 | 0 | 0 | 0 | 0 | 0 | 0 | 0 | 0 | 0 | 0 | 0 | 0 | 0 | 0 | 0
Commercial_Grocery (ID)_New_Miscellaneous_Natural Gas_Miscellaneous_E3_Baseline Forecast | Commercial | Grocery (ID) | New | Miscellaneous | Natural Gas | Miscellaneous | E3 |  | Baseline Forecast | 0 | 0 | 0 | 0 | 0 | 0 | 0 | 0 | 0 | 0 | 0 | 0 | 0 | 0 | 0 | 0 | 0 | 0 | 0 | 0 | 0 | 0 | 0 | 0 | 0 | 0 | 0
Commercial_Grocery (ID)_New_Miscellaneous_Natural Gas_Miscellaneous_E4_Baseline Forecast | Commercial | Grocery (ID) | New | Miscellaneous | Natural Gas | Miscellaneous | E4 |  | Baseline Forecast | 0 | 0 | 0 | 0 | 0 | 0 | 0 | 0 | 0 | 0 | 0 | 0 | 0 | 0 | 0 | 0 | 0 | 0 | 0 | 0 | 0 | 0 | 0 | 0 | 0 | 0 | 0
Commercial_Grocery (ID)_New_Miscellaneous_Natural Gas_Miscellaneous_E5_Baseline Forecast | Commercial | Grocery (ID) | New | Miscellaneous | Natural Gas | Miscellaneous | E5 |  | Baseline Forecast | 0 | 0 | 0 | 0 | 0 | 0 | 0 | 0 | 0 | 0 | 0 | 0 | 0 | 0 | 0 | 0 | 0 | 0 | 0 | 0 | 0 | 0 | 0 | 0 | 0 | 0 | 0
Commercial_Grocery (ID)_New_Miscellaneous_Natural Gas_Miscellaneous_E6_Baseline Forecast | Commercial | Grocery (ID) | New | Miscellaneous | Natural Gas | Miscellaneous | E6 |  | Baseline Forecast | 0 | 0 | 0 | 0 | 0 | 0 | 0 | 0 | 0 | 0 | 0 | 0 | 0 | 0 | 0 | 0 | 0 | 0 | 0 | 0 | 0 | 0 | 0 | 0 | 0 | 0 | 0
Commercial_Grocery (ID)_New_Miscellaneous_Natural Gas_Miscellaneous_E7_Baseline Forecast | Commercial | Grocery (ID) | New | Miscellaneous | Natural Gas | Miscellaneous | E7 |  | Baseline Forecast | 0 | 0 | 0 | 0 | 0 | 0 | 0 | 0 | 0 | 0 | 0 | 0 | 0 | 0 | 0 | 0 | 0 | 0 | 0 | 0 | 0 | 0 | 0 | 0 | 0 | 0 | 0
Commercial_Grocery (ID)_New_Miscellaneous_Natural Gas_Miscellaneous_E8_Baseline Forecast | Commercial | Grocery (ID) | New | Miscellaneous | Natural Gas | Miscellaneous | E8 |  | Baseline Forecast | 0 | 0 | 0 | 0 | 0 | 0 | 0 | 0 | 0 | 0 | 0 | 0 | 0 | 0 | 0 | 0 | 0 | 0 | 0 | 0 | 0 | 0 | 0 | 0 | 0 | 0 | 0
Commercial_Grocery (ID)_New_Miscellaneous_Natural Gas_Miscellaneous_E9_Baseline Forecast | Commercial | Grocery (ID) | New | Miscellaneous | Natural Gas | Miscellaneous | E9 |  | Baseline Forecast | 0 | 0 | 0 | 0 | 0 | 0 | 0 | 0 | 0 | 0 | 0 | 0 | 0 | 0 | 0 | 0 | 0 | 0 | 0 | 0 | 0 | 0 | 0 | 0 | 0 | 0 | 0
Commercial_Grocery (ID)_New_Miscellaneous_Natural Gas_Miscellaneous_E10_Baseline Forecast | Commercial | Grocery (ID) | New | Miscellaneous | Natural Gas | Miscellaneous | E10 |  | Baseline Forecast | 0 | 0 | 0 | 0 | 0 | 0 | 0 | 0 | 0 | 0 | 0 | 0 | 0 | 0 | 0 | 0 | 0 | 0 | 0 | 0 | 0 | 0 | 0 | 0 | 0 | 0 | 0
Commercial_Grocery (ID)_New_Miscellaneous_Natural Gas_Miscellaneous_Vintage_Baseline Forecast | Commercial | Grocery (ID) | New | Miscellaneous | Natural Gas | Miscellaneous | Vintage | Vintage | Baseline Forecast | 0 | 0 | 0 | 0 | 0 | 0 | 0 | 0 | 0 | 0 | 0 | 0 | 0 | 0 | 0 | 0 | 0 | 0 | 0 | 0 | 0 | 0 | 0 | 0 | 0 | 0 | 0
Commercial_School (ID)_Existing_Space Heating_Natural Gas_Furnace_E1_Baseline Forecast | Commercial | School (ID) | Existing | Space Heating | Natural Gas | Furnace | E1 | AFUE 80% (Standard) | Baseline Forecast | 0 | 93968.8796 | 187665.9484 | 280732.1081 | 372857.7135 | 463776.9926 | 553263.0721 | 641123.5429 | 727196.5088 | 811347.0645 | 893464.1583 | 973457.7968 | 1041657.3383 | 1099388.0942 | 1147831.9293 | 1188042.6929 | 1220959.991 | 1247421.4789 | 1268173.8332 | 1283882.5441 | 1295140.6551 | 1302476.5642 | 1306360.9859 | 1307213.1654 | 1305406.4245 | 1301273.1118 | 1295109.0201
Commercial_School (ID)_Existing_Space Heating_Natural Gas_Furnace_E2_Baseline Forecast | Commercial | School (ID) | Existing | Space Heating | Natural Gas | Furnace | E2 | AFUE 90% | Baseline Forecast | 0 | 0 | 0 | 0 | 0 | 0 | 0 | 0 | 0 | 0 | 0 | 0 | 0 | 0 | 0 | 0 | 0 | 0 | 0 | 0 | 0 | 0 | 0 | 0 | 0 | 0 | 0
Commercial_School (ID)_Existing_Space Heating_Natural Gas_Furnace_E3_Baseline Forecast | Commercial | School (ID) | Existing | Space Heating | Natural Gas | Furnace | E3 | AFUE 96% | Baseline Forecast | 0 | 0 | 0 | 0 | 0 | 0 | 0 | 0 | 0 | 0 | 0 | 0 | 0 | 0 | 0 | 0 | 0 | 0 | 0 | 0 | 0 | 0 | 0 | 0 | 0 | 0 | 0
Commercial_School (ID)_Existing_Space Heating_Natural Gas_Furnace_E4_Baseline Forecast | Commercial | School (ID) | Existing | Space Heating | Natural Gas | Furnace | E4 |  | Baseline Forecast | 0 | 0 | 0 | 0 | 0 | 0 | 0 | 0 | 0 | 0 | 0 | 0 | 0 | 0 | 0 | 0 | 0 | 0 | 0 | 0 | 0 | 0 | 0 | 0 | 0 | 0 | 0
Commercial_School (ID)_Existing_Space Heating_Natural Gas_Furnace_E5_Baseline Forecast | Commercial | School (ID) | Existing | Space Heating | Natural Gas | Furnace | E5 |  | Baseline Forecast | 0 | 0 | 0 | 0 | 0 | 0 | 0 | 0 | 0 | 0 | 0 | 0 | 0 | 0 | 0 | 0 | 0 | 0 | 0 | 0 | 0 | 0 | 0 | 0 | 0 | 0 | 0
Commercial_School (ID)_Existing_Space Heating_Natural Gas_Furnace_E6_Baseline Forecast | Commercial | School (ID) | Existing | Space Heating | Natural Gas | Furnace | E6 |  | Baseline Forecast | 0 | 0 | 0 | 0 | 0 | 0 | 0 | 0 | 0 | 0 | 0 | 0 | 0 | 0 | 0 | 0 | 0 | 0 | 0 | 0 | 0 | 0 | 0 | 0 | 0 | 0 | 0
Commercial_School (ID)_Existing_Space Heating_Natural Gas_Furnace_E7_Baseline Forecast | Commercial | School (ID) | Existing | Space Heating | Natural Gas | Furnace | E7 |  | Baseline Forecast | 0 | 0 | 0 | 0 | 0 | 0 | 0 | 0 | 0 | 0 | 0 | 0 | 0 | 0 | 0 | 0 | 0 | 0 | 0 | 0 | 0 | 0 | 0 | 0 | 0 | 0 | 0
Commercial_School (ID)_Existing_Space Heating_Natural Gas_Furnace_E8_Baseline Forecast | Commercial | School (ID) | Existing | Space Heating | Natural Gas | Furnace | E8 |  | Baseline Forecast | 0 | 0 | 0 | 0 | 0 | 0 | 0 | 0 | 0 | 0 | 0 | 0 | 0 | 0 | 0 | 0 | 0 | 0 | 0 | 0 | 0 | 0 | 0 | 0 | 0 | 0 | 0
Commercial_School (ID)_Existing_Space Heating_Natural Gas_Furnace_E9_Baseline Forecast | Commercial | School (ID) | Existing | Space Heating | Natural Gas | Furnace | E9 |  | Baseline Forecast | 0 | 0 | 0 | 0 | 0 | 0 | 0 | 0 | 0 | 0 | 0 | 0 | 0 | 0 | 0 | 0 | 0 | 0 | 0 | 0 | 0 | 0 | 0 | 0 | 0 | 0 | 0
Commercial_School (ID)_Existing_Space Heating_Natural Gas_Furnace_E10_Baseline Forecast | Commercial | School (ID) | Existing | Space Heating | Natural Gas | Furnace | E10 |  | Baseline Forecast | 0 | 0 | 0 | 0 | 0 | 0 | 0 | 0 | 0 | 0 | 0 | 0 | 0 | 0 | 0 | 0 | 0 | 0 | 0 | 0 | 0 | 0 | 0 | 0 | 0 | 0 | 0
Commercial_School (ID)_Existing_Space Heating_Natural Gas_Furnace_Vintage_Baseline Forecast | Commercial | School (ID) | Existing | Space Heating | Natural Gas | Furnace | Vintage | Vintage | Baseline Forecast | 2368798.8402 | 2231760.8908 | 2095777.8262 | 1961194.507 | 1828306.5995 | 1697366.151 | 1568586.5598 | 1442147.0048 | 1318196.3926 | 1196856.875 | 1078226.9824 | 962384.414 | 858987.7414 | 766699.8023 | 684327.0962 | 610804.3504 | 545180.7425 | 486607.6049 | 434327.449 | 387664.1693 | 346014.2999 | 308839.2098 | 275658.1377 | 246041.9741 | 219607.7125 | 196013.4954 | 174954.1943
Commercial_School (ID)_Existing_Space Heating_Natural Gas_Boiler_E1_Baseline Forecast | Commercial | School (ID) | Existing | Space Heating | Natural Gas | Boiler | E1 | AFUE 80% (Standard) | Baseline Forecast | 0 | 55819.2607 | 114748.1747 | 178022.6546 | 242723.1115 | 309222.4721 | 378559.4721 | 447463.737 | 516746.5412 | 584683.3433 | 654212.5135 | 723173.2303 | 789785.7687 | 857602.7671 | 924235.5419 | 987811.4971 | 1049973.4111 | 1108765.3527 | 1170360.602 | 1228322.7862 | 1282169.7466 | 1338561.1615 | 1391249.7582 | 1442126.9729 | 1491182.4807 | 1538413.2455 | 1583822.5802
Commercial_School (ID)_Existing_Space Heating_Natural Gas_Boiler_E2_Baseline Forecast | Commercial | School (ID) | Existing | Space Heating | Natural Gas | Boiler | E2 | AFUE 85% | Baseline Forecast | 0 | 0 | 0 | 0 | 0 | 0 | 0 | 0 | 0 | 0 | 0 | 0 | 0 | 0 | 0 | 0 | 0 | 0 | 0 | 0 | 0 | 0 | 0 | 0 | 0 | 0 | 0
Commercial_School (ID)_Existing_Space Heating_Natural Gas_Boiler_E3_Baseline Forecast | Commercial | School (ID) | Existing | Space Heating | Natural Gas | Boiler | E3 | AFUE 97% | Baseline Forecast | 0 | 30056.525 | 63078.5761 | 96592.7287 | 132430.2227 | 169262.5235 | 205213.3809 | 242820.6818 | 280634.0377 | 319821.8571 | 356963.3494 | 393802.3644 | 431759.7354 | 466975.4433 | 501576.4467 | 537214.0528 | 572059.9794 | 607916.2949 | 638483.8048 | 670097.6272 | 703160.3976 | 730952.0373 | 759676.2215 | 787412.6529 | 814155.6945 | 839903.6857 | 864658.4285
Commercial_School (ID)_Existing_Space Heating_Natural Gas_Boiler_E4_Baseline Forecast | Commercial | School (ID) | Existing | Space Heating | Natural Gas | Boiler | E4 | Convert to NG Air Source Heat Pump | Baseline Forecast | 0 | 0 | 0 | 0 | 0 | 0 | 0 | 0 | 0 | 0 | 0 | 0 | 0 | 0 | 0 | 0 | 0 | 0 | 0 | 0 | 0 | 0 | 0 | 0 | 0 | 0 | 0
Commercial_School (ID)_Existing_Space Heating_Natural Gas_Boiler_E5_Baseline Forecast | Commercial | School (ID) | Existing | Space Heating | Natural Gas | Boiler | E5 |  | Baseline Forecast | 0 | 0 | 0 | 0 | 0 | 0 | 0 | 0 | 0 | 0 | 0 | 0 | 0 | 0 | 0 | 0 | 0 | 0 | 0 | 0 | 0 | 0 | 0 | 0 | 0 | 0 | 0
Commercial_School (ID)_Existing_Space Heating_Natural Gas_Boiler_E6_Baseline Forecast | Commercial | School (ID) | Existing | Space Heating | Natural Gas | Boiler | E6 |  | Baseline Forecast | 0 | 0 | 0 | 0 | 0 | 0 | 0 | 0 | 0 | 0 | 0 | 0 | 0 | 0 | 0 | 0 | 0 | 0 | 0 | 0 | 0 | 0 | 0 | 0 | 0 | 0 | 0
Commercial_School (ID)_Existing_Space Heating_Natural Gas_Boiler_E7_Baseline Forecast | Commercial | School (ID) | Existing | Space Heating | Natural Gas | Boiler | E7 |  | Baseline Forecast | 0 | 0 | 0 | 0 | 0 | 0 | 0 | 0 | 0 | 0 | 0 | 0 | 0 | 0 | 0 | 0 | 0 | 0 | 0 | 0 | 0 | 0 | 0 | 0 | 0 | 0 | 0
Commercial_School (ID)_Existing_Space Heating_Natural Gas_Boiler_E8_Baseline Forecast | Commercial | School (ID) | Existing | Space Heating | Natural Gas | Boiler | E8 |  | Baseline Forecast | 0 | 0 | 0 | 0 | 0 | 0 | 0 | 0 | 0 | 0 | 0 | 0 | 0 | 0 | 0 | 0 | 0 | 0 | 0 | 0 | 0 | 0 | 0 | 0 | 0 | 0 | 0
Commercial_School (ID)_Existing_Space Heating_Natural Gas_Boiler_E9_Baseline Forecast | Commercial | School (ID) | Existing | Space Heating | Natural Gas | Boiler | E9 |  | Baseline Forecast | 0 | 0 | 0 | 0 | 0 | 0 | 0 | 0 | 0 | 0 | 0 | 0 | 0 | 0 | 0 | 0 | 0 | 0 | 0 | 0 | 0 | 0 | 0 | 0 | 0 | 0 | 0
Commercial_School (ID)_Existing_Space Heating_Natural Gas_Boiler_E10_Baseline Forecast | Commercial | School (ID) | Existing | Space Heating | Natural Gas | Boiler | E10 |  | Baseline Forecast | 0 | 0 | 0 | 0 | 0 | 0 | 0 | 0 | 0 | 0 | 0 | 0 | 0 | 0 | 0 | 0 | 0 | 0 | 0 | 0 | 0 | 0 | 0 | 0 | 0 | 0 | 0
Commercial_School (ID)_Existing_Space Heating_Natural Gas_Boiler_Vintage_Baseline Forecast | Commercial | School (ID) | Existing | Space Heating | Natural Gas | Boiler | Vintage | Vintage | Baseline Forecast | 5772761.1473 | 5581926.068 | 5386924.16 | 5188958.2382 | 4989082.5852 | 4788219.3616 | 4587173.2432 | 4386644.4757 | 4187240.5175 | 3989486.4215 | 3793834.0931 | 3600670.5439 | 3410325.2503 | 3223076.712 | 3039158.2989 | 2858763.4597 | 2682050.3643 | 2509146.0389 | 2340150.0491 | 2175137.7796 | 2014163.3545 | 1857262.2362 | 1704453.5383 | 1555742.0828 | 1411120.2295 | 1270569.5026 | 1134062.0354
Commercial_School (ID)_Existing_Space Heating_Natural Gas_Unit Heater_E1_Baseline Forecast | Commercial | School (ID) | Existing | Space Heating | Natural Gas | Unit Heater | E1 | Standard | Baseline Forecast | 0 | 326.5323 | 1253.2364 | 3007.1894 | 5774.5363 | 9705.4971 | 14918.8165 | 21505.7182 | 29533.416 | 39048.2314 | 49801.5341 | 61573.8603 | 74171.7197 | 87424.7462 | 101183.1565 | 115315.4826 | 129706.5497 | 142064.5539 | 152616.7765 | 161565.9191 | 169092.7474 | 175358.451 | 180506.749 | 184665.7703 | 187949.7307 | 190460.4311 | 192288.5932
Commercial_School (ID)_Existing_Space Heating_Natural Gas_Unit Heater_E2_Baseline Forecast | Commercial | School (ID) | Existing | Space Heating | Natural Gas | Unit Heater | E2 | Condensing | Baseline Forecast | 0 | 0 | 0 | 0 | 0 | 0 | 0 | 0 | 0 | 0 | 0 | 0 | 0 | 0 | 0 | 0 | 0 | 0 | 0 | 0 | 0 | 0 | 0 | 0 | 0 | 0 | 0
Commercial_School (ID)_Existing_Space Heating_Natural Gas_Unit Heater_E3_Baseline Forecast | Commercial | School (ID) | Existing | Space Heating | Natural Gas | Unit Heater | E3 | Infrared Radiant | Baseline Forecast | 0 | 0 | 0 | 0 | 0 | 0 | 0 | 0 | 0 | 0 | 0 | 0 | 0 | 0 | 0 | 0 | 0 | 0 | 0 | 0 | 0 | 0 | 0 | 0 | 0 | 0 | 0
Commercial_School (ID)_Existing_Space Heating_Natural Gas_Unit Heater_E4_Baseline Forecast | Commercial | School (ID) | Existing | Space Heating | Natural Gas | Unit Heater | E4 |  | Baseline Forecast | 0 | 0 | 0 | 0 | 0 | 0 | 0 | 0 | 0 | 0 | 0 | 0 | 0 | 0 | 0 | 0 | 0 | 0 | 0 | 0 | 0 | 0 | 0 | 0 | 0 | 0 | 0
Commercial_School (ID)_Existing_Space Heating_Natural Gas_Unit Heater_E5_Baseline Forecast | Commercial | School (ID) | Existing | Space Heating | Natural Gas | Unit Heater | E5 |  | Baseline Forecast | 0 | 0 | 0 | 0 | 0 | 0 | 0 | 0 | 0 | 0 | 0 | 0 | 0 | 0 | 0 | 0 | 0 | 0 | 0 | 0 | 0 | 0 | 0 | 0 | 0 | 0 | 0
Commercial_School (ID)_Existing_Space Heating_Natural Gas_Unit Heater_E6_Baseline Forecast | Commercial | School (ID) | Existing | Space Heating | Natural Gas | Unit Heater | E6 |  | Baseline Forecast | 0 | 0 | 0 | 0 | 0 | 0 | 0 | 0 | 0 | 0 | 0 | 0 | 0 | 0 | 0 | 0 | 0 | 0 | 0 | 0 | 0 | 0 | 0 | 0 | 0 | 0 | 0
Commercial_School (ID)_Existing_Space Heating_Natural Gas_Unit Heater_E7_Baseline Forecast | Commercial | School (ID) | Existing | Space Heating | Natural Gas | Unit Heater | E7 |  | Baseline Forecast | 0 | 0 | 0 | 0 | 0 | 0 | 0 | 0 | 0 | 0 | 0 | 0 | 0 | 0 | 0 | 0 | 0 | 0 | 0 | 0 | 0 | 0 | 0 | 0 | 0 | 0 | 0
Commercial_School (ID)_Existing_Space Heating_Natural Gas_Unit Heater_E8_Baseline Forecast | Commercial | School (ID) | Existing | Space Heating | Natural Gas | Unit Heater | E8 |  | Baseline Forecast | 0 | 0 | 0 | 0 | 0 | 0 | 0 | 0 | 0 | 0 | 0 | 0 | 0 | 0 | 0 | 0 | 0 | 0 | 0 | 0 | 0 | 0 | 0 | 0 | 0 | 0 | 0
Commercial_School (ID)_Existing_Space Heating_Natural Gas_Unit Heater_E9_Baseline Forecast | Commercial | School (ID) | Existing | Space Heating | Natural Gas | Unit Heater | E9 |  | Baseline Forecast | 0 | 0 | 0 | 0 | 0 | 0 | 0 | 0 | 0 | 0 | 0 | 0 | 0 | 0 | 0 | 0 | 0 | 0 | 0 | 0 | 0 | 0 | 0 | 0 | 0 | 0 | 0
Commercial_School (ID)_Existing_Space Heating_Natural Gas_Unit Heater_E10_Baseline Forecast | Commercial | School (ID) | Existing | Space Heating | Natural Gas | Unit Heater | E10 |  | Baseline Forecast | 0 | 0 | 0 | 0 | 0 | 0 | 0 | 0 | 0 | 0 | 0 | 0 | 0 | 0 | 0 | 0 | 0 | 0 | 0 | 0 | 0 | 0 | 0 | 0 | 0 | 0 | 0
Commercial_School (ID)_Existing_Space Heating_Natural Gas_Unit Heater_Vintage_Baseline Forecast | Commercial | School (ID) | Existing | Space Heating | Natural Gas | Unit Heater | Vintage | Vintage | Baseline Forecast | 395104.1085 | 387593.8651 | 379614.0628 | 370935.2499 | 361368.9495 | 350762.6526 | 338995.3668 | 325973.6618 | 311628.1572 | 295910.404 | 279066.9443 | 261315.1912 | 242846.6218 | 223829.6254 | 204412.0448 | 184723.4423 | 164877.122 | 147163.0511 | 131352.1448 | 117239.9309 | 104643.9052 | 93401.1716 | 83366.335 | 74409.6213 | 66415.1992 | 59279.6819 | 52910.7905
Commercial_School (ID)_Existing_Water Heating_Natural Gas_Water Heater_E1_Baseline Forecast | Commercial | School (ID) | Existing | Water Heating | Natural Gas | Water Heater | E1 | TE 0.80 | Baseline Forecast | 0 | 98580.8811 | 204135.7486 | 315244.0034 | 430656.2782 | 549275.5858 | 670140.5034 | 792410.1737 | 915350.9276 | 1038324.3537 | 1160776.6588 | 1282229.1812 | 1386157.3752 | 1474525.3965 | 1549084.8961 | 1611397.8786 | 1662857.1034 | 1704704.2945 | 1738046.3926 | 1763870.0609 | 1783054.6324 | 1796383.6648 | 1804555.2545 | 1808191.2413 | 1807845.4245 | 1804010.895 | 1797126.5798
Commercial_School (ID)_Existing_Water Heating_Natural Gas_Water Heater_E2_Baseline Forecast | Commercial | School (ID) | Existing | Water Heating | Natural Gas | Water Heater | E2 | TE 0.90 | Baseline Forecast | 0 | 0 | 0 | 0 | 0 | 0 | 0 | 0 | 0 | 0 | 0 | 0 | 0 | 0 | 0 | 0 | 0 | 0 | 0 | 0 | 0 | 0 | 0 | 0 | 0 | 0 | 0
Commercial_School (ID)_Existing_Water Heating_Natural Gas_Water Heater_E3_Baseline Forecast | Commercial | School (ID) | Existing | Water Heating | Natural Gas | Water Heater | E3 | TE 0.94 | Baseline Forecast | 0 | 111165.6745 | 230195.6314 | 355487.9187 | 485633.6755 | 619395.8734 | 755690.3549 | 893568.9192 | 1032204.2375 | 1170876.3989 | 1308960.9131 | 1445918.0128 | 1563113.6359 | 1662762.6812 | 1746840.4148 | 1817108.2461 | 1875136.7336 | 1922326.1193 | 1959924.6555 | 1989044.9623 | 2010678.628 | 2025709.239 | 2034924.0103 | 2039024.1657 | 2038634.2021 | 2034310.1582 | 2026546.9942
Commercial_School (ID)_Existing_Water Heating_Natural Gas_Water Heater_E4_Baseline Forecast | Commercial | School (ID) | Existing | Water Heating | Natural Gas | Water Heater | E4 | Instantaneous TE 0.94 | Baseline Forecast | 0 | 0 | 0 | 0 | 0 | 0 | 0 | 0 | 0 | 0 | 0 | 0 | 0 | 0 | 0 | 0 | 0 | 0 | 0 | 0 | 0 | 0 | 0 | 0 | 0 | 0 | 0
Commercial_School (ID)_Existing_Water Heating_Natural Gas_Water Heater_E5_Baseline Forecast | Commercial | School (ID) | Existing | Water Heating | Natural Gas | Water Heater | E5 | Gas-Fired Absorption HPWH | Baseline Forecast | 0 | 0 | 0 | 0 | 0 | 0 | 0 | 0 | 0 | 0 | 0 | 0 | 0 | 0 | 0 | 0 | 0 | 0 | 0 | 0 | 0 | 0 | 0 | 0 | 0 | 0 | 0
Commercial_School (ID)_Existing_Water Heating_Natural Gas_Water Heater_E6_Baseline Forecast | Commercial | School (ID) | Existing | Water Heating | Natural Gas | Water Heater | E6 |  | Baseline Forecast | 0 | 0 | 0 | 0 | 0 | 0 | 0 | 0 | 0 | 0 | 0 | 0 | 0 | 0 | 0 | 0 | 0 | 0 | 0 | 0 | 0 | 0 | 0 | 0 | 0 | 0 | 0
Commercial_School (ID)_Existing_Water Heating_Natural Gas_Water Heater_E7_Baseline Forecast | Commercial | School (ID) | Existing | Water Heating | Natural Gas | Water Heater | E7 |  | Baseline Forecast | 0 | 0 | 0 | 0 | 0 | 0 | 0 | 0 | 0 | 0 | 0 | 0 | 0 | 0 | 0 | 0 | 0 | 0 | 0 | 0 | 0 | 0 | 0 | 0 | 0 | 0 | 0
Commercial_School (ID)_Existing_Water Heating_Natural Gas_Water Heater_E8_Baseline Forecast | Commercial | School (ID) | Existing | Water Heating | Natural Gas | Water Heater | E8 |  | Baseline Forecast | 0 | 0 | 0 | 0 | 0 | 0 | 0 | 0 | 0 | 0 | 0 | 0 | 0 | 0 | 0 | 0 | 0 | 0 | 0 | 0 | 0 | 0 | 0 | 0 | 0 | 0 | 0
Commercial_School (ID)_Existing_Water Heating_Natural Gas_Water Heater_E9_Baseline Forecast | Commercial | School (ID) | Existing | Water Heating | Natural Gas | Water Heater | E9 |  | Baseline Forecast | 0 | 0 | 0 | 0 | 0 | 0 | 0 | 0 | 0 | 0 | 0 | 0 | 0 | 0 | 0 | 0 | 0 | 0 | 0 | 0 | 0 | 0 | 0 | 0 | 0 | 0 | 0
Commercial_School (ID)_Existing_Water Heating_Natural Gas_Water Heater_E10_Baseline Forecast | Commercial | School (ID) | Existing | Water Heating | Natural Gas | Water Heater | E10 |  | Baseline Forecast | 0 | 0 | 0 | 0 | 0 | 0 | 0 | 0 | 0 | 0 | 0 | 0 | 0 | 0 | 0 | 0 | 0 | 0 | 0 | 0 | 0 | 0 | 0 | 0 | 0 | 0 | 0
Commercial_School (ID)_Existing_Water Heating_Natural Gas_Water Heater_Vintage_Baseline Forecast | Commercial | School (ID) | Existing | Water Heating | Natural Gas | Water Heater | Vintage | Vintage | Baseline Forecast | 7049814.7855 | 6711889.7793 | 6361457.0216 | 6001496.6903 | 5634625.4112 | 5263136.3536 | 4889034.9944 | 4514071.0169 | 4139766.7609 | 3767442.5929 | 3398239.531 | 3033139.4161 | 2707264.9333 | 2416401.7587 | 2156788.3466 | 1925067.2846 | 1718241.8738 | 1533637.375 | 1368866.4173 | 1221798.1246 | 1090530.5575 | 973366.1174 | 868789.5924 | 775448.5618 | 692135.9064 | 617774.1975 | 551401.763
Commercial_School (ID)_Existing_Food Preparation_Natural Gas_Oven_E1_Baseline Forecast | Commercial | School (ID) | Existing | Food Preparation | Natural Gas | Oven | E1 | Standard | Baseline Forecast | 0 | 12464.4331 | 28146.9562 | 46138.7577 | 65732.0005 | 86376.5589 | 107646.0389 | 129211.0938 | 150818.4666 | 172274.5327 | 188148.8703 | 199656.8036 | 207752.5909 | 213185.4412 | 216543.5122 | 218288.4691 | 218782.6283 | 218310.2777 | 217094.423 | 215309.9402 | 213093.9077 | 210553.7196 | 207773.4602 | 204818.9095 | 201741.4751 | 198581.2806 | 195369.5911
Commercial_School (ID)_Existing_Food Preparation_Natural Gas_Oven_E2_Baseline Forecast | Commercial | School (ID) | Existing | Food Preparation | Natural Gas | Oven | E2 | ENERGY STAR (>42% Baking Efficiency) | Baseline Forecast | 0 | 17936.6233 | 40504.1565 | 66394.7976 | 94589.952 | 124297.9749 | 154905.2755 | 185937.9154 | 217031.4519 | 247907.2543 | 270750.8134 | 287311.0101 | 298961.0455 | 306779.0495 | 311611.3956 | 314122.4311 | 314833.5383 | 314153.8143 | 312404.1696 | 309836.2555 | 306647.3305 | 302991.9379 | 298991.0769 | 294739.4063 | 290310.9032 | 285763.3062 | 281141.6067
Commercial_School (ID)_Existing_Food Preparation_Natural Gas_Oven_E3_Baseline Forecast | Commercial | School (ID) | Existing | Food Preparation | Natural Gas | Oven | E3 |  | Baseline Forecast | 0 | 0 | 0 | 0 | 0 | 0 | 0 | 0 | 0 | 0 | 0 | 0 | 0 | 0 | 0 | 0 | 0 | 0 | 0 | 0 | 0 | 0 | 0 | 0 | 0 | 0 | 0
Commercial_School (ID)_Existing_Food Preparation_Natural Gas_Oven_E4_Baseline Forecast | Commercial | School (ID) | Existing | Food Preparation | Natural Gas | Oven | E4 |  | Baseline Forecast | 0 | 0 | 0 | 0 | 0 | 0 | 0 | 0 | 0 | 0 | 0 | 0 | 0 | 0 | 0 | 0 | 0 | 0 | 0 | 0 | 0 | 0 | 0 | 0 | 0 | 0 | 0
Commercial_School (ID)_Existing_Food Preparation_Natural Gas_Oven_E5_Baseline Forecast | Commercial | School (ID) | Existing | Food Preparation | Natural Gas | Oven | E5 |  | Baseline Forecast | 0 | 0 | 0 | 0 | 0 | 0 | 0 | 0 | 0 | 0 | 0 | 0 | 0 | 0 | 0 | 0 | 0 | 0 | 0 | 0 | 0 | 0 | 0 | 0 | 0 | 0 | 0
Commercial_School (ID)_Existing_Food Preparation_Natural Gas_Oven_E6_Baseline Forecast | Commercial | School (ID) | Existing | Food Preparation | Natural Gas | Oven | E6 |  | Baseline Forecast | 0 | 0 | 0 | 0 | 0 | 0 | 0 | 0 | 0 | 0 | 0 | 0 | 0 | 0 | 0 | 0 | 0 | 0 | 0 | 0 | 0 | 0 | 0 | 0 | 0 | 0 | 0
Commercial_School (ID)_Existing_Food Preparation_Natural Gas_Oven_E7_Baseline Forecast | Commercial | School (ID) | Existing | Food Preparation | Natural Gas | Oven | E7 |  | Baseline Forecast | 0 | 0 | 0 | 0 | 0 | 0 | 0 | 0 | 0 | 0 | 0 | 0 | 0 | 0 | 0 | 0 | 0 | 0 | 0 | 0 | 0 | 0 | 0 | 0 | 0 | 0 | 0
Commercial_School (ID)_Existing_Food Preparation_Natural Gas_Oven_E8_Baseline Forecast | Commercial | School (ID) | Existing | Food Preparation | Natural Gas | Oven | E8 |  | Baseline Forecast | 0 | 0 | 0 | 0 | 0 | 0 | 0 | 0 | 0 | 0 | 0 | 0 | 0 | 0 | 0 | 0 | 0 | 0 | 0 | 0 | 0 | 0 | 0 | 0 | 0 | 0 | 0
Commercial_School (ID)_Existing_Food Preparation_Natural Gas_Oven_E9_Baseline Forecast | Commercial | School (ID) | Existing | Food Preparation | Natural Gas | Oven | E9 |  | Baseline Forecast | 0 | 0 | 0 | 0 | 0 | 0 | 0 | 0 | 0 | 0 | 0 | 0 | 0 | 0 | 0 | 0 | 0 | 0 | 0 | 0 | 0 | 0 | 0 | 0 | 0 | 0 | 0
Commercial_School (ID)_Existing_Food Preparation_Natural Gas_Oven_E10_Baseline Forecast | Commercial | School (ID) | Existing | Food Preparation | Natural Gas | Oven | E10 |  | Baseline Forecast | 0 | 0 | 0 | 0 | 0 | 0 | 0 | 0 | 0 | 0 | 0 | 0 | 0 | 0 | 0 | 0 | 0 | 0 | 0 | 0 | 0 | 0 | 0 | 0 | 0 | 0 | 0
Commercial_School (ID)_Existing_Food Preparation_Natural Gas_Oven_Vintage_Baseline Forecast | Commercial | School (ID) | Existing | Food Preparation | Natural Gas | Oven | Vintage | Vintage | Baseline Forecast | 774100.9724 | 729625.3529 | 677556.6345 | 620106.7784 | 558997.6478 | 495566.5284 | 430849.0012 | 365644.0279 | 300565.0634 | 236080.1952 | 185430.2624 | 145647.0425 | 114399.1316 | 89855.3179 | 70577.2679 | 55435.2358 | 43541.858 | 34200.1503 | 26862.6635 | 21099.4011 | 16572.6205 | 13017.0401 | 10224.2933 | 8030.7177 | 6307.7637 | 4954.4617 | 3891.5044
Commercial_School (ID)_Existing_Food Preparation_Natural Gas_Conveyor Oven_E1_Baseline Forecast | Commercial | School (ID) | Existing | Food Preparation | Natural Gas | Conveyor Oven | E1 | Standard | Baseline Forecast | 0 | 0 | 0 | 0 | 0 | 579.1177 | 2160.6354 | 5046.5826 | 9444.8641 | 15490.5338 | 22734.1213 | 30825.2235 | 39491.186 | 48520.36 | 57748.9527 | 67050.6998 | 76328.756 | 83186.0022 | 88149.6351 | 91633.601 | 93962.8966 | 95392.6549 | 96123.1364 | 96311.5048 | 96081.075 | 95528.5781 | 94729.8667
Commercial_School (ID)_Existing_Food Preparation_Natural Gas_Conveyor Oven_E2_Baseline Forecast | Commercial | School (ID) | Existing | Food Preparation | Natural Gas | Conveyor Oven | E2 | ENERGY STAR (>42% Baking Efficiency) | Baseline Forecast | 0 | 0 | 0 | 0 | 0 | 833.3645 | 3109.207 | 7262.1555 | 13591.3898 | 22291.256 | 32714.9551 | 44358.2484 | 56828.7798 | 69821.9815 | 83102.1515 | 96487.5924 | 109838.9415 | 119706.6862 | 126849.4749 | 131862.9868 | 135214.9001 | 137272.357 | 138323.5378 | 138594.6045 | 138263.0104 | 137467.9539 | 136318.5887
Commercial_School (ID)_Existing_Food Preparation_Natural Gas_Conveyor Oven_E3_Baseline Forecast | Commercial | School (ID) | Existing | Food Preparation | Natural Gas | Conveyor Oven | E3 |  | Baseline Forecast | 0 | 0 | 0 | 0 | 0 | 0 | 0 | 0 | 0 | 0 | 0 | 0 | 0 | 0 | 0 | 0 | 0 | 0 | 0 | 0 | 0 | 0 | 0 | 0 | 0 | 0 | 0
Commercial_School (ID)_Existing_Food Preparation_Natural Gas_Conveyor Oven_E4_Baseline Forecast | Commercial | School (ID) | Existing | Food Preparation | Natural Gas | Conveyor Oven | E4 |  | Baseline Forecast | 0 | 0 | 0 | 0 | 0 | 0 | 0 | 0 | 0 | 0 | 0 | 0 | 0 | 0 | 0 | 0 | 0 | 0 | 0 | 0 | 0 | 0 | 0 | 0 | 0 | 0 | 0
Commercial_School (ID)_Existing_Food Preparation_Natural Gas_Conveyor Oven_E5_Baseline Forecast | Commercial | School (ID) | Existing | Food Preparation | Natural Gas | Conveyor Oven | E5 |  | Baseline Forecast | 0 | 0 | 0 | 0 | 0 | 0 | 0 | 0 | 0 | 0 | 0 | 0 | 0 | 0 | 0 | 0 | 0 | 0 | 0 | 0 | 0 | 0 | 0 | 0 | 0 | 0 | 0
Commercial_School (ID)_Existing_Food Preparation_Natural Gas_Conveyor Oven_E6_Baseline Forecast | Commercial | School (ID) | Existing | Food Preparation | Natural Gas | Conveyor Oven | E6 |  | Baseline Forecast | 0 | 0 | 0 | 0 | 0 | 0 | 0 | 0 | 0 | 0 | 0 | 0 | 0 | 0 | 0 | 0 | 0 | 0 | 0 | 0 | 0 | 0 | 0 | 0 | 0 | 0 | 0
Commercial_School (ID)_Existing_Food Preparation_Natural Gas_Conveyor Oven_E7_Baseline Forecast | Commercial | School (ID) | Existing | Food Preparation | Natural Gas | Conveyor Oven | E7 |  | Baseline Forecast | 0 | 0 | 0 | 0 | 0 | 0 | 0 | 0 | 0 | 0 | 0 | 0 | 0 | 0 | 0 | 0 | 0 | 0 | 0 | 0 | 0 | 0 | 0 | 0 | 0 | 0 | 0
Commercial_School (ID)_Existing_Food Preparation_Natural Gas_Conveyor Oven_E8_Baseline Forecast | Commercial | School (ID) | Existing | Food Preparation | Natural Gas | Conveyor Oven | E8 |  | Baseline Forecast | 0 | 0 | 0 | 0 | 0 | 0 | 0 | 0 | 0 | 0 | 0 | 0 | 0 | 0 | 0 | 0 | 0 | 0 | 0 | 0 | 0 | 0 | 0 | 0 | 0 | 0 | 0
Commercial_School (ID)_Existing_Food Preparation_Natural Gas_Conveyor Oven_E9_Baseline Forecast | Commercial | School (ID) | Existing | Food Preparation | Natural Gas | Conveyor Oven | E9 |  | Baseline Forecast | 0 | 0 | 0 | 0 | 0 | 0 | 0 | 0 | 0 | 0 | 0 | 0 | 0 | 0 | 0 | 0 | 0 | 0 | 0 | 0 | 0 | 0 | 0 | 0 | 0 | 0 | 0
Commercial_School (ID)_Existing_Food Preparation_Natural Gas_Conveyor Oven_E10_Baseline Forecast | Commercial | School (ID) | Existing | Food Preparation | Natural Gas | Conveyor Oven | E10 |  | Baseline Forecast | 0 | 0 | 0 | 0 | 0 | 0 | 0 | 0 | 0 | 0 | 0 | 0 | 0 | 0 | 0 | 0 | 0 | 0 | 0 | 0 | 0 | 0 | 0 | 0 | 0 | 0 | 0
Commercial_School (ID)_Existing_Food Preparation_Natural Gas_Conveyor Oven_Vintage_Baseline Forecast | Commercial | School (ID) | Existing | Food Preparation | Natural Gas | Conveyor Oven | Vintage | Vintage | Baseline Forecast | 387050.4862 | 380013.2046 | 373103.8736 | 366320.1668 | 359659.8002 | 351708.049 | 341430.3154 | 328087.7804 | 311171.237 | 290349.2013 | 266715.8967 | 241123.9562 | 214236.4181 | 186567.5627 | 158514.9837 | 130384.7758 | 102411.3148 | 80439.4327 | 63181.5181 | 49626.2106 | 38979.1327 | 30616.3369 | 24047.741 | 18888.4075 | 14835.9855 | 11652.9923 | 9152.8957
Commercial_School (ID)_Existing_Food Preparation_Natural Gas_Double Rack Oven_E1_Baseline Forecast | Commercial | School (ID) | Existing | Food Preparation | Natural Gas | Double Rack Oven | E1 | Standard | Baseline Forecast | 0 | 3462.3425 | 8120.767 | 13762.3823 | 20203.0574 | 27283.7204 | 34867.1297 | 42835.057 | 51085.8296 | 59532.1863 | 66631.767 | 72560.9209 | 77473.4632 | 81503.5443 | 84768.1544 | 87369.3089 | 89395.9559 | 90925.6409 | 92025.9597 | 92755.8256 | 93166.5766 | 93302.9404 | 93203.8774 | 92903.316 | 92430.7941 | 91812.0199 | 91069.3597
Commercial_School (ID)_Existing_Food Preparation_Natural Gas_Double Rack Oven_E2_Baseline Forecast | Commercial | School (ID) | Existing | Food Preparation | Natural Gas | Double Rack Oven | E2 | FTSC Qualified (>50% Cooking Efficiency) | Baseline Forecast | 0 | 4982.3953 | 11685.9818 | 19804.4039 | 29072.6924 | 39261.9391 | 50174.65 | 61640.6918 | 73513.7548 | 85668.2682 | 95884.7378 | 104416.9349 | 111486.2031 | 117285.5882 | 121983.4417 | 125726.5664 | 128642.9609 | 130844.215 | 132427.6005 | 133477.8954 | 134068.9761 | 134265.207 | 134122.6529 | 133690.1376 | 133010.1672 | 132119.7359 | 131051.0298
Commercial_School (ID)_Existing_Food Preparation_Natural Gas_Double Rack Oven_E3_Baseline Forecast | Commercial | School (ID) | Existing | Food Preparation | Natural Gas | Double Rack Oven | E3 |  | Baseline Forecast | 0 | 0 | 0 | 0 | 0 | 0 | 0 | 0 | 0 | 0 | 0 | 0 | 0 | 0 | 0 | 0 | 0 | 0 | 0 | 0 | 0 | 0 | 0 | 0 | 0 | 0 | 0
Commercial_School (ID)_Existing_Food Preparation_Natural Gas_Double Rack Oven_E4_Baseline Forecast | Commercial | School (ID) | Existing | Food Preparation | Natural Gas | Double Rack Oven | E4 |  | Baseline Forecast | 0 | 0 | 0 | 0 | 0 | 0 | 0 | 0 | 0 | 0 | 0 | 0 | 0 | 0 | 0 | 0 | 0 | 0 | 0 | 0 | 0 | 0 | 0 | 0 | 0 | 0 | 0
Commercial_School (ID)_Existing_Food Preparation_Natural Gas_Double Rack Oven_E5_Baseline Forecast | Commercial | School (ID) | Existing | Food Preparation | Natural Gas | Double Rack Oven | E5 |  | Baseline Forecast | 0 | 0 | 0 | 0 | 0 | 0 | 0 | 0 | 0 | 0 | 0 | 0 | 0 | 0 | 0 | 0 | 0 | 0 | 0 | 0 | 0 | 0 | 0 | 0 | 0 | 0 | 0
Commercial_School (ID)_Existing_Food Preparation_Natural Gas_Double Rack Oven_E6_Baseline Forecast | Commercial | School (ID) | Existing | Food Preparation | Natural Gas | Double Rack Oven | E6 |  | Baseline Forecast | 0 | 0 | 0 | 0 | 0 | 0 | 0 | 0 | 0 | 0 | 0 | 0 | 0 | 0 | 0 | 0 | 0 | 0 | 0 | 0 | 0 | 0 | 0 | 0 | 0 | 0 | 0
Commercial_School (ID)_Existing_Food Preparation_Natural Gas_Double Rack Oven_E7_Baseline Forecast | Commercial | School (ID) | Existing | Food Preparation | Natural Gas | Double Rack Oven | E7 |  | Baseline Forecast | 0 | 0 | 0 | 0 | 0 | 0 | 0 | 0 | 0 | 0 | 0 | 0 | 0 | 0 | 0 | 0 | 0 | 0 | 0 | 0 | 0 | 0 | 0 | 0 | 0 | 0 | 0
Commercial_School (ID)_Existing_Food Preparation_Natural Gas_Double Rack Oven_E8_Baseline Forecast | Commercial | School (ID) | Existing | Food Preparation | Natural Gas | Double Rack Oven | E8 |  | Baseline Forecast | 0 | 0 | 0 | 0 | 0 | 0 | 0 | 0 | 0 | 0 | 0 | 0 | 0 | 0 | 0 | 0 | 0 | 0 | 0 | 0 | 0 | 0 | 0 | 0 | 0 | 0 | 0
Commercial_School (ID)_Existing_Food Preparation_Natural Gas_Double Rack Oven_E9_Baseline Forecast | Commercial | School (ID) | Existing | Food Preparation | Natural Gas | Double Rack Oven | E9 |  | Baseline Forecast | 0 | 0 | 0 | 0 | 0 | 0 | 0 | 0 | 0 | 0 | 0 | 0 | 0 | 0 | 0 | 0 | 0 | 0 | 0 | 0 | 0 | 0 | 0 | 0 | 0 | 0 | 0
Commercial_School (ID)_Existing_Food Preparation_Natural Gas_Double Rack Oven_E10_Baseline Forecast | Commercial | School (ID) | Existing | Food Preparation | Natural Gas | Double Rack Oven | E10 |  | Baseline Forecast | 0 | 0 | 0 | 0 | 0 | 0 | 0 | 0 | 0 | 0 | 0 | 0 | 0 | 0 | 0 | 0 | 0 | 0 | 0 | 0 | 0 | 0 | 0 | 0 | 0 | 0 | 0
Commercial_School (ID)_Existing_Food Preparation_Natural Gas_Double Rack Oven_Vintage_Baseline Forecast | Commercial | School (ID) | Existing | Food Preparation | Natural Gas | Double Rack Oven | Vintage | Vintage | Baseline Forecast | 387050.4862 | 371568.4667 | 353297.1248 | 332753.3806 | 310384.0504 | 286574.8716 | 261658.3781 | 235920.7698 | 209607.9065 | 182930.5366 | 159648.4683 | 139329.5723 | 121596.7177 | 106120.7718 | 92614.4918 | 80827.1928 | 70540.0955 | 61562.2652 | 53727.0678 | 46889.0774 | 40921.3766 | 35713.2014 | 31167.8849 | 27201.0631 | 23739.1097 | 20717.7684 | 18080.9615
Commercial_School (ID)_Existing_Food Preparation_Natural Gas_Fryer_E1_Baseline Forecast | Commercial | School (ID) | Existing | Food Preparation | Natural Gas | Fryer | E1 | Standard | Baseline Forecast | 0 | 22055.6683 | 45671.6385 | 70530.0775 | 96351.4622 | 122890.3618 | 149931.6756 | 177287.277 | 204793.0212 | 232306.0752 | 259702.5378 | 286875.3174 | 310127.3492 | 329898.077 | 346579.4008 | 360520.7904 | 372033.8504 | 381396.3937 | 388856.078 | 394633.6513 | 398925.8481 | 401907.9753 | 403736.2189 | 404549.7044 | 404472.3343 | 403614.4285 | 402074.1889
Commercial_School (ID)_Existing_Food Preparation_Natural Gas_Fryer_E2_Baseline Forecast | Commercial | School (ID) | Existing | Food Preparation | Natural Gas | Fryer | E2 | ENERGY STAR | Baseline Forecast | 0 | 7749.2889 | 16046.7919 | 24780.838 | 33853.2165 | 43177.6947 | 52678.6968 | 62290.1244 | 71954.3047 | 81621.0534 | 91246.8376 | 100794.0304 | 108963.6632 | 115910.1352 | 121771.1408 | 126669.4669 | 130714.5961 | 134004.1383 | 136625.1085 | 138655.0667 | 140163.1358 | 141210.9102 | 141853.2661 | 142139.0853 | 142111.9012 | 141810.4749 | 141269.3096
Commercial_School (ID)_Existing_Food Preparation_Natural Gas_Fryer_E3_Baseline Forecast | Commercial | School (ID) | Existing | Food Preparation | Natural Gas | Fryer | E3 |  | Baseline Forecast | 0 | 0 | 0 | 0 | 0 | 0 | 0 | 0 | 0 | 0 | 0 | 0 | 0 | 0 | 0 | 0 | 0 | 0 | 0 | 0 | 0 | 0 | 0 | 0 | 0 | 0 | 0
Commercial_School (ID)_Existing_Food Preparation_Natural Gas_Fryer_E4_Baseline Forecast | Commercial | School (ID) | Existing | Food Preparation | Natural Gas | Fryer | E4 |  | Baseline Forecast | 0 | 0 | 0 | 0 | 0 | 0 | 0 | 0 | 0 | 0 | 0 | 0 | 0 | 0 | 0 | 0 | 0 | 0 | 0 | 0 | 0 | 0 | 0 | 0 | 0 | 0 | 0
Commercial_School (ID)_Existing_Food Preparation_Natural Gas_Fryer_E5_Baseline Forecast | Commercial | School (ID) | Existing | Food Preparation | Natural Gas | Fryer | E5 |  | Baseline Forecast | 0 | 0 | 0 | 0 | 0 | 0 | 0 | 0 | 0 | 0 | 0 | 0 | 0 | 0 | 0 | 0 | 0 | 0 | 0 | 0 | 0 | 0 | 0 | 0 | 0 | 0 | 0
Commercial_School (ID)_Existing_Food Preparation_Natural Gas_Fryer_E6_Baseline Forecast | Commercial | School (ID) | Existing | Food Preparation | Natural Gas | Fryer | E6 |  | Baseline Forecast | 0 | 0 | 0 | 0 | 0 | 0 | 0 | 0 | 0 | 0 | 0 | 0 | 0 | 0 | 0 | 0 | 0 | 0 | 0 | 0 | 0 | 0 | 0 | 0 | 0 | 0 | 0
Commercial_School (ID)_Existing_Food Preparation_Natural Gas_Fryer_E7_Baseline Forecast | Commercial | School (ID) | Existing | Food Preparation | Natural Gas | Fryer | E7 |  | Baseline Forecast | 0 | 0 | 0 | 0 | 0 | 0 | 0 | 0 | 0 | 0 | 0 | 0 | 0 | 0 | 0 | 0 | 0 | 0 | 0 | 0 | 0 | 0 | 0 | 0 | 0 | 0 | 0
Commercial_School (ID)_Existing_Food Preparation_Natural Gas_Fryer_E8_Baseline Forecast | Commercial | School (ID) | Existing | Food Preparation | Natural Gas | Fryer | E8 |  | Baseline Forecast | 0 | 0 | 0 | 0 | 0 | 0 | 0 | 0 | 0 | 0 | 0 | 0 | 0 | 0 | 0 | 0 | 0 | 0 | 0 | 0 | 0 | 0 | 0 | 0 | 0 | 0 | 0
Commercial_School (ID)_Existing_Food Preparation_Natural Gas_Fryer_E9_Baseline Forecast | Commercial | School (ID) | Existing | Food Preparation | Natural Gas | Fryer | E9 |  | Baseline Forecast | 0 | 0 | 0 | 0 | 0 | 0 | 0 | 0 | 0 | 0 | 0 | 0 | 0 | 0 | 0 | 0 | 0 | 0 | 0 | 0 | 0 | 0 | 0 | 0 | 0 | 0 | 0
Commercial_School (ID)_Existing_Food Preparation_Natural Gas_Fryer_E10_Baseline Forecast | Commercial | School (ID) | Existing | Food Preparation | Natural Gas | Fryer | E10 |  | Baseline Forecast | 0 | 0 | 0 | 0 | 0 | 0 | 0 | 0 | 0 | 0 | 0 | 0 | 0 | 0 | 0 | 0 | 0 | 0 | 0 | 0 | 0 | 0 | 0 | 0 | 0 | 0 | 0
Commercial_School (ID)_Existing_Food Preparation_Natural Gas_Fryer_Vintage_Baseline Forecast | Commercial | School (ID) | Existing | Food Preparation | Natural Gas | Fryer | Vintage | Vintage | Baseline Forecast | 1001777.729 | 953758.6312 | 903962.1837 | 852811.8692 | 800679.51 | 747890.9651 | 694731.2125 | 641448.8819 | 588260.2977 | 535353.0837 | 482889.3784 | 431008.7014 | 384701.9814 | 343370.3636 | 306479.3328 | 273551.8012 | 244161.9382 | 217929.6639 | 194515.733 | 173617.3485 | 154964.2449 | 138315.1938 | 123454.8838 | 110191.1359 | 98352.4188 | 87785.63 | 78354.1161
Commercial_School (ID)_Existing_Food Preparation_Natural Gas_Broiler_E1_Baseline Forecast | Commercial | School (ID) | Existing | Food Preparation | Natural Gas | Broiler | E1 | Standard | Baseline Forecast | 0 | 41660.7069 | 87487.4844 | 136592.03 | 188208.9885 | 241680.0633 | 296440.1548 | 352005.2685 | 407961.9674 | 463958.1723 | 510865.4304 | 549876.1924 | 582030.4938 | 608235.3651 | 629281.7714 | 645859.3954 | 658569.5394 | 667936.3845 | 674416.8169 | 678409.003 | 680259.8735 | 680271.6544 | 678707.5667 | 675796.8003 | 671738.8551 | 666707.3292 | 660853.2246
Commercial_School (ID)_Existing_Food Preparation_Natural Gas_Broiler_E2_Baseline Forecast | Commercial | School (ID) | Existing | Food Preparation | Natural Gas | Broiler | E2 | Infrared Burners | Baseline Forecast | 0 | 14637.5457 | 30738.8459 | 47991.7943 | 66127.4825 | 84914.6169 | 104154.649 | 123677.5268 | 143337.9886 | 163012.3308 | 179493.2593 | 193199.7433 | 204497.2005 | 213704.3175 | 221099.0007 | 226923.5713 | 231389.2976 | 234680.3513 | 236957.26 | 238359.92 | 239010.2258 | 239014.3651 | 238464.8207 | 237442.119 | 236016.3545 | 234248.5211 | 232191.6735
Commercial_School (ID)_Existing_Food Preparation_Natural Gas_Broiler_E3_Baseline Forecast | Commercial | School (ID) | Existing | Food Preparation | Natural Gas | Broiler | E3 |  | Baseline Forecast | 0 | 0 | 0 | 0 | 0 | 0 | 0 | 0 | 0 | 0 | 0 | 0 | 0 | 0 | 0 | 0 | 0 | 0 | 0 | 0 | 0 | 0 | 0 | 0 | 0 | 0 | 0
Commercial_School (ID)_Existing_Food Preparation_Natural Gas_Broiler_E4_Baseline Forecast | Commercial | School (ID) | Existing | Food Preparation | Natural Gas | Broiler | E4 |  | Baseline Forecast | 0 | 0 | 0 | 0 | 0 | 0 | 0 | 0 | 0 | 0 | 0 | 0 | 0 | 0 | 0 | 0 | 0 | 0 | 0 | 0 | 0 | 0 | 0 | 0 | 0 | 0 | 0
Commercial_School (ID)_Existing_Food Preparation_Natural Gas_Broiler_E5_Baseline Forecast | Commercial | School (ID) | Existing | Food Preparation | Natural Gas | Broiler | E5 |  | Baseline Forecast | 0 | 0 | 0 | 0 | 0 | 0 | 0 | 0 | 0 | 0 | 0 | 0 | 0 | 0 | 0 | 0 | 0 | 0 | 0 | 0 | 0 | 0 | 0 | 0 | 0 | 0 | 0
Commercial_School (ID)_Existing_Food Preparation_Natural Gas_Broiler_E6_Baseline Forecast | Commercial | School (ID) | Existing | Food Preparation | Natural Gas | Broiler | E6 |  | Baseline Forecast | 0 | 0 | 0 | 0 | 0 | 0 | 0 | 0 | 0 | 0 | 0 | 0 | 0 | 0 | 0 | 0 | 0 | 0 | 0 | 0 | 0 | 0 | 0 | 0 | 0 | 0 | 0
Commercial_School (ID)_Existing_Food Preparation_Natural Gas_Broiler_E7_Baseline Forecast | Commercial | School (ID) | Existing | Food Preparation | Natural Gas | Broiler | E7 |  | Baseline Forecast | 0 | 0 | 0 | 0 | 0 | 0 | 0 | 0 | 0 | 0 | 0 | 0 | 0 | 0 | 0 | 0 | 0 | 0 | 0 | 0 | 0 | 0 | 0 | 0 | 0 | 0 | 0
Commercial_School (ID)_Existing_Food Preparation_Natural Gas_Broiler_E8_Baseline Forecast | Commercial | School (ID) | Existing | Food Preparation | Natural Gas | Broiler | E8 |  | Baseline Forecast | 0 | 0 | 0 | 0 | 0 | 0 | 0 | 0 | 0 | 0 | 0 | 0 | 0 | 0 | 0 | 0 | 0 | 0 | 0 | 0 | 0 | 0 | 0 | 0 | 0 | 0 | 0
Commercial_School (ID)_Existing_Food Preparation_Natural Gas_Broiler_E9_Baseline Forecast | Commercial | School (ID) | Existing | Food Preparation | Natural Gas | Broiler | E9 |  | Baseline Forecast | 0 | 0 | 0 | 0 | 0 | 0 | 0 | 0 | 0 | 0 | 0 | 0 | 0 | 0 | 0 | 0 | 0 | 0 | 0 | 0 | 0 | 0 | 0 | 0 | 0 | 0 | 0
Commercial_School (ID)_Existing_Food Preparation_Natural Gas_Broiler_E10_Baseline Forecast | Commercial | School (ID) | Existing | Food Preparation | Natural Gas | Broiler | E10 |  | Baseline Forecast | 0 | 0 | 0 | 0 | 0 | 0 | 0 | 0 | 0 | 0 | 0 | 0 | 0 | 0 | 0 | 0 | 0 | 0 | 0 | 0 | 0 | 0 | 0 | 0 | 0 | 0 | 0
Commercial_School (ID)_Existing_Food Preparation_Natural Gas_Broiler_Vintage_Baseline Forecast | Commercial | School (ID) | Existing | Food Preparation | Natural Gas | Broiler | Vintage | Vintage | Baseline Forecast | 1548201.9448 | 1463754.566 | 1374189.1642 | 1280696.843 | 1184302.7297 | 1085887.4441 | 986205.8274 | 885903.279 | 785530.0078 | 685553.4613 | 598301.2026 | 522153.7768 | 455697.8416 | 397699.9345 | 347083.5792 | 302909.3055 | 264357.2121 | 230711.7487 | 201348.4352 | 175722.2707 | 153357.6181 | 133839.3758 | 116805.2734 | 101939.1477 | 88965.0744 | 77642.2467 | 67760.5062
Commercial_School (ID)_Existing_Food Preparation_Natural Gas_Griddle_E1_Baseline Forecast | Commercial | School (ID) | Existing | Food Preparation | Natural Gas | Griddle | E1 | Standard | Baseline Forecast | 0 | 56430.719 | 118504.5099 | 185018.1392 | 254934.9098 | 327363.1383 | 401537.3798 | 476802.0489 | 552597.1324 | 628445.7278 | 691983.0631 | 744824.3496 | 788378.3477 | 823873.6583 | 852381.668 | 874836.5737 | 892052.8578 | 904740.5399 | 913518.4864 | 918926.0263 | 921433.0878 | 921449.0454 | 919330.4401 | 915387.7167 | 909891.1042 | 903075.7464 | 895146.1802
Commercial_School (ID)_Existing_Food Preparation_Natural Gas_Griddle_E2_Baseline Forecast | Commercial | School (ID) | Existing | Food Preparation | Natural Gas | Griddle | E2 | ENERGY STAR | Baseline Forecast | 0 | 23049.1669 | 48403.2505 | 75570.7893 | 104128.3434 | 133711.7044 | 164008.2256 | 194750.1326 | 225708.6879 | 256689.1001 | 282640.9694 | 304224.0301 | 322013.6913 | 336511.7759 | 348155.8926 | 357327.6146 | 364359.618 | 369541.9107 | 373127.2691 | 375335.9826 | 376359.9936 | 376366.5115 | 375501.1657 | 373890.7575 | 371645.6623 | 368861.9246 | 365623.0877
Commercial_School (ID)_Existing_Food Preparation_Natural Gas_Griddle_E3_Baseline Forecast | Commercial | School (ID) | Existing | Food Preparation | Natural Gas | Griddle | E3 |  | Baseline Forecast | 0 | 0 | 0 | 0 | 0 | 0 | 0 | 0 | 0 | 0 | 0 | 0 | 0 | 0 | 0 | 0 | 0 | 0 | 0 | 0 | 0 | 0 | 0 | 0 | 0 | 0 | 0
Commercial_School (ID)_Existing_Food Preparation_Natural Gas_Griddle_E4_Baseline Forecast | Commercial | School (ID) | Existing | Food Preparation | Natural Gas | Griddle | E4 |  | Baseline Forecast | 0 | 0 | 0 | 0 | 0 | 0 | 0 | 0 | 0 | 0 | 0 | 0 | 0 | 0 | 0 | 0 | 0 | 0 | 0 | 0 | 0 | 0 | 0 | 0 | 0 | 0 | 0
Commercial_School (ID)_Existing_Food Preparation_Natural Gas_Griddle_E5_Baseline Forecast | Commercial | School (ID) | Existing | Food Preparation | Natural Gas | Griddle | E5 |  | Baseline Forecast | 0 | 0 | 0 | 0 | 0 | 0 | 0 | 0 | 0 | 0 | 0 | 0 | 0 | 0 | 0 | 0 | 0 | 0 | 0 | 0 | 0 | 0 | 0 | 0 | 0 | 0 | 0
Commercial_School (ID)_Existing_Food Preparation_Natural Gas_Griddle_E6_Baseline Forecast | Commercial | School (ID) | Existing | Food Preparation | Natural Gas | Griddle | E6 |  | Baseline Forecast | 0 | 0 | 0 | 0 | 0 | 0 | 0 | 0 | 0 | 0 | 0 | 0 | 0 | 0 | 0 | 0 | 0 | 0 | 0 | 0 | 0 | 0 | 0 | 0 | 0 | 0 | 0
Commercial_School (ID)_Existing_Food Preparation_Natural Gas_Griddle_E7_Baseline Forecast | Commercial | School (ID) | Existing | Food Preparation | Natural Gas | Griddle | E7 |  | Baseline Forecast | 0 | 0 | 0 | 0 | 0 | 0 | 0 | 0 | 0 | 0 | 0 | 0 | 0 | 0 | 0 | 0 | 0 | 0 | 0 | 0 | 0 | 0 | 0 | 0 | 0 | 0 | 0
Commercial_School (ID)_Existing_Food Preparation_Natural Gas_Griddle_E8_Baseline Forecast | Commercial | School (ID) | Existing | Food Preparation | Natural Gas | Griddle | E8 |  | Baseline Forecast | 0 | 0 | 0 | 0 | 0 | 0 | 0 | 0 | 0 | 0 | 0 | 0 | 0 | 0 | 0 | 0 | 0 | 0 | 0 | 0 | 0 | 0 | 0 | 0 | 0 | 0 | 0
Commercial_School (ID)_Existing_Food Preparation_Natural Gas_Griddle_E9_Baseline Forecast | Commercial | School (ID) | Existing | Food Preparation | Natural Gas | Griddle | E9 |  | Baseline Forecast | 0 | 0 | 0 | 0 | 0 | 0 | 0 | 0 | 0 | 0 | 0 | 0 | 0 | 0 | 0 | 0 | 0 | 0 | 0 | 0 | 0 | 0 | 0 | 0 | 0 | 0 | 0
Commercial_School (ID)_Existing_Food Preparation_Natural Gas_Griddle_E10_Baseline Forecast | Commercial | School (ID) | Existing | Food Preparation | Natural Gas | Griddle | E10 |  | Baseline Forecast | 0 | 0 | 0 | 0 | 0 | 0 | 0 | 0 | 0 | 0 | 0 | 0 | 0 | 0 | 0 | 0 | 0 | 0 | 0 | 0 | 0 | 0 | 0 | 0 | 0 | 0 | 0
Commercial_School (ID)_Existing_Food Preparation_Natural Gas_Griddle_Vintage_Baseline Forecast | Commercial | School (ID) | Existing | Food Preparation | Natural Gas | Griddle | Vintage | Vintage | Baseline Forecast | 2185696.8632 | 2066477.0343 | 1940031.7612 | 1808042.6019 | 1671956.7949 | 1533017.5682 | 1392290.5798 | 1250686.9821 | 1108983.5404 | 967840.1807 | 844660.5214 | 737158.2732 | 643338.1293 | 561458.731 | 490000.3471 | 427636.6666 | 373210.1817 | 325710.704 | 284256.6144 | 248078.4999 | 216504.8726 | 188949.707 | 164901.5625 | 143914.0909 | 125597.7521 | 109612.5836 | 95661.8912
Commercial_School (ID)_Existing_Food Preparation_Natural Gas_Range_E1_Baseline Forecast | Commercial | School (ID) | Existing | Food Preparation | Natural Gas | Range | E1 | Standard | Baseline Forecast | 0 | 43503.3156 | 98238.3962 | 161033.311 | 229417.5705 | 301471.127 | 375705.7828 | 450972.0528 | 526386.0207 | 601271.8983 | 656676.4494 | 696841.3931 | 725097.2781 | 744058.9908 | 755779.3171 | 761869.5588 | 763594.2713 | 761945.6752 | 757702.1036 | 751473.9091 | 743739.5208 | 734873.7664 | 725170.116 | 714858.1547 | 704117.3052 | 693087.6068 | 681878.1806
Commercial_School (ID)_Existing_Food Preparation_Natural Gas_Range_E2_Baseline Forecast | Commercial | School (ID) | Existing | Food Preparation | Natural Gas | Range | E2 | High Efficiency | Baseline Forecast | 0 | 62602.3322 | 141367.4483 | 231730.8622 | 330137.4795 | 433824.3047 | 540649.785 | 648959.7833 | 757482.3224 | 865244.9269 | 944973.4272 | 1002771.7608 | 1043432.6685 | 1070719.0355 | 1087584.8709 | 1096348.8773 | 1098830.7806 | 1096458.4106 | 1090351.8077 | 1081389.2838 | 1070259.3105 | 1057501.2736 | 1043537.484 | 1028698.3202 | 1013241.9758 | 997369.9708 | 981239.333
Commercial_School (ID)_Existing_Food Preparation_Natural Gas_Range_E3_Baseline Forecast | Commercial | School (ID) | Existing | Food Preparation | Natural Gas | Range | E3 |  | Baseline Forecast | 0 | 0 | 0 | 0 | 0 | 0 | 0 | 0 | 0 | 0 | 0 | 0 | 0 | 0 | 0 | 0 | 0 | 0 | 0 | 0 | 0 | 0 | 0 | 0 | 0 | 0 | 0
Commercial_School (ID)_Existing_Food Preparation_Natural Gas_Range_E4_Baseline Forecast | Commercial | School (ID) | Existing | Food Preparation | Natural Gas | Range | E4 |  | Baseline Forecast | 0 | 0 | 0 | 0 | 0 | 0 | 0 | 0 | 0 | 0 | 0 | 0 | 0 | 0 | 0 | 0 | 0 | 0 | 0 | 0 | 0 | 0 | 0 | 0 | 0 | 0 | 0
Commercial_School (ID)_Existing_Food Preparation_Natural Gas_Range_E5_Baseline Forecast | Commercial | School (ID) | Existing | Food Preparation | Natural Gas | Range | E5 |  | Baseline Forecast | 0 | 0 | 0 | 0 | 0 | 0 | 0 | 0 | 0 | 0 | 0 | 0 | 0 | 0 | 0 | 0 | 0 | 0 | 0 | 0 | 0 | 0 | 0 | 0 | 0 | 0 | 0
Commercial_School (ID)_Existing_Food Preparation_Natural Gas_Range_E6_Baseline Forecast | Commercial | School (ID) | Existing | Food Preparation | Natural Gas | Range | E6 |  | Baseline Forecast | 0 | 0 | 0 | 0 | 0 | 0 | 0 | 0 | 0 | 0 | 0 | 0 | 0 | 0 | 0 | 0 | 0 | 0 | 0 | 0 | 0 | 0 | 0 | 0 | 0 | 0 | 0
Commercial_School (ID)_Existing_Food Preparation_Natural Gas_Range_E7_Baseline Forecast | Commercial | School (ID) | Existing | Food Preparation | Natural Gas | Range | E7 |  | Baseline Forecast | 0 | 0 | 0 | 0 | 0 | 0 | 0 | 0 | 0 | 0 | 0 | 0 | 0 | 0 | 0 | 0 | 0 | 0 | 0 | 0 | 0 | 0 | 0 | 0 | 0 | 0 | 0
Commercial_School (ID)_Existing_Food Preparation_Natural Gas_Range_E8_Baseline Forecast | Commercial | School (ID) | Existing | Food Preparation | Natural Gas | Range | E8 |  | Baseline Forecast | 0 | 0 | 0 | 0 | 0 | 0 | 0 | 0 | 0 | 0 | 0 | 0 | 0 | 0 | 0 | 0 | 0 | 0 | 0 | 0 | 0 | 0 | 0 | 0 | 0 | 0 | 0
Commercial_School (ID)_Existing_Food Preparation_Natural Gas_Range_E9_Baseline Forecast | Commercial | School (ID) | Existing | Food Preparation | Natural Gas | Range | E9 |  | Baseline Forecast | 0 | 0 | 0 | 0 | 0 | 0 | 0 | 0 | 0 | 0 | 0 | 0 | 0 | 0 | 0 | 0 | 0 | 0 | 0 | 0 | 0 | 0 | 0 | 0 | 0 | 0 | 0
Commercial_School (ID)_Existing_Food Preparation_Natural Gas_Range_E10_Baseline Forecast | Commercial | School (ID) | Existing | Food Preparation | Natural Gas | Range | E10 |  | Baseline Forecast | 0 | 0 | 0 | 0 | 0 | 0 | 0 | 0 | 0 | 0 | 0 | 0 | 0 | 0 | 0 | 0 | 0 | 0 | 0 | 0 | 0 | 0 | 0 | 0 | 0 | 0 | 0
Commercial_School (ID)_Existing_Food Preparation_Natural Gas_Range_Vintage_Baseline Forecast | Commercial | School (ID) | Existing | Food Preparation | Natural Gas | Range | Vintage | Vintage | Baseline Forecast | 2701764.1782 | 2546535.5454 | 2364805.5087 | 2164294.2463 | 1951011.3983 | 1729624.3539 | 1503747.4944 | 1276169.3522 | 1049031.0054 | 823966.1716 | 647187.9747 | 508336.7365 | 399275.4003 | 313612.6781 | 246328.5035 | 193479.8428 | 151969.6219 | 119365.2303 | 93755.9627 | 73641.0471 | 57841.6952 | 45432.0224 | 35684.7885 | 28028.7793 | 22015.3321 | 17292.0427 | 13582.1135
Commercial_School (ID)_Existing_Food Preparation_Natural Gas_Steamer_E1_Baseline Forecast | Commercial | School (ID) | Existing | Food Preparation | Natural Gas | Steamer | E1 | Standard | Baseline Forecast | 0 | 17662.1969 | 37090.6134 | 57908.6508 | 79791.834 | 102461.0761 | 125676.8012 | 149233.8181 | 172956.8489 | 196696.6284 | 216583.1183 | 233121.8622 | 246753.7864 | 257863.4298 | 266786.1246 | 273814.2641 | 279202.7724 | 283173.8779 | 285921.279 | 287613.7797 | 288398.4625 | 288403.4571 | 287740.3568 | 286506.3276 | 284785.9481 | 282652.8158 | 280170.9484
Commercial_School (ID)_Existing_Food Preparation_Natural Gas_Steamer_E2_Baseline Forecast | Commercial | School (ID) | Existing | Food Preparation | Natural Gas | Steamer | E2 | ENERGY STAR | Baseline Forecast | 0 | 17662.1969 | 37090.6134 | 57908.6508 | 79791.834 | 102461.0761 | 125676.8012 | 149233.8181 | 172956.8489 | 196696.6284 | 216583.1183 | 233121.8622 | 246753.7864 | 257863.4298 | 266786.1246 | 273814.2641 | 279202.7724 | 283173.8779 | 285921.279 | 287613.7797 | 288398.4625 | 288403.4571 | 287740.3568 | 286506.3276 | 284785.9481 | 282652.8158 | 280170.9484
Commercial_School (ID)_Existing_Food Preparation_Natural Gas_Steamer_E3_Baseline Forecast | Commercial | School (ID) | Existing | Food Preparation | Natural Gas | Steamer | E3 |  | Baseline Forecast | 0 | 0 | 0 | 0 | 0 | 0 | 0 | 0 | 0 | 0 | 0 | 0 | 0 | 0 | 0 | 0 | 0 | 0 | 0 | 0 | 0 | 0 | 0 | 0 | 0 | 0 | 0
Commercial_School (ID)_Existing_Food Preparation_Natural Gas_Steamer_E4_Baseline Forecast | Commercial | School (ID) | Existing | Food Preparation | Natural Gas | Steamer | E4 |  | Baseline Forecast | 0 | 0 | 0 | 0 | 0 | 0 | 0 | 0 | 0 | 0 | 0 | 0 | 0 | 0 | 0 | 0 | 0 | 0 | 0 | 0 | 0 | 0 | 0 | 0 | 0 | 0 | 0
Commercial_School (ID)_Existing_Food Preparation_Natural Gas_Steamer_E5_Baseline Forecast | Commercial | School (ID) | Existing | Food Preparation | Natural Gas | Steamer | E5 |  | Baseline Forecast | 0 | 0 | 0 | 0 | 0 | 0 | 0 | 0 | 0 | 0 | 0 | 0 | 0 | 0 | 0 | 0 | 0 | 0 | 0 | 0 | 0 | 0 | 0 | 0 | 0 | 0 | 0
Commercial_School (ID)_Existing_Food Preparation_Natural Gas_Steamer_E6_Baseline Forecast | Commercial | School (ID) | Existing | Food Preparation | Natural Gas | Steamer | E6 |  | Baseline Forecast | 0 | 0 | 0 | 0 | 0 | 0 | 0 | 0 | 0 | 0 | 0 | 0 | 0 | 0 | 0 | 0 | 0 | 0 | 0 | 0 | 0 | 0 | 0 | 0 | 0 | 0 | 0
Commercial_School (ID)_Existing_Food Preparation_Natural Gas_Steamer_E7_Baseline Forecast | Commercial | School (ID) | Existing | Food Preparation | Natural Gas | Steamer | E7 |  | Baseline Forecast | 0 | 0 | 0 | 0 | 0 | 0 | 0 | 0 | 0 | 0 | 0 | 0 | 0 | 0 | 0 | 0 | 0 | 0 | 0 | 0 | 0 | 0 | 0 | 0 | 0 | 0 | 0
Commercial_School (ID)_Existing_Food Preparation_Natural Gas_Steamer_E8_Baseline Forecast | Commercial | School (ID) | Existing | Food Preparation | Natural Gas | Steamer | E8 |  | Baseline Forecast | 0 | 0 | 0 | 0 | 0 | 0 | 0 | 0 | 0 | 0 | 0 | 0 | 0 | 0 | 0 | 0 | 0 | 0 | 0 | 0 | 0 | 0 | 0 | 0 | 0 | 0 | 0
Commercial_School (ID)_Existing_Food Preparation_Natural Gas_Steamer_E9_Baseline Forecast | Commercial | School (ID) | Existing | Food Preparation | Natural Gas | Steamer | E9 |  | Baseline Forecast | 0 | 0 | 0 | 0 | 0 | 0 | 0 | 0 | 0 | 0 | 0 | 0 | 0 | 0 | 0 | 0 | 0 | 0 | 0 | 0 | 0 | 0 | 0 | 0 | 0 | 0 | 0
Commercial_School (ID)_Existing_Food Preparation_Natural Gas_Steamer_E10_Baseline Forecast | Commercial | School (ID) | Existing | Food Preparation | Natural Gas | Steamer | E10 |  | Baseline Forecast | 0 | 0 | 0 | 0 | 0 | 0 | 0 | 0 | 0 | 0 | 0 | 0 | 0 | 0 | 0 | 0 | 0 | 0 | 0 | 0 | 0 | 0 | 0 | 0 | 0 | 0 | 0
Commercial_School (ID)_Existing_Food Preparation_Natural Gas_Steamer_Vintage_Baseline Forecast | Commercial | School (ID) | Existing | Food Preparation | Natural Gas | Steamer | Vintage | Vintage | Baseline Forecast | 971420.8281 | 918434.2375 | 862236.3383 | 803574.4897 | 743091.9088 | 681341.1414 | 618795.8132 | 555860.8809 | 492881.5735 | 430151.1914 | 375404.6762 | 327625.8992 | 285928.0575 | 249537.2138 | 217777.932 | 190060.7407 | 165871.1919 | 144760.3129 | 126336.2731 | 110257.1111 | 96224.3878 | 83977.6476 | 73289.5833 | 63961.8182 | 55821.2231 | 48716.7038 | 42516.3961
Commercial_School (ID)_Existing_Food Preparation_Natural Gas_Food Prep Other_E1_Baseline Forecast | Commercial | School (ID) | Existing | Food Preparation | Natural Gas | Food Prep Other | E1 | Standard | Baseline Forecast | 0 | 3528.9069 | 7968.9135 | 13062.7186 | 18609.9208 | 24454.7694 | 30476.5447 | 36582.0026 | 42699.4415 | 48774.0427 | 53268.3554 | 56526.46 | 58818.5241 | 60356.6624 | 61307.3932 | 61801.4221 | 61941.3276 | 61807.5966 | 61463.366 | 60958.1466 | 60330.7476 | 59611.5744 | 58824.4325 | 57987.9457 | 57116.6682 | 56221.9599 | 55312.6724
Commercial_School (ID)_Existing_Food Preparation_Natural Gas_Food Prep Other_E2_Baseline Forecast | Commercial | School (ID) | Existing | Food Preparation | Natural Gas | Food Prep Other | E2 | ENERGY STAR | Baseline Forecast | 0 | 1239.8862 | 2799.8885 | 4589.6038 | 6538.6208 | 8592.2163 | 10707.9752 | 12853.1361 | 15002.5065 | 17136.8258 | 18715.9087 | 19860.6481 | 20665.9679 | 21206.3949 | 21540.4355 | 21714.0132 | 21763.1691 | 21716.1826 | 21595.2367 | 21417.7272 | 21197.2897 | 20944.6072 | 20668.0439 | 20374.1431 | 20068.0186 | 19753.6616 | 19434.1822
Commercial_School (ID)_Existing_Food Preparation_Natural Gas_Food Prep Other_E3_Baseline Forecast | Commercial | School (ID) | Existing | Food Preparation | Natural Gas | Food Prep Other | E3 |  | Baseline Forecast | 0 | 0 | 0 | 0 | 0 | 0 | 0 | 0 | 0 | 0 | 0 | 0 | 0 | 0 | 0 | 0 | 0 | 0 | 0 | 0 | 0 | 0 | 0 | 0 | 0 | 0 | 0
Commercial_School (ID)_Existing_Food Preparation_Natural Gas_Food Prep Other_E4_Baseline Forecast | Commercial | School (ID) | Existing | Food Preparation | Natural Gas | Food Prep Other | E4 |  | Baseline Forecast | 0 | 0 | 0 | 0 | 0 | 0 | 0 | 0 | 0 | 0 | 0 | 0 | 0 | 0 | 0 | 0 | 0 | 0 | 0 | 0 | 0 | 0 | 0 | 0 | 0 | 0 | 0
Commercial_School (ID)_Existing_Food Preparation_Natural Gas_Food Prep Other_E5_Baseline Forecast | Commercial | School (ID) | Existing | Food Preparation | Natural Gas | Food Prep Other | E5 |  | Baseline Forecast | 0 | 0 | 0 | 0 | 0 | 0 | 0 | 0 | 0 | 0 | 0 | 0 | 0 | 0 | 0 | 0 | 0 | 0 | 0 | 0 | 0 | 0 | 0 | 0 | 0 | 0 | 0
Commercial_School (ID)_Existing_Food Preparation_Natural Gas_Food Prep Other_E6_Baseline Forecast | Commercial | School (ID) | Existing | Food Preparation | Natural Gas | Food Prep Other | E6 |  | Baseline Forecast | 0 | 0 | 0 | 0 | 0 | 0 | 0 | 0 | 0 | 0 | 0 | 0 | 0 | 0 | 0 | 0 | 0 | 0 | 0 | 0 | 0 | 0 | 0 | 0 | 0 | 0 | 0
Commercial_School (ID)_Existing_Food Preparation_Natural Gas_Food Prep Other_E7_Baseline Forecast | Commercial | School (ID) | Existing | Food Preparation | Natural Gas | Food Prep Other | E7 |  | Baseline Forecast | 0 | 0 | 0 | 0 | 0 | 0 | 0 | 0 | 0 | 0 | 0 | 0 | 0 | 0 | 0 | 0 | 0 | 0 | 0 | 0 | 0 | 0 | 0 | 0 | 0 | 0 | 0
Commercial_School (ID)_Existing_Food Preparation_Natural Gas_Food Prep Other_E8_Baseline Forecast | Commercial | School (ID) | Existing | Food Preparation | Natural Gas | Food Prep Other | E8 |  | Baseline Forecast | 0 | 0 | 0 | 0 | 0 | 0 | 0 | 0 | 0 | 0 | 0 | 0 | 0 | 0 | 0 | 0 | 0 | 0 | 0 | 0 | 0 | 0 | 0 | 0 | 0 | 0 | 0
Commercial_School (ID)_Existing_Food Preparation_Natural Gas_Food Prep Other_E9_Baseline Forecast | Commercial | School (ID) | Existing | Food Preparation | Natural Gas | Food Prep Other | E9 |  | Baseline Forecast | 0 | 0 | 0 | 0 | 0 | 0 | 0 | 0 | 0 | 0 | 0 | 0 | 0 | 0 | 0 | 0 | 0 | 0 | 0 | 0 | 0 | 0 | 0 | 0 | 0 | 0 | 0
Commercial_School (ID)_Existing_Food Preparation_Natural Gas_Food Prep Other_E10_Baseline Forecast | Commercial | School (ID) | Existing | Food Preparation | Natural Gas | Food Prep Other | E10 |  | Baseline Forecast | 0 | 0 | 0 | 0 | 0 | 0 | 0 | 0 | 0 | 0 | 0 | 0 | 0 | 0 | 0 | 0 | 0 | 0 | 0 | 0 | 0 | 0 | 0 | 0 | 0 | 0 | 0
Commercial_School (ID)_Existing_Food Preparation_Natural Gas_Food Prep Other_Vintage_Baseline Forecast | Commercial | School (ID) | Existing | Food Preparation | Natural Gas | Food Prep Other | Vintage | Vintage | Baseline Forecast | 121427.6035 | 114451.0357 | 106283.3937 | 97271.6515 | 87685.9055 | 77735.926 | 67584.1571 | 57355.9259 | 47147.4609 | 37032.1875 | 29087.1 | 22846.5949 | 17944.9618 | 14094.9518 | 11070.944 | 8695.7233 | 6830.0954 | 5364.7295 | 4213.7511 | 3309.71 | 2599.6267 | 2041.8886 | 1603.8107 | 1259.7204 | 989.4531 | 777.1705 | 610.4321
Commercial_School (ID)_Existing_Miscellaneous_Natural Gas_Pool Heater_E1_Baseline Forecast | Commercial | School (ID) | Existing | Miscellaneous | Natural Gas | Pool Heater | E1 | Standard (EF .82) | Baseline Forecast | 0 | 2981.8622 | 5757.7048 | 8354.9708 | 10795.6814 | 13097.5879 | 14821.6659 | 16093.4125 | 17011.3723 | 17652.9202 | 18078.8039 | 18336.712 | 18464.0755 | 18490.2697 | 18438.3427 | 18326.3731 | 18168.5372 | 17975.946 | 17757.3037 | 17519.4243 | 17267.6379 | 17006.1087 | 16738.0865 | 16466.1025 | 16192.1242 | 15917.6767 | 15643.938
Commercial_School (ID)_Existing_Miscellaneous_Natural Gas_Pool Heater_E2_Baseline Forecast | Commercial | School (ID) | Existing | Miscellaneous | Natural Gas | Pool Heater | E2 | Condensing (EF .90) | Baseline Forecast | 0 | 331.318 | 639.745 | 928.3301 | 1199.5202 | 1455.2875 | 1646.8518 | 1788.1569 | 1890.1525 | 1961.4356 | 2008.756 | 2037.4124 | 2051.5639 | 2054.4744 | 2048.7047 | 2036.2637 | 2018.7264 | 1997.3273 | 1973.0337 | 1946.6027 | 1918.6264 | 1889.5676 | 1859.7874 | 1829.5669 | 1799.1249 | 1768.6307 | 1738.2153
Commercial_School (ID)_Existing_Miscellaneous_Natural Gas_Pool Heater_E3_Baseline Forecast | Commercial | School (ID) | Existing | Miscellaneous | Natural Gas | Pool Heater | E3 |  | Baseline Forecast | 0 | 0 | 0 | 0 | 0 | 0 | 0 | 0 | 0 | 0 | 0 | 0 | 0 | 0 | 0 | 0 | 0 | 0 | 0 | 0 | 0 | 0 | 0 | 0 | 0 | 0 | 0
Commercial_School (ID)_Existing_Miscellaneous_Natural Gas_Pool Heater_E4_Baseline Forecast | Commercial | School (ID) | Existing | Miscellaneous | Natural Gas | Pool Heater | E4 |  | Baseline Forecast | 0 | 0 | 0 | 0 | 0 | 0 | 0 | 0 | 0 | 0 | 0 | 0 | 0 | 0 | 0 | 0 | 0 | 0 | 0 | 0 | 0 | 0 | 0 | 0 | 0 | 0 | 0
Commercial_School (ID)_Existing_Miscellaneous_Natural Gas_Pool Heater_E5_Baseline Forecast | Commercial | School (ID) | Existing | Miscellaneous | Natural Gas | Pool Heater | E5 |  | Baseline Forecast | 0 | 0 | 0 | 0 | 0 | 0 | 0 | 0 | 0 | 0 | 0 | 0 | 0 | 0 | 0 | 0 | 0 | 0 | 0 | 0 | 0 | 0 | 0 | 0 | 0 | 0 | 0
Commercial_School (ID)_Existing_Miscellaneous_Natural Gas_Pool Heater_E6_Baseline Forecast | Commercial | School (ID) | Existing | Miscellaneous | Natural Gas | Pool Heater | E6 |  | Baseline Forecast | 0 | 0 | 0 | 0 | 0 | 0 | 0 | 0 | 0 | 0 | 0 | 0 | 0 | 0 | 0 | 0 | 0 | 0 | 0 | 0 | 0 | 0 | 0 | 0 | 0 | 0 | 0
Commercial_School (ID)_Existing_Miscellaneous_Natural Gas_Pool Heater_E7_Baseline Forecast | Commercial | School (ID) | Existing | Miscellaneous | Natural Gas | Pool Heater | E7 |  | Baseline Forecast | 0 | 0 | 0 | 0 | 0 | 0 | 0 | 0 | 0 | 0 | 0 | 0 | 0 | 0 | 0 | 0 | 0 | 0 | 0 | 0 | 0 | 0 | 0 | 0 | 0 | 0 | 0
Commercial_School (ID)_Existing_Miscellaneous_Natural Gas_Pool Heater_E8_Baseline Forecast | Commercial | School (ID) | Existing | Miscellaneous | Natural Gas | Pool Heater | E8 |  | Baseline Forecast | 0 | 0 | 0 | 0 | 0 | 0 | 0 | 0 | 0 | 0 | 0 | 0 | 0 | 0 | 0 | 0 | 0 | 0 | 0 | 0 | 0 | 0 | 0 | 0 | 0 | 0 | 0
Commercial_School (ID)_Existing_Miscellaneous_Natural Gas_Pool Heater_E9_Baseline Forecast | Commercial | School (ID) | Existing | Miscellaneous | Natural Gas | Pool Heater | E9 |  | Baseline Forecast | 0 | 0 | 0 | 0 | 0 | 0 | 0 | 0 | 0 | 0 | 0 | 0 | 0 | 0 | 0 | 0 | 0 | 0 | 0 | 0 | 0 | 0 | 0 | 0 | 0 | 0 | 0
Commercial_School (ID)_Existing_Miscellaneous_Natural Gas_Pool Heater_E10_Baseline Forecast | Commercial | School (ID) | Existing | Miscellaneous | Natural Gas | Pool Heater | E10 |  | Baseline Forecast | 0 | 0 | 0 | 0 | 0 | 0 | 0 | 0 | 0 | 0 | 0 | 0 | 0 | 0 | 0 | 0 | 0 | 0 | 0 | 0 | 0 | 0 | 0 | 0 | 0 | 0 | 0
Commercial_School (ID)_Existing_Miscellaneous_Natural Gas_Pool Heater_Vintage_Baseline Forecast | Commercial | School (ID) | Existing | Miscellaneous | Natural Gas | Pool Heater | Vintage | Vintage | Baseline Forecast | 28121.1281 | 24296.6546 | 20710.3881 | 17331.6672 | 14135.858 | 11103.0739 | 8720.9599 | 6849.9176 | 5380.2989 | 4225.9802 | 3319.3154 | 2607.1713 | 2047.8146 | 1608.4653 | 1263.3764 | 992.3247 | 779.4259 | 612.2037 | 480.8581 | 377.6922 | 296.6601 | 233.013 | 183.0211 | 143.7548 | 112.9128 | 88.6879 | 69.6603
Commercial_School (ID)_Existing_Miscellaneous_Natural Gas_Miscellaneous_E1_Baseline Forecast | Commercial | School (ID) | Existing | Miscellaneous | Natural Gas | Miscellaneous | E1 | Standard | Baseline Forecast | 0 | 779186.7389 | 1675757.4541 | 2662098.2616 | 3469400.7775 | 4126445.9426 | 4657447.0763 | 5082773.7145 | 5419560.7589 | 5682221.1094 | 5882877.0718 | 6031723.4104 | 6137332.8748 | 6206913.3181 | 6246524.0724 | 6261258.0411 | 6255394.9373 | 6232530.2405 | 6195683.7196 | 6147390.7592 | 6089779.2139 | 6024634.0839 | 5953451.941 | 5877486.7302 | 5797788.3114 | 5715234.8935 | 5630560.3279
Commercial_School (ID)_Existing_Miscellaneous_Natural Gas_Miscellaneous_E2_Baseline Forecast | Commercial | School (ID) | Existing | Miscellaneous | Natural Gas | Miscellaneous | E2 |  | Baseline Forecast | 0 | 0 | 0 | 0 | 0 | 0 | 0 | 0 | 0 | 0 | 0 | 0 | 0 | 0 | 0 | 0 | 0 | 0 | 0 | 0 | 0 | 0 | 0 | 0 | 0 | 0 | 0
Commercial_School (ID)_Existing_Miscellaneous_Natural Gas_Miscellaneous_E3_Baseline Forecast | Commercial | School (ID) | Existing | Miscellaneous | Natural Gas | Miscellaneous | E3 |  | Baseline Forecast | 0 | 0 | 0 | 0 | 0 | 0 | 0 | 0 | 0 | 0 | 0 | 0 | 0 | 0 | 0 | 0 | 0 | 0 | 0 | 0 | 0 | 0 | 0 | 0 | 0 | 0 | 0
Commercial_School (ID)_Existing_Miscellaneous_Natural Gas_Miscellaneous_E4_Baseline Forecast | Commercial | School (ID) | Existing | Miscellaneous | Natural Gas | Miscellaneous | E4 |  | Baseline Forecast | 0 | 0 | 0 | 0 | 0 | 0 | 0 | 0 | 0 | 0 | 0 | 0 | 0 | 0 | 0 | 0 | 0 | 0 | 0 | 0 | 0 | 0 | 0 | 0 | 0 | 0 | 0
Commercial_School (ID)_Existing_Miscellaneous_Natural Gas_Miscellaneous_E5_Baseline Forecast | Commercial | School (ID) | Existing | Miscellaneous | Natural Gas | Miscellaneous | E5 |  | Baseline Forecast | 0 | 0 | 0 | 0 | 0 | 0 | 0 | 0 | 0 | 0 | 0 | 0 | 0 | 0 | 0 | 0 | 0 | 0 | 0 | 0 | 0 | 0 | 0 | 0 | 0 | 0 | 0
Commercial_School (ID)_Existing_Miscellaneous_Natural Gas_Miscellaneous_E6_Baseline Forecast | Commercial | School (ID) | Existing | Miscellaneous | Natural Gas | Miscellaneous | E6 |  | Baseline Forecast | 0 | 0 | 0 | 0 | 0 | 0 | 0 | 0 | 0 | 0 | 0 | 0 | 0 | 0 | 0 | 0 | 0 | 0 | 0 | 0 | 0 | 0 | 0 | 0 | 0 | 0 | 0
Commercial_School (ID)_Existing_Miscellaneous_Natural Gas_Miscellaneous_E7_Baseline Forecast | Commercial | School (ID) | Existing | Miscellaneous | Natural Gas | Miscellaneous | E7 |  | Baseline Forecast | 0 | 0 | 0 | 0 | 0 | 0 | 0 | 0 | 0 | 0 | 0 | 0 | 0 | 0 | 0 | 0 | 0 | 0 | 0 | 0 | 0 | 0 | 0 | 0 | 0 | 0 | 0
Commercial_School (ID)_Existing_Miscellaneous_Natural Gas_Miscellaneous_E8_Baseline Forecast | Commercial | School (ID) | Existing | Miscellaneous | Natural Gas | Miscellaneous | E8 |  | Baseline Forecast | 0 | 0 | 0 | 0 | 0 | 0 | 0 | 0 | 0 | 0 | 0 | 0 | 0 | 0 | 0 | 0 | 0 | 0 | 0 | 0 | 0 | 0 | 0 | 0 | 0 | 0 | 0
Commercial_School (ID)_Existing_Miscellaneous_Natural Gas_Miscellaneous_E9_Baseline Forecast | Commercial | School (ID) | Existing | Miscellaneous | Natural Gas | Miscellaneous | E9 |  | Baseline Forecast | 0 | 0 | 0 | 0 | 0 | 0 | 0 | 0 | 0 | 0 | 0 | 0 | 0 | 0 | 0 | 0 | 0 | 0 | 0 | 0 | 0 | 0 | 0 | 0 | 0 | 0 | 0
Commercial_School (ID)_Existing_Miscellaneous_Natural Gas_Miscellaneous_E10_Baseline Forecast | Commercial | School (ID) | Existing | Miscellaneous | Natural Gas | Miscellaneous | E10 |  | Baseline Forecast | 0 | 0 | 0 | 0 | 0 | 0 | 0 | 0 | 0 | 0 | 0 | 0 | 0 | 0 | 0 | 0 | 0 | 0 | 0 | 0 | 0 | 0 | 0 | 0 | 0 | 0 | 0
Commercial_School (ID)_Existing_Miscellaneous_Natural Gas_Miscellaneous_Vintage_Baseline Forecast | Commercial | School (ID) | Existing | Miscellaneous | Natural Gas | Miscellaneous | Vintage | Vintage | Baseline Forecast | 9258854.7679 | 8311325.215 | 7249472.4643 | 6100854.7492 | 5134225.8149 | 4320751.0754 | 3636164.5414 | 3060044.9647 | 2575206.6716 | 2167186.9132 | 1823814.4413 | 1534846.4389 | 1291662.9771 | 1087009.8821 | 914782.3423 | 769842.8024 | 647867.709 | 545218.5395 | 458833.2644 | 386135.0069 | 324955.1747 | 273468.7704 | 230139.9522 | 193676.2195 | 162989.8575 | 137165.4904 | 115432.7764
Commercial_School (ID)_New_Space Heating_Natural Gas_Furnace_E1_Baseline Forecast | Commercial | School (ID) | New | Space Heating | Natural Gas | Furnace | E1 | AFUE 80% (Standard) | Baseline Forecast | 0 | 53763.2266 | 104005.1575 | 163999.9226 | 225288.1062 | 280746.8082 | 329268.3423 | 376191.456 | 421723.1863 | 465531.3137 | 508641.7174 | 551713.5152 | 594090.3927 | 635848.8831 | 677302.4731 | 718333.2217 | 758801.4196 | 798588.714 | 837899.9643 | 876530.1778 | 914231.0474 | 951314.6572 | 988028.2228 | 1024683.4596 | 1060707.9109 | 1098418.091 | 1131980.359
Commercial_School (ID)_New_Space Heating_Natural Gas_Furnace_E2_Baseline Forecast | Commercial | School (ID) | New | Space Heating | Natural Gas | Furnace | E2 | AFUE 90% | Baseline Forecast | 0 | 0 | 0 | 0 | 0 | 0 | 0 | 0 | 0 | 0 | 0 | 0 | 0 | 0 | 0 | 0 | 0 | 0 | 0 | 0 | 0 | 0 | 0 | 0 | 0 | 0 | 0
Commercial_School (ID)_New_Space Heating_Natural Gas_Furnace_E3_Baseline Forecast | Commercial | School (ID) | New | Space Heating | Natural Gas | Furnace | E3 | AFUE 96% | Baseline Forecast | 0 | 0 | 0 | 0 | 0 | 0 | 0 | 0 | 0 | 0 | 0 | 0 | 0 | 0 | 0 | 0 | 0 | 0 | 0 | 0 | 0 | 0 | 0 | 0 | 0 | 0 | 0
Commercial_School (ID)_New_Space Heating_Natural Gas_Furnace_E4_Baseline Forecast | Commercial | School (ID) | New | Space Heating | Natural Gas | Furnace | E4 |  | Baseline Forecast | 0 | 0 | 0 | 0 | 0 | 0 | 0 | 0 | 0 | 0 | 0 | 0 | 0 | 0 | 0 | 0 | 0 | 0 | 0 | 0 | 0 | 0 | 0 | 0 | 0 | 0 | 0
Commercial_School (ID)_New_Space Heating_Natural Gas_Furnace_E5_Baseline Forecast | Commercial | School (ID) | New | Space Heating | Natural Gas | Furnace | E5 |  | Baseline Forecast | 0 | 0 | 0 | 0 | 0 | 0 | 0 | 0 | 0 | 0 | 0 | 0 | 0 | 0 | 0 | 0 | 0 | 0 | 0 | 0 | 0 | 0 | 0 | 0 | 0 | 0 | 0
Commercial_School (ID)_New_Space Heating_Natural Gas_Furnace_E6_Baseline Forecast | Commercial | School (ID) | New | Space Heating | Natural Gas | Furnace | E6 |  | Baseline Forecast | 0 | 0 | 0 | 0 | 0 | 0 | 0 | 0 | 0 | 0 | 0 | 0 | 0 | 0 | 0 | 0 | 0 | 0 | 0 | 0 | 0 | 0 | 0 | 0 | 0 | 0 | 0
Commercial_School (ID)_New_Space Heating_Natural Gas_Furnace_E7_Baseline Forecast | Commercial | School (ID) | New | Space Heating | Natural Gas | Furnace | E7 |  | Baseline Forecast | 0 | 0 | 0 | 0 | 0 | 0 | 0 | 0 | 0 | 0 | 0 | 0 | 0 | 0 | 0 | 0 | 0 | 0 | 0 | 0 | 0 | 0 | 0 | 0 | 0 | 0 | 0
Commercial_School (ID)_New_Space Heating_Natural Gas_Furnace_E8_Baseline Forecast | Commercial | School (ID) | New | Space Heating | Natural Gas | Furnace | E8 |  | Baseline Forecast | 0 | 0 | 0 | 0 | 0 | 0 | 0 | 0 | 0 | 0 | 0 | 0 | 0 | 0 | 0 | 0 | 0 | 0 | 0 | 0 | 0 | 0 | 0 | 0 | 0 | 0 | 0
Commercial_School (ID)_New_Space Heating_Natural Gas_Furnace_E9_Baseline Forecast | Commercial | School (ID) | New | Space Heating | Natural Gas | Furnace | E9 |  | Baseline Forecast | 0 | 0 | 0 | 0 | 0 | 0 | 0 | 0 | 0 | 0 | 0 | 0 | 0 | 0 | 0 | 0 | 0 | 0 | 0 | 0 | 0 | 0 | 0 | 0 | 0 | 0 | 0
Commercial_School (ID)_New_Space Heating_Natural Gas_Furnace_E10_Baseline Forecast | Commercial | School (ID) | New | Space Heating | Natural Gas | Furnace | E10 |  | Baseline Forecast | 0 | 0 | 0 | 0 | 0 | 0 | 0 | 0 | 0 | 0 | 0 | 0 | 0 | 0 | 0 | 0 | 0 | 0 | 0 | 0 | 0 | 0 | 0 | 0 | 0 | 0 | 0
Commercial_School (ID)_New_Space Heating_Natural Gas_Furnace_Vintage_Baseline Forecast | Commercial | School (ID) | New | Space Heating | Natural Gas | Furnace | Vintage | Vintage | Baseline Forecast | 0 | 0 | 0 | 0 | 0 | 0 | 0 | 0 | 0 | 0 | 0 | 0 | 0 | 0 | 0 | 0 | 0 | 0 | 0 | 0 | 0 | 0 | 0 | 0 | 0 | 0 | 0
Commercial_School (ID)_New_Space Heating_Natural Gas_Boiler_E1_Baseline Forecast | Commercial | School (ID) | New | Space Heating | Natural Gas | Boiler | E1 | AFUE 80% (Standard) | Baseline Forecast | 0 | 131020.9462 | 253460.4975 | 399667.6988 | 549026.9601 | 684179.7789 | 767204.2297 | 847493.6482 | 925402.2918 | 1000361.7051 | 1074127.2539 | 1138273.1072 | 1201384.0313 | 1263574.0056 | 1325309.8986 | 1386416.0635 | 1446684.4343 | 1505938.7511 | 1564484.1061 | 1622015.2084 | 1678162.2599 | 1733390.0402 | 1788066.7222 | 1842656.5365 | 1896306.9361 | 1952467.8536 | 2002451.3794
Commercial_School (ID)_New_Space Heating_Natural Gas_Boiler_E2_Baseline Forecast | Commercial | School (ID) | New | Space Heating | Natural Gas | Boiler | E2 | AFUE 85% | Baseline Forecast | 0 | 0 | 0 | 0 | 0 | 0 | 0 | 0 | 0 | 0 | 0 | 0 | 0 | 0 | 0 | 0 | 0 | 0 | 0 | 0 | 0 | 0 | 0 | 0 | 0 | 0 | 0
Commercial_School (ID)_New_Space Heating_Natural Gas_Boiler_E3_Baseline Forecast | Commercial | School (ID) | New | Space Heating | Natural Gas | Boiler | E3 | AFUE 97% | Baseline Forecast | 0 | 0 | 0 | 0 | 0 | 0 | 35222.4943 | 69284.6719 | 102336.8237 | 134137.7869 | 165432.2621 | 206252.3506 | 246413.8477 | 285989.2859 | 325275.7633 | 364161.5046 | 402514.1042 | 440221.3967 | 477477.5317 | 514088.2332 | 549818.175 | 584963.1262 | 619757.3783 | 654496.351 | 688637.5145 | 724376.2801 | 756183.9784
Commercial_School (ID)_New_Space Heating_Natural Gas_Boiler_E4_Baseline Forecast | Commercial | School (ID) | New | Space Heating | Natural Gas | Boiler | E4 | Convert to NG Air Source Heat Pump | Baseline Forecast | 0 | 0 | 0 | 0 | 0 | 0 | 0 | 0 | 0 | 0 | 0 | 0 | 0 | 0 | 0 | 0 | 0 | 0 | 0 | 0 | 0 | 0 | 0 | 0 | 0 | 0 | 0
Commercial_School (ID)_New_Space Heating_Natural Gas_Boiler_E5_Baseline Forecast | Commercial | School (ID) | New | Space Heating | Natural Gas | Boiler | E5 |  | Baseline Forecast | 0 | 0 | 0 | 0 | 0 | 0 | 0 | 0 | 0 | 0 | 0 | 0 | 0 | 0 | 0 | 0 | 0 | 0 | 0 | 0 | 0 | 0 | 0 | 0 | 0 | 0 | 0
Commercial_School (ID)_New_Space Heating_Natural Gas_Boiler_E6_Baseline Forecast | Commercial | School (ID) | New | Space Heating | Natural Gas | Boiler | E6 |  | Baseline Forecast | 0 | 0 | 0 | 0 | 0 | 0 | 0 | 0 | 0 | 0 | 0 | 0 | 0 | 0 | 0 | 0 | 0 | 0 | 0 | 0 | 0 | 0 | 0 | 0 | 0 | 0 | 0
Commercial_School (ID)_New_Space Heating_Natural Gas_Boiler_E7_Baseline Forecast | Commercial | School (ID) | New | Space Heating | Natural Gas | Boiler | E7 |  | Baseline Forecast | 0 | 0 | 0 | 0 | 0 | 0 | 0 | 0 | 0 | 0 | 0 | 0 | 0 | 0 | 0 | 0 | 0 | 0 | 0 | 0 | 0 | 0 | 0 | 0 | 0 | 0 | 0
Commercial_School (ID)_New_Space Heating_Natural Gas_Boiler_E8_Baseline Forecast | Commercial | School (ID) | New | Space Heating | Natural Gas | Boiler | E8 |  | Baseline Forecast | 0 | 0 | 0 | 0 | 0 | 0 | 0 | 0 | 0 | 0 | 0 | 0 | 0 | 0 | 0 | 0 | 0 | 0 | 0 | 0 | 0 | 0 | 0 | 0 | 0 | 0 | 0
Commercial_School (ID)_New_Space Heating_Natural Gas_Boiler_E9_Baseline Forecast | Commercial | School (ID) | New | Space Heating | Natural Gas | Boiler | E9 |  | Baseline Forecast | 0 | 0 | 0 | 0 | 0 | 0 | 0 | 0 | 0 | 0 | 0 | 0 | 0 | 0 | 0 | 0 | 0 | 0 | 0 | 0 | 0 | 0 | 0 | 0 | 0 | 0 | 0
Commercial_School (ID)_New_Space Heating_Natural Gas_Boiler_E10_Baseline Forecast | Commercial | School (ID) | New | Space Heating | Natural Gas | Boiler | E10 |  | Baseline Forecast | 0 | 0 | 0 | 0 | 0 | 0 | 0 | 0 | 0 | 0 | 0 | 0 | 0 | 0 | 0 | 0 | 0 | 0 | 0 | 0 | 0 | 0 | 0 | 0 | 0 | 0 | 0
Commercial_School (ID)_New_Space Heating_Natural Gas_Boiler_Vintage_Baseline Forecast | Commercial | School (ID) | New | Space Heating | Natural Gas | Boiler | Vintage | Vintage | Baseline Forecast | 0 | 0 | 0 | 0 | 0 | 0 | 0 | 0 | 0 | 0 | 0 | 0 | 0 | 0 | 0 | 0 | 0 | 0 | 0 | 0 | 0 | 0 | 0 | 0 | 0 | 0 | 0
Commercial_School (ID)_New_Space Heating_Natural Gas_Unit Heater_E1_Baseline Forecast | Commercial | School (ID) | New | Space Heating | Natural Gas | Unit Heater | E1 | Standard | Baseline Forecast | 0 | 8967.4443 | 17347.5537 | 27354.3883 | 37576.9588 | 46827.2001 | 54920.3557 | 62746.9025 | 70341.3733 | 77648.3556 | 84838.9609 | 92023.127 | 99091.3838 | 106056.4966 | 112970.7535 | 119814.4825 | 126564.3808 | 133200.7077 | 139757.6327 | 146200.9642 | 152489.2856 | 158674.6511 | 164798.295 | 170912.21 | 176920.913 | 183210.7873 | 188808.8102
Commercial_School (ID)_New_Space Heating_Natural Gas_Unit Heater_E2_Baseline Forecast | Commercial | School (ID) | New | Space Heating | Natural Gas | Unit Heater | E2 | Condensing | Baseline Forecast | 0 | 0 | 0 | 0 | 0 | 0 | 0 | 0 | 0 | 0 | 0 | 0 | 0 | 0 | 0 | 0 | 0 | 0 | 0 | 0 | 0 | 0 | 0 | 0 | 0 | 0 | 0
Commercial_School (ID)_New_Space Heating_Natural Gas_Unit Heater_E3_Baseline Forecast | Commercial | School (ID) | New | Space Heating | Natural Gas | Unit Heater | E3 | Infrared Radiant | Baseline Forecast | 0 | 0 | 0 | 0 | 0 | 0 | 0 | 0 | 0 | 0 | 0 | 0 | 0 | 0 | 0 | 0 | 0 | 0 | 0 | 0 | 0 | 0 | 0 | 0 | 0 | 0 | 0
Commercial_School (ID)_New_Space Heating_Natural Gas_Unit Heater_E4_Baseline Forecast | Commercial | School (ID) | New | Space Heating | Natural Gas | Unit Heater | E4 |  | Baseline Forecast | 0 | 0 | 0 | 0 | 0 | 0 | 0 | 0 | 0 | 0 | 0 | 0 | 0 | 0 | 0 | 0 | 0 | 0 | 0 | 0 | 0 | 0 | 0 | 0 | 0 | 0 | 0
Commercial_School (ID)_New_Space Heating_Natural Gas_Unit Heater_E5_Baseline Forecast | Commercial | School (ID) | New | Space Heating | Natural Gas | Unit Heater | E5 |  | Baseline Forecast | 0 | 0 | 0 | 0 | 0 | 0 | 0 | 0 | 0 | 0 | 0 | 0 | 0 | 0 | 0 | 0 | 0 | 0 | 0 | 0 | 0 | 0 | 0 | 0 | 0 | 0 | 0
Commercial_School (ID)_New_Space Heating_Natural Gas_Unit Heater_E6_Baseline Forecast | Commercial | School (ID) | New | Space Heating | Natural Gas | Unit Heater | E6 |  | Baseline Forecast | 0 | 0 | 0 | 0 | 0 | 0 | 0 | 0 | 0 | 0 | 0 | 0 | 0 | 0 | 0 | 0 | 0 | 0 | 0 | 0 | 0 | 0 | 0 | 0 | 0 | 0 | 0
Commercial_School (ID)_New_Space Heating_Natural Gas_Unit Heater_E7_Baseline Forecast | Commercial | School (ID) | New | Space Heating | Natural Gas | Unit Heater | E7 |  | Baseline Forecast | 0 | 0 | 0 | 0 | 0 | 0 | 0 | 0 | 0 | 0 | 0 | 0 | 0 | 0 | 0 | 0 | 0 | 0 | 0 | 0 | 0 | 0 | 0 | 0 | 0 | 0 | 0
Commercial_School (ID)_New_Space Heating_Natural Gas_Unit Heater_E8_Baseline Forecast | Commercial | School (ID) | New | Space Heating | Natural Gas | Unit Heater | E8 |  | Baseline Forecast | 0 | 0 | 0 | 0 | 0 | 0 | 0 | 0 | 0 | 0 | 0 | 0 | 0 | 0 | 0 | 0 | 0 | 0 | 0 | 0 | 0 | 0 | 0 | 0 | 0 | 0 | 0
Commercial_School (ID)_New_Space Heating_Natural Gas_Unit Heater_E9_Baseline Forecast | Commercial | School (ID) | New | Space Heating | Natural Gas | Unit Heater | E9 |  | Baseline Forecast | 0 | 0 | 0 | 0 | 0 | 0 | 0 | 0 | 0 | 0 | 0 | 0 | 0 | 0 | 0 | 0 | 0 | 0 | 0 | 0 | 0 | 0 | 0 | 0 | 0 | 0 | 0
Commercial_School (ID)_New_Space Heating_Natural Gas_Unit Heater_E10_Baseline Forecast | Commercial | School (ID) | New | Space Heating | Natural Gas | Unit Heater | E10 |  | Baseline Forecast | 0 | 0 | 0 | 0 | 0 | 0 | 0 | 0 | 0 | 0 | 0 | 0 | 0 | 0 | 0 | 0 | 0 | 0 | 0 | 0 | 0 | 0 | 0 | 0 | 0 | 0 | 0
Commercial_School (ID)_New_Space Heating_Natural Gas_Unit Heater_Vintage_Baseline Forecast | Commercial | School (ID) | New | Space Heating | Natural Gas | Unit Heater | Vintage | Vintage | Baseline Forecast | 0 | 0 | 0 | 0 | 0 | 0 | 0 | 0 | 0 | 0 | 0 | 0 | 0 | 0 | 0 | 0 | 0 | 0 | 0 | 0 | 0 | 0 | 0 | 0 | 0 | 0 | 0
Commercial_School (ID)_New_Water Heating_Natural Gas_Water Heater_E1_Baseline Forecast | Commercial | School (ID) | New | Water Heating | Natural Gas | Water Heater | E1 | TE 0.80 | Baseline Forecast | 0 | 82722.8319 | 160027.6195 | 252338.613 | 346639.7261 | 431971.3027 | 506629.0001 | 578827.2869 | 648884.7204 | 716290.131 | 782621.9883 | 848894.4447 | 914097.6613 | 978349.3963 | 1042131.9959 | 1105263.9904 | 1167530.4156 | 1228749.1683 | 1289235.4552 | 1348673.8644 | 1406682.3377 | 1463741.0638 | 1520230.4211 | 1576630.0307 | 1632059.0817 | 1690081.8808 | 1741722.4915
Commercial_School (ID)_New_Water Heating_Natural Gas_Water Heater_E2_Baseline Forecast | Commercial | School (ID) | New | Water Heating | Natural Gas | Water Heater | E2 | TE 0.90 | Baseline Forecast | 0 | 0 | 0 | 0 | 0 | 0 | 0 | 0 | 0 | 0 | 0 | 0 | 0 | 0 | 0 | 0 | 0 | 0 | 0 | 0 | 0 | 0 | 0 | 0 | 0 | 0 | 0
Commercial_School (ID)_New_Water Heating_Natural Gas_Water Heater_E3_Baseline Forecast | Commercial | School (ID) | New | Water Heating | Natural Gas | Water Heater | E3 | TE 0.94 | Baseline Forecast | 0 | 93283.1934 | 180456.6773 | 284552.053 | 390891.606 | 487116.5753 | 571305.0427 | 652720.1321 | 731721.0677 | 807731.4243 | 882531.1783 | 957263.9482 | 1030790.9798 | 1103245.0639 | 1175170.1231 | 1246361.5211 | 1316576.8516 | 1385610.7642 | 1453818.7048 | 1520844.996 | 1586258.8064 | 1650601.6251 | 1714302.3897 | 1777901.9496 | 1840407.0496 | 1905837.0145 | 1964070.0436
Commercial_School (ID)_New_Water Heating_Natural Gas_Water Heater_E4_Baseline Forecast | Commercial | School (ID) | New | Water Heating | Natural Gas | Water Heater | E4 | Instantaneous TE 0.94 | Baseline Forecast | 0 | 0 | 0 | 0 | 0 | 0 | 0 | 0 | 0 | 0 | 0 | 0 | 0 | 0 | 0 | 0 | 0 | 0 | 0 | 0 | 0 | 0 | 0 | 0 | 0 | 0 | 0
Commercial_School (ID)_New_Water Heating_Natural Gas_Water Heater_E5_Baseline Forecast | Commercial | School (ID) | New | Water Heating | Natural Gas | Water Heater | E5 | Gas-Fired Absorption HPWH | Baseline Forecast | 0 | 0 | 0 | 0 | 0 | 0 | 0 | 0 | 0 | 0 | 0 | 0 | 0 | 0 | 0 | 0 | 0 | 0 | 0 | 0 | 0 | 0 | 0 | 0 | 0 | 0 | 0
Commercial_School (ID)_New_Water Heating_Natural Gas_Water Heater_E6_Baseline Forecast | Commercial | School (ID) | New | Water Heating | Natural Gas | Water Heater | E6 |  | Baseline Forecast | 0 | 0 | 0 | 0 | 0 | 0 | 0 | 0 | 0 | 0 | 0 | 0 | 0 | 0 | 0 | 0 | 0 | 0 | 0 | 0 | 0 | 0 | 0 | 0 | 0 | 0 | 0
Commercial_School (ID)_New_Water Heating_Natural Gas_Water Heater_E7_Baseline Forecast | Commercial | School (ID) | New | Water Heating | Natural Gas | Water Heater | E7 |  | Baseline Forecast | 0 | 0 | 0 | 0 | 0 | 0 | 0 | 0 | 0 | 0 | 0 | 0 | 0 | 0 | 0 | 0 | 0 | 0 | 0 | 0 | 0 | 0 | 0 | 0 | 0 | 0 | 0
Commercial_School (ID)_New_Water Heating_Natural Gas_Water Heater_E8_Baseline Forecast | Commercial | School (ID) | New | Water Heating | Natural Gas | Water Heater | E8 |  | Baseline Forecast | 0 | 0 | 0 | 0 | 0 | 0 | 0 | 0 | 0 | 0 | 0 | 0 | 0 | 0 | 0 | 0 | 0 | 0 | 0 | 0 | 0 | 0 | 0 | 0 | 0 | 0 | 0
Commercial_School (ID)_New_Water Heating_Natural Gas_Water Heater_E9_Baseline Forecast | Commercial | School (ID) | New | Water Heating | Natural Gas | Water Heater | E9 |  | Baseline Forecast | 0 | 0 | 0 | 0 | 0 | 0 | 0 | 0 | 0 | 0 | 0 | 0 | 0 | 0 | 0 | 0 | 0 | 0 | 0 | 0 | 0 | 0 | 0 | 0 | 0 | 0 | 0
Commercial_School (ID)_New_Water Heating_Natural Gas_Water Heater_E10_Baseline Forecast | Commercial | School (ID) | New | Water Heating | Natural Gas | Water Heater | E10 |  | Baseline Forecast | 0 | 0 | 0 | 0 | 0 | 0 | 0 | 0 | 0 | 0 | 0 | 0 | 0 | 0 | 0 | 0 | 0 | 0 | 0 | 0 | 0 | 0 | 0 | 0 | 0 | 0 | 0
Commercial_School (ID)_New_Water Heating_Natural Gas_Water Heater_Vintage_Baseline Forecast | Commercial | School (ID) | New | Water Heating | Natural Gas | Water Heater | Vintage | Vintage | Baseline Forecast | 0 | 0 | 0 | 0 | 0 | 0 | 0 | 0 | 0 | 0 | 0 | 0 | 0 | 0 | 0 | 0 | 0 | 0 | 0 | 0 | 0 | 0 | 0 | 0 | 0 | 0 | 0
Commercial_School (ID)_New_Food Preparation_Natural Gas_Oven_E1_Baseline Forecast | Commercial | School (ID) | New | Food Preparation | Natural Gas | Oven | E1 | Standard | Baseline Forecast | 0 | 7203.4179 | 13935.0382 | 21973.3833 | 30185.0259 | 37615.6106 | 44116.725 | 50403.6765 | 56504.2048 | 62373.7976 | 68149.9066 | 73920.843 | 79598.6711 | 85193.6452 | 90747.7674 | 96245.2357 | 101667.331 | 106998.1962 | 112265.279 | 117441.1137 | 122492.431 | 127461.0454 | 132380.0797 | 137291.2989 | 142118.0029 | 147170.5677 | 151667.3782
Commercial_School (ID)_New_Food Preparation_Natural Gas_Oven_E2_Baseline Forecast | Commercial | School (ID) | New | Food Preparation | Natural Gas | Oven | E2 | ENERGY STAR (>42% Baking Efficiency) | Baseline Forecast | 0 | 10365.8941 | 20052.8599 | 31620.2345 | 43436.9884 | 54129.781 | 63485.0433 | 72532.1199 | 81310.9288 | 89757.4161 | 98069.3778 | 106373.896 | 114544.4291 | 122595.7333 | 130588.2507 | 138499.2416 | 146301.7691 | 153973.014 | 161552.4746 | 169000.627 | 176269.5959 | 183419.5531 | 190498.1635 | 197565.5277 | 204511.2724 | 211782.0364 | 218253.0565
Commercial_School (ID)_New_Food Preparation_Natural Gas_Oven_E3_Baseline Forecast | Commercial | School (ID) | New | Food Preparation | Natural Gas | Oven | E3 |  | Baseline Forecast | 0 | 0 | 0 | 0 | 0 | 0 | 0 | 0 | 0 | 0 | 0 | 0 | 0 | 0 | 0 | 0 | 0 | 0 | 0 | 0 | 0 | 0 | 0 | 0 | 0 | 0 | 0
Commercial_School (ID)_New_Food Preparation_Natural Gas_Oven_E4_Baseline Forecast | Commercial | School (ID) | New | Food Preparation | Natural Gas | Oven | E4 |  | Baseline Forecast | 0 | 0 | 0 | 0 | 0 | 0 | 0 | 0 | 0 | 0 | 0 | 0 | 0 | 0 | 0 | 0 | 0 | 0 | 0 | 0 | 0 | 0 | 0 | 0 | 0 | 0 | 0
Commercial_School (ID)_New_Food Preparation_Natural Gas_Oven_E5_Baseline Forecast | Commercial | School (ID) | New | Food Preparation | Natural Gas | Oven | E5 |  | Baseline Forecast | 0 | 0 | 0 | 0 | 0 | 0 | 0 | 0 | 0 | 0 | 0 | 0 | 0 | 0 | 0 | 0 | 0 | 0 | 0 | 0 | 0 | 0 | 0 | 0 | 0 | 0 | 0
Commercial_School (ID)_New_Food Preparation_Natural Gas_Oven_E6_Baseline Forecast | Commercial | School (ID) | New | Food Preparation | Natural Gas | Oven | E6 |  | Baseline Forecast | 0 | 0 | 0 | 0 | 0 | 0 | 0 | 0 | 0 | 0 | 0 | 0 | 0 | 0 | 0 | 0 | 0 | 0 | 0 | 0 | 0 | 0 | 0 | 0 | 0 | 0 | 0
Commercial_School (ID)_New_Food Preparation_Natural Gas_Oven_E7_Baseline Forecast | Commercial | School (ID) | New | Food Preparation | Natural Gas | Oven | E7 |  | Baseline Forecast | 0 | 0 | 0 | 0 | 0 | 0 | 0 | 0 | 0 | 0 | 0 | 0 | 0 | 0 | 0 | 0 | 0 | 0 | 0 | 0 | 0 | 0 | 0 | 0 | 0 | 0 | 0
Commercial_School (ID)_New_Food Preparation_Natural Gas_Oven_E8_Baseline Forecast | Commercial | School (ID) | New | Food Preparation | Natural Gas | Oven | E8 |  | Baseline Forecast | 0 | 0 | 0 | 0 | 0 | 0 | 0 | 0 | 0 | 0 | 0 | 0 | 0 | 0 | 0 | 0 | 0 | 0 | 0 | 0 | 0 | 0 | 0 | 0 | 0 | 0 | 0
Commercial_School (ID)_New_Food Preparation_Natural Gas_Oven_E9_Baseline Forecast | Commercial | School (ID) | New | Food Preparation | Natural Gas | Oven | E9 |  | Baseline Forecast | 0 | 0 | 0 | 0 | 0 | 0 | 0 | 0 | 0 | 0 | 0 | 0 | 0 | 0 | 0 | 0 | 0 | 0 | 0 | 0 | 0 | 0 | 0 | 0 | 0 | 0 | 0
Commercial_School (ID)_New_Food Preparation_Natural Gas_Oven_E10_Baseline Forecast | Commercial | School (ID) | New | Food Preparation | Natural Gas | Oven | E10 |  | Baseline Forecast | 0 | 0 | 0 | 0 | 0 | 0 | 0 | 0 | 0 | 0 | 0 | 0 | 0 | 0 | 0 | 0 | 0 | 0 | 0 | 0 | 0 | 0 | 0 | 0 | 0 | 0 | 0
Commercial_School (ID)_New_Food Preparation_Natural Gas_Oven_Vintage_Baseline Forecast | Commercial | School (ID) | New | Food Preparation | Natural Gas | Oven | Vintage | Vintage | Baseline Forecast | 0 | 0 | 0 | 0 | 0 | 0 | 0 | 0 | 0 | 0 | 0 | 0 | 0 | 0 | 0 | 0 | 0 | 0 | 0 | 0 | 0 | 0 | 0 | 0 | 0 | 0 | 0
Commercial_School (ID)_New_Food Preparation_Natural Gas_Conveyor Oven_E1_Baseline Forecast | Commercial | School (ID) | New | Food Preparation | Natural Gas | Conveyor Oven | E1 | Standard | Baseline Forecast | 0 | 3601.709 | 6967.5191 | 10986.6916 | 15092.5129 | 18807.8053 | 22058.3625 | 25201.8383 | 28252.1024 | 31186.8988 | 34074.9533 | 36960.4215 | 39799.3355 | 42596.8226 | 45373.8837 | 48122.6178 | 50833.6655 | 53499.0981 | 56132.6395 | 58720.5568 | 61246.2155 | 63730.5227 | 66190.0399 | 68645.6495 | 71059.0014 | 73585.2838 | 75833.6891
Commercial_School (ID)_New_Food Preparation_Natural Gas_Conveyor Oven_E2_Baseline Forecast | Commercial | School (ID) | New | Food Preparation | Natural Gas | Conveyor Oven | E2 | ENERGY STAR (>42% Baking Efficiency) | Baseline Forecast | 0 | 5182.947 | 10026.4299 | 15810.1172 | 21718.4942 | 27064.8905 | 31742.5216 | 36266.0599 | 40655.4644 | 44878.708 | 49034.6889 | 53186.948 | 57272.2146 | 61297.8666 | 65294.1253 | 69249.6208 | 73150.8845 | 76986.507 | 80776.2373 | 84500.3135 | 88134.7979 | 91709.7766 | 95249.0817 | 98782.7638 | 102255.6362 | 105891.0182 | 109126.5282
Commercial_School (ID)_New_Food Preparation_Natural Gas_Conveyor Oven_E3_Baseline Forecast | Commercial | School (ID) | New | Food Preparation | Natural Gas | Conveyor Oven | E3 |  | Baseline Forecast | 0 | 0 | 0 | 0 | 0 | 0 | 0 | 0 | 0 | 0 | 0 | 0 | 0 | 0 | 0 | 0 | 0 | 0 | 0 | 0 | 0 | 0 | 0 | 0 | 0 | 0 | 0
Commercial_School (ID)_New_Food Preparation_Natural Gas_Conveyor Oven_E4_Baseline Forecast | Commercial | School (ID) | New | Food Preparation | Natural Gas | Conveyor Oven | E4 |  | Baseline Forecast | 0 | 0 | 0 | 0 | 0 | 0 | 0 | 0 | 0 | 0 | 0 | 0 | 0 | 0 | 0 | 0 | 0 | 0 | 0 | 0 | 0 | 0 | 0 | 0 | 0 | 0 | 0
Commercial_School (ID)_New_Food Preparation_Natural Gas_Conveyor Oven_E5_Baseline Forecast | Commercial | School (ID) | New | Food Preparation | Natural Gas | Conveyor Oven | E5 |  | Baseline Forecast | 0 | 0 | 0 | 0 | 0 | 0 | 0 | 0 | 0 | 0 | 0 | 0 | 0 | 0 | 0 | 0 | 0 | 0 | 0 | 0 | 0 | 0 | 0 | 0 | 0 | 0 | 0
Commercial_School (ID)_New_Food Preparation_Natural Gas_Conveyor Oven_E6_Baseline Forecast | Commercial | School (ID) | New | Food Preparation | Natural Gas | Conveyor Oven | E6 |  | Baseline Forecast | 0 | 0 | 0 | 0 | 0 | 0 | 0 | 0 | 0 | 0 | 0 | 0 | 0 | 0 | 0 | 0 | 0 | 0 | 0 | 0 | 0 | 0 | 0 | 0 | 0 | 0 | 0
Commercial_School (ID)_New_Food Preparation_Natural Gas_Conveyor Oven_E7_Baseline Forecast | Commercial | School (ID) | New | Food Preparation | Natural Gas | Conveyor Oven | E7 |  | Baseline Forecast | 0 | 0 | 0 | 0 | 0 | 0 | 0 | 0 | 0 | 0 | 0 | 0 | 0 | 0 | 0 | 0 | 0 | 0 | 0 | 0 | 0 | 0 | 0 | 0 | 0 | 0 | 0
Commercial_School (ID)_New_Food Preparation_Natural Gas_Conveyor Oven_E8_Baseline Forecast | Commercial | School (ID) | New | Food Preparation | Natural Gas | Conveyor Oven | E8 |  | Baseline Forecast | 0 | 0 | 0 | 0 | 0 | 0 | 0 | 0 | 0 | 0 | 0 | 0 | 0 | 0 | 0 | 0 | 0 | 0 | 0 | 0 | 0 | 0 | 0 | 0 | 0 | 0 | 0
Commercial_School (ID)_New_Food Preparation_Natural Gas_Conveyor Oven_E9_Baseline Forecast | Commercial | School (ID) | New | Food Preparation | Natural Gas | Conveyor Oven | E9 |  | Baseline Forecast | 0 | 0 | 0 | 0 | 0 | 0 | 0 | 0 | 0 | 0 | 0 | 0 | 0 | 0 | 0 | 0 | 0 | 0 | 0 | 0 | 0 | 0 | 0 | 0 | 0 | 0 | 0
Commercial_School (ID)_New_Food Preparation_Natural Gas_Conveyor Oven_E10_Baseline Forecast | Commercial | School (ID) | New | Food Preparation | Natural Gas | Conveyor Oven | E10 |  | Baseline Forecast | 0 | 0 | 0 | 0 | 0 | 0 | 0 | 0 | 0 | 0 | 0 | 0 | 0 | 0 | 0 | 0 | 0 | 0 | 0 | 0 | 0 | 0 | 0 | 0 | 0 | 0 | 0
Commercial_School (ID)_New_Food Preparation_Natural Gas_Conveyor Oven_Vintage_Baseline Forecast | Commercial | School (ID) | New | Food Preparation | Natural Gas | Conveyor Oven | Vintage | Vintage | Baseline Forecast | 0 | 0 | 0 | 0 | 0 | 0 | 0 | 0 | 0 | 0 | 0 | 0 | 0 | 0 | 0 | 0 | 0 | 0 | 0 | 0 | 0 | 0 | 0 | 0 | 0 | 0 | 0
Commercial_School (ID)_New_Food Preparation_Natural Gas_Double Rack Oven_E1_Baseline Forecast | Commercial | School (ID) | New | Food Preparation | Natural Gas | Double Rack Oven | E1 | Standard | Baseline Forecast | 0 | 3601.709 | 6967.5191 | 10986.6916 | 15092.5129 | 18807.8053 | 22058.3625 | 25201.8383 | 28252.1024 | 31186.8988 | 34074.9533 | 36960.4215 | 39799.3355 | 42596.8226 | 45373.8837 | 48122.6178 | 50833.6655 | 53499.0981 | 56132.6395 | 58720.5568 | 61246.2155 | 63730.5227 | 66190.0399 | 68645.6495 | 71059.0014 | 73585.2838 | 75833.6891
Commercial_School (ID)_New_Food Preparation_Natural Gas_Double Rack Oven_E2_Baseline Forecast | Commercial | School (ID) | New | Food Preparation | Natural Gas | Double Rack Oven | E2 | FTSC Qualified (>50% Cooking Efficiency) | Baseline Forecast | 0 | 5182.947 | 10026.4299 | 15810.1172 | 21718.4942 | 27064.8905 | 31742.5216 | 36266.0599 | 40655.4644 | 44878.708 | 49034.6889 | 53186.948 | 57272.2146 | 61297.8666 | 65294.1253 | 69249.6208 | 73150.8845 | 76986.507 | 80776.2373 | 84500.3135 | 88134.7979 | 91709.7766 | 95249.0817 | 98782.7638 | 102255.6362 | 105891.0182 | 109126.5282
Commercial_School (ID)_New_Food Preparation_Natural Gas_Double Rack Oven_E3_Baseline Forecast | Commercial | School (ID) | New | Food Preparation | Natural Gas | Double Rack Oven | E3 |  | Baseline Forecast | 0 | 0 | 0 | 0 | 0 | 0 | 0 | 0 | 0 | 0 | 0 | 0 | 0 | 0 | 0 | 0 | 0 | 0 | 0 | 0 | 0 | 0 | 0 | 0 | 0 | 0 | 0
Commercial_School (ID)_New_Food Preparation_Natural Gas_Double Rack Oven_E4_Baseline Forecast | Commercial | School (ID) | New | Food Preparation | Natural Gas | Double Rack Oven | E4 |  | Baseline Forecast | 0 | 0 | 0 | 0 | 0 | 0 | 0 | 0 | 0 | 0 | 0 | 0 | 0 | 0 | 0 | 0 | 0 | 0 | 0 | 0 | 0 | 0 | 0 | 0 | 0 | 0 | 0
Commercial_School (ID)_New_Food Preparation_Natural Gas_Double Rack Oven_E5_Baseline Forecast | Commercial | School (ID) | New | Food Preparation | Natural Gas | Double Rack Oven | E5 |  | Baseline Forecast | 0 | 0 | 0 | 0 | 0 | 0 | 0 | 0 | 0 | 0 | 0 | 0 | 0 | 0 | 0 | 0 | 0 | 0 | 0 | 0 | 0 | 0 | 0 | 0 | 0 | 0 | 0
Commercial_School (ID)_New_Food Preparation_Natural Gas_Double Rack Oven_E6_Baseline Forecast | Commercial | School (ID) | New | Food Preparation | Natural Gas | Double Rack Oven | E6 |  | Baseline Forecast | 0 | 0 | 0 | 0 | 0 | 0 | 0 | 0 | 0 | 0 | 0 | 0 | 0 | 0 | 0 | 0 | 0 | 0 | 0 | 0 | 0 | 0 | 0 | 0 | 0 | 0 | 0
Commercial_School (ID)_New_Food Preparation_Natural Gas_Double Rack Oven_E7_Baseline Forecast | Commercial | School (ID) | New | Food Preparation | Natural Gas | Double Rack Oven | E7 |  | Baseline Forecast | 0 | 0 | 0 | 0 | 0 | 0 | 0 | 0 | 0 | 0 | 0 | 0 | 0 | 0 | 0 | 0 | 0 | 0 | 0 | 0 | 0 | 0 | 0 | 0 | 0 | 0 | 0
Commercial_School (ID)_New_Food Preparation_Natural Gas_Double Rack Oven_E8_Baseline Forecast | Commercial | School (ID) | New | Food Preparation | Natural Gas | Double Rack Oven | E8 |  | Baseline Forecast | 0 | 0 | 0 | 0 | 0 | 0 | 0 | 0 | 0 | 0 | 0 | 0 | 0 | 0 | 0 | 0 | 0 | 0 | 0 | 0 | 0 | 0 | 0 | 0 | 0 | 0 | 0
Commercial_School (ID)_New_Food Preparation_Natural Gas_Double Rack Oven_E9_Baseline Forecast | Commercial | School (ID) | New | Food Preparation | Natural Gas | Double Rack Oven | E9 |  | Baseline Forecast | 0 | 0 | 0 | 0 | 0 | 0 | 0 | 0 | 0 | 0 | 0 | 0 | 0 | 0 | 0 | 0 | 0 | 0 | 0 | 0 | 0 | 0 | 0 | 0 | 0 | 0 | 0
Commercial_School (ID)_New_Food Preparation_Natural Gas_Double Rack Oven_E10_Baseline Forecast | Commercial | School (ID) | New | Food Preparation | Natural Gas | Double Rack Oven | E10 |  | Baseline Forecast | 0 | 0 | 0 | 0 | 0 | 0 | 0 | 0 | 0 | 0 | 0 | 0 | 0 | 0 | 0 | 0 | 0 | 0 | 0 | 0 | 0 | 0 | 0 | 0 | 0 | 0 | 0
Commercial_School (ID)_New_Food Preparation_Natural Gas_Double Rack Oven_Vintage_Baseline Forecast | Commercial | School (ID) | New | Food Preparation | Natural Gas | Double Rack Oven | Vintage | Vintage | Baseline Forecast | 0 | 0 | 0 | 0 | 0 | 0 | 0 | 0 | 0 | 0 | 0 | 0 | 0 | 0 | 0 | 0 | 0 | 0 | 0 | 0 | 0 | 0 | 0 | 0 | 0 | 0 | 0
Commercial_School (ID)_New_Food Preparation_Natural Gas_Fryer_E1_Baseline Forecast | Commercial | School (ID) | New | Food Preparation | Natural Gas | Fryer | E1 | Standard | Baseline Forecast | 0 | 16825.2 | 32548.4106 | 51323.7704 | 70503.9054 | 87859.7044 | 103044.5169 | 117729.1038 | 131978.2573 | 145688.0094 | 159179.4088 | 172658.7265 | 185920.5689 | 198988.8871 | 211961.7868 | 224802.3582 | 237466.8794 | 249918.3119 | 262220.7664 | 274310.0904 | 286108.5763 | 297713.8908 | 309203.4 | 320674.6551 | 331948.506 | 343749.9056 | 354253.2163
Commercial_School (ID)_New_Food Preparation_Natural Gas_Fryer_E2_Baseline Forecast | Commercial | School (ID) | New | Food Preparation | Natural Gas | Fryer | E2 | ENERGY STAR | Baseline Forecast | 0 | 5911.5568 | 11435.9281 | 18032.6761 | 24771.6425 | 30869.6259 | 36204.8303 | 41364.2797 | 46370.7391 | 51187.679 | 55927.9004 | 60663.8769 | 65323.4431 | 69915.0144 | 74473.0602 | 78984.6123 | 83434.309 | 87809.1366 | 92131.6206 | 96379.221 | 100524.6349 | 104602.1778 | 108639.0324 | 112669.4734 | 116630.5562 | 120776.9939 | 124467.3463
Commercial_School (ID)_New_Food Preparation_Natural Gas_Fryer_E3_Baseline Forecast | Commercial | School (ID) | New | Food Preparation | Natural Gas | Fryer | E3 |  | Baseline Forecast | 0 | 0 | 0 | 0 | 0 | 0 | 0 | 0 | 0 | 0 | 0 | 0 | 0 | 0 | 0 | 0 | 0 | 0 | 0 | 0 | 0 | 0 | 0 | 0 | 0 | 0 | 0
Commercial_School (ID)_New_Food Preparation_Natural Gas_Fryer_E4_Baseline Forecast | Commercial | School (ID) | New | Food Preparation | Natural Gas | Fryer | E4 |  | Baseline Forecast | 0 | 0 | 0 | 0 | 0 | 0 | 0 | 0 | 0 | 0 | 0 | 0 | 0 | 0 | 0 | 0 | 0 | 0 | 0 | 0 | 0 | 0 | 0 | 0 | 0 | 0 | 0
Commercial_School (ID)_New_Food Preparation_Natural Gas_Fryer_E5_Baseline Forecast | Commercial | School (ID) | New | Food Preparation | Natural Gas | Fryer | E5 |  | Baseline Forecast | 0 | 0 | 0 | 0 | 0 | 0 | 0 | 0 | 0 | 0 | 0 | 0 | 0 | 0 | 0 | 0 | 0 | 0 | 0 | 0 | 0 | 0 | 0 | 0 | 0 | 0 | 0
Commercial_School (ID)_New_Food Preparation_Natural Gas_Fryer_E6_Baseline Forecast | Commercial | School (ID) | New | Food Preparation | Natural Gas | Fryer | E6 |  | Baseline Forecast | 0 | 0 | 0 | 0 | 0 | 0 | 0 | 0 | 0 | 0 | 0 | 0 | 0 | 0 | 0 | 0 | 0 | 0 | 0 | 0 | 0 | 0 | 0 | 0 | 0 | 0 | 0
Commercial_School (ID)_New_Food Preparation_Natural Gas_Fryer_E7_Baseline Forecast | Commercial | School (ID) | New | Food Preparation | Natural Gas | Fryer | E7 |  | Baseline Forecast | 0 | 0 | 0 | 0 | 0 | 0 | 0 | 0 | 0 | 0 | 0 | 0 | 0 | 0 | 0 | 0 | 0 | 0 | 0 | 0 | 0 | 0 | 0 | 0 | 0 | 0 | 0
Commercial_School (ID)_New_Food Preparation_Natural Gas_Fryer_E8_Baseline Forecast | Commercial | School (ID) | New | Food Preparation | Natural Gas | Fryer | E8 |  | Baseline Forecast | 0 | 0 | 0 | 0 | 0 | 0 | 0 | 0 | 0 | 0 | 0 | 0 | 0 | 0 | 0 | 0 | 0 | 0 | 0 | 0 | 0 | 0 | 0 | 0 | 0 | 0 | 0
Commercial_School (ID)_New_Food Preparation_Natural Gas_Fryer_E9_Baseline Forecast | Commercial | School (ID) | New | Food Preparation | Natural Gas | Fryer | E9 |  | Baseline Forecast | 0 | 0 | 0 | 0 | 0 | 0 | 0 | 0 | 0 | 0 | 0 | 0 | 0 | 0 | 0 | 0 | 0 | 0 | 0 | 0 | 0 | 0 | 0 | 0 | 0 | 0 | 0
Commercial_School (ID)_New_Food Preparation_Natural Gas_Fryer_E10_Baseline Forecast | Commercial | School (ID) | New | Food Preparation | Natural Gas | Fryer | E10 |  | Baseline Forecast | 0 | 0 | 0 | 0 | 0 | 0 | 0 | 0 | 0 | 0 | 0 | 0 | 0 | 0 | 0 | 0 | 0 | 0 | 0 | 0 | 0 | 0 | 0 | 0 | 0 | 0 | 0
Commercial_School (ID)_New_Food Preparation_Natural Gas_Fryer_Vintage_Baseline Forecast | Commercial | School (ID) | New | Food Preparation | Natural Gas | Fryer | Vintage | Vintage | Baseline Forecast | 0 | 0 | 0 | 0 | 0 | 0 | 0 | 0 | 0 | 0 | 0 | 0 | 0 | 0 | 0 | 0 | 0 | 0 | 0 | 0 | 0 | 0 | 0 | 0 | 0 | 0 | 0
Commercial_School (ID)_New_Food Preparation_Natural Gas_Broiler_E1_Baseline Forecast | Commercial | School (ID) | New | Food Preparation | Natural Gas | Broiler | E1 | Standard | Baseline Forecast | 0 | 26002.5818 | 50302.0892 | 79318.5543 | 108960.5811 | 135783.1796 | 159250.6171 | 181944.9787 | 203966.3977 | 225154.1963 | 246004.5409 | 266836.2137 | 287331.7883 | 307528.2801 | 327577.3068 | 347421.8263 | 366994.2682 | 386237.3911 | 405250.2753 | 423933.7761 | 442167.7998 | 460103.2858 | 477859.7999 | 495588.1034 | 513011.3274 | 531249.8541 | 547482.2433
Commercial_School (ID)_New_Food Preparation_Natural Gas_Broiler_E2_Baseline Forecast | Commercial | School (ID) | New | Food Preparation | Natural Gas | Broiler | E2 | Infrared Burners | Baseline Forecast | 0 | 9136.0423 | 17673.707 | 27868.6812 | 38283.4474 | 47707.6036 | 55952.9195 | 63926.6141 | 71663.8695 | 79108.2311 | 86434.0279 | 93753.2643 | 100954.4121 | 108050.4768 | 115094.7294 | 122067.1282 | 128943.9321 | 135705.0293 | 142385.2319 | 148949.7051 | 155356.254 | 161657.9112 | 167896.6865 | 174125.5498 | 180247.2231 | 186655.3541 | 192358.626
Commercial_School (ID)_New_Food Preparation_Natural Gas_Broiler_E3_Baseline Forecast | Commercial | School (ID) | New | Food Preparation | Natural Gas | Broiler | E3 |  | Baseline Forecast | 0 | 0 | 0 | 0 | 0 | 0 | 0 | 0 | 0 | 0 | 0 | 0 | 0 | 0 | 0 | 0 | 0 | 0 | 0 | 0 | 0 | 0 | 0 | 0 | 0 | 0 | 0
Commercial_School (ID)_New_Food Preparation_Natural Gas_Broiler_E4_Baseline Forecast | Commercial | School (ID) | New | Food Preparation | Natural Gas | Broiler | E4 |  | Baseline Forecast | 0 | 0 | 0 | 0 | 0 | 0 | 0 | 0 | 0 | 0 | 0 | 0 | 0 | 0 | 0 | 0 | 0 | 0 | 0 | 0 | 0 | 0 | 0 | 0 | 0 | 0 | 0
Commercial_School (ID)_New_Food Preparation_Natural Gas_Broiler_E5_Baseline Forecast | Commercial | School (ID) | New | Food Preparation | Natural Gas | Broiler | E5 |  | Baseline Forecast | 0 | 0 | 0 | 0 | 0 | 0 | 0 | 0 | 0 | 0 | 0 | 0 | 0 | 0 | 0 | 0 | 0 | 0 | 0 | 0 | 0 | 0 | 0 | 0 | 0 | 0 | 0
Commercial_School (ID)_New_Food Preparation_Natural Gas_Broiler_E6_Baseline Forecast | Commercial | School (ID) | New | Food Preparation | Natural Gas | Broiler | E6 |  | Baseline Forecast | 0 | 0 | 0 | 0 | 0 | 0 | 0 | 0 | 0 | 0 | 0 | 0 | 0 | 0 | 0 | 0 | 0 | 0 | 0 | 0 | 0 | 0 | 0 | 0 | 0 | 0 | 0
Commercial_School (ID)_New_Food Preparation_Natural Gas_Broiler_E7_Baseline Forecast | Commercial | School (ID) | New | Food Preparation | Natural Gas | Broiler | E7 |  | Baseline Forecast | 0 | 0 | 0 | 0 | 0 | 0 | 0 | 0 | 0 | 0 | 0 | 0 | 0 | 0 | 0 | 0 | 0 | 0 | 0 | 0 | 0 | 0 | 0 | 0 | 0 | 0 | 0
Commercial_School (ID)_New_Food Preparation_Natural Gas_Broiler_E8_Baseline Forecast | Commercial | School (ID) | New | Food Preparation | Natural Gas | Broiler | E8 |  | Baseline Forecast | 0 | 0 | 0 | 0 | 0 | 0 | 0 | 0 | 0 | 0 | 0 | 0 | 0 | 0 | 0 | 0 | 0 | 0 | 0 | 0 | 0 | 0 | 0 | 0 | 0 | 0 | 0
Commercial_School (ID)_New_Food Preparation_Natural Gas_Broiler_E9_Baseline Forecast | Commercial | School (ID) | New | Food Preparation | Natural Gas | Broiler | E9 |  | Baseline Forecast | 0 | 0 | 0 | 0 | 0 | 0 | 0 | 0 | 0 | 0 | 0 | 0 | 0 | 0 | 0 | 0 | 0 | 0 | 0 | 0 | 0 | 0 | 0 | 0 | 0 | 0 | 0
Commercial_School (ID)_New_Food Preparation_Natural Gas_Broiler_E10_Baseline Forecast | Commercial | School (ID) | New | Food Preparation | Natural Gas | Broiler | E10 |  | Baseline Forecast | 0 | 0 | 0 | 0 | 0 | 0 | 0 | 0 | 0 | 0 | 0 | 0 | 0 | 0 | 0 | 0 | 0 | 0 | 0 | 0 | 0 | 0 | 0 | 0 | 0 | 0 | 0
Commercial_School (ID)_New_Food Preparation_Natural Gas_Broiler_Vintage_Baseline Forecast | Commercial | School (ID) | New | Food Preparation | Natural Gas | Broiler | Vintage | Vintage | Baseline Forecast | 0 | 0 | 0 | 0 | 0 | 0 | 0 | 0 | 0 | 0 | 0 | 0 | 0 | 0 | 0 | 0 | 0 | 0 | 0 | 0 | 0 | 0 | 0 | 0 | 0 | 0 | 0
Commercial_School (ID)_New_Food Preparation_Natural Gas_Griddle_E1_Baseline Forecast | Commercial | School (ID) | New | Food Preparation | Natural Gas | Griddle | E1 | Standard | Baseline Forecast | 0 | 35221.3032 | 68135.7392 | 107439.4407 | 147590.4851 | 183922.5262 | 215709.8978 | 246450.1142 | 276278.809 | 304978.339 | 333220.7771 | 361437.9238 | 389199.815 | 416556.5893 | 443713.6175 | 470593.6344 | 497105.1136 | 523170.5202 | 548924.0613 | 574231.4424 | 598929.9927 | 623224.1645 | 647275.9134 | 671289.45 | 694889.7471 | 719594.397 | 741581.6714
Commercial_School (ID)_New_Food Preparation_Natural Gas_Griddle_E2_Baseline Forecast | Commercial | School (ID) | New | Food Preparation | Natural Gas | Griddle | E2 | ENERGY STAR | Baseline Forecast | 0 | 14386.1661 | 27830.0907 | 43883.7152 | 60283.4376 | 75123.2854 | 88106.8597 | 100662.7227 | 112846.2741 | 124568.6174 | 136104.2611 | 147629.5745 | 158968.9385 | 170142.8322 | 181235.1395 | 192214.3014 | 203042.9337 | 213689.3674 | 224208.4194 | 234545.237 | 244633.3773 | 254556.3489 | 264380.3027 | 274188.6486 | 283828.2066 | 293918.8382 | 302899.5559
Commercial_School (ID)_New_Food Preparation_Natural Gas_Griddle_E3_Baseline Forecast | Commercial | School (ID) | New | Food Preparation | Natural Gas | Griddle | E3 |  | Baseline Forecast | 0 | 0 | 0 | 0 | 0 | 0 | 0 | 0 | 0 | 0 | 0 | 0 | 0 | 0 | 0 | 0 | 0 | 0 | 0 | 0 | 0 | 0 | 0 | 0 | 0 | 0 | 0
Commercial_School (ID)_New_Food Preparation_Natural Gas_Griddle_E4_Baseline Forecast | Commercial | School (ID) | New | Food Preparation | Natural Gas | Griddle | E4 |  | Baseline Forecast | 0 | 0 | 0 | 0 | 0 | 0 | 0 | 0 | 0 | 0 | 0 | 0 | 0 | 0 | 0 | 0 | 0 | 0 | 0 | 0 | 0 | 0 | 0 | 0 | 0 | 0 | 0
Commercial_School (ID)_New_Food Preparation_Natural Gas_Griddle_E5_Baseline Forecast | Commercial | School (ID) | New | Food Preparation | Natural Gas | Griddle | E5 |  | Baseline Forecast | 0 | 0 | 0 | 0 | 0 | 0 | 0 | 0 | 0 | 0 | 0 | 0 | 0 | 0 | 0 | 0 | 0 | 0 | 0 | 0 | 0 | 0 | 0 | 0 | 0 | 0 | 0
Commercial_School (ID)_New_Food Preparation_Natural Gas_Griddle_E6_Baseline Forecast | Commercial | School (ID) | New | Food Preparation | Natural Gas | Griddle | E6 |  | Baseline Forecast | 0 | 0 | 0 | 0 | 0 | 0 | 0 | 0 | 0 | 0 | 0 | 0 | 0 | 0 | 0 | 0 | 0 | 0 | 0 | 0 | 0 | 0 | 0 | 0 | 0 | 0 | 0
Commercial_School (ID)_New_Food Preparation_Natural Gas_Griddle_E7_Baseline Forecast | Commercial | School (ID) | New | Food Preparation | Natural Gas | Griddle | E7 |  | Baseline Forecast | 0 | 0 | 0 | 0 | 0 | 0 | 0 | 0 | 0 | 0 | 0 | 0 | 0 | 0 | 0 | 0 | 0 | 0 | 0 | 0 | 0 | 0 | 0 | 0 | 0 | 0 | 0
Commercial_School (ID)_New_Food Preparation_Natural Gas_Griddle_E8_Baseline Forecast | Commercial | School (ID) | New | Food Preparation | Natural Gas | Griddle | E8 |  | Baseline Forecast | 0 | 0 | 0 | 0 | 0 | 0 | 0 | 0 | 0 | 0 | 0 | 0 | 0 | 0 | 0 | 0 | 0 | 0 | 0 | 0 | 0 | 0 | 0 | 0 | 0 | 0 | 0
Commercial_School (ID)_New_Food Preparation_Natural Gas_Griddle_E9_Baseline Forecast | Commercial | School (ID) | New | Food Preparation | Natural Gas | Griddle | E9 |  | Baseline Forecast | 0 | 0 | 0 | 0 | 0 | 0 | 0 | 0 | 0 | 0 | 0 | 0 | 0 | 0 | 0 | 0 | 0 | 0 | 0 | 0 | 0 | 0 | 0 | 0 | 0 | 0 | 0
Commercial_School (ID)_New_Food Preparation_Natural Gas_Griddle_E10_Baseline Forecast | Commercial | School (ID) | New | Food Preparation | Natural Gas | Griddle | E10 |  | Baseline Forecast | 0 | 0 | 0 | 0 | 0 | 0 | 0 | 0 | 0 | 0 | 0 | 0 | 0 | 0 | 0 | 0 | 0 | 0 | 0 | 0 | 0 | 0 | 0 | 0 | 0 | 0 | 0
Commercial_School (ID)_New_Food Preparation_Natural Gas_Griddle_Vintage_Baseline Forecast | Commercial | School (ID) | New | Food Preparation | Natural Gas | Griddle | Vintage | Vintage | Baseline Forecast | 0 | 0 | 0 | 0 | 0 | 0 | 0 | 0 | 0 | 0 | 0 | 0 | 0 | 0 | 0 | 0 | 0 | 0 | 0 | 0 | 0 | 0 | 0 | 0 | 0 | 0 | 0
Commercial_School (ID)_New_Food Preparation_Natural Gas_Range_E1_Baseline Forecast | Commercial | School (ID) | New | Food Preparation | Natural Gas | Range | E1 | Standard | Baseline Forecast | 0 | 25141.341 | 48636.0157 | 76691.4161 | 105351.6589 | 131285.8565 | 153976.0206 | 175918.7141 | 197210.7539 | 217696.7839 | 237856.5367 | 257998.2363 | 277814.9697 | 297342.5263 | 316727.502 | 335914.7441 | 354838.9201 | 373444.6847 | 391827.8364 | 409892.5143 | 427522.6024 | 444864.0408 | 462032.4351 | 479173.553 | 496019.6963 | 513654.1382 | 529348.8887
Commercial_School (ID)_New_Food Preparation_Natural Gas_Range_E2_Baseline Forecast | Commercial | School (ID) | New | Food Preparation | Natural Gas | Range | E2 | High Efficiency | Baseline Forecast | 0 | 36179.0029 | 69988.4129 | 110360.8183 | 151603.6067 | 188923.5495 | 221575.2491 | 253151.3203 | 283791.0849 | 313270.9817 | 342281.3577 | 371265.7547 | 399782.5174 | 427883.1476 | 455778.6005 | 483389.5098 | 510621.8606 | 537396.0097 | 563849.8134 | 589845.3255 | 615215.4522 | 640170.205 | 664875.9431 | 689542.43 | 713784.441 | 739160.833 | 761745.9618
Commercial_School (ID)_New_Food Preparation_Natural Gas_Range_E3_Baseline Forecast | Commercial | School (ID) | New | Food Preparation | Natural Gas | Range | E3 |  | Baseline Forecast | 0 | 0 | 0 | 0 | 0 | 0 | 0 | 0 | 0 | 0 | 0 | 0 | 0 | 0 | 0 | 0 | 0 | 0 | 0 | 0 | 0 | 0 | 0 | 0 | 0 | 0 | 0
Commercial_School (ID)_New_Food Preparation_Natural Gas_Range_E4_Baseline Forecast | Commercial | School (ID) | New | Food Preparation | Natural Gas | Range | E4 |  | Baseline Forecast | 0 | 0 | 0 | 0 | 0 | 0 | 0 | 0 | 0 | 0 | 0 | 0 | 0 | 0 | 0 | 0 | 0 | 0 | 0 | 0 | 0 | 0 | 0 | 0 | 0 | 0 | 0
Commercial_School (ID)_New_Food Preparation_Natural Gas_Range_E5_Baseline Forecast | Commercial | School (ID) | New | Food Preparation | Natural Gas | Range | E5 |  | Baseline Forecast | 0 | 0 | 0 | 0 | 0 | 0 | 0 | 0 | 0 | 0 | 0 | 0 | 0 | 0 | 0 | 0 | 0 | 0 | 0 | 0 | 0 | 0 | 0 | 0 | 0 | 0 | 0
Commercial_School (ID)_New_Food Preparation_Natural Gas_Range_E6_Baseline Forecast | Commercial | School (ID) | New | Food Preparation | Natural Gas | Range | E6 |  | Baseline Forecast | 0 | 0 | 0 | 0 | 0 | 0 | 0 | 0 | 0 | 0 | 0 | 0 | 0 | 0 | 0 | 0 | 0 | 0 | 0 | 0 | 0 | 0 | 0 | 0 | 0 | 0 | 0
Commercial_School (ID)_New_Food Preparation_Natural Gas_Range_E7_Baseline Forecast | Commercial | School (ID) | New | Food Preparation | Natural Gas | Range | E7 |  | Baseline Forecast | 0 | 0 | 0 | 0 | 0 | 0 | 0 | 0 | 0 | 0 | 0 | 0 | 0 | 0 | 0 | 0 | 0 | 0 | 0 | 0 | 0 | 0 | 0 | 0 | 0 | 0 | 0
Commercial_School (ID)_New_Food Preparation_Natural Gas_Range_E8_Baseline Forecast | Commercial | School (ID) | New | Food Preparation | Natural Gas | Range | E8 |  | Baseline Forecast | 0 | 0 | 0 | 0 | 0 | 0 | 0 | 0 | 0 | 0 | 0 | 0 | 0 | 0 | 0 | 0 | 0 | 0 | 0 | 0 | 0 | 0 | 0 | 0 | 0 | 0 | 0
Commercial_School (ID)_New_Food Preparation_Natural Gas_Range_E9_Baseline Forecast | Commercial | School (ID) | New | Food Preparation | Natural Gas | Range | E9 |  | Baseline Forecast | 0 | 0 | 0 | 0 | 0 | 0 | 0 | 0 | 0 | 0 | 0 | 0 | 0 | 0 | 0 | 0 | 0 | 0 | 0 | 0 | 0 | 0 | 0 | 0 | 0 | 0 | 0
Commercial_School (ID)_New_Food Preparation_Natural Gas_Range_E10_Baseline Forecast | Commercial | School (ID) | New | Food Preparation | Natural Gas | Range | E10 |  | Baseline Forecast | 0 | 0 | 0 | 0 | 0 | 0 | 0 | 0 | 0 | 0 | 0 | 0 | 0 | 0 | 0 | 0 | 0 | 0 | 0 | 0 | 0 | 0 | 0 | 0 | 0 | 0 | 0
Commercial_School (ID)_New_Food Preparation_Natural Gas_Range_Vintage_Baseline Forecast | Commercial | School (ID) | New | Food Preparation | Natural Gas | Range | Vintage | Vintage | Baseline Forecast | 0 | 0 | 0 | 0 | 0 | 0 | 0 | 0 | 0 | 0 | 0 | 0 | 0 | 0 | 0 | 0 | 0 | 0 | 0 | 0 | 0 | 0 | 0 | 0 | 0 | 0 | 0
Commercial_School (ID)_New_Food Preparation_Natural Gas_Steamer_E1_Baseline Forecast | Commercial | School (ID) | New | Food Preparation | Natural Gas | Steamer | E1 | Standard | Baseline Forecast | 0 | 11023.8821 | 21325.74 | 33627.368 | 46194.205 | 57565.7359 | 67514.835 | 77136.186 | 86472.2407 | 95454.8792 | 104294.4529 | 113126.1107 | 121815.2786 | 130377.6492 | 138877.5016 | 147290.6524 | 155588.455 | 163746.6417 | 171807.2179 | 179728.151 | 187458.5267 | 195062.3363 | 202590.2702 | 210106.2441 | 217492.8786 | 225225.1634 | 232106.9394
Commercial_School (ID)_New_Food Preparation_Natural Gas_Steamer_E2_Baseline Forecast | Commercial | School (ID) | New | Food Preparation | Natural Gas | Steamer | E2 | ENERGY STAR | Baseline Forecast | 0 | 11023.8821 | 21325.74 | 33627.368 | 46194.205 | 57565.7359 | 67514.835 | 77136.186 | 86472.2407 | 95454.8792 | 104294.4529 | 113126.1107 | 121815.2786 | 130377.6492 | 138877.5016 | 147290.6524 | 155588.455 | 163746.6417 | 171807.2179 | 179728.151 | 187458.5267 | 195062.3363 | 202590.2702 | 210106.2441 | 217492.8786 | 225225.1634 | 232106.9394
Commercial_School (ID)_New_Food Preparation_Natural Gas_Steamer_E3_Baseline Forecast | Commercial | School (ID) | New | Food Preparation | Natural Gas | Steamer | E3 |  | Baseline Forecast | 0 | 0 | 0 | 0 | 0 | 0 | 0 | 0 | 0 | 0 | 0 | 0 | 0 | 0 | 0 | 0 | 0 | 0 | 0 | 0 | 0 | 0 | 0 | 0 | 0 | 0 | 0
Commercial_School (ID)_New_Food Preparation_Natural Gas_Steamer_E4_Baseline Forecast | Commercial | School (ID) | New | Food Preparation | Natural Gas | Steamer | E4 |  | Baseline Forecast | 0 | 0 | 0 | 0 | 0 | 0 | 0 | 0 | 0 | 0 | 0 | 0 | 0 | 0 | 0 | 0 | 0 | 0 | 0 | 0 | 0 | 0 | 0 | 0 | 0 | 0 | 0
Commercial_School (ID)_New_Food Preparation_Natural Gas_Steamer_E5_Baseline Forecast | Commercial | School (ID) | New | Food Preparation | Natural Gas | Steamer | E5 |  | Baseline Forecast | 0 | 0 | 0 | 0 | 0 | 0 | 0 | 0 | 0 | 0 | 0 | 0 | 0 | 0 | 0 | 0 | 0 | 0 | 0 | 0 | 0 | 0 | 0 | 0 | 0 | 0 | 0
Commercial_School (ID)_New_Food Preparation_Natural Gas_Steamer_E6_Baseline Forecast | Commercial | School (ID) | New | Food Preparation | Natural Gas | Steamer | E6 |  | Baseline Forecast | 0 | 0 | 0 | 0 | 0 | 0 | 0 | 0 | 0 | 0 | 0 | 0 | 0 | 0 | 0 | 0 | 0 | 0 | 0 | 0 | 0 | 0 | 0 | 0 | 0 | 0 | 0
Commercial_School (ID)_New_Food Preparation_Natural Gas_Steamer_E7_Baseline Forecast | Commercial | School (ID) | New | Food Preparation | Natural Gas | Steamer | E7 |  | Baseline Forecast | 0 | 0 | 0 | 0 | 0 | 0 | 0 | 0 | 0 | 0 | 0 | 0 | 0 | 0 | 0 | 0 | 0 | 0 | 0 | 0 | 0 | 0 | 0 | 0 | 0 | 0 | 0
Commercial_School (ID)_New_Food Preparation_Natural Gas_Steamer_E8_Baseline Forecast | Commercial | School (ID) | New | Food Preparation | Natural Gas | Steamer | E8 |  | Baseline Forecast | 0 | 0 | 0 | 0 | 0 | 0 | 0 | 0 | 0 | 0 | 0 | 0 | 0 | 0 | 0 | 0 | 0 | 0 | 0 | 0 | 0 | 0 | 0 | 0 | 0 | 0 | 0
Commercial_School (ID)_New_Food Preparation_Natural Gas_Steamer_E9_Baseline Forecast | Commercial | School (ID) | New | Food Preparation | Natural Gas | Steamer | E9 |  | Baseline Forecast | 0 | 0 | 0 | 0 | 0 | 0 | 0 | 0 | 0 | 0 | 0 | 0 | 0 | 0 | 0 | 0 | 0 | 0 | 0 | 0 | 0 | 0 | 0 | 0 | 0 | 0 | 0
Commercial_School (ID)_New_Food Preparation_Natural Gas_Steamer_E10_Baseline Forecast | Commercial | School (ID) | New | Food Preparation | Natural Gas | Steamer | E10 |  | Baseline Forecast | 0 | 0 | 0 | 0 | 0 | 0 | 0 | 0 | 0 | 0 | 0 | 0 | 0 | 0 | 0 | 0 | 0 | 0 | 0 | 0 | 0 | 0 | 0 | 0 | 0 | 0 | 0
Commercial_School (ID)_New_Food Preparation_Natural Gas_Steamer_Vintage_Baseline Forecast | Commercial | School (ID) | New | Food Preparation | Natural Gas | Steamer | Vintage | Vintage | Baseline Forecast | 0 | 0 | 0 | 0 | 0 | 0 | 0 | 0 | 0 | 0 | 0 | 0 | 0 | 0 | 0 | 0 | 0 | 0 | 0 | 0 | 0 | 0 | 0 | 0 | 0 | 0 | 0
Commercial_School (ID)_New_Food Preparation_Natural Gas_Food Prep Other_E1_Baseline Forecast | Commercial | School (ID) | New | Food Preparation | Natural Gas | Food Prep Other | E1 | Standard | Baseline Forecast | 0 | 2039.4182 | 3945.2619 | 6221.0631 | 8545.9279 | 10649.6611 | 12490.2445 | 14270.1944 | 15997.3645 | 17659.1527 | 19294.4738 | 20928.3305 | 22535.8265 | 24119.8651 | 25692.3378 | 27248.7707 | 28783.8642 | 30293.1287 | 31784.3353 | 33249.7079 | 34679.8274 | 36086.5322 | 37479.2 | 38869.6552 | 40236.1825 | 41666.6552 | 42939.7838
Commercial_School (ID)_New_Food Preparation_Natural Gas_Food Prep Other_E2_Baseline Forecast | Commercial | School (ID) | New | Food Preparation | Natural Gas | Food Prep Other | E2 | ENERGY STAR | Baseline Forecast | 0 | 716.5523 | 1386.1731 | 2185.7789 | 3002.6233 | 3741.7728 | 4388.4643 | 5013.8521 | 5620.6956 | 6204.5671 | 6779.1394 | 7353.1972 | 7917.9931 | 8474.5472 | 9027.0376 | 9573.8924 | 10113.2496 | 10643.5317 | 11167.4692 | 11682.3298 | 12184.8042 | 12679.0519 | 13168.3676 | 13656.9059 | 14137.0371 | 14639.6356 | 15086.9511
Commercial_School (ID)_New_Food Preparation_Natural Gas_Food Prep Other_E3_Baseline Forecast | Commercial | School (ID) | New | Food Preparation | Natural Gas | Food Prep Other | E3 |  | Baseline Forecast | 0 | 0 | 0 | 0 | 0 | 0 | 0 | 0 | 0 | 0 | 0 | 0 | 0 | 0 | 0 | 0 | 0 | 0 | 0 | 0 | 0 | 0 | 0 | 0 | 0 | 0 | 0
Commercial_School (ID)_New_Food Preparation_Natural Gas_Food Prep Other_E4_Baseline Forecast | Commercial | School (ID) | New | Food Preparation | Natural Gas | Food Prep Other | E4 |  | Baseline Forecast | 0 | 0 | 0 | 0 | 0 | 0 | 0 | 0 | 0 | 0 | 0 | 0 | 0 | 0 | 0 | 0 | 0 | 0 | 0 | 0 | 0 | 0 | 0 | 0 | 0 | 0 | 0
Commercial_School (ID)_New_Food Preparation_Natural Gas_Food Prep Other_E5_Baseline Forecast | Commercial | School (ID) | New | Food Preparation | Natural Gas | Food Prep Other | E5 |  | Baseline Forecast | 0 | 0 | 0 | 0 | 0 | 0 | 0 | 0 | 0 | 0 | 0 | 0 | 0 | 0 | 0 | 0 | 0 | 0 | 0 | 0 | 0 | 0 | 0 | 0 | 0 | 0 | 0
Commercial_School (ID)_New_Food Preparation_Natural Gas_Food Prep Other_E6_Baseline Forecast | Commercial | School (ID) | New | Food Preparation | Natural Gas | Food Prep Other | E6 |  | Baseline Forecast | 0 | 0 | 0 | 0 | 0 | 0 | 0 | 0 | 0 | 0 | 0 | 0 | 0 | 0 | 0 | 0 | 0 | 0 | 0 | 0 | 0 | 0 | 0 | 0 | 0 | 0 | 0
Commercial_School (ID)_New_Food Preparation_Natural Gas_Food Prep Other_E7_Baseline Forecast | Commercial | School (ID) | New | Food Preparation | Natural Gas | Food Prep Other | E7 |  | Baseline Forecast | 0 | 0 | 0 | 0 | 0 | 0 | 0 | 0 | 0 | 0 | 0 | 0 | 0 | 0 | 0 | 0 | 0 | 0 | 0 | 0 | 0 | 0 | 0 | 0 | 0 | 0 | 0
Commercial_School (ID)_New_Food Preparation_Natural Gas_Food Prep Other_E8_Baseline Forecast | Commercial | School (ID) | New | Food Preparation | Natural Gas | Food Prep Other | E8 |  | Baseline Forecast | 0 | 0 | 0 | 0 | 0 | 0 | 0 | 0 | 0 | 0 | 0 | 0 | 0 | 0 | 0 | 0 | 0 | 0 | 0 | 0 | 0 | 0 | 0 | 0 | 0 | 0 | 0
Commercial_School (ID)_New_Food Preparation_Natural Gas_Food Prep Other_E9_Baseline Forecast | Commercial | School (ID) | New | Food Preparation | Natural Gas | Food Prep Other | E9 |  | Baseline Forecast | 0 | 0 | 0 | 0 | 0 | 0 | 0 | 0 | 0 | 0 | 0 | 0 | 0 | 0 | 0 | 0 | 0 | 0 | 0 | 0 | 0 | 0 | 0 | 0 | 0 | 0 | 0
Commercial_School (ID)_New_Food Preparation_Natural Gas_Food Prep Other_E10_Baseline Forecast | Commercial | School (ID) | New | Food Preparation | Natural Gas | Food Prep Other | E10 |  | Baseline Forecast | 0 | 0 | 0 | 0 | 0 | 0 | 0 | 0 | 0 | 0 | 0 | 0 | 0 | 0 | 0 | 0 | 0 | 0 | 0 | 0 | 0 | 0 | 0 | 0 | 0 | 0 | 0
Commercial_School (ID)_New_Food Preparation_Natural Gas_Food Prep Other_Vintage_Baseline Forecast | Commercial | School (ID) | New | Food Preparation | Natural Gas | Food Prep Other | Vintage | Vintage | Baseline Forecast | 0 | 0 | 0 | 0 | 0 | 0 | 0 | 0 | 0 | 0 | 0 | 0 | 0 | 0 | 0 | 0 | 0 | 0 | 0 | 0 | 0 | 0 | 0 | 0 | 0 | 0 | 0
Commercial_School (ID)_New_Miscellaneous_Natural Gas_Pool Heater_E1_Baseline Forecast | Commercial | School (ID) | New | Miscellaneous | Natural Gas | Pool Heater | E1 | Standard (EF .82) | Baseline Forecast | 0 | 574.4238 | 1111.2248 | 1752.2284 | 2407.0512 | 2999.59 | 3518.0098 | 4019.3516 | 4505.8273 | 4973.8876 | 5434.4931 | 5894.6862 | 6347.4545 | 6793.6157 | 7236.5193 | 7674.9052 | 8107.2805 | 8532.3809 | 8952.395 | 9365.1328 | 9767.9411 | 10164.1544 | 10556.4141 | 10948.0505 | 11332.9474 | 11735.8552 | 12094.4454
Commercial_School (ID)_New_Miscellaneous_Natural Gas_Pool Heater_E2_Baseline Forecast | Commercial | School (ID) | New | Miscellaneous | Natural Gas | Pool Heater | E2 | Condensing (EF .90) | Baseline Forecast | 0 | 63.8249 | 123.4694 | 194.692 | 267.4501 | 333.2878 | 390.89 | 446.5946 | 500.6475 | 552.6542 | 603.8326 | 654.9651 | 705.2727 | 754.8462 | 804.0577 | 852.7672 | 900.8089 | 948.0423 | 994.7106 | 1040.5703 | 1085.3268 | 1129.3505 | 1172.9349 | 1216.4501 | 1259.2164 | 1303.9839 | 1343.8273
Commercial_School (ID)_New_Miscellaneous_Natural Gas_Pool Heater_E3_Baseline Forecast | Commercial | School (ID) | New | Miscellaneous | Natural Gas | Pool Heater | E3 |  | Baseline Forecast | 0 | 0 | 0 | 0 | 0 | 0 | 0 | 0 | 0 | 0 | 0 | 0 | 0 | 0 | 0 | 0 | 0 | 0 | 0 | 0 | 0 | 0 | 0 | 0 | 0 | 0 | 0
Commercial_School (ID)_New_Miscellaneous_Natural Gas_Pool Heater_E4_Baseline Forecast | Commercial | School (ID) | New | Miscellaneous | Natural Gas | Pool Heater | E4 |  | Baseline Forecast | 0 | 0 | 0 | 0 | 0 | 0 | 0 | 0 | 0 | 0 | 0 | 0 | 0 | 0 | 0 | 0 | 0 | 0 | 0 | 0 | 0 | 0 | 0 | 0 | 0 | 0 | 0
Commercial_School (ID)_New_Miscellaneous_Natural Gas_Pool Heater_E5_Baseline Forecast | Commercial | School (ID) | New | Miscellaneous | Natural Gas | Pool Heater | E5 |  | Baseline Forecast | 0 | 0 | 0 | 0 | 0 | 0 | 0 | 0 | 0 | 0 | 0 | 0 | 0 | 0 | 0 | 0 | 0 | 0 | 0 | 0 | 0 | 0 | 0 | 0 | 0 | 0 | 0
Commercial_School (ID)_New_Miscellaneous_Natural Gas_Pool Heater_E6_Baseline Forecast | Commercial | School (ID) | New | Miscellaneous | Natural Gas | Pool Heater | E6 |  | Baseline Forecast | 0 | 0 | 0 | 0 | 0 | 0 | 0 | 0 | 0 | 0 | 0 | 0 | 0 | 0 | 0 | 0 | 0 | 0 | 0 | 0 | 0 | 0 | 0 | 0 | 0 | 0 | 0
Commercial_School (ID)_New_Miscellaneous_Natural Gas_Pool Heater_E7_Baseline Forecast | Commercial | School (ID) | New | Miscellaneous | Natural Gas | Pool Heater | E7 |  | Baseline Forecast | 0 | 0 | 0 | 0 | 0 | 0 | 0 | 0 | 0 | 0 | 0 | 0 | 0 | 0 | 0 | 0 | 0 | 0 | 0 | 0 | 0 | 0 | 0 | 0 | 0 | 0 | 0
Commercial_School (ID)_New_Miscellaneous_Natural Gas_Pool Heater_E8_Baseline Forecast | Commercial | School (ID) | New | Miscellaneous | Natural Gas | Pool Heater | E8 |  | Baseline Forecast | 0 | 0 | 0 | 0 | 0 | 0 | 0 | 0 | 0 | 0 | 0 | 0 | 0 | 0 | 0 | 0 | 0 | 0 | 0 | 0 | 0 | 0 | 0 | 0 | 0 | 0 | 0
Commercial_School (ID)_New_Miscellaneous_Natural Gas_Pool Heater_E9_Baseline Forecast | Commercial | School (ID) | New | Miscellaneous | Natural Gas | Pool Heater | E9 |  | Baseline Forecast | 0 | 0 | 0 | 0 | 0 | 0 | 0 | 0 | 0 | 0 | 0 | 0 | 0 | 0 | 0 | 0 | 0 | 0 | 0 | 0 | 0 | 0 | 0 | 0 | 0 | 0 | 0
Commercial_School (ID)_New_Miscellaneous_Natural Gas_Pool Heater_E10_Baseline Forecast | Commercial | School (ID) | New | Miscellaneous | Natural Gas | Pool Heater | E10 |  | Baseline Forecast | 0 | 0 | 0 | 0 | 0 | 0 | 0 | 0 | 0 | 0 | 0 | 0 | 0 | 0 | 0 | 0 | 0 | 0 | 0 | 0 | 0 | 0 | 0 | 0 | 0 | 0 | 0
Commercial_School (ID)_New_Miscellaneous_Natural Gas_Pool Heater_Vintage_Baseline Forecast | Commercial | School (ID) | New | Miscellaneous | Natural Gas | Pool Heater | Vintage | Vintage | Baseline Forecast | 0 | 0 | 0 | 0 | 0 | 0 | 0 | 0 | 0 | 0 | 0 | 0 | 0 | 0 | 0 | 0 | 0 | 0 | 0 | 0 | 0 | 0 | 0 | 0 | 0 | 0 | 0
Commercial_School (ID)_New_Miscellaneous_Natural Gas_Miscellaneous_E1_Baseline Forecast | Commercial | School (ID) | New | Miscellaneous | Natural Gas | Miscellaneous | E1 | Standard | Baseline Forecast | 0 | 210142.7517 | 406521.9184 | 641021.7024 | 880577.0336 | 1097346.8408 | 1287001.5423 | 1470408.5451 | 1648377.088 | 1819608.6348 | 1988113.0091 | 2156466.4858 | 2322103.7478 | 2485323.9384 | 2647352.3736 | 2807728.0612 | 2965904.9228 | 3121420.3574 | 3275075.092 | 3426067.8781 | 3573428.1648 | 3718375.786 | 3861877.0264 | 4005150.2789 | 4145957.9984 | 4293354.6768 | 4424538.5325
Commercial_School (ID)_New_Miscellaneous_Natural Gas_Miscellaneous_E2_Baseline Forecast | Commercial | School (ID) | New | Miscellaneous | Natural Gas | Miscellaneous | E2 |  | Baseline Forecast | 0 | 0 | 0 | 0 | 0 | 0 | 0 | 0 | 0 | 0 | 0 | 0 | 0 | 0 | 0 | 0 | 0 | 0 | 0 | 0 | 0 | 0 | 0 | 0 | 0 | 0 | 0
Commercial_School (ID)_New_Miscellaneous_Natural Gas_Miscellaneous_E3_Baseline Forecast | Commercial | School (ID) | New | Miscellaneous | Natural Gas | Miscellaneous | E3 |  | Baseline Forecast | 0 | 0 | 0 | 0 | 0 | 0 | 0 | 0 | 0 | 0 | 0 | 0 | 0 | 0 | 0 | 0 | 0 | 0 | 0 | 0 | 0 | 0 | 0 | 0 | 0 | 0 | 0
Commercial_School (ID)_New_Miscellaneous_Natural Gas_Miscellaneous_E4_Baseline Forecast | Commercial | School (ID) | New | Miscellaneous | Natural Gas | Miscellaneous | E4 |  | Baseline Forecast | 0 | 0 | 0 | 0 | 0 | 0 | 0 | 0 | 0 | 0 | 0 | 0 | 0 | 0 | 0 | 0 | 0 | 0 | 0 | 0 | 0 | 0 | 0 | 0 | 0 | 0 | 0
Commercial_School (ID)_New_Miscellaneous_Natural Gas_Miscellaneous_E5_Baseline Forecast | Commercial | School (ID) | New | Miscellaneous | Natural Gas | Miscellaneous | E5 |  | Baseline Forecast | 0 | 0 | 0 | 0 | 0 | 0 | 0 | 0 | 0 | 0 | 0 | 0 | 0 | 0 | 0 | 0 | 0 | 0 | 0 | 0 | 0 | 0 | 0 | 0 | 0 | 0 | 0
Commercial_School (ID)_New_Miscellaneous_Natural Gas_Miscellaneous_E6_Baseline Forecast | Commercial | School (ID) | New | Miscellaneous | Natural Gas | Miscellaneous | E6 |  | Baseline Forecast | 0 | 0 | 0 | 0 | 0 | 0 | 0 | 0 | 0 | 0 | 0 | 0 | 0 | 0 | 0 | 0 | 0 | 0 | 0 | 0 | 0 | 0 | 0 | 0 | 0 | 0 | 0
Commercial_School (ID)_New_Miscellaneous_Natural Gas_Miscellaneous_E7_Baseline Forecast | Commercial | School (ID) | New | Miscellaneous | Natural Gas | Miscellaneous | E7 |  | Baseline Forecast | 0 | 0 | 0 | 0 | 0 | 0 | 0 | 0 | 0 | 0 | 0 | 0 | 0 | 0 | 0 | 0 | 0 | 0 | 0 | 0 | 0 | 0 | 0 | 0 | 0 | 0 | 0
Commercial_School (ID)_New_Miscellaneous_Natural Gas_Miscellaneous_E8_Baseline Forecast | Commercial | School (ID) | New | Miscellaneous | Natural Gas | Miscellaneous | E8 |  | Baseline Forecast | 0 | 0 | 0 | 0 | 0 | 0 | 0 | 0 | 0 | 0 | 0 | 0 | 0 | 0 | 0 | 0 | 0 | 0 | 0 | 0 | 0 | 0 | 0 | 0 | 0 | 0 | 0
Commercial_School (ID)_New_Miscellaneous_Natural Gas_Miscellaneous_E9_Baseline Forecast | Commercial | School (ID) | New | Miscellaneous | Natural Gas | Miscellaneous | E9 |  | Baseline Forecast | 0 | 0 | 0 | 0 | 0 | 0 | 0 | 0 | 0 | 0 | 0 | 0 | 0 | 0 | 0 | 0 | 0 | 0 | 0 | 0 | 0 | 0 | 0 | 0 | 0 | 0 | 0
Commercial_School (ID)_New_Miscellaneous_Natural Gas_Miscellaneous_E10_Baseline Forecast | Commercial | School (ID) | New | Miscellaneous | Natural Gas | Miscellaneous | E10 |  | Baseline Forecast | 0 | 0 | 0 | 0 | 0 | 0 | 0 | 0 | 0 | 0 | 0 | 0 | 0 | 0 | 0 | 0 | 0 | 0 | 0 | 0 | 0 | 0 | 0 | 0 | 0 | 0 | 0
Commercial_School (ID)_New_Miscellaneous_Natural Gas_Miscellaneous_Vintage_Baseline Forecast | Commercial | School (ID) | New | Miscellaneous | Natural Gas | Miscellaneous | Vintage | Vintage | Baseline Forecast | 0 | 0 | 0 | 0 | 0 | 0 | 0 | 0 | 0 | 0 | 0 | 0 | 0 | 0 | 0 | 0 | 0 | 0 | 0 | 0 | 0 | 0 | 0 | 0 | 0 | 0 | 0
Commercial_College (ID)_Existing_Space Heating_Natural Gas_Furnace_E1_Baseline Forecast | Commercial | College (ID) | Existing | Space Heating | Natural Gas | Furnace | E1 | AFUE 80% (Standard) | Baseline Forecast | 0 | 16457.5598 | 32867.5151 | 49166.9739 | 65301.7056 | 81225.1632 | 96897.6125 | 112285.3554 | 127360.0374 | 142098.0316 | 156479.8885 | 170489.8468 | 182434.2058 | 192545.0784 | 201029.4545 | 208071.9035 | 213836.9866 | 218471.4094 | 222105.9437 | 224857.1423 | 226828.8699 | 228113.6693 | 228793.9807 | 228943.2301 | 228626.8004 | 227902.8986 | 226823.3294
Commercial_College (ID)_Existing_Space Heating_Natural Gas_Furnace_E2_Baseline Forecast | Commercial | College (ID) | Existing | Space Heating | Natural Gas | Furnace | E2 | AFUE 90% | Baseline Forecast | 0 | 0 | 0 | 0 | 0 | 0 | 0 | 0 | 0 | 0 | 0 | 0 | 0 | 0 | 0 | 0 | 0 | 0 | 0 | 0 | 0 | 0 | 0 | 0 | 0 | 0 | 0
Commercial_College (ID)_Existing_Space Heating_Natural Gas_Furnace_E3_Baseline Forecast | Commercial | College (ID) | Existing | Space Heating | Natural Gas | Furnace | E3 | AFUE 96% | Baseline Forecast | 0 | 0 | 0 | 0 | 0 | 0 | 0 | 0 | 0 | 0 | 0 | 0 | 0 | 0 | 0 | 0 | 0 | 0 | 0 | 0 | 0 | 0 | 0 | 0 | 0 | 0 | 0
Commercial_College (ID)_Existing_Space Heating_Natural Gas_Furnace_E4_Baseline Forecast | Commercial | College (ID) | Existing | Space Heating | Natural Gas | Furnace | E4 |  | Baseline Forecast | 0 | 0 | 0 | 0 | 0 | 0 | 0 | 0 | 0 | 0 | 0 | 0 | 0 | 0 | 0 | 0 | 0 | 0 | 0 | 0 | 0 | 0 | 0 | 0 | 0 | 0 | 0
Commercial_College (ID)_Existing_Space Heating_Natural Gas_Furnace_E5_Baseline Forecast | Commercial | College (ID) | Existing | Space Heating | Natural Gas | Furnace | E5 |  | Baseline Forecast | 0 | 0 | 0 | 0 | 0 | 0 | 0 | 0 | 0 | 0 | 0 | 0 | 0 | 0 | 0 | 0 | 0 | 0 | 0 | 0 | 0 | 0 | 0 | 0 | 0 | 0 | 0
Commercial_College (ID)_Existing_Space Heating_Natural Gas_Furnace_E6_Baseline Forecast | Commercial | College (ID) | Existing | Space Heating | Natural Gas | Furnace | E6 |  | Baseline Forecast | 0 | 0 | 0 | 0 | 0 | 0 | 0 | 0 | 0 | 0 | 0 | 0 | 0 | 0 | 0 | 0 | 0 | 0 | 0 | 0 | 0 | 0 | 0 | 0 | 0 | 0 | 0
Commercial_College (ID)_Existing_Space Heating_Natural Gas_Furnace_E7_Baseline Forecast | Commercial | College (ID) | Existing | Space Heating | Natural Gas | Furnace | E7 |  | Baseline Forecast | 0 | 0 | 0 | 0 | 0 | 0 | 0 | 0 | 0 | 0 | 0 | 0 | 0 | 0 | 0 | 0 | 0 | 0 | 0 | 0 | 0 | 0 | 0 | 0 | 0 | 0 | 0
Commercial_College (ID)_Existing_Space Heating_Natural Gas_Furnace_E8_Baseline Forecast | Commercial | College (ID) | Existing | Space Heating | Natural Gas | Furnace | E8 |  | Baseline Forecast | 0 | 0 | 0 | 0 | 0 | 0 | 0 | 0 | 0 | 0 | 0 | 0 | 0 | 0 | 0 | 0 | 0 | 0 | 0 | 0 | 0 | 0 | 0 | 0 | 0 | 0 | 0
Commercial_College (ID)_Existing_Space Heating_Natural Gas_Furnace_E9_Baseline Forecast | Commercial | College (ID) | Existing | Space Heating | Natural Gas | Furnace | E9 |  | Baseline Forecast | 0 | 0 | 0 | 0 | 0 | 0 | 0 | 0 | 0 | 0 | 0 | 0 | 0 | 0 | 0 | 0 | 0 | 0 | 0 | 0 | 0 | 0 | 0 | 0 | 0 | 0 | 0
Commercial_College (ID)_Existing_Space Heating_Natural Gas_Furnace_E10_Baseline Forecast | Commercial | College (ID) | Existing | Space Heating | Natural Gas | Furnace | E10 |  | Baseline Forecast | 0 | 0 | 0 | 0 | 0 | 0 | 0 | 0 | 0 | 0 | 0 | 0 | 0 | 0 | 0 | 0 | 0 | 0 | 0 | 0 | 0 | 0 | 0 | 0 | 0 | 0 | 0
Commercial_College (ID)_Existing_Space Heating_Natural Gas_Furnace_Vintage_Baseline Forecast | Commercial | College (ID) | Existing | Space Heating | Natural Gas | Furnace | Vintage | Vintage | Baseline Forecast | 414867.653 | 390867.045 | 367051.1878 | 343480.4798 | 320206.7035 | 297274.0021 | 274719.7498 | 252575.3276 | 230866.815 | 209615.6053 | 188838.955 | 168550.4722 | 150441.7438 | 134278.5813 | 119851.9568 | 106975.3003 | 95482.0862 | 85223.6803 | 76067.4171 | 67894.8847 | 60600.3929 | 54089.6069 | 48278.3268 | 43091.3992 | 38461.7447 | 34329.4911 | 30641.1987
Commercial_College (ID)_Existing_Space Heating_Natural Gas_Boiler_E1_Baseline Forecast | Commercial | College (ID) | Existing | Space Heating | Natural Gas | Boiler | E1 | AFUE 80% (Standard) | Baseline Forecast | 0 | 34215.9705 | 70338.0897 | 109123.9446 | 148783.8916 | 189546.5269 | 232048.5723 | 274285.3606 | 316754.1851 | 358397.9402 | 401017.7817 | 443289.1738 | 484121.1845 | 525691.5025 | 566535.9177 | 605506.5702 | 643610.4468 | 679648.6049 | 717405.1285 | 752934.6637 | 785941.6579 | 820508.3463 | 852805.2891 | 883991.895 | 914061.8348 | 943013.2476 | 970848.1641
Commercial_College (ID)_Existing_Space Heating_Natural Gas_Boiler_E2_Baseline Forecast | Commercial | College (ID) | Existing | Space Heating | Natural Gas | Boiler | E2 | AFUE 85% | Baseline Forecast | 0 | 0 | 0 | 0 | 0 | 0 | 0 | 0 | 0 | 0 | 0 | 0 | 0 | 0 | 0 | 0 | 0 | 0 | 0 | 0 | 0 | 0 | 0 | 0 | 0 | 0 | 0
Commercial_College (ID)_Existing_Space Heating_Natural Gas_Boiler_E3_Baseline Forecast | Commercial | College (ID) | Existing | Space Heating | Natural Gas | Boiler | E3 | AFUE 97% | Baseline Forecast | 0 | 18423.9841 | 38665.7701 | 59209.2034 | 81176.7935 | 103754.1782 | 125791.2575 | 148843.7001 | 172022.4498 | 196043.7152 | 218810.6274 | 241392.1277 | 264659.1554 | 286245.6044 | 307455.2532 | 329300.3164 | 350660.0977 | 372639.225 | 391376.4316 | 410755.0045 | 431021.7505 | 448057.4101 | 465664.6989 | 482666.517 | 499059.4093 | 514842.3576 | 530016.4667
Commercial_College (ID)_Existing_Space Heating_Natural Gas_Boiler_E4_Baseline Forecast | Commercial | College (ID) | Existing | Space Heating | Natural Gas | Boiler | E4 | Convert to NG Air Source Heat Pump | Baseline Forecast | 0 | 0 | 0 | 0 | 0 | 0 | 0 | 0 | 0 | 0 | 0 | 0 | 0 | 0 | 0 | 0 | 0 | 0 | 0 | 0 | 0 | 0 | 0 | 0 | 0 | 0 | 0
Commercial_College (ID)_Existing_Space Heating_Natural Gas_Boiler_E5_Baseline Forecast | Commercial | College (ID) | Existing | Space Heating | Natural Gas | Boiler | E5 |  | Baseline Forecast | 0 | 0 | 0 | 0 | 0 | 0 | 0 | 0 | 0 | 0 | 0 | 0 | 0 | 0 | 0 | 0 | 0 | 0 | 0 | 0 | 0 | 0 | 0 | 0 | 0 | 0 | 0
Commercial_College (ID)_Existing_Space Heating_Natural Gas_Boiler_E6_Baseline Forecast | Commercial | College (ID) | Existing | Space Heating | Natural Gas | Boiler | E6 |  | Baseline Forecast | 0 | 0 | 0 | 0 | 0 | 0 | 0 | 0 | 0 | 0 | 0 | 0 | 0 | 0 | 0 | 0 | 0 | 0 | 0 | 0 | 0 | 0 | 0 | 0 | 0 | 0 | 0
Commercial_College (ID)_Existing_Space Heating_Natural Gas_Boiler_E7_Baseline Forecast | Commercial | College (ID) | Existing | Space Heating | Natural Gas | Boiler | E7 |  | Baseline Forecast | 0 | 0 | 0 | 0 | 0 | 0 | 0 | 0 | 0 | 0 | 0 | 0 | 0 | 0 | 0 | 0 | 0 | 0 | 0 | 0 | 0 | 0 | 0 | 0 | 0 | 0 | 0
Commercial_College (ID)_Existing_Space Heating_Natural Gas_Boiler_E8_Baseline Forecast | Commercial | College (ID) | Existing | Space Heating | Natural Gas | Boiler | E8 |  | Baseline Forecast | 0 | 0 | 0 | 0 | 0 | 0 | 0 | 0 | 0 | 0 | 0 | 0 | 0 | 0 | 0 | 0 | 0 | 0 | 0 | 0 | 0 | 0 | 0 | 0 | 0 | 0 | 0
Commercial_College (ID)_Existing_Space Heating_Natural Gas_Boiler_E9_Baseline Forecast | Commercial | College (ID) | Existing | Space Heating | Natural Gas | Boiler | E9 |  | Baseline Forecast | 0 | 0 | 0 | 0 | 0 | 0 | 0 | 0 | 0 | 0 | 0 | 0 | 0 | 0 | 0 | 0 | 0 | 0 | 0 | 0 | 0 | 0 | 0 | 0 | 0 | 0 | 0
Commercial_College (ID)_Existing_Space Heating_Natural Gas_Boiler_E10_Baseline Forecast | Commercial | College (ID) | Existing | Space Heating | Natural Gas | Boiler | E10 |  | Baseline Forecast | 0 | 0 | 0 | 0 | 0 | 0 | 0 | 0 | 0 | 0 | 0 | 0 | 0 | 0 | 0 | 0 | 0 | 0 | 0 | 0 | 0 | 0 | 0 | 0 | 0 | 0 | 0
Commercial_College (ID)_Existing_Space Heating_Natural Gas_Boiler_Vintage_Baseline Forecast | Commercial | College (ID) | Existing | Space Heating | Natural Gas | Boiler | Vintage | Vintage | Baseline Forecast | 3538574.7314 | 3421597.0543 | 3302065.2035 | 3180716.4779 | 3058197.1293 | 2935072.4218 | 2811835.6039 | 2688915.9107 | 2566685.7005 | 2445466.8194 | 2325536.2753 | 2207131.2978 | 2090453.8484 | 1975674.6416 | 1862936.7276 | 1752358.6865 | 1644037.4727 | 1538050.9507 | 1434460.1517 | 1333311.2851 | 1234637.5277 | 1138460.6172 | 1044792.2697 | 953635.441 | 864985.448 | 778830.9652 | 695154.9111
Commercial_College (ID)_Existing_Space Heating_Natural Gas_Unit Heater_E1_Baseline Forecast | Commercial | College (ID) | Existing | Space Heating | Natural Gas | Unit Heater | E1 | Standard | Baseline Forecast | 0 | 0 | 0 | 0 | 0 | 0 | 0 | 0 | 0 | 0 | 0 | 0 | 0 | 0 | 0 | 0 | 0 | 0 | 0 | 0 | 0 | 0 | 0 | 0 | 0 | 0 | 0
Commercial_College (ID)_Existing_Space Heating_Natural Gas_Unit Heater_E2_Baseline Forecast | Commercial | College (ID) | Existing | Space Heating | Natural Gas | Unit Heater | E2 | Condensing | Baseline Forecast | 0 | 0 | 0 | 0 | 0 | 0 | 0 | 0 | 0 | 0 | 0 | 0 | 0 | 0 | 0 | 0 | 0 | 0 | 0 | 0 | 0 | 0 | 0 | 0 | 0 | 0 | 0
Commercial_College (ID)_Existing_Space Heating_Natural Gas_Unit Heater_E3_Baseline Forecast | Commercial | College (ID) | Existing | Space Heating | Natural Gas | Unit Heater | E3 | Infrared Radiant | Baseline Forecast | 0 | 0 | 0 | 0 | 0 | 0 | 0 | 0 | 0 | 0 | 0 | 0 | 0 | 0 | 0 | 0 | 0 | 0 | 0 | 0 | 0 | 0 | 0 | 0 | 0 | 0 | 0
Commercial_College (ID)_Existing_Space Heating_Natural Gas_Unit Heater_E4_Baseline Forecast | Commercial | College (ID) | Existing | Space Heating | Natural Gas | Unit Heater | E4 |  | Baseline Forecast | 0 | 0 | 0 | 0 | 0 | 0 | 0 | 0 | 0 | 0 | 0 | 0 | 0 | 0 | 0 | 0 | 0 | 0 | 0 | 0 | 0 | 0 | 0 | 0 | 0 | 0 | 0
Commercial_College (ID)_Existing_Space Heating_Natural Gas_Unit Heater_E5_Baseline Forecast | Commercial | College (ID) | Existing | Space Heating | Natural Gas | Unit Heater | E5 |  | Baseline Forecast | 0 | 0 | 0 | 0 | 0 | 0 | 0 | 0 | 0 | 0 | 0 | 0 | 0 | 0 | 0 | 0 | 0 | 0 | 0 | 0 | 0 | 0 | 0 | 0 | 0 | 0 | 0
Commercial_College (ID)_Existing_Space Heating_Natural Gas_Unit Heater_E6_Baseline Forecast | Commercial | College (ID) | Existing | Space Heating | Natural Gas | Unit Heater | E6 |  | Baseline Forecast | 0 | 0 | 0 | 0 | 0 | 0 | 0 | 0 | 0 | 0 | 0 | 0 | 0 | 0 | 0 | 0 | 0 | 0 | 0 | 0 | 0 | 0 | 0 | 0 | 0 | 0 | 0
Commercial_College (ID)_Existing_Space Heating_Natural Gas_Unit Heater_E7_Baseline Forecast | Commercial | College (ID) | Existing | Space Heating | Natural Gas | Unit Heater | E7 |  | Baseline Forecast | 0 | 0 | 0 | 0 | 0 | 0 | 0 | 0 | 0 | 0 | 0 | 0 | 0 | 0 | 0 | 0 | 0 | 0 | 0 | 0 | 0 | 0 | 0 | 0 | 0 | 0 | 0
Commercial_College (ID)_Existing_Space Heating_Natural Gas_Unit Heater_E8_Baseline Forecast | Commercial | College (ID) | Existing | Space Heating | Natural Gas | Unit Heater | E8 |  | Baseline Forecast | 0 | 0 | 0 | 0 | 0 | 0 | 0 | 0 | 0 | 0 | 0 | 0 | 0 | 0 | 0 | 0 | 0 | 0 | 0 | 0 | 0 | 0 | 0 | 0 | 0 | 0 | 0
Commercial_College (ID)_Existing_Space Heating_Natural Gas_Unit Heater_E9_Baseline Forecast | Commercial | College (ID) | Existing | Space Heating | Natural Gas | Unit Heater | E9 |  | Baseline Forecast | 0 | 0 | 0 | 0 | 0 | 0 | 0 | 0 | 0 | 0 | 0 | 0 | 0 | 0 | 0 | 0 | 0 | 0 | 0 | 0 | 0 | 0 | 0 | 0 | 0 | 0 | 0
Commercial_College (ID)_Existing_Space Heating_Natural Gas_Unit Heater_E10_Baseline Forecast | Commercial | College (ID) | Existing | Space Heating | Natural Gas | Unit Heater | E10 |  | Baseline Forecast | 0 | 0 | 0 | 0 | 0 | 0 | 0 | 0 | 0 | 0 | 0 | 0 | 0 | 0 | 0 | 0 | 0 | 0 | 0 | 0 | 0 | 0 | 0 | 0 | 0 | 0 | 0
Commercial_College (ID)_Existing_Space Heating_Natural Gas_Unit Heater_Vintage_Baseline Forecast | Commercial | College (ID) | Existing | Space Heating | Natural Gas | Unit Heater | Vintage | Vintage | Baseline Forecast | 0 | 0 | 0 | 0 | 0 | 0 | 0 | 0 | 0 | 0 | 0 | 0 | 0 | 0 | 0 | 0 | 0 | 0 | 0 | 0 | 0 | 0 | 0 | 0 | 0 | 0 | 0
Commercial_College (ID)_Existing_Water Heating_Natural Gas_Water Heater_E1_Baseline Forecast | Commercial | College (ID) | Existing | Water Heating | Natural Gas | Water Heater | E1 | TE 0.80 | Baseline Forecast | 0 | 46460.3674 | 96207.5179 | 148571.9346 | 202964.801 | 258869.1158 | 315831.7683 | 373456.4694 | 431397.4467 | 489353.8222 | 547064.5976 | 604304.1835 | 653284.696 | 694931.8256 | 730071.1113 | 759438.7131 | 783691.0272 | 803413.268 | 819127.1276 | 831297.6125 | 840339.1449 | 846621.0095 | 850472.2132 | 852185.8243 | 852022.8436 | 850215.661 | 846971.1393
Commercial_College (ID)_Existing_Water Heating_Natural Gas_Water Heater_E2_Baseline Forecast | Commercial | College (ID) | Existing | Water Heating | Natural Gas | Water Heater | E2 | TE 0.90 | Baseline Forecast | 0 | 0 | 0 | 0 | 0 | 0 | 0 | 0 | 0 | 0 | 0 | 0 | 0 | 0 | 0 | 0 | 0 | 0 | 0 | 0 | 0 | 0 | 0 | 0 | 0 | 0 | 0
Commercial_College (ID)_Existing_Water Heating_Natural Gas_Water Heater_E3_Baseline Forecast | Commercial | College (ID) | Existing | Water Heating | Natural Gas | Water Heater | E3 | TE 0.94 | Baseline Forecast | 0 | 52391.4782 | 108489.3287 | 167538.5646 | 228875.2011 | 291916.237 | 356150.7175 | 421131.7634 | 486469.4612 | 551824.5229 | 616902.6313 | 681449.3984 | 736682.7423 | 783646.5268 | 823271.6787 | 856388.3361 | 883736.6903 | 905976.6639 | 923696.5482 | 937420.7119 | 947616.4826 | 954700.2873 | 959043.1341 | 960975.504 | 960791.7173 | 958753.8305 | 955095.1145
Commercial_College (ID)_Existing_Water Heating_Natural Gas_Water Heater_E4_Baseline Forecast | Commercial | College (ID) | Existing | Water Heating | Natural Gas | Water Heater | E4 | Instantaneous TE 0.94 | Baseline Forecast | 0 | 0 | 0 | 0 | 0 | 0 | 0 | 0 | 0 | 0 | 0 | 0 | 0 | 0 | 0 | 0 | 0 | 0 | 0 | 0 | 0 | 0 | 0 | 0 | 0 | 0 | 0
Commercial_College (ID)_Existing_Water Heating_Natural Gas_Water Heater_E5_Baseline Forecast | Commercial | College (ID) | Existing | Water Heating | Natural Gas | Water Heater | E5 | Gas-Fired Absorption HPWH | Baseline Forecast | 0 | 0 | 0 | 0 | 0 | 0 | 0 | 0 | 0 | 0 | 0 | 0 | 0 | 0 | 0 | 0 | 0 | 0 | 0 | 0 | 0 | 0 | 0 | 0 | 0 | 0 | 0
Commercial_College (ID)_Existing_Water Heating_Natural Gas_Water Heater_E6_Baseline Forecast | Commercial | College (ID) | Existing | Water Heating | Natural Gas | Water Heater | E6 |  | Baseline Forecast | 0 | 0 | 0 | 0 | 0 | 0 | 0 | 0 | 0 | 0 | 0 | 0 | 0 | 0 | 0 | 0 | 0 | 0 | 0 | 0 | 0 | 0 | 0 | 0 | 0 | 0 | 0
Commercial_College (ID)_Existing_Water Heating_Natural Gas_Water Heater_E7_Baseline Forecast | Commercial | College (ID) | Existing | Water Heating | Natural Gas | Water Heater | E7 |  | Baseline Forecast | 0 | 0 | 0 | 0 | 0 | 0 | 0 | 0 | 0 | 0 | 0 | 0 | 0 | 0 | 0 | 0 | 0 | 0 | 0 | 0 | 0 | 0 | 0 | 0 | 0 | 0 | 0
Commercial_College (ID)_Existing_Water Heating_Natural Gas_Water Heater_E8_Baseline Forecast | Commercial | College (ID) | Existing | Water Heating | Natural Gas | Water Heater | E8 |  | Baseline Forecast | 0 | 0 | 0 | 0 | 0 | 0 | 0 | 0 | 0 | 0 | 0 | 0 | 0 | 0 | 0 | 0 | 0 | 0 | 0 | 0 | 0 | 0 | 0 | 0 | 0 | 0 | 0
Commercial_College (ID)_Existing_Water Heating_Natural Gas_Water Heater_E9_Baseline Forecast | Commercial | College (ID) | Existing | Water Heating | Natural Gas | Water Heater | E9 |  | Baseline Forecast | 0 | 0 | 0 | 0 | 0 | 0 | 0 | 0 | 0 | 0 | 0 | 0 | 0 | 0 | 0 | 0 | 0 | 0 | 0 | 0 | 0 | 0 | 0 | 0 | 0 | 0 | 0
Commercial_College (ID)_Existing_Water Heating_Natural Gas_Water Heater_E10_Baseline Forecast | Commercial | College (ID) | Existing | Water Heating | Natural Gas | Water Heater | E10 |  | Baseline Forecast | 0 | 0 | 0 | 0 | 0 | 0 | 0 | 0 | 0 | 0 | 0 | 0 | 0 | 0 | 0 | 0 | 0 | 0 | 0 | 0 | 0 | 0 | 0 | 0 | 0 | 0 | 0
Commercial_College (ID)_Existing_Water Heating_Natural Gas_Water Heater_Vintage_Baseline Forecast | Commercial | College (ID) | Existing | Water Heating | Natural Gas | Water Heater | Vintage | Vintage | Baseline Forecast | 3322520.3654 | 3163259.0587 | 2998102.9504 | 2828456.5741 | 2655553.1244 | 2480473.3533 | 2304162.4256 | 2127444.9529 | 1951038.4016 | 1775565.0498 | 1601562.6498 | 1429493.9353 | 1275911.9423 | 1138830.4939 | 1016476.8045 | 907268.5528 | 809793.419 | 722790.8203 | 645135.6082 | 575823.518 | 513958.1814 | 458739.5338 | 409453.4682 | 365462.5997 | 326198.0229 | 291151.9543 | 259871.1658
Commercial_College (ID)_Existing_Food Preparation_Natural Gas_Oven_E1_Baseline Forecast | Commercial | College (ID) | Existing | Food Preparation | Natural Gas | Oven | E1 | Standard | Baseline Forecast | 0 | 5874.3859 | 13265.4315 | 21744.8212 | 30978.9572 | 40708.5696 | 50732.7025 | 60896.1375 | 71079.5166 | 81191.586 | 88673.0322 | 94096.6276 | 97912.1062 | 100472.5644 | 102055.1959 | 102877.5799 | 103110.4731 | 102887.8582 | 102314.8357 | 101473.8235 | 100429.4254 | 99232.2554 | 97921.9418 | 96529.4861 | 95079.1163 | 93589.7423 | 92076.0991
Commercial_College (ID)_Existing_Food Preparation_Natural Gas_Oven_E2_Baseline Forecast | Commercial | College (ID) | Existing | Food Preparation | Natural Gas | Oven | E2 | ENERGY STAR (>42% Baking Efficiency) | Baseline Forecast | 0 | 8453.3846 | 19089.2795 | 31291.3281 | 44579.475 | 58580.6246 | 73005.5963 | 87631.0271 | 102285.158 | 116836.6725 | 127602.6561 | 135407.3421 | 140897.909 | 144582.4707 | 146859.9161 | 148043.3467 | 148378.4857 | 148058.1374 | 147233.5441 | 146023.307 | 144520.3926 | 142797.6358 | 140912.0625 | 138908.2848 | 136821.1673 | 134677.9218 | 132499.7524
Commercial_College (ID)_Existing_Food Preparation_Natural Gas_Oven_E3_Baseline Forecast | Commercial | College (ID) | Existing | Food Preparation | Natural Gas | Oven | E3 |  | Baseline Forecast | 0 | 0 | 0 | 0 | 0 | 0 | 0 | 0 | 0 | 0 | 0 | 0 | 0 | 0 | 0 | 0 | 0 | 0 | 0 | 0 | 0 | 0 | 0 | 0 | 0 | 0 | 0
Commercial_College (ID)_Existing_Food Preparation_Natural Gas_Oven_E4_Baseline Forecast | Commercial | College (ID) | Existing | Food Preparation | Natural Gas | Oven | E4 |  | Baseline Forecast | 0 | 0 | 0 | 0 | 0 | 0 | 0 | 0 | 0 | 0 | 0 | 0 | 0 | 0 | 0 | 0 | 0 | 0 | 0 | 0 | 0 | 0 | 0 | 0 | 0 | 0 | 0
Commercial_College (ID)_Existing_Food Preparation_Natural Gas_Oven_E5_Baseline Forecast | Commercial | College (ID) | Existing | Food Preparation | Natural Gas | Oven | E5 |  | Baseline Forecast | 0 | 0 | 0 | 0 | 0 | 0 | 0 | 0 | 0 | 0 | 0 | 0 | 0 | 0 | 0 | 0 | 0 | 0 | 0 | 0 | 0 | 0 | 0 | 0 | 0 | 0 | 0
Commercial_College (ID)_Existing_Food Preparation_Natural Gas_Oven_E6_Baseline Forecast | Commercial | College (ID) | Existing | Food Preparation | Natural Gas | Oven | E6 |  | Baseline Forecast | 0 | 0 | 0 | 0 | 0 | 0 | 0 | 0 | 0 | 0 | 0 | 0 | 0 | 0 | 0 | 0 | 0 | 0 | 0 | 0 | 0 | 0 | 0 | 0 | 0 | 0 | 0
Commercial_College (ID)_Existing_Food Preparation_Natural Gas_Oven_E7_Baseline Forecast | Commercial | College (ID) | Existing | Food Preparation | Natural Gas | Oven | E7 |  | Baseline Forecast | 0 | 0 | 0 | 0 | 0 | 0 | 0 | 0 | 0 | 0 | 0 | 0 | 0 | 0 | 0 | 0 | 0 | 0 | 0 | 0 | 0 | 0 | 0 | 0 | 0 | 0 | 0
Commercial_College (ID)_Existing_Food Preparation_Natural Gas_Oven_E8_Baseline Forecast | Commercial | College (ID) | Existing | Food Preparation | Natural Gas | Oven | E8 |  | Baseline Forecast | 0 | 0 | 0 | 0 | 0 | 0 | 0 | 0 | 0 | 0 | 0 | 0 | 0 | 0 | 0 | 0 | 0 | 0 | 0 | 0 | 0 | 0 | 0 | 0 | 0 | 0 | 0
Commercial_College (ID)_Existing_Food Preparation_Natural Gas_Oven_E9_Baseline Forecast | Commercial | College (ID) | Existing | Food Preparation | Natural Gas | Oven | E9 |  | Baseline Forecast | 0 | 0 | 0 | 0 | 0 | 0 | 0 | 0 | 0 | 0 | 0 | 0 | 0 | 0 | 0 | 0 | 0 | 0 | 0 | 0 | 0 | 0 | 0 | 0 | 0 | 0 | 0
Commercial_College (ID)_Existing_Food Preparation_Natural Gas_Oven_E10_Baseline Forecast | Commercial | College (ID) | Existing | Food Preparation | Natural Gas | Oven | E10 |  | Baseline Forecast | 0 | 0 | 0 | 0 | 0 | 0 | 0 | 0 | 0 | 0 | 0 | 0 | 0 | 0 | 0 | 0 | 0 | 0 | 0 | 0 | 0 | 0 | 0 | 0 | 0 | 0 | 0
Commercial_College (ID)_Existing_Food Preparation_Natural Gas_Oven_Vintage_Baseline Forecast | Commercial | College (ID) | Existing | Food Preparation | Natural Gas | Oven | Vintage | Vintage | Baseline Forecast | 364827.4918 | 343866.4941 | 319326.9306 | 292251.2807 | 263451.0445 | 233556.4739 | 203055.6298 | 172325.0562 | 141653.8696 | 111262.6757 | 87391.7744 | 68642.2664 | 53915.3802 | 42348.0804 | 33262.4923 | 26126.1757 | 20520.9235 | 16118.2526 | 12660.1548 | 9943.9761 | 7810.5413 | 6134.8251 | 4818.6263 | 3784.8119 | 2972.7977 | 2334.9975 | 1834.0344
Commercial_College (ID)_Existing_Food Preparation_Natural Gas_Conveyor Oven_E1_Baseline Forecast | Commercial | College (ID) | Existing | Food Preparation | Natural Gas | Conveyor Oven | E1 | Standard | Baseline Forecast | 0 | 0 | 0 | 0 | 0 | 272.9334 | 1018.2899 | 2378.4133 | 4451.2876 | 7300.5626 | 10714.4065 | 14527.6771 | 18611.8747 | 22867.251 | 27216.6117 | 31600.4494 | 35973.1218 | 39204.8862 | 41544.206 | 43186.1708 | 44283.9489 | 44957.7823 | 45302.0523 | 45390.8288 | 45282.2291 | 45021.8418 | 44645.4156
Commercial_College (ID)_Existing_Food Preparation_Natural Gas_Conveyor Oven_E2_Baseline Forecast | Commercial | College (ID) | Existing | Food Preparation | Natural Gas | Conveyor Oven | E2 | ENERGY STAR (>42% Baking Efficiency) | Baseline Forecast | 0 | 0 | 0 | 0 | 0 | 392.7579 | 1465.344 | 3422.5948 | 6405.5115 | 10505.6876 | 15418.2922 | 20905.6817 | 26782.9417 | 32906.532 | 39165.368 | 45473.8175 | 51766.1997 | 56416.7875 | 59783.1257 | 62145.9531 | 63725.6826 | 64695.3453 | 65190.7582 | 65318.5098 | 65162.2322 | 64787.5285 | 64245.842
Commercial_College (ID)_Existing_Food Preparation_Natural Gas_Conveyor Oven_E3_Baseline Forecast | Commercial | College (ID) | Existing | Food Preparation | Natural Gas | Conveyor Oven | E3 |  | Baseline Forecast | 0 | 0 | 0 | 0 | 0 | 0 | 0 | 0 | 0 | 0 | 0 | 0 | 0 | 0 | 0 | 0 | 0 | 0 | 0 | 0 | 0 | 0 | 0 | 0 | 0 | 0 | 0
Commercial_College (ID)_Existing_Food Preparation_Natural Gas_Conveyor Oven_E4_Baseline Forecast | Commercial | College (ID) | Existing | Food Preparation | Natural Gas | Conveyor Oven | E4 |  | Baseline Forecast | 0 | 0 | 0 | 0 | 0 | 0 | 0 | 0 | 0 | 0 | 0 | 0 | 0 | 0 | 0 | 0 | 0 | 0 | 0 | 0 | 0 | 0 | 0 | 0 | 0 | 0 | 0
Commercial_College (ID)_Existing_Food Preparation_Natural Gas_Conveyor Oven_E5_Baseline Forecast | Commercial | College (ID) | Existing | Food Preparation | Natural Gas | Conveyor Oven | E5 |  | Baseline Forecast | 0 | 0 | 0 | 0 | 0 | 0 | 0 | 0 | 0 | 0 | 0 | 0 | 0 | 0 | 0 | 0 | 0 | 0 | 0 | 0 | 0 | 0 | 0 | 0 | 0 | 0 | 0
Commercial_College (ID)_Existing_Food Preparation_Natural Gas_Conveyor Oven_E6_Baseline Forecast | Commercial | College (ID) | Existing | Food Preparation | Natural Gas | Conveyor Oven | E6 |  | Baseline Forecast | 0 | 0 | 0 | 0 | 0 | 0 | 0 | 0 | 0 | 0 | 0 | 0 | 0 | 0 | 0 | 0 | 0 | 0 | 0 | 0 | 0 | 0 | 0 | 0 | 0 | 0 | 0
Commercial_College (ID)_Existing_Food Preparation_Natural Gas_Conveyor Oven_E7_Baseline Forecast | Commercial | College (ID) | Existing | Food Preparation | Natural Gas | Conveyor Oven | E7 |  | Baseline Forecast | 0 | 0 | 0 | 0 | 0 | 0 | 0 | 0 | 0 | 0 | 0 | 0 | 0 | 0 | 0 | 0 | 0 | 0 | 0 | 0 | 0 | 0 | 0 | 0 | 0 | 0 | 0
Commercial_College (ID)_Existing_Food Preparation_Natural Gas_Conveyor Oven_E8_Baseline Forecast | Commercial | College (ID) | Existing | Food Preparation | Natural Gas | Conveyor Oven | E8 |  | Baseline Forecast | 0 | 0 | 0 | 0 | 0 | 0 | 0 | 0 | 0 | 0 | 0 | 0 | 0 | 0 | 0 | 0 | 0 | 0 | 0 | 0 | 0 | 0 | 0 | 0 | 0 | 0 | 0
Commercial_College (ID)_Existing_Food Preparation_Natural Gas_Conveyor Oven_E9_Baseline Forecast | Commercial | College (ID) | Existing | Food Preparation | Natural Gas | Conveyor Oven | E9 |  | Baseline Forecast | 0 | 0 | 0 | 0 | 0 | 0 | 0 | 0 | 0 | 0 | 0 | 0 | 0 | 0 | 0 | 0 | 0 | 0 | 0 | 0 | 0 | 0 | 0 | 0 | 0 | 0 | 0
Commercial_College (ID)_Existing_Food Preparation_Natural Gas_Conveyor Oven_E10_Baseline Forecast | Commercial | College (ID) | Existing | Food Preparation | Natural Gas | Conveyor Oven | E10 |  | Baseline Forecast | 0 | 0 | 0 | 0 | 0 | 0 | 0 | 0 | 0 | 0 | 0 | 0 | 0 | 0 | 0 | 0 | 0 | 0 | 0 | 0 | 0 | 0 | 0 | 0 | 0 | 0 | 0
Commercial_College (ID)_Existing_Food Preparation_Natural Gas_Conveyor Oven_Vintage_Baseline Forecast | Commercial | College (ID) | Existing | Food Preparation | Natural Gas | Conveyor Oven | Vintage | Vintage | Baseline Forecast | 182413.7459 | 179097.1323 | 175840.8208 | 172643.715 | 169504.7384 | 165757.1427 | 160913.3305 | 154625.1023 | 146652.4729 | 136839.2169 | 125701.0326 | 113639.7593 | 100967.8813 | 87927.7748 | 74706.8224 | 61449.2843 | 48265.6197 | 37910.4504 | 29776.9355 | 23388.4294 | 18370.5482 | 14429.2306 | 11333.5047 | 8901.9528 | 6992.0793 | 5491.9605 | 4313.6853
Commercial_College (ID)_Existing_Food Preparation_Natural Gas_Double Rack Oven_E1_Baseline Forecast | Commercial | College (ID) | Existing | Food Preparation | Natural Gas | Double Rack Oven | E1 | Standard | Baseline Forecast | 0 | 1631.7739 | 3827.2514 | 6486.0989 | 9521.5366 | 12858.5955 | 16432.5946 | 20187.8139 | 24076.336 | 28057.0352 | 31403.0098 | 34197.3718 | 36512.613 | 38411.9575 | 39950.5417 | 41176.4446 | 42131.5869 | 42852.515 | 43371.0863 | 43715.0661 | 43908.6498 | 43972.9169 | 43926.2293 | 43784.5771 | 43561.8815 | 43270.2582 | 42920.2485
Commercial_College (ID)_Existing_Food Preparation_Natural Gas_Double Rack Oven_E2_Baseline Forecast | Commercial | College (ID) | Existing | Food Preparation | Natural Gas | Double Rack Oven | E2 | FTSC Qualified (>50% Cooking Efficiency) | Baseline Forecast | 0 | 2348.1624 | 5507.5082 | 9333.6545 | 13701.7234 | 18503.8325 | 23646.9044 | 29050.7567 | 34646.4347 | 40374.758 | 45189.697 | 49210.8521 | 52542.5407 | 55275.7437 | 57489.8039 | 59253.9081 | 60628.3811 | 61665.8142 | 62412.051 | 62907.0464 | 63185.6179 | 63278.0999 | 63210.9154 | 63007.0744 | 62686.6099 | 62266.9569 | 61763.2844
Commercial_College (ID)_Existing_Food Preparation_Natural Gas_Double Rack Oven_E3_Baseline Forecast | Commercial | College (ID) | Existing | Food Preparation | Natural Gas | Double Rack Oven | E3 |  | Baseline Forecast | 0 | 0 | 0 | 0 | 0 | 0 | 0 | 0 | 0 | 0 | 0 | 0 | 0 | 0 | 0 | 0 | 0 | 0 | 0 | 0 | 0 | 0 | 0 | 0 | 0 | 0 | 0
Commercial_College (ID)_Existing_Food Preparation_Natural Gas_Double Rack Oven_E4_Baseline Forecast | Commercial | College (ID) | Existing | Food Preparation | Natural Gas | Double Rack Oven | E4 |  | Baseline Forecast | 0 | 0 | 0 | 0 | 0 | 0 | 0 | 0 | 0 | 0 | 0 | 0 | 0 | 0 | 0 | 0 | 0 | 0 | 0 | 0 | 0 | 0 | 0 | 0 | 0 | 0 | 0
Commercial_College (ID)_Existing_Food Preparation_Natural Gas_Double Rack Oven_E5_Baseline Forecast | Commercial | College (ID) | Existing | Food Preparation | Natural Gas | Double Rack Oven | E5 |  | Baseline Forecast | 0 | 0 | 0 | 0 | 0 | 0 | 0 | 0 | 0 | 0 | 0 | 0 | 0 | 0 | 0 | 0 | 0 | 0 | 0 | 0 | 0 | 0 | 0 | 0 | 0 | 0 | 0
Commercial_College (ID)_Existing_Food Preparation_Natural Gas_Double Rack Oven_E6_Baseline Forecast | Commercial | College (ID) | Existing | Food Preparation | Natural Gas | Double Rack Oven | E6 |  | Baseline Forecast | 0 | 0 | 0 | 0 | 0 | 0 | 0 | 0 | 0 | 0 | 0 | 0 | 0 | 0 | 0 | 0 | 0 | 0 | 0 | 0 | 0 | 0 | 0 | 0 | 0 | 0 | 0
Commercial_College (ID)_Existing_Food Preparation_Natural Gas_Double Rack Oven_E7_Baseline Forecast | Commercial | College (ID) | Existing | Food Preparation | Natural Gas | Double Rack Oven | E7 |  | Baseline Forecast | 0 | 0 | 0 | 0 | 0 | 0 | 0 | 0 | 0 | 0 | 0 | 0 | 0 | 0 | 0 | 0 | 0 | 0 | 0 | 0 | 0 | 0 | 0 | 0 | 0 | 0 | 0
Commercial_College (ID)_Existing_Food Preparation_Natural Gas_Double Rack Oven_E8_Baseline Forecast | Commercial | College (ID) | Existing | Food Preparation | Natural Gas | Double Rack Oven | E8 |  | Baseline Forecast | 0 | 0 | 0 | 0 | 0 | 0 | 0 | 0 | 0 | 0 | 0 | 0 | 0 | 0 | 0 | 0 | 0 | 0 | 0 | 0 | 0 | 0 | 0 | 0 | 0 | 0 | 0
Commercial_College (ID)_Existing_Food Preparation_Natural Gas_Double Rack Oven_E9_Baseline Forecast | Commercial | College (ID) | Existing | Food Preparation | Natural Gas | Double Rack Oven | E9 |  | Baseline Forecast | 0 | 0 | 0 | 0 | 0 | 0 | 0 | 0 | 0 | 0 | 0 | 0 | 0 | 0 | 0 | 0 | 0 | 0 | 0 | 0 | 0 | 0 | 0 | 0 | 0 | 0 | 0
Commercial_College (ID)_Existing_Food Preparation_Natural Gas_Double Rack Oven_E10_Baseline Forecast | Commercial | College (ID) | Existing | Food Preparation | Natural Gas | Double Rack Oven | E10 |  | Baseline Forecast | 0 | 0 | 0 | 0 | 0 | 0 | 0 | 0 | 0 | 0 | 0 | 0 | 0 | 0 | 0 | 0 | 0 | 0 | 0 | 0 | 0 | 0 | 0 | 0 | 0 | 0 | 0
Commercial_College (ID)_Existing_Food Preparation_Natural Gas_Double Rack Oven_Vintage_Baseline Forecast | Commercial | College (ID) | Existing | Food Preparation | Natural Gas | Double Rack Oven | Vintage | Vintage | Baseline Forecast | 182413.7459 | 175117.1961 | 166506.0612 | 156823.9617 | 146281.4783 | 135060.406 | 123317.4653 | 111187.5398 | 98786.5014 | 86213.674 | 75241.0245 | 65664.8941 | 57307.544 | 50013.8566 | 43648.4566 | 38093.1985 | 33244.9733 | 29013.7948 | 25321.13 | 22098.4408 | 19285.9119 | 16831.3413 | 14689.1706 | 12819.6398 | 11188.0493 | 9764.1157 | 8521.4101
Commercial_College (ID)_Existing_Food Preparation_Natural Gas_Fryer_E1_Baseline Forecast | Commercial | College (ID) | Existing | Food Preparation | Natural Gas | Fryer | E1 | Standard | Baseline Forecast | 0 | 10394.6571 | 21524.6717 | 33240.2518 | 45409.6604 | 57917.2279 | 70661.5792 | 83554.0516 | 96517.2851 | 109483.9637 | 122395.6937 | 135202.0037 | 146160.4971 | 155478.2803 | 163340.0525 | 169910.5161 | 175336.5276 | 179749.0181 | 183264.7066 | 185987.6299 | 188010.5074 | 189415.9596 | 190277.596 | 190660.9851 | 190624.5212 | 190220.1971 | 189494.2948
Commercial_College (ID)_Existing_Food Preparation_Natural Gas_Fryer_E2_Baseline Forecast | Commercial | College (ID) | Existing | Food Preparation | Natural Gas | Fryer | E2 | ENERGY STAR | Baseline Forecast | 0 | 3652.1768 | 7562.7225 | 11679.0074 | 15954.7456 | 20349.2963 | 24827.0413 | 29356.8289 | 33911.4786 | 38467.3386 | 43003.8924 | 47503.4067 | 51353.6882 | 54627.5039 | 57389.7482 | 59698.2894 | 61604.7259 | 63155.0604 | 64390.3023 | 65347.0051 | 66057.7458 | 66551.5534 | 66854.2905 | 66988.9948 | 66976.1831 | 66834.1233 | 66579.0765
Commercial_College (ID)_Existing_Food Preparation_Natural Gas_Fryer_E3_Baseline Forecast | Commercial | College (ID) | Existing | Food Preparation | Natural Gas | Fryer | E3 |  | Baseline Forecast | 0 | 0 | 0 | 0 | 0 | 0 | 0 | 0 | 0 | 0 | 0 | 0 | 0 | 0 | 0 | 0 | 0 | 0 | 0 | 0 | 0 | 0 | 0 | 0 | 0 | 0 | 0
Commercial_College (ID)_Existing_Food Preparation_Natural Gas_Fryer_E4_Baseline Forecast | Commercial | College (ID) | Existing | Food Preparation | Natural Gas | Fryer | E4 |  | Baseline Forecast | 0 | 0 | 0 | 0 | 0 | 0 | 0 | 0 | 0 | 0 | 0 | 0 | 0 | 0 | 0 | 0 | 0 | 0 | 0 | 0 | 0 | 0 | 0 | 0 | 0 | 0 | 0
Commercial_College (ID)_Existing_Food Preparation_Natural Gas_Fryer_E5_Baseline Forecast | Commercial | College (ID) | Existing | Food Preparation | Natural Gas | Fryer | E5 |  | Baseline Forecast | 0 | 0 | 0 | 0 | 0 | 0 | 0 | 0 | 0 | 0 | 0 | 0 | 0 | 0 | 0 | 0 | 0 | 0 | 0 | 0 | 0 | 0 | 0 | 0 | 0 | 0 | 0
Commercial_College (ID)_Existing_Food Preparation_Natural Gas_Fryer_E6_Baseline Forecast | Commercial | College (ID) | Existing | Food Preparation | Natural Gas | Fryer | E6 |  | Baseline Forecast | 0 | 0 | 0 | 0 | 0 | 0 | 0 | 0 | 0 | 0 | 0 | 0 | 0 | 0 | 0 | 0 | 0 | 0 | 0 | 0 | 0 | 0 | 0 | 0 | 0 | 0 | 0
Commercial_College (ID)_Existing_Food Preparation_Natural Gas_Fryer_E7_Baseline Forecast | Commercial | College (ID) | Existing | Food Preparation | Natural Gas | Fryer | E7 |  | Baseline Forecast | 0 | 0 | 0 | 0 | 0 | 0 | 0 | 0 | 0 | 0 | 0 | 0 | 0 | 0 | 0 | 0 | 0 | 0 | 0 | 0 | 0 | 0 | 0 | 0 | 0 | 0 | 0
Commercial_College (ID)_Existing_Food Preparation_Natural Gas_Fryer_E8_Baseline Forecast | Commercial | College (ID) | Existing | Food Preparation | Natural Gas | Fryer | E8 |  | Baseline Forecast | 0 | 0 | 0 | 0 | 0 | 0 | 0 | 0 | 0 | 0 | 0 | 0 | 0 | 0 | 0 | 0 | 0 | 0 | 0 | 0 | 0 | 0 | 0 | 0 | 0 | 0 | 0
Commercial_College (ID)_Existing_Food Preparation_Natural Gas_Fryer_E9_Baseline Forecast | Commercial | College (ID) | Existing | Food Preparation | Natural Gas | Fryer | E9 |  | Baseline Forecast | 0 | 0 | 0 | 0 | 0 | 0 | 0 | 0 | 0 | 0 | 0 | 0 | 0 | 0 | 0 | 0 | 0 | 0 | 0 | 0 | 0 | 0 | 0 | 0 | 0 | 0 | 0
Commercial_College (ID)_Existing_Food Preparation_Natural Gas_Fryer_E10_Baseline Forecast | Commercial | College (ID) | Existing | Food Preparation | Natural Gas | Fryer | E10 |  | Baseline Forecast | 0 | 0 | 0 | 0 | 0 | 0 | 0 | 0 | 0 | 0 | 0 | 0 | 0 | 0 | 0 | 0 | 0 | 0 | 0 | 0 | 0 | 0 | 0 | 0 | 0 | 0 | 0
Commercial_College (ID)_Existing_Food Preparation_Natural Gas_Fryer_Vintage_Baseline Forecast | Commercial | College (ID) | Existing | Food Preparation | Natural Gas | Fryer | Vintage | Vintage | Baseline Forecast | 472129.6952 | 449498.6851 | 426030.0244 | 401923.2972 | 377353.7404 | 352474.9285 | 327421.1695 | 302309.6405 | 277242.2934 | 252307.5538 | 227581.8362 | 203130.8952 | 181306.9147 | 161827.6594 | 144441.2166 | 128922.7388 | 115071.5355 | 102708.478 | 91673.6828 | 81824.4442 | 73033.3882 | 65186.8258 | 58183.2825 | 51932.1861 | 46352.695 | 41372.6534 | 36927.6576
Commercial_College (ID)_Existing_Food Preparation_Natural Gas_Broiler_E1_Baseline Forecast | Commercial | College (ID) | Existing | Food Preparation | Natural Gas | Broiler | E1 | Standard | Baseline Forecast | 0 | 19634.3523 | 41232.1398 | 64374.7127 | 88701.3654 | 113901.848 | 139709.8337 | 165897.2198 | 192269.1569 | 218659.7128 | 240766.722 | 259152.1768 | 274306.2375 | 286656.3802 | 296575.3803 | 304388.2796 | 310378.4671 | 314792.985 | 317847.1601 | 319728.6449 | 320600.9452 | 320606.4974 | 319869.3556 | 318497.5351 | 316585.0585 | 314213.7413 | 311454.7494
Commercial_College (ID)_Existing_Food Preparation_Natural Gas_Broiler_E2_Baseline Forecast | Commercial | College (ID) | Existing | Food Preparation | Natural Gas | Broiler | E2 | Infrared Burners | Baseline Forecast | 0 | 6898.5562 | 14486.968 | 22618.1423 | 31165.3446 | 40019.5682 | 49087.2389 | 58288.2124 | 67554.0281 | 76826.3856 | 84593.7131 | 91053.4675 | 96377.8672 | 100717.1066 | 104202.1606 | 106947.2334 | 109051.8939 | 110602.9407 | 111676.0292 | 112337.0915 | 112643.5753 | 112645.5261 | 112386.5303 | 111904.5393 | 111232.5881 | 110399.4226 | 109430.0471
Commercial_College (ID)_Existing_Food Preparation_Natural Gas_Broiler_E3_Baseline Forecast | Commercial | College (ID) | Existing | Food Preparation | Natural Gas | Broiler | E3 |  | Baseline Forecast | 0 | 0 | 0 | 0 | 0 | 0 | 0 | 0 | 0 | 0 | 0 | 0 | 0 | 0 | 0 | 0 | 0 | 0 | 0 | 0 | 0 | 0 | 0 | 0 | 0 | 0 | 0
Commercial_College (ID)_Existing_Food Preparation_Natural Gas_Broiler_E4_Baseline Forecast | Commercial | College (ID) | Existing | Food Preparation | Natural Gas | Broiler | E4 |  | Baseline Forecast | 0 | 0 | 0 | 0 | 0 | 0 | 0 | 0 | 0 | 0 | 0 | 0 | 0 | 0 | 0 | 0 | 0 | 0 | 0 | 0 | 0 | 0 | 0 | 0 | 0 | 0 | 0
Commercial_College (ID)_Existing_Food Preparation_Natural Gas_Broiler_E5_Baseline Forecast | Commercial | College (ID) | Existing | Food Preparation | Natural Gas | Broiler | E5 |  | Baseline Forecast | 0 | 0 | 0 | 0 | 0 | 0 | 0 | 0 | 0 | 0 | 0 | 0 | 0 | 0 | 0 | 0 | 0 | 0 | 0 | 0 | 0 | 0 | 0 | 0 | 0 | 0 | 0
Commercial_College (ID)_Existing_Food Preparation_Natural Gas_Broiler_E6_Baseline Forecast | Commercial | College (ID) | Existing | Food Preparation | Natural Gas | Broiler | E6 |  | Baseline Forecast | 0 | 0 | 0 | 0 | 0 | 0 | 0 | 0 | 0 | 0 | 0 | 0 | 0 | 0 | 0 | 0 | 0 | 0 | 0 | 0 | 0 | 0 | 0 | 0 | 0 | 0 | 0
Commercial_College (ID)_Existing_Food Preparation_Natural Gas_Broiler_E7_Baseline Forecast | Commercial | College (ID) | Existing | Food Preparation | Natural Gas | Broiler | E7 |  | Baseline Forecast | 0 | 0 | 0 | 0 | 0 | 0 | 0 | 0 | 0 | 0 | 0 | 0 | 0 | 0 | 0 | 0 | 0 | 0 | 0 | 0 | 0 | 0 | 0 | 0 | 0 | 0 | 0
Commercial_College (ID)_Existing_Food Preparation_Natural Gas_Broiler_E8_Baseline Forecast | Commercial | College (ID) | Existing | Food Preparation | Natural Gas | Broiler | E8 |  | Baseline Forecast | 0 | 0 | 0 | 0 | 0 | 0 | 0 | 0 | 0 | 0 | 0 | 0 | 0 | 0 | 0 | 0 | 0 | 0 | 0 | 0 | 0 | 0 | 0 | 0 | 0 | 0 | 0
Commercial_College (ID)_Existing_Food Preparation_Natural Gas_Broiler_E9_Baseline Forecast | Commercial | College (ID) | Existing | Food Preparation | Natural Gas | Broiler | E9 |  | Baseline Forecast | 0 | 0 | 0 | 0 | 0 | 0 | 0 | 0 | 0 | 0 | 0 | 0 | 0 | 0 | 0 | 0 | 0 | 0 | 0 | 0 | 0 | 0 | 0 | 0 | 0 | 0 | 0
Commercial_College (ID)_Existing_Food Preparation_Natural Gas_Broiler_E10_Baseline Forecast | Commercial | College (ID) | Existing | Food Preparation | Natural Gas | Broiler | E10 |  | Baseline Forecast | 0 | 0 | 0 | 0 | 0 | 0 | 0 | 0 | 0 | 0 | 0 | 0 | 0 | 0 | 0 | 0 | 0 | 0 | 0 | 0 | 0 | 0 | 0 | 0 | 0 | 0 | 0
Commercial_College (ID)_Existing_Food Preparation_Natural Gas_Broiler_Vintage_Baseline Forecast | Commercial | College (ID) | Existing | Food Preparation | Natural Gas | Broiler | Vintage | Vintage | Baseline Forecast | 729654.9835 | 689855.6208 | 647644.1755 | 603582.005 | 558152.2434 | 511769.9198 | 464790.7847 | 417519.0095 | 370213.9032 | 323095.7701 | 281974.4902 | 246086.8278 | 214766.6861 | 187432.7442 | 163577.6677 | 142758.6918 | 124589.4038 | 108732.5706 | 94893.8798 | 82816.4769 | 72276.198 | 63077.4092 | 55049.3753 | 48043.0911 | 41928.5159 | 36592.1593 | 31934.9754
Commercial_College (ID)_Existing_Food Preparation_Natural Gas_Griddle_E1_Baseline Forecast | Commercial | College (ID) | Existing | Food Preparation | Natural Gas | Griddle | E1 | Standard | Baseline Forecast | 0 | 26595.3389 | 55850.2116 | 87197.5441 | 120148.7493 | 154283.5843 | 189241.301 | 224712.9273 | 260434.5337 | 296181.3598 | 326125.9891 | 351029.6576 | 371556.3026 | 388284.9538 | 401720.5469 | 412303.3613 | 420417.2559 | 426396.8573 | 430533.8321 | 433082.3617 | 434263.9194 | 434271.4401 | 433272.9586 | 431414.7852 | 428824.2764 | 425612.2537 | 421875.1136
Commercial_College (ID)_Existing_Food Preparation_Natural Gas_Griddle_E2_Baseline Forecast | Commercial | College (ID) | Existing | Food Preparation | Natural Gas | Griddle | E2 | ENERGY STAR | Baseline Forecast | 0 | 10862.8849 | 22812.0583 | 35615.8983 | 49074.8413 | 63017.2387 | 77295.7427 | 91784.1534 | 106374.6687 | 120975.485 | 133206.3899 | 143378.3108 | 151762.4335 | 158595.2628 | 164083.0403 | 168405.5983 | 171719.7243 | 174162.0967 | 175851.8469 | 176892.7956 | 177375.4037 | 177378.4755 | 176970.6451 | 176211.6728 | 175153.5777 | 173841.6247 | 172315.1873
Commercial_College (ID)_Existing_Food Preparation_Natural Gas_Griddle_E3_Baseline Forecast | Commercial | College (ID) | Existing | Food Preparation | Natural Gas | Griddle | E3 |  | Baseline Forecast | 0 | 0 | 0 | 0 | 0 | 0 | 0 | 0 | 0 | 0 | 0 | 0 | 0 | 0 | 0 | 0 | 0 | 0 | 0 | 0 | 0 | 0 | 0 | 0 | 0 | 0 | 0
Commercial_College (ID)_Existing_Food Preparation_Natural Gas_Griddle_E4_Baseline Forecast | Commercial | College (ID) | Existing | Food Preparation | Natural Gas | Griddle | E4 |  | Baseline Forecast | 0 | 0 | 0 | 0 | 0 | 0 | 0 | 0 | 0 | 0 | 0 | 0 | 0 | 0 | 0 | 0 | 0 | 0 | 0 | 0 | 0 | 0 | 0 | 0 | 0 | 0 | 0
Commercial_College (ID)_Existing_Food Preparation_Natural Gas_Griddle_E5_Baseline Forecast | Commercial | College (ID) | Existing | Food Preparation | Natural Gas | Griddle | E5 |  | Baseline Forecast | 0 | 0 | 0 | 0 | 0 | 0 | 0 | 0 | 0 | 0 | 0 | 0 | 0 | 0 | 0 | 0 | 0 | 0 | 0 | 0 | 0 | 0 | 0 | 0 | 0 | 0 | 0
Commercial_College (ID)_Existing_Food Preparation_Natural Gas_Griddle_E6_Baseline Forecast | Commercial | College (ID) | Existing | Food Preparation | Natural Gas | Griddle | E6 |  | Baseline Forecast | 0 | 0 | 0 | 0 | 0 | 0 | 0 | 0 | 0 | 0 | 0 | 0 | 0 | 0 | 0 | 0 | 0 | 0 | 0 | 0 | 0 | 0 | 0 | 0 | 0 | 0 | 0
Commercial_College (ID)_Existing_Food Preparation_Natural Gas_Griddle_E7_Baseline Forecast | Commercial | College (ID) | Existing | Food Preparation | Natural Gas | Griddle | E7 |  | Baseline Forecast | 0 | 0 | 0 | 0 | 0 | 0 | 0 | 0 | 0 | 0 | 0 | 0 | 0 | 0 | 0 | 0 | 0 | 0 | 0 | 0 | 0 | 0 | 0 | 0 | 0 | 0 | 0
Commercial_College (ID)_Existing_Food Preparation_Natural Gas_Griddle_E8_Baseline Forecast | Commercial | College (ID) | Existing | Food Preparation | Natural Gas | Griddle | E8 |  | Baseline Forecast | 0 | 0 | 0 | 0 | 0 | 0 | 0 | 0 | 0 | 0 | 0 | 0 | 0 | 0 | 0 | 0 | 0 | 0 | 0 | 0 | 0 | 0 | 0 | 0 | 0 | 0 | 0
Commercial_College (ID)_Existing_Food Preparation_Natural Gas_Griddle_E9_Baseline Forecast | Commercial | College (ID) | Existing | Food Preparation | Natural Gas | Griddle | E9 |  | Baseline Forecast | 0 | 0 | 0 | 0 | 0 | 0 | 0 | 0 | 0 | 0 | 0 | 0 | 0 | 0 | 0 | 0 | 0 | 0 | 0 | 0 | 0 | 0 | 0 | 0 | 0 | 0 | 0
Commercial_College (ID)_Existing_Food Preparation_Natural Gas_Griddle_E10_Baseline Forecast | Commercial | College (ID) | Existing | Food Preparation | Natural Gas | Griddle | E10 |  | Baseline Forecast | 0 | 0 | 0 | 0 | 0 | 0 | 0 | 0 | 0 | 0 | 0 | 0 | 0 | 0 | 0 | 0 | 0 | 0 | 0 | 0 | 0 | 0 | 0 | 0 | 0 | 0 | 0
Commercial_College (ID)_Existing_Food Preparation_Natural Gas_Griddle_Vintage_Baseline Forecast | Commercial | College (ID) | Existing | Food Preparation | Natural Gas | Griddle | Vintage | Vintage | Baseline Forecast | 1030101.1532 | 973913.8176 | 914321.1889 | 852115.7717 | 787979.6378 | 722498.7104 | 656175.2254 | 589438.6016 | 522654.9222 | 456135.2048 | 398081.6333 | 347416.6981 | 303200.0275 | 264610.9331 | 230933.1779 | 201541.6826 | 175890.923 | 153504.8055 | 133967.8303 | 116917.3791 | 102036.9854 | 89050.46 | 77716.7651 | 67825.5404 | 59193.1989 | 51659.5191 | 45084.6712
Commercial_College (ID)_Existing_Food Preparation_Natural Gas_Range_E1_Baseline Forecast | Commercial | College (ID) | Existing | Food Preparation | Natural Gas | Range | E1 | Standard | Baseline Forecast | 0 | 20502.7588 | 46298.9571 | 75893.6896 | 108122.6349 | 142080.89 | 177067.0795 | 212539.4603 | 248081.4499 | 283374.555 | 309486.2692 | 328415.6805 | 341732.4493 | 350668.9502 | 356192.6446 | 359062.9261 | 359875.769 | 359098.7991 | 357098.8383 | 354163.5409 | 350518.3866 | 346340.0287 | 341766.7772 | 336906.8337 | 331844.7587 | 326646.5515 | 321363.6401
Commercial_College (ID)_Existing_Food Preparation_Natural Gas_Range_E2_Baseline Forecast | Commercial | College (ID) | Existing | Food Preparation | Natural Gas | Range | E2 | High Efficiency | Baseline Forecast | 0 | 29503.9699 | 66625.3285 | 109212.8705 | 155591.1088 | 204457.8661 | 254803.846 | 305849.4673 | 356995.2572 | 407782.8962 | 445358.2899 | 472598.1744 | 491761.3294 | 504621.1722 | 512569.9033 | 516700.3082 | 517870.009 | 516751.9304 | 513873.9381 | 509649.9735 | 504404.5076 | 498391.7486 | 491810.7281 | 484817.1509 | 477532.7015 | 470052.3546 | 462450.1163
Commercial_College (ID)_Existing_Food Preparation_Natural Gas_Range_E3_Baseline Forecast | Commercial | College (ID) | Existing | Food Preparation | Natural Gas | Range | E3 |  | Baseline Forecast | 0 | 0 | 0 | 0 | 0 | 0 | 0 | 0 | 0 | 0 | 0 | 0 | 0 | 0 | 0 | 0 | 0 | 0 | 0 | 0 | 0 | 0 | 0 | 0 | 0 | 0 | 0
Commercial_College (ID)_Existing_Food Preparation_Natural Gas_Range_E4_Baseline Forecast | Commercial | College (ID) | Existing | Food Preparation | Natural Gas | Range | E4 |  | Baseline Forecast | 0 | 0 | 0 | 0 | 0 | 0 | 0 | 0 | 0 | 0 | 0 | 0 | 0 | 0 | 0 | 0 | 0 | 0 | 0 | 0 | 0 | 0 | 0 | 0 | 0 | 0 | 0
Commercial_College (ID)_Existing_Food Preparation_Natural Gas_Range_E5_Baseline Forecast | Commercial | College (ID) | Existing | Food Preparation | Natural Gas | Range | E5 |  | Baseline Forecast | 0 | 0 | 0 | 0 | 0 | 0 | 0 | 0 | 0 | 0 | 0 | 0 | 0 | 0 | 0 | 0 | 0 | 0 | 0 | 0 | 0 | 0 | 0 | 0 | 0 | 0 | 0
Commercial_College (ID)_Existing_Food Preparation_Natural Gas_Range_E6_Baseline Forecast | Commercial | College (ID) | Existing | Food Preparation | Natural Gas | Range | E6 |  | Baseline Forecast | 0 | 0 | 0 | 0 | 0 | 0 | 0 | 0 | 0 | 0 | 0 | 0 | 0 | 0 | 0 | 0 | 0 | 0 | 0 | 0 | 0 | 0 | 0 | 0 | 0 | 0 | 0
Commercial_College (ID)_Existing_Food Preparation_Natural Gas_Range_E7_Baseline Forecast | Commercial | College (ID) | Existing | Food Preparation | Natural Gas | Range | E7 |  | Baseline Forecast | 0 | 0 | 0 | 0 | 0 | 0 | 0 | 0 | 0 | 0 | 0 | 0 | 0 | 0 | 0 | 0 | 0 | 0 | 0 | 0 | 0 | 0 | 0 | 0 | 0 | 0 | 0
Commercial_College (ID)_Existing_Food Preparation_Natural Gas_Range_E8_Baseline Forecast | Commercial | College (ID) | Existing | Food Preparation | Natural Gas | Range | E8 |  | Baseline Forecast | 0 | 0 | 0 | 0 | 0 | 0 | 0 | 0 | 0 | 0 | 0 | 0 | 0 | 0 | 0 | 0 | 0 | 0 | 0 | 0 | 0 | 0 | 0 | 0 | 0 | 0 | 0
Commercial_College (ID)_Existing_Food Preparation_Natural Gas_Range_E9_Baseline Forecast | Commercial | College (ID) | Existing | Food Preparation | Natural Gas | Range | E9 |  | Baseline Forecast | 0 | 0 | 0 | 0 | 0 | 0 | 0 | 0 | 0 | 0 | 0 | 0 | 0 | 0 | 0 | 0 | 0 | 0 | 0 | 0 | 0 | 0 | 0 | 0 | 0 | 0 | 0
Commercial_College (ID)_Existing_Food Preparation_Natural Gas_Range_E10_Baseline Forecast | Commercial | College (ID) | Existing | Food Preparation | Natural Gas | Range | E10 |  | Baseline Forecast | 0 | 0 | 0 | 0 | 0 | 0 | 0 | 0 | 0 | 0 | 0 | 0 | 0 | 0 | 0 | 0 | 0 | 0 | 0 | 0 | 0 | 0 | 0 | 0 | 0 | 0 | 0
Commercial_College (ID)_Existing_Food Preparation_Natural Gas_Range_Vintage_Baseline Forecast | Commercial | College (ID) | Existing | Food Preparation | Natural Gas | Range | Vintage | Vintage | Baseline Forecast | 1273319.4811 | 1200161.4891 | 1114513.601 | 1020014.274 | 919495.8025 | 815157.8893 | 708703.9627 | 601448.2354 | 494399.7801 | 388328.5545 | 305014.4283 | 239574.9691 | 188175.2485 | 147803.1043 | 116092.6201 | 91185.4761 | 71622.0467 | 56255.8621 | 44186.4226 | 34706.4265 | 27260.3205 | 21411.7426 | 16817.9506 | 13209.7357 | 10375.647 | 8149.5991 | 6401.1396
Commercial_College (ID)_Existing_Food Preparation_Natural Gas_Steamer_E1_Baseline Forecast | Commercial | College (ID) | Existing | Food Preparation | Natural Gas | Steamer | E1 | Standard | Baseline Forecast | 0 | 8324.0497 | 17480.5044 | 27291.8761 | 37605.2424 | 48289.0718 | 59230.4541 | 70332.6846 | 81513.1561 | 92701.5211 | 102073.862 | 109868.4374 | 116293.0525 | 121528.937 | 125734.1305 | 129046.4355 | 131585.9956 | 133457.5453 | 134752.3731 | 135550.035 | 135919.8496 | 135922.2035 | 135609.6897 | 135028.1018 | 134217.3009 | 133211.973 | 132042.2891
Commercial_College (ID)_Existing_Food Preparation_Natural Gas_Steamer_E2_Baseline Forecast | Commercial | College (ID) | Existing | Food Preparation | Natural Gas | Steamer | E2 | ENERGY STAR | Baseline Forecast | 0 | 8324.0497 | 17480.5044 | 27291.8761 | 37605.2424 | 48289.0718 | 59230.4541 | 70332.6846 | 81513.1561 | 92701.5211 | 102073.862 | 109868.4374 | 116293.0525 | 121528.937 | 125734.1305 | 129046.4355 | 131585.9956 | 133457.5453 | 134752.3731 | 135550.035 | 135919.8496 | 135922.2035 | 135609.6897 | 135028.1018 | 134217.3009 | 133211.973 | 132042.2891
Commercial_College (ID)_Existing_Food Preparation_Natural Gas_Steamer_E3_Baseline Forecast | Commercial | College (ID) | Existing | Food Preparation | Natural Gas | Steamer | E3 |  | Baseline Forecast | 0 | 0 | 0 | 0 | 0 | 0 | 0 | 0 | 0 | 0 | 0 | 0 | 0 | 0 | 0 | 0 | 0 | 0 | 0 | 0 | 0 | 0 | 0 | 0 | 0 | 0 | 0
Commercial_College (ID)_Existing_Food Preparation_Natural Gas_Steamer_E4_Baseline Forecast | Commercial | College (ID) | Existing | Food Preparation | Natural Gas | Steamer | E4 |  | Baseline Forecast | 0 | 0 | 0 | 0 | 0 | 0 | 0 | 0 | 0 | 0 | 0 | 0 | 0 | 0 | 0 | 0 | 0 | 0 | 0 | 0 | 0 | 0 | 0 | 0 | 0 | 0 | 0
Commercial_College (ID)_Existing_Food Preparation_Natural Gas_Steamer_E5_Baseline Forecast | Commercial | College (ID) | Existing | Food Preparation | Natural Gas | Steamer | E5 |  | Baseline Forecast | 0 | 0 | 0 | 0 | 0 | 0 | 0 | 0 | 0 | 0 | 0 | 0 | 0 | 0 | 0 | 0 | 0 | 0 | 0 | 0 | 0 | 0 | 0 | 0 | 0 | 0 | 0
Commercial_College (ID)_Existing_Food Preparation_Natural Gas_Steamer_E6_Baseline Forecast | Commercial | College (ID) | Existing | Food Preparation | Natural Gas | Steamer | E6 |  | Baseline Forecast | 0 | 0 | 0 | 0 | 0 | 0 | 0 | 0 | 0 | 0 | 0 | 0 | 0 | 0 | 0 | 0 | 0 | 0 | 0 | 0 | 0 | 0 | 0 | 0 | 0 | 0 | 0
Commercial_College (ID)_Existing_Food Preparation_Natural Gas_Steamer_E7_Baseline Forecast | Commercial | College (ID) | Existing | Food Preparation | Natural Gas | Steamer | E7 |  | Baseline Forecast | 0 | 0 | 0 | 0 | 0 | 0 | 0 | 0 | 0 | 0 | 0 | 0 | 0 | 0 | 0 | 0 | 0 | 0 | 0 | 0 | 0 | 0 | 0 | 0 | 0 | 0 | 0
Commercial_College (ID)_Existing_Food Preparation_Natural Gas_Steamer_E8_Baseline Forecast | Commercial | College (ID) | Existing | Food Preparation | Natural Gas | Steamer | E8 |  | Baseline Forecast | 0 | 0 | 0 | 0 | 0 | 0 | 0 | 0 | 0 | 0 | 0 | 0 | 0 | 0 | 0 | 0 | 0 | 0 | 0 | 0 | 0 | 0 | 0 | 0 | 0 | 0 | 0
Commercial_College (ID)_Existing_Food Preparation_Natural Gas_Steamer_E9_Baseline Forecast | Commercial | College (ID) | Existing | Food Preparation | Natural Gas | Steamer | E9 |  | Baseline Forecast | 0 | 0 | 0 | 0 | 0 | 0 | 0 | 0 | 0 | 0 | 0 | 0 | 0 | 0 | 0 | 0 | 0 | 0 | 0 | 0 | 0 | 0 | 0 | 0 | 0 | 0 | 0
Commercial_College (ID)_Existing_Food Preparation_Natural Gas_Steamer_E10_Baseline Forecast | Commercial | College (ID) | Existing | Food Preparation | Natural Gas | Steamer | E10 |  | Baseline Forecast | 0 | 0 | 0 | 0 | 0 | 0 | 0 | 0 | 0 | 0 | 0 | 0 | 0 | 0 | 0 | 0 | 0 | 0 | 0 | 0 | 0 | 0 | 0 | 0 | 0 | 0 | 0
Commercial_College (ID)_Existing_Food Preparation_Natural Gas_Steamer_Vintage_Baseline Forecast | Commercial | College (ID) | Existing | Food Preparation | Natural Gas | Steamer | Vintage | Vintage | Baseline Forecast | 457822.7348 | 432850.5856 | 406364.9729 | 378718.1208 | 350213.1723 | 321110.5379 | 291633.4335 | 261972.7118 | 232291.0765 | 202726.7577 | 176925.1703 | 154407.4214 | 134755.5678 | 117604.8591 | 102636.968 | 89574.0811 | 78173.7435 | 68224.358 | 59541.2579 | 51963.2796 | 45349.7713 | 39577.9822 | 34540.7845 | 30144.6846 | 26308.0884 | 22959.7863 | 20037.6316
Commercial_College (ID)_Existing_Food Preparation_Natural Gas_Food Prep Other_E1_Baseline Forecast | Commercial | College (ID) | Existing | Food Preparation | Natural Gas | Food Prep Other | E1 | Standard | Baseline Forecast | 0 | 1663.1451 | 3755.6841 | 6156.353 | 8770.7043 | 11525.3339 | 14363.3476 | 17240.8003 | 20123.8995 | 22986.8096 | 25104.9426 | 26640.4608 | 27720.692 | 28445.6041 | 28893.6758 | 29126.5076 | 29192.4439 | 29129.4175 | 28967.1845 | 28729.0787 | 28433.3906 | 28094.4501 | 27723.4766 | 27329.2471 | 26918.6211 | 26496.9524 | 26068.4126
Commercial_College (ID)_Existing_Food Preparation_Natural Gas_Food Prep Other_E2_Baseline Forecast | Commercial | College (ID) | Existing | Food Preparation | Natural Gas | Food Prep Other | E2 | ENERGY STAR | Baseline Forecast | 0 | 584.3483 | 1319.5647 | 2163.0429 | 3081.5988 | 4049.4416 | 5046.5816 | 6057.5785 | 7070.5593 | 8076.4466 | 8820.6555 | 9360.1619 | 9739.7026 | 9994.4014 | 10151.832 | 10233.6378 | 10256.8046 | 10234.6602 | 10177.6594 | 10094.0006 | 9990.1102 | 9871.023 | 9740.681 | 9602.1679 | 9457.8939 | 9309.74 | 9159.172
Commercial_College (ID)_Existing_Food Preparation_Natural Gas_Food Prep Other_E3_Baseline Forecast | Commercial | College (ID) | Existing | Food Preparation | Natural Gas | Food Prep Other | E3 |  | Baseline Forecast | 0 | 0 | 0 | 0 | 0 | 0 | 0 | 0 | 0 | 0 | 0 | 0 | 0 | 0 | 0 | 0 | 0 | 0 | 0 | 0 | 0 | 0 | 0 | 0 | 0 | 0 | 0
Commercial_College (ID)_Existing_Food Preparation_Natural Gas_Food Prep Other_E4_Baseline Forecast | Commercial | College (ID) | Existing | Food Preparation | Natural Gas | Food Prep Other | E4 |  | Baseline Forecast | 0 | 0 | 0 | 0 | 0 | 0 | 0 | 0 | 0 | 0 | 0 | 0 | 0 | 0 | 0 | 0 | 0 | 0 | 0 | 0 | 0 | 0 | 0 | 0 | 0 | 0 | 0
Commercial_College (ID)_Existing_Food Preparation_Natural Gas_Food Prep Other_E5_Baseline Forecast | Commercial | College (ID) | Existing | Food Preparation | Natural Gas | Food Prep Other | E5 |  | Baseline Forecast | 0 | 0 | 0 | 0 | 0 | 0 | 0 | 0 | 0 | 0 | 0 | 0 | 0 | 0 | 0 | 0 | 0 | 0 | 0 | 0 | 0 | 0 | 0 | 0 | 0 | 0 | 0
Commercial_College (ID)_Existing_Food Preparation_Natural Gas_Food Prep Other_E6_Baseline Forecast | Commercial | College (ID) | Existing | Food Preparation | Natural Gas | Food Prep Other | E6 |  | Baseline Forecast | 0 | 0 | 0 | 0 | 0 | 0 | 0 | 0 | 0 | 0 | 0 | 0 | 0 | 0 | 0 | 0 | 0 | 0 | 0 | 0 | 0 | 0 | 0 | 0 | 0 | 0 | 0
Commercial_College (ID)_Existing_Food Preparation_Natural Gas_Food Prep Other_E7_Baseline Forecast | Commercial | College (ID) | Existing | Food Preparation | Natural Gas | Food Prep Other | E7 |  | Baseline Forecast | 0 | 0 | 0 | 0 | 0 | 0 | 0 | 0 | 0 | 0 | 0 | 0 | 0 | 0 | 0 | 0 | 0 | 0 | 0 | 0 | 0 | 0 | 0 | 0 | 0 | 0 | 0
Commercial_College (ID)_Existing_Food Preparation_Natural Gas_Food Prep Other_E8_Baseline Forecast | Commercial | College (ID) | Existing | Food Preparation | Natural Gas | Food Prep Other | E8 |  | Baseline Forecast | 0 | 0 | 0 | 0 | 0 | 0 | 0 | 0 | 0 | 0 | 0 | 0 | 0 | 0 | 0 | 0 | 0 | 0 | 0 | 0 | 0 | 0 | 0 | 0 | 0 | 0 | 0
Commercial_College (ID)_Existing_Food Preparation_Natural Gas_Food Prep Other_E9_Baseline Forecast | Commercial | College (ID) | Existing | Food Preparation | Natural Gas | Food Prep Other | E9 |  | Baseline Forecast | 0 | 0 | 0 | 0 | 0 | 0 | 0 | 0 | 0 | 0 | 0 | 0 | 0 | 0 | 0 | 0 | 0 | 0 | 0 | 0 | 0 | 0 | 0 | 0 | 0 | 0 | 0
Commercial_College (ID)_Existing_Food Preparation_Natural Gas_Food Prep Other_E10_Baseline Forecast | Commercial | College (ID) | Existing | Food Preparation | Natural Gas | Food Prep Other | E10 |  | Baseline Forecast | 0 | 0 | 0 | 0 | 0 | 0 | 0 | 0 | 0 | 0 | 0 | 0 | 0 | 0 | 0 | 0 | 0 | 0 | 0 | 0 | 0 | 0 | 0 | 0 | 0 | 0 | 0
Commercial_College (ID)_Existing_Food Preparation_Natural Gas_Food Prep Other_Vintage_Baseline Forecast | Commercial | College (ID) | Existing | Food Preparation | Natural Gas | Food Prep Other | Vintage | Vintage | Baseline Forecast | 57227.8418 | 53939.8422 | 50090.4989 | 45843.3382 | 41325.654 | 36636.3096 | 31851.8635 | 27031.3814 | 22220.2148 | 17452.9687 | 13708.5136 | 10767.4143 | 8457.3145 | 6642.8361 | 5217.6458 | 4098.2236 | 3218.9684 | 2528.3534 | 1985.9066 | 1559.8394 | 1225.1829 | 962.3255 | 755.8629 | 593.696 | 466.3212 | 366.2741 | 287.6917
Commercial_College (ID)_Existing_Miscellaneous_Natural Gas_Pool Heater_E1_Baseline Forecast | Commercial | College (ID) | Existing | Miscellaneous | Natural Gas | Pool Heater | E1 | Standard (EF .82) | Baseline Forecast | 0 | 5621.3095 | 10854.2377 | 15750.5191 | 20351.6674 | 24691.1466 | 27941.3224 | 30338.7777 | 32069.2856 | 33278.7107 | 34081.573 | 34567.7728 | 34807.8744 | 34857.2549 | 34759.3637 | 34548.2824 | 34250.7352 | 33887.6685 | 33475.4911 | 33027.0488 | 32552.3891 | 32059.3629 | 31554.0961 | 31041.3607 | 30524.8657 | 30007.4863 | 29491.4429
Commercial_College (ID)_Existing_Miscellaneous_Natural Gas_Pool Heater_E2_Baseline Forecast | Commercial | College (ID) | Existing | Miscellaneous | Natural Gas | Pool Heater | E2 | Condensing (EF .90) | Baseline Forecast | 0 | 624.5899 | 1206.0264 | 1750.0577 | 2261.2964 | 2743.4607 | 3104.5914 | 3370.9753 | 3563.254 | 3697.6345 | 3786.8414 | 3840.8636 | 3867.5416 | 3873.0283 | 3862.1515 | 3838.698 | 3805.6372 | 3765.2965 | 3719.499 | 3669.6721 | 3616.9321 | 3562.1514 | 3506.0107 | 3449.0401 | 3391.6517 | 3334.1651 | 3276.827
Commercial_College (ID)_Existing_Miscellaneous_Natural Gas_Pool Heater_E3_Baseline Forecast | Commercial | College (ID) | Existing | Miscellaneous | Natural Gas | Pool Heater | E3 |  | Baseline Forecast | 0 | 0 | 0 | 0 | 0 | 0 | 0 | 0 | 0 | 0 | 0 | 0 | 0 | 0 | 0 | 0 | 0 | 0 | 0 | 0 | 0 | 0 | 0 | 0 | 0 | 0 | 0
Commercial_College (ID)_Existing_Miscellaneous_Natural Gas_Pool Heater_E4_Baseline Forecast | Commercial | College (ID) | Existing | Miscellaneous | Natural Gas | Pool Heater | E4 |  | Baseline Forecast | 0 | 0 | 0 | 0 | 0 | 0 | 0 | 0 | 0 | 0 | 0 | 0 | 0 | 0 | 0 | 0 | 0 | 0 | 0 | 0 | 0 | 0 | 0 | 0 | 0 | 0 | 0
Commercial_College (ID)_Existing_Miscellaneous_Natural Gas_Pool Heater_E5_Baseline Forecast | Commercial | College (ID) | Existing | Miscellaneous | Natural Gas | Pool Heater | E5 |  | Baseline Forecast | 0 | 0 | 0 | 0 | 0 | 0 | 0 | 0 | 0 | 0 | 0 | 0 | 0 | 0 | 0 | 0 | 0 | 0 | 0 | 0 | 0 | 0 | 0 | 0 | 0 | 0 | 0
Commercial_College (ID)_Existing_Miscellaneous_Natural Gas_Pool Heater_E6_Baseline Forecast | Commercial | College (ID) | Existing | Miscellaneous | Natural Gas | Pool Heater | E6 |  | Baseline Forecast | 0 | 0 | 0 | 0 | 0 | 0 | 0 | 0 | 0 | 0 | 0 | 0 | 0 | 0 | 0 | 0 | 0 | 0 | 0 | 0 | 0 | 0 | 0 | 0 | 0 | 0 | 0
Commercial_College (ID)_Existing_Miscellaneous_Natural Gas_Pool Heater_E7_Baseline Forecast | Commercial | College (ID) | Existing | Miscellaneous | Natural Gas | Pool Heater | E7 |  | Baseline Forecast | 0 | 0 | 0 | 0 | 0 | 0 | 0 | 0 | 0 | 0 | 0 | 0 | 0 | 0 | 0 | 0 | 0 | 0 | 0 | 0 | 0 | 0 | 0 | 0 | 0 | 0 | 0
Commercial_College (ID)_Existing_Miscellaneous_Natural Gas_Pool Heater_E8_Baseline Forecast | Commercial | College (ID) | Existing | Miscellaneous | Natural Gas | Pool Heater | E8 |  | Baseline Forecast | 0 | 0 | 0 | 0 | 0 | 0 | 0 | 0 | 0 | 0 | 0 | 0 | 0 | 0 | 0 | 0 | 0 | 0 | 0 | 0 | 0 | 0 | 0 | 0 | 0 | 0 | 0
Commercial_College (ID)_Existing_Miscellaneous_Natural Gas_Pool Heater_E9_Baseline Forecast | Commercial | College (ID) | Existing | Miscellaneous | Natural Gas | Pool Heater | E9 |  | Baseline Forecast | 0 | 0 | 0 | 0 | 0 | 0 | 0 | 0 | 0 | 0 | 0 | 0 | 0 | 0 | 0 | 0 | 0 | 0 | 0 | 0 | 0 | 0 | 0 | 0 | 0 | 0 | 0
Commercial_College (ID)_Existing_Miscellaneous_Natural Gas_Pool Heater_E10_Baseline Forecast | Commercial | College (ID) | Existing | Miscellaneous | Natural Gas | Pool Heater | E10 |  | Baseline Forecast | 0 | 0 | 0 | 0 | 0 | 0 | 0 | 0 | 0 | 0 | 0 | 0 | 0 | 0 | 0 | 0 | 0 | 0 | 0 | 0 | 0 | 0 | 0 | 0 | 0 | 0 | 0
Commercial_College (ID)_Existing_Miscellaneous_Natural Gas_Pool Heater_Vintage_Baseline Forecast | Commercial | College (ID) | Existing | Miscellaneous | Natural Gas | Pool Heater | Vintage | Vintage | Baseline Forecast | 53013.0357 | 45803.2628 | 39042.5498 | 32673.0951 | 26648.4595 | 20931.1537 | 16440.4698 | 12913.2417 | 10142.7644 | 7966.6804 | 6257.4653 | 4914.9546 | 3860.4734 | 3032.2264 | 2381.676 | 1870.6982 | 1469.3484 | 1154.1064 | 906.4981 | 712.0131 | 559.2539 | 439.2685 | 345.0255 | 271.0018 | 212.8596 | 167.1915 | 131.3214
Commercial_College (ID)_Existing_Miscellaneous_Natural Gas_Miscellaneous_E1_Baseline Forecast | Commercial | College (ID) | Existing | Miscellaneous | Natural Gas | Miscellaneous | E1 | Standard | Baseline Forecast | 0 | 367224.3722 | 789770.8575 | 1254625.2573 | 1635100.3664 | 1944760.4083 | 2195016.9235 | 2395469.9085 | 2554194.9031 | 2677984.5898 | 2772552.1128 | 2842702.1814 | 2892475.063 | 2925267.7599 | 2943935.9863 | 2950879.9859 | 2948116.7528 | 2937340.8071 | 2919975.3415 | 2897215.2621 | 2870063.4094 | 2839361.0395 | 2805813.4746 | 2770011.6886 | 2732450.4721 | 2693543.7178 | 2653637.2837
Commercial_College (ID)_Existing_Miscellaneous_Natural Gas_Miscellaneous_E2_Baseline Forecast | Commercial | College (ID) | Existing | Miscellaneous | Natural Gas | Miscellaneous | E2 |  | Baseline Forecast | 0 | 0 | 0 | 0 | 0 | 0 | 0 | 0 | 0 | 0 | 0 | 0 | 0 | 0 | 0 | 0 | 0 | 0 | 0 | 0 | 0 | 0 | 0 | 0 | 0 | 0 | 0
Commercial_College (ID)_Existing_Miscellaneous_Natural Gas_Miscellaneous_E3_Baseline Forecast | Commercial | College (ID) | Existing | Miscellaneous | Natural Gas | Miscellaneous | E3 |  | Baseline Forecast | 0 | 0 | 0 | 0 | 0 | 0 | 0 | 0 | 0 | 0 | 0 | 0 | 0 | 0 | 0 | 0 | 0 | 0 | 0 | 0 | 0 | 0 | 0 | 0 | 0 | 0 | 0
Commercial_College (ID)_Existing_Miscellaneous_Natural Gas_Miscellaneous_E4_Baseline Forecast | Commercial | College (ID) | Existing | Miscellaneous | Natural Gas | Miscellaneous | E4 |  | Baseline Forecast | 0 | 0 | 0 | 0 | 0 | 0 | 0 | 0 | 0 | 0 | 0 | 0 | 0 | 0 | 0 | 0 | 0 | 0 | 0 | 0 | 0 | 0 | 0 | 0 | 0 | 0 | 0
Commercial_College (ID)_Existing_Miscellaneous_Natural Gas_Miscellaneous_E5_Baseline Forecast | Commercial | College (ID) | Existing | Miscellaneous | Natural Gas | Miscellaneous | E5 |  | Baseline Forecast | 0 | 0 | 0 | 0 | 0 | 0 | 0 | 0 | 0 | 0 | 0 | 0 | 0 | 0 | 0 | 0 | 0 | 0 | 0 | 0 | 0 | 0 | 0 | 0 | 0 | 0 | 0
Commercial_College (ID)_Existing_Miscellaneous_Natural Gas_Miscellaneous_E6_Baseline Forecast | Commercial | College (ID) | Existing | Miscellaneous | Natural Gas | Miscellaneous | E6 |  | Baseline Forecast | 0 | 0 | 0 | 0 | 0 | 0 | 0 | 0 | 0 | 0 | 0 | 0 | 0 | 0 | 0 | 0 | 0 | 0 | 0 | 0 | 0 | 0 | 0 | 0 | 0 | 0 | 0
Commercial_College (ID)_Existing_Miscellaneous_Natural Gas_Miscellaneous_E7_Baseline Forecast | Commercial | College (ID) | Existing | Miscellaneous | Natural Gas | Miscellaneous | E7 |  | Baseline Forecast | 0 | 0 | 0 | 0 | 0 | 0 | 0 | 0 | 0 | 0 | 0 | 0 | 0 | 0 | 0 | 0 | 0 | 0 | 0 | 0 | 0 | 0 | 0 | 0 | 0 | 0 | 0
Commercial_College (ID)_Existing_Miscellaneous_Natural Gas_Miscellaneous_E8_Baseline Forecast | Commercial | College (ID) | Existing | Miscellaneous | Natural Gas | Miscellaneous | E8 |  | Baseline Forecast | 0 | 0 | 0 | 0 | 0 | 0 | 0 | 0 | 0 | 0 | 0 | 0 | 0 | 0 | 0 | 0 | 0 | 0 | 0 | 0 | 0 | 0 | 0 | 0 | 0 | 0 | 0
Commercial_College (ID)_Existing_Miscellaneous_Natural Gas_Miscellaneous_E9_Baseline Forecast | Commercial | College (ID) | Existing | Miscellaneous | Natural Gas | Miscellaneous | E9 |  | Baseline Forecast | 0 | 0 | 0 | 0 | 0 | 0 | 0 | 0 | 0 | 0 | 0 | 0 | 0 | 0 | 0 | 0 | 0 | 0 | 0 | 0 | 0 | 0 | 0 | 0 | 0 | 0 | 0
Commercial_College (ID)_Existing_Miscellaneous_Natural Gas_Miscellaneous_E10_Baseline Forecast | Commercial | College (ID) | Existing | Miscellaneous | Natural Gas | Miscellaneous | E10 |  | Baseline Forecast | 0 | 0 | 0 | 0 | 0 | 0 | 0 | 0 | 0 | 0 | 0 | 0 | 0 | 0 | 0 | 0 | 0 | 0 | 0 | 0 | 0 | 0 | 0 | 0 | 0 | 0 | 0
Commercial_College (ID)_Existing_Miscellaneous_Natural Gas_Miscellaneous_Vintage_Baseline Forecast | Commercial | College (ID) | Existing | Miscellaneous | Natural Gas | Miscellaneous | Vintage | Vintage | Baseline Forecast | 4363622.9408 | 3917059.9697 | 3416617.4054 | 2875283.2191 | 2419718.8649 | 2036334.837 | 1713694.7719 | 1442174.3015 | 1213673.9577 | 1021377.5644 | 859548.9113 | 723360.6422 | 608750.2548 | 512298.9157 | 431129.4771 | 362820.6509 | 305334.7815 | 256957.0629 | 216244.3854 | 181982.288 | 153148.7306 | 128883.6071 | 108463.0875 | 91278.0269 | 76815.7941 | 64644.9799 | 54402.5286
Commercial_College (ID)_New_Space Heating_Natural Gas_Furnace_E1_Baseline Forecast | Commercial | College (ID) | New | Space Heating | Natural Gas | Furnace | E1 | AFUE 80% (Standard) | Baseline Forecast | 0 | 9416.0058 | 18215.2975 | 28722.685 | 39456.5998 | 49169.5485 | 57667.5326 | 65885.572 | 73859.9266 | 81532.4122 | 89082.6996 | 96626.2256 | 104048.0444 | 111361.5598 | 118621.6755 | 125807.7354 | 132895.2711 | 139863.5544 | 146748.4641 | 153514.0982 | 160116.9684 | 166611.7327 | 173041.688 | 179461.4278 | 185770.6927 | 192375.1936 | 198253.2357
Commercial_College (ID)_New_Space Heating_Natural Gas_Furnace_E2_Baseline Forecast | Commercial | College (ID) | New | Space Heating | Natural Gas | Furnace | E2 | AFUE 90% | Baseline Forecast | 0 | 0 | 0 | 0 | 0 | 0 | 0 | 0 | 0 | 0 | 0 | 0 | 0 | 0 | 0 | 0 | 0 | 0 | 0 | 0 | 0 | 0 | 0 | 0 | 0 | 0 | 0
Commercial_College (ID)_New_Space Heating_Natural Gas_Furnace_E3_Baseline Forecast | Commercial | College (ID) | New | Space Heating | Natural Gas | Furnace | E3 | AFUE 96% | Baseline Forecast | 0 | 0 | 0 | 0 | 0 | 0 | 0 | 0 | 0 | 0 | 0 | 0 | 0 | 0 | 0 | 0 | 0 | 0 | 0 | 0 | 0 | 0 | 0 | 0 | 0 | 0 | 0
Commercial_College (ID)_New_Space Heating_Natural Gas_Furnace_E4_Baseline Forecast | Commercial | College (ID) | New | Space Heating | Natural Gas | Furnace | E4 |  | Baseline Forecast | 0 | 0 | 0 | 0 | 0 | 0 | 0 | 0 | 0 | 0 | 0 | 0 | 0 | 0 | 0 | 0 | 0 | 0 | 0 | 0 | 0 | 0 | 0 | 0 | 0 | 0 | 0
Commercial_College (ID)_New_Space Heating_Natural Gas_Furnace_E5_Baseline Forecast | Commercial | College (ID) | New | Space Heating | Natural Gas | Furnace | E5 |  | Baseline Forecast | 0 | 0 | 0 | 0 | 0 | 0 | 0 | 0 | 0 | 0 | 0 | 0 | 0 | 0 | 0 | 0 | 0 | 0 | 0 | 0 | 0 | 0 | 0 | 0 | 0 | 0 | 0
Commercial_College (ID)_New_Space Heating_Natural Gas_Furnace_E6_Baseline Forecast | Commercial | College (ID) | New | Space Heating | Natural Gas | Furnace | E6 |  | Baseline Forecast | 0 | 0 | 0 | 0 | 0 | 0 | 0 | 0 | 0 | 0 | 0 | 0 | 0 | 0 | 0 | 0 | 0 | 0 | 0 | 0 | 0 | 0 | 0 | 0 | 0 | 0 | 0
Commercial_College (ID)_New_Space Heating_Natural Gas_Furnace_E7_Baseline Forecast | Commercial | College (ID) | New | Space Heating | Natural Gas | Furnace | E7 |  | Baseline Forecast | 0 | 0 | 0 | 0 | 0 | 0 | 0 | 0 | 0 | 0 | 0 | 0 | 0 | 0 | 0 | 0 | 0 | 0 | 0 | 0 | 0 | 0 | 0 | 0 | 0 | 0 | 0
Commercial_College (ID)_New_Space Heating_Natural Gas_Furnace_E8_Baseline Forecast | Commercial | College (ID) | New | Space Heating | Natural Gas | Furnace | E8 |  | Baseline Forecast | 0 | 0 | 0 | 0 | 0 | 0 | 0 | 0 | 0 | 0 | 0 | 0 | 0 | 0 | 0 | 0 | 0 | 0 | 0 | 0 | 0 | 0 | 0 | 0 | 0 | 0 | 0
Commercial_College (ID)_New_Space Heating_Natural Gas_Furnace_E9_Baseline Forecast | Commercial | College (ID) | New | Space Heating | Natural Gas | Furnace | E9 |  | Baseline Forecast | 0 | 0 | 0 | 0 | 0 | 0 | 0 | 0 | 0 | 0 | 0 | 0 | 0 | 0 | 0 | 0 | 0 | 0 | 0 | 0 | 0 | 0 | 0 | 0 | 0 | 0 | 0
Commercial_College (ID)_New_Space Heating_Natural Gas_Furnace_E10_Baseline Forecast | Commercial | College (ID) | New | Space Heating | Natural Gas | Furnace | E10 |  | Baseline Forecast | 0 | 0 | 0 | 0 | 0 | 0 | 0 | 0 | 0 | 0 | 0 | 0 | 0 | 0 | 0 | 0 | 0 | 0 | 0 | 0 | 0 | 0 | 0 | 0 | 0 | 0 | 0
Commercial_College (ID)_New_Space Heating_Natural Gas_Furnace_Vintage_Baseline Forecast | Commercial | College (ID) | New | Space Heating | Natural Gas | Furnace | Vintage | Vintage | Baseline Forecast | 0 | 0 | 0 | 0 | 0 | 0 | 0 | 0 | 0 | 0 | 0 | 0 | 0 | 0 | 0 | 0 | 0 | 0 | 0 | 0 | 0 | 0 | 0 | 0 | 0 | 0 | 0
Commercial_College (ID)_New_Space Heating_Natural Gas_Boiler_E1_Baseline Forecast | Commercial | College (ID) | New | Space Heating | Natural Gas | Boiler | E1 | AFUE 80% (Standard) | Baseline Forecast | 0 | 80312.9383 | 155365.6715 | 244987.4477 | 336541.367 | 419387.0516 | 470279.2012 | 519494.8366 | 567251.1096 | 613199.5698 | 658416.2175 | 697736.2048 | 736421.8036 | 774542.8805 | 812385.6156 | 849842.3414 | 886785.5179 | 923107.1017 | 958994.1077 | 994259.3993 | 1028676.2983 | 1062529.7045 | 1096045.2996 | 1129507.6467 | 1162394.1535 | 1196819.5521 | 1227458.3464
Commercial_College (ID)_New_Space Heating_Natural Gas_Boiler_E2_Baseline Forecast | Commercial | College (ID) | New | Space Heating | Natural Gas | Boiler | E2 | AFUE 85% | Baseline Forecast | 0 | 0 | 0 | 0 | 0 | 0 | 0 | 0 | 0 | 0 | 0 | 0 | 0 | 0 | 0 | 0 | 0 | 0 | 0 | 0 | 0 | 0 | 0 | 0 | 0 | 0 | 0
Commercial_College (ID)_New_Space Heating_Natural Gas_Boiler_E3_Baseline Forecast | Commercial | College (ID) | New | Space Heating | Natural Gas | Boiler | E3 | AFUE 97% | Baseline Forecast | 0 | 0 | 0 | 0 | 0 | 0 | 21590.6089 | 42469.9694 | 62730.2064 | 82223.4925 | 101406.3128 | 126428.1229 | 151046.2312 | 175305.0983 | 199386.8389 | 223222.9371 | 246732.2312 | 269845.9664 | 292683.152 | 315124.7012 | 337026.3642 | 358569.4409 | 379897.5469 | 401191.7678 | 422119.5448 | 444026.6166 | 463524.0312
Commercial_College (ID)_New_Space Heating_Natural Gas_Boiler_E4_Baseline Forecast | Commercial | College (ID) | New | Space Heating | Natural Gas | Boiler | E4 | Convert to NG Air Source Heat Pump | Baseline Forecast | 0 | 0 | 0 | 0 | 0 | 0 | 0 | 0 | 0 | 0 | 0 | 0 | 0 | 0 | 0 | 0 | 0 | 0 | 0 | 0 | 0 | 0 | 0 | 0 | 0 | 0 | 0
Commercial_College (ID)_New_Space Heating_Natural Gas_Boiler_E5_Baseline Forecast | Commercial | College (ID) | New | Space Heating | Natural Gas | Boiler | E5 |  | Baseline Forecast | 0 | 0 | 0 | 0 | 0 | 0 | 0 | 0 | 0 | 0 | 0 | 0 | 0 | 0 | 0 | 0 | 0 | 0 | 0 | 0 | 0 | 0 | 0 | 0 | 0 | 0 | 0
Commercial_College (ID)_New_Space Heating_Natural Gas_Boiler_E6_Baseline Forecast | Commercial | College (ID) | New | Space Heating | Natural Gas | Boiler | E6 |  | Baseline Forecast | 0 | 0 | 0 | 0 | 0 | 0 | 0 | 0 | 0 | 0 | 0 | 0 | 0 | 0 | 0 | 0 | 0 | 0 | 0 | 0 | 0 | 0 | 0 | 0 | 0 | 0 | 0
Commercial_College (ID)_New_Space Heating_Natural Gas_Boiler_E7_Baseline Forecast | Commercial | College (ID) | New | Space Heating | Natural Gas | Boiler | E7 |  | Baseline Forecast | 0 | 0 | 0 | 0 | 0 | 0 | 0 | 0 | 0 | 0 | 0 | 0 | 0 | 0 | 0 | 0 | 0 | 0 | 0 | 0 | 0 | 0 | 0 | 0 | 0 | 0 | 0
Commercial_College (ID)_New_Space Heating_Natural Gas_Boiler_E8_Baseline Forecast | Commercial | College (ID) | New | Space Heating | Natural Gas | Boiler | E8 |  | Baseline Forecast | 0 | 0 | 0 | 0 | 0 | 0 | 0 | 0 | 0 | 0 | 0 | 0 | 0 | 0 | 0 | 0 | 0 | 0 | 0 | 0 | 0 | 0 | 0 | 0 | 0 | 0 | 0
Commercial_College (ID)_New_Space Heating_Natural Gas_Boiler_E9_Baseline Forecast | Commercial | College (ID) | New | Space Heating | Natural Gas | Boiler | E9 |  | Baseline Forecast | 0 | 0 | 0 | 0 | 0 | 0 | 0 | 0 | 0 | 0 | 0 | 0 | 0 | 0 | 0 | 0 | 0 | 0 | 0 | 0 | 0 | 0 | 0 | 0 | 0 | 0 | 0
Commercial_College (ID)_New_Space Heating_Natural Gas_Boiler_E10_Baseline Forecast | Commercial | College (ID) | New | Space Heating | Natural Gas | Boiler | E10 |  | Baseline Forecast | 0 | 0 | 0 | 0 | 0 | 0 | 0 | 0 | 0 | 0 | 0 | 0 | 0 | 0 | 0 | 0 | 0 | 0 | 0 | 0 | 0 | 0 | 0 | 0 | 0 | 0 | 0
Commercial_College (ID)_New_Space Heating_Natural Gas_Boiler_Vintage_Baseline Forecast | Commercial | College (ID) | New | Space Heating | Natural Gas | Boiler | Vintage | Vintage | Baseline Forecast | 0 | 0 | 0 | 0 | 0 | 0 | 0 | 0 | 0 | 0 | 0 | 0 | 0 | 0 | 0 | 0 | 0 | 0 | 0 | 0 | 0 | 0 | 0 | 0 | 0 | 0 | 0
Commercial_College (ID)_New_Space Heating_Natural Gas_Unit Heater_E1_Baseline Forecast | Commercial | College (ID) | New | Space Heating | Natural Gas | Unit Heater | E1 | Standard | Baseline Forecast | 0 | 0 | 0 | 0 | 0 | 0 | 0 | 0 | 0 | 0 | 0 | 0 | 0 | 0 | 0 | 0 | 0 | 0 | 0 | 0 | 0 | 0 | 0 | 0 | 0 | 0 | 0
Commercial_College (ID)_New_Space Heating_Natural Gas_Unit Heater_E2_Baseline Forecast | Commercial | College (ID) | New | Space Heating | Natural Gas | Unit Heater | E2 | Condensing | Baseline Forecast | 0 | 0 | 0 | 0 | 0 | 0 | 0 | 0 | 0 | 0 | 0 | 0 | 0 | 0 | 0 | 0 | 0 | 0 | 0 | 0 | 0 | 0 | 0 | 0 | 0 | 0 | 0
Commercial_College (ID)_New_Space Heating_Natural Gas_Unit Heater_E3_Baseline Forecast | Commercial | College (ID) | New | Space Heating | Natural Gas | Unit Heater | E3 | Infrared Radiant | Baseline Forecast | 0 | 0 | 0 | 0 | 0 | 0 | 0 | 0 | 0 | 0 | 0 | 0 | 0 | 0 | 0 | 0 | 0 | 0 | 0 | 0 | 0 | 0 | 0 | 0 | 0 | 0 | 0
Commercial_College (ID)_New_Space Heating_Natural Gas_Unit Heater_E4_Baseline Forecast | Commercial | College (ID) | New | Space Heating | Natural Gas | Unit Heater | E4 |  | Baseline Forecast | 0 | 0 | 0 | 0 | 0 | 0 | 0 | 0 | 0 | 0 | 0 | 0 | 0 | 0 | 0 | 0 | 0 | 0 | 0 | 0 | 0 | 0 | 0 | 0 | 0 | 0 | 0
Commercial_College (ID)_New_Space Heating_Natural Gas_Unit Heater_E5_Baseline Forecast | Commercial | College (ID) | New | Space Heating | Natural Gas | Unit Heater | E5 |  | Baseline Forecast | 0 | 0 | 0 | 0 | 0 | 0 | 0 | 0 | 0 | 0 | 0 | 0 | 0 | 0 | 0 | 0 | 0 | 0 | 0 | 0 | 0 | 0 | 0 | 0 | 0 | 0 | 0
Commercial_College (ID)_New_Space Heating_Natural Gas_Unit Heater_E6_Baseline Forecast | Commercial | College (ID) | New | Space Heating | Natural Gas | Unit Heater | E6 |  | Baseline Forecast | 0 | 0 | 0 | 0 | 0 | 0 | 0 | 0 | 0 | 0 | 0 | 0 | 0 | 0 | 0 | 0 | 0 | 0 | 0 | 0 | 0 | 0 | 0 | 0 | 0 | 0 | 0
Commercial_College (ID)_New_Space Heating_Natural Gas_Unit Heater_E7_Baseline Forecast | Commercial | College (ID) | New | Space Heating | Natural Gas | Unit Heater | E7 |  | Baseline Forecast | 0 | 0 | 0 | 0 | 0 | 0 | 0 | 0 | 0 | 0 | 0 | 0 | 0 | 0 | 0 | 0 | 0 | 0 | 0 | 0 | 0 | 0 | 0 | 0 | 0 | 0 | 0
Commercial_College (ID)_New_Space Heating_Natural Gas_Unit Heater_E8_Baseline Forecast | Commercial | College (ID) | New | Space Heating | Natural Gas | Unit Heater | E8 |  | Baseline Forecast | 0 | 0 | 0 | 0 | 0 | 0 | 0 | 0 | 0 | 0 | 0 | 0 | 0 | 0 | 0 | 0 | 0 | 0 | 0 | 0 | 0 | 0 | 0 | 0 | 0 | 0 | 0
Commercial_College (ID)_New_Space Heating_Natural Gas_Unit Heater_E9_Baseline Forecast | Commercial | College (ID) | New | Space Heating | Natural Gas | Unit Heater | E9 |  | Baseline Forecast | 0 | 0 | 0 | 0 | 0 | 0 | 0 | 0 | 0 | 0 | 0 | 0 | 0 | 0 | 0 | 0 | 0 | 0 | 0 | 0 | 0 | 0 | 0 | 0 | 0 | 0 | 0
Commercial_College (ID)_New_Space Heating_Natural Gas_Unit Heater_E10_Baseline Forecast | Commercial | College (ID) | New | Space Heating | Natural Gas | Unit Heater | E10 |  | Baseline Forecast | 0 | 0 | 0 | 0 | 0 | 0 | 0 | 0 | 0 | 0 | 0 | 0 | 0 | 0 | 0 | 0 | 0 | 0 | 0 | 0 | 0 | 0 | 0 | 0 | 0 | 0 | 0
Commercial_College (ID)_New_Space Heating_Natural Gas_Unit Heater_Vintage_Baseline Forecast | Commercial | College (ID) | New | Space Heating | Natural Gas | Unit Heater | Vintage | Vintage | Baseline Forecast | 0 | 0 | 0 | 0 | 0 | 0 | 0 | 0 | 0 | 0 | 0 | 0 | 0 | 0 | 0 | 0 | 0 | 0 | 0 | 0 | 0 | 0 | 0 | 0 | 0 | 0 | 0
Commercial_College (ID)_New_Water Heating_Natural Gas_Water Heater_E1_Baseline Forecast | Commercial | College (ID) | New | Water Heating | Natural Gas | Water Heater | E1 | TE 0.80 | Baseline Forecast | 0 | 37214.4797 | 71991.5465 | 113519.4478 | 155942.6432 | 194330.7176 | 227916.9393 | 260396.7471 | 291913.4502 | 322237.0891 | 352077.7692 | 381891.7266 | 411224.6656 | 440129.562 | 468823.4088 | 497224.5681 | 525236.3342 | 552776.7844 | 579987.7205 | 606727.2485 | 632823.4919 | 658492.4729 | 683905.3123 | 709277.777 | 734213.6169 | 760316.305 | 783547.8412
Commercial_College (ID)_New_Water Heating_Natural Gas_Water Heater_E2_Baseline Forecast | Commercial | College (ID) | New | Water Heating | Natural Gas | Water Heater | E2 | TE 0.90 | Baseline Forecast | 0 | 0 | 0 | 0 | 0 | 0 | 0 | 0 | 0 | 0 | 0 | 0 | 0 | 0 | 0 | 0 | 0 | 0 | 0 | 0 | 0 | 0 | 0 | 0 | 0 | 0 | 0
Commercial_College (ID)_New_Water Heating_Natural Gas_Water Heater_E3_Baseline Forecast | Commercial | College (ID) | New | Water Heating | Natural Gas | Water Heater | E3 | TE 0.94 | Baseline Forecast | 0 | 41965.2644 | 81181.9567 | 128011.2922 | 175850.2147 | 219138.8943 | 257012.7188 | 293638.885 | 329178.9971 | 363373.7388 | 397023.8674 | 430643.8619 | 463721.4314 | 496316.3146 | 528673.2057 | 560700.0449 | 592287.7811 | 623344.0335 | 654028.7062 | 684181.7908 | 713609.4696 | 742555.3418 | 771212.3734 | 799823.8762 | 827943.0148 | 857377.9609 | 883575.2251
Commercial_College (ID)_New_Water Heating_Natural Gas_Water Heater_E4_Baseline Forecast | Commercial | College (ID) | New | Water Heating | Natural Gas | Water Heater | E4 | Instantaneous TE 0.94 | Baseline Forecast | 0 | 0 | 0 | 0 | 0 | 0 | 0 | 0 | 0 | 0 | 0 | 0 | 0 | 0 | 0 | 0 | 0 | 0 | 0 | 0 | 0 | 0 | 0 | 0 | 0 | 0 | 0
Commercial_College (ID)_New_Water Heating_Natural Gas_Water Heater_E5_Baseline Forecast | Commercial | College (ID) | New | Water Heating | Natural Gas | Water Heater | E5 | Gas-Fired Absorption HPWH | Baseline Forecast | 0 | 0 | 0 | 0 | 0 | 0 | 0 | 0 | 0 | 0 | 0 | 0 | 0 | 0 | 0 | 0 | 0 | 0 | 0 | 0 | 0 | 0 | 0 | 0 | 0 | 0 | 0
Commercial_College (ID)_New_Water Heating_Natural Gas_Water Heater_E6_Baseline Forecast | Commercial | College (ID) | New | Water Heating | Natural Gas | Water Heater | E6 |  | Baseline Forecast | 0 | 0 | 0 | 0 | 0 | 0 | 0 | 0 | 0 | 0 | 0 | 0 | 0 | 0 | 0 | 0 | 0 | 0 | 0 | 0 | 0 | 0 | 0 | 0 | 0 | 0 | 0
Commercial_College (ID)_New_Water Heating_Natural Gas_Water Heater_E7_Baseline Forecast | Commercial | College (ID) | New | Water Heating | Natural Gas | Water Heater | E7 |  | Baseline Forecast | 0 | 0 | 0 | 0 | 0 | 0 | 0 | 0 | 0 | 0 | 0 | 0 | 0 | 0 | 0 | 0 | 0 | 0 | 0 | 0 | 0 | 0 | 0 | 0 | 0 | 0 | 0
Commercial_College (ID)_New_Water Heating_Natural Gas_Water Heater_E8_Baseline Forecast | Commercial | College (ID) | New | Water Heating | Natural Gas | Water Heater | E8 |  | Baseline Forecast | 0 | 0 | 0 | 0 | 0 | 0 | 0 | 0 | 0 | 0 | 0 | 0 | 0 | 0 | 0 | 0 | 0 | 0 | 0 | 0 | 0 | 0 | 0 | 0 | 0 | 0 | 0
Commercial_College (ID)_New_Water Heating_Natural Gas_Water Heater_E9_Baseline Forecast | Commercial | College (ID) | New | Water Heating | Natural Gas | Water Heater | E9 |  | Baseline Forecast | 0 | 0 | 0 | 0 | 0 | 0 | 0 | 0 | 0 | 0 | 0 | 0 | 0 | 0 | 0 | 0 | 0 | 0 | 0 | 0 | 0 | 0 | 0 | 0 | 0 | 0 | 0
Commercial_College (ID)_New_Water Heating_Natural Gas_Water Heater_E10_Baseline Forecast | Commercial | College (ID) | New | Water Heating | Natural Gas | Water Heater | E10 |  | Baseline Forecast | 0 | 0 | 0 | 0 | 0 | 0 | 0 | 0 | 0 | 0 | 0 | 0 | 0 | 0 | 0 | 0 | 0 | 0 | 0 | 0 | 0 | 0 | 0 | 0 | 0 | 0 | 0
Commercial_College (ID)_New_Water Heating_Natural Gas_Water Heater_Vintage_Baseline Forecast | Commercial | College (ID) | New | Water Heating | Natural Gas | Water Heater | Vintage | Vintage | Baseline Forecast | 0 | 0 | 0 | 0 | 0 | 0 | 0 | 0 | 0 | 0 | 0 | 0 | 0 | 0 | 0 | 0 | 0 | 0 | 0 | 0 | 0 | 0 | 0 | 0 | 0 | 0 | 0
Commercial_College (ID)_New_Food Preparation_Natural Gas_Oven_E1_Baseline Forecast | Commercial | College (ID) | New | Food Preparation | Natural Gas | Oven | E1 | Standard | Baseline Forecast | 0 | 3394.9123 | 6567.4702 | 10355.8768 | 14225.9572 | 17727.9313 | 20791.8536 | 23754.8428 | 26629.9721 | 29396.2635 | 32118.4966 | 34838.292 | 37514.2062 | 40151.072 | 42768.6846 | 45359.5967 | 47914.9862 | 50427.3795 | 52909.7128 | 55349.0416 | 57729.6864 | 60071.3539 | 62389.6548 | 64704.2724 | 66979.0588 | 69360.2915 | 71479.6017
Commercial_College (ID)_New_Food Preparation_Natural Gas_Oven_E2_Baseline Forecast | Commercial | College (ID) | New | Food Preparation | Natural Gas | Oven | E2 | ENERGY STAR (>42% Baking Efficiency) | Baseline Forecast | 0 | 4885.3616 | 9450.7498 | 14902.3593 | 20471.4993 | 25510.9255 | 29919.9845 | 34183.7981 | 38321.1794 | 42301.9401 | 46219.3001 | 50133.1519 | 53983.8577 | 57778.3719 | 61545.1803 | 65273.566 | 68950.8337 | 72566.2291 | 76138.3672 | 79648.6208 | 83074.4268 | 86444.1435 | 89780.2349 | 93111.0262 | 96384.4992 | 99811.1511 | 102860.8902
Commercial_College (ID)_New_Food Preparation_Natural Gas_Oven_E3_Baseline Forecast | Commercial | College (ID) | New | Food Preparation | Natural Gas | Oven | E3 |  | Baseline Forecast | 0 | 0 | 0 | 0 | 0 | 0 | 0 | 0 | 0 | 0 | 0 | 0 | 0 | 0 | 0 | 0 | 0 | 0 | 0 | 0 | 0 | 0 | 0 | 0 | 0 | 0 | 0
Commercial_College (ID)_New_Food Preparation_Natural Gas_Oven_E4_Baseline Forecast | Commercial | College (ID) | New | Food Preparation | Natural Gas | Oven | E4 |  | Baseline Forecast | 0 | 0 | 0 | 0 | 0 | 0 | 0 | 0 | 0 | 0 | 0 | 0 | 0 | 0 | 0 | 0 | 0 | 0 | 0 | 0 | 0 | 0 | 0 | 0 | 0 | 0 | 0
Commercial_College (ID)_New_Food Preparation_Natural Gas_Oven_E5_Baseline Forecast | Commercial | College (ID) | New | Food Preparation | Natural Gas | Oven | E5 |  | Baseline Forecast | 0 | 0 | 0 | 0 | 0 | 0 | 0 | 0 | 0 | 0 | 0 | 0 | 0 | 0 | 0 | 0 | 0 | 0 | 0 | 0 | 0 | 0 | 0 | 0 | 0 | 0 | 0
Commercial_College (ID)_New_Food Preparation_Natural Gas_Oven_E6_Baseline Forecast | Commercial | College (ID) | New | Food Preparation | Natural Gas | Oven | E6 |  | Baseline Forecast | 0 | 0 | 0 | 0 | 0 | 0 | 0 | 0 | 0 | 0 | 0 | 0 | 0 | 0 | 0 | 0 | 0 | 0 | 0 | 0 | 0 | 0 | 0 | 0 | 0 | 0 | 0
Commercial_College (ID)_New_Food Preparation_Natural Gas_Oven_E7_Baseline Forecast | Commercial | College (ID) | New | Food Preparation | Natural Gas | Oven | E7 |  | Baseline Forecast | 0 | 0 | 0 | 0 | 0 | 0 | 0 | 0 | 0 | 0 | 0 | 0 | 0 | 0 | 0 | 0 | 0 | 0 | 0 | 0 | 0 | 0 | 0 | 0 | 0 | 0 | 0
Commercial_College (ID)_New_Food Preparation_Natural Gas_Oven_E8_Baseline Forecast | Commercial | College (ID) | New | Food Preparation | Natural Gas | Oven | E8 |  | Baseline Forecast | 0 | 0 | 0 | 0 | 0 | 0 | 0 | 0 | 0 | 0 | 0 | 0 | 0 | 0 | 0 | 0 | 0 | 0 | 0 | 0 | 0 | 0 | 0 | 0 | 0 | 0 | 0
Commercial_College (ID)_New_Food Preparation_Natural Gas_Oven_E9_Baseline Forecast | Commercial | College (ID) | New | Food Preparation | Natural Gas | Oven | E9 |  | Baseline Forecast | 0 | 0 | 0 | 0 | 0 | 0 | 0 | 0 | 0 | 0 | 0 | 0 | 0 | 0 | 0 | 0 | 0 | 0 | 0 | 0 | 0 | 0 | 0 | 0 | 0 | 0 | 0
Commercial_College (ID)_New_Food Preparation_Natural Gas_Oven_E10_Baseline Forecast | Commercial | College (ID) | New | Food Preparation | Natural Gas | Oven | E10 |  | Baseline Forecast | 0 | 0 | 0 | 0 | 0 | 0 | 0 | 0 | 0 | 0 | 0 | 0 | 0 | 0 | 0 | 0 | 0 | 0 | 0 | 0 | 0 | 0 | 0 | 0 | 0 | 0 | 0
Commercial_College (ID)_New_Food Preparation_Natural Gas_Oven_Vintage_Baseline Forecast | Commercial | College (ID) | New | Food Preparation | Natural Gas | Oven | Vintage | Vintage | Baseline Forecast | 0 | 0 | 0 | 0 | 0 | 0 | 0 | 0 | 0 | 0 | 0 | 0 | 0 | 0 | 0 | 0 | 0 | 0 | 0 | 0 | 0 | 0 | 0 | 0 | 0 | 0 | 0
Commercial_College (ID)_New_Food Preparation_Natural Gas_Conveyor Oven_E1_Baseline Forecast | Commercial | College (ID) | New | Food Preparation | Natural Gas | Conveyor Oven | E1 | Standard | Baseline Forecast | 0 | 1697.4561 | 3283.7351 | 5177.9384 | 7112.9786 | 8863.9656 | 10395.9268 | 11877.4214 | 13314.9861 | 14698.1317 | 16059.2483 | 17419.146 | 18757.1031 | 20075.536 | 21384.3423 | 22679.7984 | 23957.4931 | 25213.6898 | 26454.8564 | 27674.5208 | 28864.8432 | 30035.677 | 31194.8274 | 32352.1362 | 33489.5294 | 34680.1457 | 35739.8008
Commercial_College (ID)_New_Food Preparation_Natural Gas_Conveyor Oven_E2_Baseline Forecast | Commercial | College (ID) | New | Food Preparation | Natural Gas | Conveyor Oven | E2 | ENERGY STAR (>42% Baking Efficiency) | Baseline Forecast | 0 | 2442.6808 | 4725.3749 | 7451.1797 | 10235.7497 | 12755.4628 | 14959.9923 | 17091.8991 | 19160.5897 | 21150.9701 | 23109.65 | 25066.576 | 26991.9289 | 28889.186 | 30772.5902 | 32636.783 | 34475.4169 | 36283.1145 | 38069.1836 | 39824.3104 | 41537.2134 | 43222.0717 | 44890.1175 | 46555.5131 | 48192.2496 | 49905.5756 | 51430.4451
Commercial_College (ID)_New_Food Preparation_Natural Gas_Conveyor Oven_E3_Baseline Forecast | Commercial | College (ID) | New | Food Preparation | Natural Gas | Conveyor Oven | E3 |  | Baseline Forecast | 0 | 0 | 0 | 0 | 0 | 0 | 0 | 0 | 0 | 0 | 0 | 0 | 0 | 0 | 0 | 0 | 0 | 0 | 0 | 0 | 0 | 0 | 0 | 0 | 0 | 0 | 0
Commercial_College (ID)_New_Food Preparation_Natural Gas_Conveyor Oven_E4_Baseline Forecast | Commercial | College (ID) | New | Food Preparation | Natural Gas | Conveyor Oven | E4 |  | Baseline Forecast | 0 | 0 | 0 | 0 | 0 | 0 | 0 | 0 | 0 | 0 | 0 | 0 | 0 | 0 | 0 | 0 | 0 | 0 | 0 | 0 | 0 | 0 | 0 | 0 | 0 | 0 | 0
Commercial_College (ID)_New_Food Preparation_Natural Gas_Conveyor Oven_E5_Baseline Forecast | Commercial | College (ID) | New | Food Preparation | Natural Gas | Conveyor Oven | E5 |  | Baseline Forecast | 0 | 0 | 0 | 0 | 0 | 0 | 0 | 0 | 0 | 0 | 0 | 0 | 0 | 0 | 0 | 0 | 0 | 0 | 0 | 0 | 0 | 0 | 0 | 0 | 0 | 0 | 0
Commercial_College (ID)_New_Food Preparation_Natural Gas_Conveyor Oven_E6_Baseline Forecast | Commercial | College (ID) | New | Food Preparation | Natural Gas | Conveyor Oven | E6 |  | Baseline Forecast | 0 | 0 | 0 | 0 | 0 | 0 | 0 | 0 | 0 | 0 | 0 | 0 | 0 | 0 | 0 | 0 | 0 | 0 | 0 | 0 | 0 | 0 | 0 | 0 | 0 | 0 | 0
Commercial_College (ID)_New_Food Preparation_Natural Gas_Conveyor Oven_E7_Baseline Forecast | Commercial | College (ID) | New | Food Preparation | Natural Gas | Conveyor Oven | E7 |  | Baseline Forecast | 0 | 0 | 0 | 0 | 0 | 0 | 0 | 0 | 0 | 0 | 0 | 0 | 0 | 0 | 0 | 0 | 0 | 0 | 0 | 0 | 0 | 0 | 0 | 0 | 0 | 0 | 0
Commercial_College (ID)_New_Food Preparation_Natural Gas_Conveyor Oven_E8_Baseline Forecast | Commercial | College (ID) | New | Food Preparation | Natural Gas | Conveyor Oven | E8 |  | Baseline Forecast | 0 | 0 | 0 | 0 | 0 | 0 | 0 | 0 | 0 | 0 | 0 | 0 | 0 | 0 | 0 | 0 | 0 | 0 | 0 | 0 | 0 | 0 | 0 | 0 | 0 | 0 | 0
Commercial_College (ID)_New_Food Preparation_Natural Gas_Conveyor Oven_E9_Baseline Forecast | Commercial | College (ID) | New | Food Preparation | Natural Gas | Conveyor Oven | E9 |  | Baseline Forecast | 0 | 0 | 0 | 0 | 0 | 0 | 0 | 0 | 0 | 0 | 0 | 0 | 0 | 0 | 0 | 0 | 0 | 0 | 0 | 0 | 0 | 0 | 0 | 0 | 0 | 0 | 0
Commercial_College (ID)_New_Food Preparation_Natural Gas_Conveyor Oven_E10_Baseline Forecast | Commercial | College (ID) | New | Food Preparation | Natural Gas | Conveyor Oven | E10 |  | Baseline Forecast | 0 | 0 | 0 | 0 | 0 | 0 | 0 | 0 | 0 | 0 | 0 | 0 | 0 | 0 | 0 | 0 | 0 | 0 | 0 | 0 | 0 | 0 | 0 | 0 | 0 | 0 | 0
Commercial_College (ID)_New_Food Preparation_Natural Gas_Conveyor Oven_Vintage_Baseline Forecast | Commercial | College (ID) | New | Food Preparation | Natural Gas | Conveyor Oven | Vintage | Vintage | Baseline Forecast | 0 | 0 | 0 | 0 | 0 | 0 | 0 | 0 | 0 | 0 | 0 | 0 | 0 | 0 | 0 | 0 | 0 | 0 | 0 | 0 | 0 | 0 | 0 | 0 | 0 | 0 | 0
Commercial_College (ID)_New_Food Preparation_Natural Gas_Double Rack Oven_E1_Baseline Forecast | Commercial | College (ID) | New | Food Preparation | Natural Gas | Double Rack Oven | E1 | Standard | Baseline Forecast | 0 | 1697.4561 | 3283.7351 | 5177.9384 | 7112.9786 | 8863.9656 | 10395.9268 | 11877.4214 | 13314.9861 | 14698.1317 | 16059.2483 | 17419.146 | 18757.1031 | 20075.536 | 21384.3423 | 22679.7984 | 23957.4931 | 25213.6898 | 26454.8564 | 27674.5208 | 28864.8432 | 30035.677 | 31194.8274 | 32352.1362 | 33489.5294 | 34680.1457 | 35739.8008
Commercial_College (ID)_New_Food Preparation_Natural Gas_Double Rack Oven_E2_Baseline Forecast | Commercial | College (ID) | New | Food Preparation | Natural Gas | Double Rack Oven | E2 | FTSC Qualified (>50% Cooking Efficiency) | Baseline Forecast | 0 | 2442.6808 | 4725.3749 | 7451.1797 | 10235.7497 | 12755.4628 | 14959.9923 | 17091.8991 | 19160.5897 | 21150.9701 | 23109.65 | 25066.576 | 26991.9289 | 28889.186 | 30772.5902 | 32636.783 | 34475.4169 | 36283.1145 | 38069.1836 | 39824.3104 | 41537.2134 | 43222.0717 | 44890.1175 | 46555.5131 | 48192.2496 | 49905.5756 | 51430.4451
Commercial_College (ID)_New_Food Preparation_Natural Gas_Double Rack Oven_E3_Baseline Forecast | Commercial | College (ID) | New | Food Preparation | Natural Gas | Double Rack Oven | E3 |  | Baseline Forecast | 0 | 0 | 0 | 0 | 0 | 0 | 0 | 0 | 0 | 0 | 0 | 0 | 0 | 0 | 0 | 0 | 0 | 0 | 0 | 0 | 0 | 0 | 0 | 0 | 0 | 0 | 0
Commercial_College (ID)_New_Food Preparation_Natural Gas_Double Rack Oven_E4_Baseline Forecast | Commercial | College (ID) | New | Food Preparation | Natural Gas | Double Rack Oven | E4 |  | Baseline Forecast | 0 | 0 | 0 | 0 | 0 | 0 | 0 | 0 | 0 | 0 | 0 | 0 | 0 | 0 | 0 | 0 | 0 | 0 | 0 | 0 | 0 | 0 | 0 | 0 | 0 | 0 | 0
Commercial_College (ID)_New_Food Preparation_Natural Gas_Double Rack Oven_E5_Baseline Forecast | Commercial | College (ID) | New | Food Preparation | Natural Gas | Double Rack Oven | E5 |  | Baseline Forecast | 0 | 0 | 0 | 0 | 0 | 0 | 0 | 0 | 0 | 0 | 0 | 0 | 0 | 0 | 0 | 0 | 0 | 0 | 0 | 0 | 0 | 0 | 0 | 0 | 0 | 0 | 0
Commercial_College (ID)_New_Food Preparation_Natural Gas_Double Rack Oven_E6_Baseline Forecast | Commercial | College (ID) | New | Food Preparation | Natural Gas | Double Rack Oven | E6 |  | Baseline Forecast | 0 | 0 | 0 | 0 | 0 | 0 | 0 | 0 | 0 | 0 | 0 | 0 | 0 | 0 | 0 | 0 | 0 | 0 | 0 | 0 | 0 | 0 | 0 | 0 | 0 | 0 | 0
Commercial_College (ID)_New_Food Preparation_Natural Gas_Double Rack Oven_E7_Baseline Forecast | Commercial | College (ID) | New | Food Preparation | Natural Gas | Double Rack Oven | E7 |  | Baseline Forecast | 0 | 0 | 0 | 0 | 0 | 0 | 0 | 0 | 0 | 0 | 0 | 0 | 0 | 0 | 0 | 0 | 0 | 0 | 0 | 0 | 0 | 0 | 0 | 0 | 0 | 0 | 0
Commercial_College (ID)_New_Food Preparation_Natural Gas_Double Rack Oven_E8_Baseline Forecast | Commercial | College (ID) | New | Food Preparation | Natural Gas | Double Rack Oven | E8 |  | Baseline Forecast | 0 | 0 | 0 | 0 | 0 | 0 | 0 | 0 | 0 | 0 | 0 | 0 | 0 | 0 | 0 | 0 | 0 | 0 | 0 | 0 | 0 | 0 | 0 | 0 | 0 | 0 | 0
Commercial_College (ID)_New_Food Preparation_Natural Gas_Double Rack Oven_E9_Baseline Forecast | Commercial | College (ID) | New | Food Preparation | Natural Gas | Double Rack Oven | E9 |  | Baseline Forecast | 0 | 0 | 0 | 0 | 0 | 0 | 0 | 0 | 0 | 0 | 0 | 0 | 0 | 0 | 0 | 0 | 0 | 0 | 0 | 0 | 0 | 0 | 0 | 0 | 0 | 0 | 0
Commercial_College (ID)_New_Food Preparation_Natural Gas_Double Rack Oven_E10_Baseline Forecast | Commercial | College (ID) | New | Food Preparation | Natural Gas | Double Rack Oven | E10 |  | Baseline Forecast | 0 | 0 | 0 | 0 | 0 | 0 | 0 | 0 | 0 | 0 | 0 | 0 | 0 | 0 | 0 | 0 | 0 | 0 | 0 | 0 | 0 | 0 | 0 | 0 | 0 | 0 | 0
Commercial_College (ID)_New_Food Preparation_Natural Gas_Double Rack Oven_Vintage_Baseline Forecast | Commercial | College (ID) | New | Food Preparation | Natural Gas | Double Rack Oven | Vintage | Vintage | Baseline Forecast | 0 | 0 | 0 | 0 | 0 | 0 | 0 | 0 | 0 | 0 | 0 | 0 | 0 | 0 | 0 | 0 | 0 | 0 | 0 | 0 | 0 | 0 | 0 | 0 | 0 | 0 | 0
Commercial_College (ID)_New_Food Preparation_Natural Gas_Fryer_E1_Baseline Forecast | Commercial | College (ID) | New | Food Preparation | Natural Gas | Fryer | E1 | Standard | Baseline Forecast | 0 | 7929.5799 | 15339.8012 | 24188.4755 | 33227.9172 | 41407.5641 | 48564.0427 | 55484.769 | 62200.2792 | 68661.5738 | 75019.9606 | 81372.6534 | 87622.8519 | 93781.8439 | 99895.866 | 105947.5229 | 111916.2087 | 117784.4676 | 123582.5143 | 129280.1144 | 134840.6448 | 140310.1351 | 145725.0473 | 151131.3566 | 156444.6308 | 162006.5345 | 166956.6593
Commercial_College (ID)_New_Food Preparation_Natural Gas_Fryer_E2_Baseline Forecast | Commercial | College (ID) | New | Food Preparation | Natural Gas | Fryer | E2 | ENERGY STAR | Baseline Forecast | 0 | 2786.0686 | 5389.6599 | 8498.6536 | 11674.6736 | 14548.6036 | 17063.042 | 19494.6486 | 21854.1521 | 24124.3367 | 26358.3645 | 28590.3917 | 30786.4074 | 32950.3776 | 35098.5475 | 37224.8053 | 39321.9112 | 41383.7318 | 43420.8834 | 45422.7429 | 47376.4428 | 49298.1556 | 51200.6923 | 53100.2064 | 54967.0324 | 56921.2148 | 58660.4479
Commercial_College (ID)_New_Food Preparation_Natural Gas_Fryer_E3_Baseline Forecast | Commercial | College (ID) | New | Food Preparation | Natural Gas | Fryer | E3 |  | Baseline Forecast | 0 | 0 | 0 | 0 | 0 | 0 | 0 | 0 | 0 | 0 | 0 | 0 | 0 | 0 | 0 | 0 | 0 | 0 | 0 | 0 | 0 | 0 | 0 | 0 | 0 | 0 | 0
Commercial_College (ID)_New_Food Preparation_Natural Gas_Fryer_E4_Baseline Forecast | Commercial | College (ID) | New | Food Preparation | Natural Gas | Fryer | E4 |  | Baseline Forecast | 0 | 0 | 0 | 0 | 0 | 0 | 0 | 0 | 0 | 0 | 0 | 0 | 0 | 0 | 0 | 0 | 0 | 0 | 0 | 0 | 0 | 0 | 0 | 0 | 0 | 0 | 0
Commercial_College (ID)_New_Food Preparation_Natural Gas_Fryer_E5_Baseline Forecast | Commercial | College (ID) | New | Food Preparation | Natural Gas | Fryer | E5 |  | Baseline Forecast | 0 | 0 | 0 | 0 | 0 | 0 | 0 | 0 | 0 | 0 | 0 | 0 | 0 | 0 | 0 | 0 | 0 | 0 | 0 | 0 | 0 | 0 | 0 | 0 | 0 | 0 | 0
Commercial_College (ID)_New_Food Preparation_Natural Gas_Fryer_E6_Baseline Forecast | Commercial | College (ID) | New | Food Preparation | Natural Gas | Fryer | E6 |  | Baseline Forecast | 0 | 0 | 0 | 0 | 0 | 0 | 0 | 0 | 0 | 0 | 0 | 0 | 0 | 0 | 0 | 0 | 0 | 0 | 0 | 0 | 0 | 0 | 0 | 0 | 0 | 0 | 0
Commercial_College (ID)_New_Food Preparation_Natural Gas_Fryer_E7_Baseline Forecast | Commercial | College (ID) | New | Food Preparation | Natural Gas | Fryer | E7 |  | Baseline Forecast | 0 | 0 | 0 | 0 | 0 | 0 | 0 | 0 | 0 | 0 | 0 | 0 | 0 | 0 | 0 | 0 | 0 | 0 | 0 | 0 | 0 | 0 | 0 | 0 | 0 | 0 | 0
Commercial_College (ID)_New_Food Preparation_Natural Gas_Fryer_E8_Baseline Forecast | Commercial | College (ID) | New | Food Preparation | Natural Gas | Fryer | E8 |  | Baseline Forecast | 0 | 0 | 0 | 0 | 0 | 0 | 0 | 0 | 0 | 0 | 0 | 0 | 0 | 0 | 0 | 0 | 0 | 0 | 0 | 0 | 0 | 0 | 0 | 0 | 0 | 0 | 0
Commercial_College (ID)_New_Food Preparation_Natural Gas_Fryer_E9_Baseline Forecast | Commercial | College (ID) | New | Food Preparation | Natural Gas | Fryer | E9 |  | Baseline Forecast | 0 | 0 | 0 | 0 | 0 | 0 | 0 | 0 | 0 | 0 | 0 | 0 | 0 | 0 | 0 | 0 | 0 | 0 | 0 | 0 | 0 | 0 | 0 | 0 | 0 | 0 | 0
Commercial_College (ID)_New_Food Preparation_Natural Gas_Fryer_E10_Baseline Forecast | Commercial | College (ID) | New | Food Preparation | Natural Gas | Fryer | E10 |  | Baseline Forecast | 0 | 0 | 0 | 0 | 0 | 0 | 0 | 0 | 0 | 0 | 0 | 0 | 0 | 0 | 0 | 0 | 0 | 0 | 0 | 0 | 0 | 0 | 0 | 0 | 0 | 0 | 0
Commercial_College (ID)_New_Food Preparation_Natural Gas_Fryer_Vintage_Baseline Forecast | Commercial | College (ID) | New | Food Preparation | Natural Gas | Fryer | Vintage | Vintage | Baseline Forecast | 0 | 0 | 0 | 0 | 0 | 0 | 0 | 0 | 0 | 0 | 0 | 0 | 0 | 0 | 0 | 0 | 0 | 0 | 0 | 0 | 0 | 0 | 0 | 0 | 0 | 0 | 0
Commercial_College (ID)_New_Food Preparation_Natural Gas_Broiler_E1_Baseline Forecast | Commercial | College (ID) | New | Food Preparation | Natural Gas | Broiler | E1 | Standard | Baseline Forecast | 0 | 12254.8053 | 23706.9655 | 37382.1894 | 51352.2356 | 63993.5081 | 75053.5205 | 85749.1885 | 96127.7042 | 106113.3413 | 115939.9391 | 125757.7371 | 135417.1347 | 144935.577 | 154384.5202 | 163737.0808 | 172961.4135 | 182030.5408 | 190991.1585 | 199796.5404 | 208390.0875 | 216842.9361 | 225211.4368 | 233566.642 | 241778.0658 | 250373.7351 | 258023.9281
Commercial_College (ID)_New_Food Preparation_Natural Gas_Broiler_E2_Baseline Forecast | Commercial | College (ID) | New | Food Preparation | Natural Gas | Broiler | E2 | Infrared Burners | Baseline Forecast | 0 | 4305.7424 | 8329.4744 | 13134.2828 | 18042.6774 | 22484.2055 | 26370.1558 | 30128.0933 | 33774.5988 | 37283.0659 | 40735.6543 | 44185.1509 | 47578.9933 | 50923.3108 | 54243.2098 | 57529.2446 | 60770.2264 | 63956.6765 | 67105.0016 | 70198.7845 | 73218.1388 | 76188.0586 | 79128.3427 | 82063.9553 | 84949.0501 | 87969.1502 | 90657.0558
Commercial_College (ID)_New_Food Preparation_Natural Gas_Broiler_E3_Baseline Forecast | Commercial | College (ID) | New | Food Preparation | Natural Gas | Broiler | E3 |  | Baseline Forecast | 0 | 0 | 0 | 0 | 0 | 0 | 0 | 0 | 0 | 0 | 0 | 0 | 0 | 0 | 0 | 0 | 0 | 0 | 0 | 0 | 0 | 0 | 0 | 0 | 0 | 0 | 0
Commercial_College (ID)_New_Food Preparation_Natural Gas_Broiler_E4_Baseline Forecast | Commercial | College (ID) | New | Food Preparation | Natural Gas | Broiler | E4 |  | Baseline Forecast | 0 | 0 | 0 | 0 | 0 | 0 | 0 | 0 | 0 | 0 | 0 | 0 | 0 | 0 | 0 | 0 | 0 | 0 | 0 | 0 | 0 | 0 | 0 | 0 | 0 | 0 | 0
Commercial_College (ID)_New_Food Preparation_Natural Gas_Broiler_E5_Baseline Forecast | Commercial | College (ID) | New | Food Preparation | Natural Gas | Broiler | E5 |  | Baseline Forecast | 0 | 0 | 0 | 0 | 0 | 0 | 0 | 0 | 0 | 0 | 0 | 0 | 0 | 0 | 0 | 0 | 0 | 0 | 0 | 0 | 0 | 0 | 0 | 0 | 0 | 0 | 0
Commercial_College (ID)_New_Food Preparation_Natural Gas_Broiler_E6_Baseline Forecast | Commercial | College (ID) | New | Food Preparation | Natural Gas | Broiler | E6 |  | Baseline Forecast | 0 | 0 | 0 | 0 | 0 | 0 | 0 | 0 | 0 | 0 | 0 | 0 | 0 | 0 | 0 | 0 | 0 | 0 | 0 | 0 | 0 | 0 | 0 | 0 | 0 | 0 | 0
Commercial_College (ID)_New_Food Preparation_Natural Gas_Broiler_E7_Baseline Forecast | Commercial | College (ID) | New | Food Preparation | Natural Gas | Broiler | E7 |  | Baseline Forecast | 0 | 0 | 0 | 0 | 0 | 0 | 0 | 0 | 0 | 0 | 0 | 0 | 0 | 0 | 0 | 0 | 0 | 0 | 0 | 0 | 0 | 0 | 0 | 0 | 0 | 0 | 0
Commercial_College (ID)_New_Food Preparation_Natural Gas_Broiler_E8_Baseline Forecast | Commercial | College (ID) | New | Food Preparation | Natural Gas | Broiler | E8 |  | Baseline Forecast | 0 | 0 | 0 | 0 | 0 | 0 | 0 | 0 | 0 | 0 | 0 | 0 | 0 | 0 | 0 | 0 | 0 | 0 | 0 | 0 | 0 | 0 | 0 | 0 | 0 | 0 | 0
Commercial_College (ID)_New_Food Preparation_Natural Gas_Broiler_E9_Baseline Forecast | Commercial | College (ID) | New | Food Preparation | Natural Gas | Broiler | E9 |  | Baseline Forecast | 0 | 0 | 0 | 0 | 0 | 0 | 0 | 0 | 0 | 0 | 0 | 0 | 0 | 0 | 0 | 0 | 0 | 0 | 0 | 0 | 0 | 0 | 0 | 0 | 0 | 0 | 0
Commercial_College (ID)_New_Food Preparation_Natural Gas_Broiler_E10_Baseline Forecast | Commercial | College (ID) | New | Food Preparation | Natural Gas | Broiler | E10 |  | Baseline Forecast | 0 | 0 | 0 | 0 | 0 | 0 | 0 | 0 | 0 | 0 | 0 | 0 | 0 | 0 | 0 | 0 | 0 | 0 | 0 | 0 | 0 | 0 | 0 | 0 | 0 | 0 | 0
Commercial_College (ID)_New_Food Preparation_Natural Gas_Broiler_Vintage_Baseline Forecast | Commercial | College (ID) | New | Food Preparation | Natural Gas | Broiler | Vintage | Vintage | Baseline Forecast | 0 | 0 | 0 | 0 | 0 | 0 | 0 | 0 | 0 | 0 | 0 | 0 | 0 | 0 | 0 | 0 | 0 | 0 | 0 | 0 | 0 | 0 | 0 | 0 | 0 | 0 | 0
Commercial_College (ID)_New_Food Preparation_Natural Gas_Griddle_E1_Baseline Forecast | Commercial | College (ID) | New | Food Preparation | Natural Gas | Griddle | E1 | Standard | Baseline Forecast | 0 | 16599.5137 | 32111.8197 | 50635.3345 | 69558.1951 | 86681.1906 | 101662.3203 | 116149.9342 | 130207.9554 | 143733.8105 | 157044.2419 | 170342.7536 | 183426.7071 | 196319.7323 | 209118.6188 | 221786.9521 | 234281.5966 | 246566.0107 | 258703.4452 | 270630.608 | 282270.8339 | 293720.4795 | 305055.8731 | 316373.2575 | 327495.8856 | 339138.9861 | 349501.4097
Commercial_College (ID)_New_Food Preparation_Natural Gas_Griddle_E2_Baseline Forecast | Commercial | College (ID) | New | Food Preparation | Natural Gas | Griddle | E2 | ENERGY STAR | Baseline Forecast | 0 | 6780.0831 | 13116.0954 | 20682.038 | 28411.0938 | 35404.9933 | 41524.0463 | 47441.5224 | 53183.5311 | 58708.1761 | 64144.8312 | 69576.6176 | 74920.7677 | 80186.9329 | 85414.6471 | 90589.0368 | 95692.4831 | 100710.0607 | 105667.6044 | 110539.2624 | 115293.7209 | 119970.3367 | 124600.2862 | 129222.8798 | 133765.9251 | 138521.5577 | 142754.0969
Commercial_College (ID)_New_Food Preparation_Natural Gas_Griddle_E3_Baseline Forecast | Commercial | College (ID) | New | Food Preparation | Natural Gas | Griddle | E3 |  | Baseline Forecast | 0 | 0 | 0 | 0 | 0 | 0 | 0 | 0 | 0 | 0 | 0 | 0 | 0 | 0 | 0 | 0 | 0 | 0 | 0 | 0 | 0 | 0 | 0 | 0 | 0 | 0 | 0
Commercial_College (ID)_New_Food Preparation_Natural Gas_Griddle_E4_Baseline Forecast | Commercial | College (ID) | New | Food Preparation | Natural Gas | Griddle | E4 |  | Baseline Forecast | 0 | 0 | 0 | 0 | 0 | 0 | 0 | 0 | 0 | 0 | 0 | 0 | 0 | 0 | 0 | 0 | 0 | 0 | 0 | 0 | 0 | 0 | 0 | 0 | 0 | 0 | 0
Commercial_College (ID)_New_Food Preparation_Natural Gas_Griddle_E5_Baseline Forecast | Commercial | College (ID) | New | Food Preparation | Natural Gas | Griddle | E5 |  | Baseline Forecast | 0 | 0 | 0 | 0 | 0 | 0 | 0 | 0 | 0 | 0 | 0 | 0 | 0 | 0 | 0 | 0 | 0 | 0 | 0 | 0 | 0 | 0 | 0 | 0 | 0 | 0 | 0
Commercial_College (ID)_New_Food Preparation_Natural Gas_Griddle_E6_Baseline Forecast | Commercial | College (ID) | New | Food Preparation | Natural Gas | Griddle | E6 |  | Baseline Forecast | 0 | 0 | 0 | 0 | 0 | 0 | 0 | 0 | 0 | 0 | 0 | 0 | 0 | 0 | 0 | 0 | 0 | 0 | 0 | 0 | 0 | 0 | 0 | 0 | 0 | 0 | 0
Commercial_College (ID)_New_Food Preparation_Natural Gas_Griddle_E7_Baseline Forecast | Commercial | College (ID) | New | Food Preparation | Natural Gas | Griddle | E7 |  | Baseline Forecast | 0 | 0 | 0 | 0 | 0 | 0 | 0 | 0 | 0 | 0 | 0 | 0 | 0 | 0 | 0 | 0 | 0 | 0 | 0 | 0 | 0 | 0 | 0 | 0 | 0 | 0 | 0
Commercial_College (ID)_New_Food Preparation_Natural Gas_Griddle_E8_Baseline Forecast | Commercial | College (ID) | New | Food Preparation | Natural Gas | Griddle | E8 |  | Baseline Forecast | 0 | 0 | 0 | 0 | 0 | 0 | 0 | 0 | 0 | 0 | 0 | 0 | 0 | 0 | 0 | 0 | 0 | 0 | 0 | 0 | 0 | 0 | 0 | 0 | 0 | 0 | 0
Commercial_College (ID)_New_Food Preparation_Natural Gas_Griddle_E9_Baseline Forecast | Commercial | College (ID) | New | Food Preparation | Natural Gas | Griddle | E9 |  | Baseline Forecast | 0 | 0 | 0 | 0 | 0 | 0 | 0 | 0 | 0 | 0 | 0 | 0 | 0 | 0 | 0 | 0 | 0 | 0 | 0 | 0 | 0 | 0 | 0 | 0 | 0 | 0 | 0
Commercial_College (ID)_New_Food Preparation_Natural Gas_Griddle_E10_Baseline Forecast | Commercial | College (ID) | New | Food Preparation | Natural Gas | Griddle | E10 |  | Baseline Forecast | 0 | 0 | 0 | 0 | 0 | 0 | 0 | 0 | 0 | 0 | 0 | 0 | 0 | 0 | 0 | 0 | 0 | 0 | 0 | 0 | 0 | 0 | 0 | 0 | 0 | 0 | 0
Commercial_College (ID)_New_Food Preparation_Natural Gas_Griddle_Vintage_Baseline Forecast | Commercial | College (ID) | New | Food Preparation | Natural Gas | Griddle | Vintage | Vintage | Baseline Forecast | 0 | 0 | 0 | 0 | 0 | 0 | 0 | 0 | 0 | 0 | 0 | 0 | 0 | 0 | 0 | 0 | 0 | 0 | 0 | 0 | 0 | 0 | 0 | 0 | 0 | 0 | 0
Commercial_College (ID)_New_Food Preparation_Natural Gas_Range_E1_Baseline Forecast | Commercial | College (ID) | New | Food Preparation | Natural Gas | Range | E1 | Standard | Baseline Forecast | 0 | 11848.9095 | 22921.7586 | 36144.0406 | 49651.3799 | 61873.9563 | 72567.6461 | 82909.0591 | 92943.8242 | 102598.7235 | 112099.851 | 121592.4702 | 130931.9355 | 140135.1141 | 149271.0954 | 158313.8866 | 167232.6968 | 176001.4423 | 184665.2722 | 193179.008 | 201487.9251 | 209660.8039 | 217752.1285 | 225830.598 | 233770.0482 | 242081.0173 | 249477.8255
Commercial_College (ID)_New_Food Preparation_Natural Gas_Range_E2_Baseline Forecast | Commercial | College (ID) | New | Food Preparation | Natural Gas | Range | E2 | High Efficiency | Baseline Forecast | 0 | 17050.8698 | 32984.9697 | 52012.156 | 71449.5467 | 89038.1322 | 104426.6126 | 119308.1582 | 133748.43 | 147642.0655 | 161314.4198 | 174974.5303 | 188414.2486 | 201657.8471 | 214804.7471 | 227817.5441 | 240651.9295 | 253270.3682 | 265737.8307 | 277989.3041 | 289946.0385 | 301707.0105 | 313350.6239 | 324975.7385 | 336400.8011 | 348360.4883 | 359004.6758
Commercial_College (ID)_New_Food Preparation_Natural Gas_Range_E3_Baseline Forecast | Commercial | College (ID) | New | Food Preparation | Natural Gas | Range | E3 |  | Baseline Forecast | 0 | 0 | 0 | 0 | 0 | 0 | 0 | 0 | 0 | 0 | 0 | 0 | 0 | 0 | 0 | 0 | 0 | 0 | 0 | 0 | 0 | 0 | 0 | 0 | 0 | 0 | 0
Commercial_College (ID)_New_Food Preparation_Natural Gas_Range_E4_Baseline Forecast | Commercial | College (ID) | New | Food Preparation | Natural Gas | Range | E4 |  | Baseline Forecast | 0 | 0 | 0 | 0 | 0 | 0 | 0 | 0 | 0 | 0 | 0 | 0 | 0 | 0 | 0 | 0 | 0 | 0 | 0 | 0 | 0 | 0 | 0 | 0 | 0 | 0 | 0
Commercial_College (ID)_New_Food Preparation_Natural Gas_Range_E5_Baseline Forecast | Commercial | College (ID) | New | Food Preparation | Natural Gas | Range | E5 |  | Baseline Forecast | 0 | 0 | 0 | 0 | 0 | 0 | 0 | 0 | 0 | 0 | 0 | 0 | 0 | 0 | 0 | 0 | 0 | 0 | 0 | 0 | 0 | 0 | 0 | 0 | 0 | 0 | 0
Commercial_College (ID)_New_Food Preparation_Natural Gas_Range_E6_Baseline Forecast | Commercial | College (ID) | New | Food Preparation | Natural Gas | Range | E6 |  | Baseline Forecast | 0 | 0 | 0 | 0 | 0 | 0 | 0 | 0 | 0 | 0 | 0 | 0 | 0 | 0 | 0 | 0 | 0 | 0 | 0 | 0 | 0 | 0 | 0 | 0 | 0 | 0 | 0
Commercial_College (ID)_New_Food Preparation_Natural Gas_Range_E7_Baseline Forecast | Commercial | College (ID) | New | Food Preparation | Natural Gas | Range | E7 |  | Baseline Forecast | 0 | 0 | 0 | 0 | 0 | 0 | 0 | 0 | 0 | 0 | 0 | 0 | 0 | 0 | 0 | 0 | 0 | 0 | 0 | 0 | 0 | 0 | 0 | 0 | 0 | 0 | 0
Commercial_College (ID)_New_Food Preparation_Natural Gas_Range_E8_Baseline Forecast | Commercial | College (ID) | New | Food Preparation | Natural Gas | Range | E8 |  | Baseline Forecast | 0 | 0 | 0 | 0 | 0 | 0 | 0 | 0 | 0 | 0 | 0 | 0 | 0 | 0 | 0 | 0 | 0 | 0 | 0 | 0 | 0 | 0 | 0 | 0 | 0 | 0 | 0
Commercial_College (ID)_New_Food Preparation_Natural Gas_Range_E9_Baseline Forecast | Commercial | College (ID) | New | Food Preparation | Natural Gas | Range | E9 |  | Baseline Forecast | 0 | 0 | 0 | 0 | 0 | 0 | 0 | 0 | 0 | 0 | 0 | 0 | 0 | 0 | 0 | 0 | 0 | 0 | 0 | 0 | 0 | 0 | 0 | 0 | 0 | 0 | 0
Commercial_College (ID)_New_Food Preparation_Natural Gas_Range_E10_Baseline Forecast | Commercial | College (ID) | New | Food Preparation | Natural Gas | Range | E10 |  | Baseline Forecast | 0 | 0 | 0 | 0 | 0 | 0 | 0 | 0 | 0 | 0 | 0 | 0 | 0 | 0 | 0 | 0 | 0 | 0 | 0 | 0 | 0 | 0 | 0 | 0 | 0 | 0 | 0
Commercial_College (ID)_New_Food Preparation_Natural Gas_Range_Vintage_Baseline Forecast | Commercial | College (ID) | New | Food Preparation | Natural Gas | Range | Vintage | Vintage | Baseline Forecast | 0 | 0 | 0 | 0 | 0 | 0 | 0 | 0 | 0 | 0 | 0 | 0 | 0 | 0 | 0 | 0 | 0 | 0 | 0 | 0 | 0 | 0 | 0 | 0 | 0 | 0 | 0
Commercial_College (ID)_New_Food Preparation_Natural Gas_Steamer_E1_Baseline Forecast | Commercial | College (ID) | New | Food Preparation | Natural Gas | Steamer | E1 | Standard | Baseline Forecast | 0 | 5195.4659 | 10050.6478 | 15848.305 | 21770.9531 | 27130.2631 | 31819.1926 | 36353.657 | 40753.6637 | 44987.1081 | 49153.1273 | 53315.4158 | 57410.5499 | 61445.9256 | 65451.8369 | 69416.8864 | 73327.5733 | 77172.4603 | 80971.3443 | 84704.4157 | 88347.6788 | 91931.2925 | 95479.1465 | 99021.3639 | 102502.6246 | 106146.7875 | 109390.1126
Commercial_College (ID)_New_Food Preparation_Natural Gas_Steamer_E2_Baseline Forecast | Commercial | College (ID) | New | Food Preparation | Natural Gas | Steamer | E2 | ENERGY STAR | Baseline Forecast | 0 | 5195.4659 | 10050.6478 | 15848.305 | 21770.9531 | 27130.2631 | 31819.1926 | 36353.657 | 40753.6637 | 44987.1081 | 49153.1273 | 53315.4158 | 57410.5499 | 61445.9256 | 65451.8369 | 69416.8864 | 73327.5733 | 77172.4603 | 80971.3443 | 84704.4157 | 88347.6788 | 91931.2925 | 95479.1465 | 99021.3639 | 102502.6246 | 106146.7875 | 109390.1126
Commercial_College (ID)_New_Food Preparation_Natural Gas_Steamer_E3_Baseline Forecast | Commercial | College (ID) | New | Food Preparation | Natural Gas | Steamer | E3 |  | Baseline Forecast | 0 | 0 | 0 | 0 | 0 | 0 | 0 | 0 | 0 | 0 | 0 | 0 | 0 | 0 | 0 | 0 | 0 | 0 | 0 | 0 | 0 | 0 | 0 | 0 | 0 | 0 | 0
Commercial_College (ID)_New_Food Preparation_Natural Gas_Steamer_E4_Baseline Forecast | Commercial | College (ID) | New | Food Preparation | Natural Gas | Steamer | E4 |  | Baseline Forecast | 0 | 0 | 0 | 0 | 0 | 0 | 0 | 0 | 0 | 0 | 0 | 0 | 0 | 0 | 0 | 0 | 0 | 0 | 0 | 0 | 0 | 0 | 0 | 0 | 0 | 0 | 0
Commercial_College (ID)_New_Food Preparation_Natural Gas_Steamer_E5_Baseline Forecast | Commercial | College (ID) | New | Food Preparation | Natural Gas | Steamer | E5 |  | Baseline Forecast | 0 | 0 | 0 | 0 | 0 | 0 | 0 | 0 | 0 | 0 | 0 | 0 | 0 | 0 | 0 | 0 | 0 | 0 | 0 | 0 | 0 | 0 | 0 | 0 | 0 | 0 | 0
Commercial_College (ID)_New_Food Preparation_Natural Gas_Steamer_E6_Baseline Forecast | Commercial | College (ID) | New | Food Preparation | Natural Gas | Steamer | E6 |  | Baseline Forecast | 0 | 0 | 0 | 0 | 0 | 0 | 0 | 0 | 0 | 0 | 0 | 0 | 0 | 0 | 0 | 0 | 0 | 0 | 0 | 0 | 0 | 0 | 0 | 0 | 0 | 0 | 0
Commercial_College (ID)_New_Food Preparation_Natural Gas_Steamer_E7_Baseline Forecast | Commercial | College (ID) | New | Food Preparation | Natural Gas | Steamer | E7 |  | Baseline Forecast | 0 | 0 | 0 | 0 | 0 | 0 | 0 | 0 | 0 | 0 | 0 | 0 | 0 | 0 | 0 | 0 | 0 | 0 | 0 | 0 | 0 | 0 | 0 | 0 | 0 | 0 | 0
Commercial_College (ID)_New_Food Preparation_Natural Gas_Steamer_E8_Baseline Forecast | Commercial | College (ID) | New | Food Preparation | Natural Gas | Steamer | E8 |  | Baseline Forecast | 0 | 0 | 0 | 0 | 0 | 0 | 0 | 0 | 0 | 0 | 0 | 0 | 0 | 0 | 0 | 0 | 0 | 0 | 0 | 0 | 0 | 0 | 0 | 0 | 0 | 0 | 0
Commercial_College (ID)_New_Food Preparation_Natural Gas_Steamer_E9_Baseline Forecast | Commercial | College (ID) | New | Food Preparation | Natural Gas | Steamer | E9 |  | Baseline Forecast | 0 | 0 | 0 | 0 | 0 | 0 | 0 | 0 | 0 | 0 | 0 | 0 | 0 | 0 | 0 | 0 | 0 | 0 | 0 | 0 | 0 | 0 | 0 | 0 | 0 | 0 | 0
Commercial_College (ID)_New_Food Preparation_Natural Gas_Steamer_E10_Baseline Forecast | Commercial | College (ID) | New | Food Preparation | Natural Gas | Steamer | E10 |  | Baseline Forecast | 0 | 0 | 0 | 0 | 0 | 0 | 0 | 0 | 0 | 0 | 0 | 0 | 0 | 0 | 0 | 0 | 0 | 0 | 0 | 0 | 0 | 0 | 0 | 0 | 0 | 0 | 0
Commercial_College (ID)_New_Food Preparation_Natural Gas_Steamer_Vintage_Baseline Forecast | Commercial | College (ID) | New | Food Preparation | Natural Gas | Steamer | Vintage | Vintage | Baseline Forecast | 0 | 0 | 0 | 0 | 0 | 0 | 0 | 0 | 0 | 0 | 0 | 0 | 0 | 0 | 0 | 0 | 0 | 0 | 0 | 0 | 0 | 0 | 0 | 0 | 0 | 0 | 0
Commercial_College (ID)_New_Food Preparation_Natural Gas_Food Prep Other_E1_Baseline Forecast | Commercial | College (ID) | New | Food Preparation | Natural Gas | Food Prep Other | E1 | Standard | Baseline Forecast | 0 | 961.1612 | 1859.3698 | 2931.9364 | 4027.6263 | 5019.0987 | 5886.5506 | 6725.4265 | 7539.4278 | 8322.615 | 9093.3286 | 9863.3519 | 10620.9517 | 11367.4962 | 12108.5898 | 12842.124 | 13565.6011 | 14276.9052 | 14979.6987 | 15670.3169 | 16344.3206 | 17007.2891 | 17663.6421 | 18318.9523 | 18962.9856 | 19637.1557 | 20237.1708
Commercial_College (ID)_New_Food Preparation_Natural Gas_Food Prep Other_E2_Baseline Forecast | Commercial | College (ID) | New | Food Preparation | Natural Gas | Food Prep Other | E2 | ENERGY STAR | Baseline Forecast | 0 | 337.7053 | 653.2921 | 1030.1398 | 1415.112 | 1763.4671 | 2068.2475 | 2362.9877 | 2648.9881 | 2924.162 | 3194.9533 | 3465.502 | 3731.6857 | 3993.9852 | 4254.3694 | 4512.0976 | 4766.2923 | 5016.2099 | 5263.1374 | 5505.787 | 5742.5991 | 5975.534 | 6206.1445 | 6436.3887 | 6662.6706 | 6899.5412 | 7110.3573
Commercial_College (ID)_New_Food Preparation_Natural Gas_Food Prep Other_E3_Baseline Forecast | Commercial | College (ID) | New | Food Preparation | Natural Gas | Food Prep Other | E3 |  | Baseline Forecast | 0 | 0 | 0 | 0 | 0 | 0 | 0 | 0 | 0 | 0 | 0 | 0 | 0 | 0 | 0 | 0 | 0 | 0 | 0 | 0 | 0 | 0 | 0 | 0 | 0 | 0 | 0
Commercial_College (ID)_New_Food Preparation_Natural Gas_Food Prep Other_E4_Baseline Forecast | Commercial | College (ID) | New | Food Preparation | Natural Gas | Food Prep Other | E4 |  | Baseline Forecast | 0 | 0 | 0 | 0 | 0 | 0 | 0 | 0 | 0 | 0 | 0 | 0 | 0 | 0 | 0 | 0 | 0 | 0 | 0 | 0 | 0 | 0 | 0 | 0 | 0 | 0 | 0
Commercial_College (ID)_New_Food Preparation_Natural Gas_Food Prep Other_E5_Baseline Forecast | Commercial | College (ID) | New | Food Preparation | Natural Gas | Food Prep Other | E5 |  | Baseline Forecast | 0 | 0 | 0 | 0 | 0 | 0 | 0 | 0 | 0 | 0 | 0 | 0 | 0 | 0 | 0 | 0 | 0 | 0 | 0 | 0 | 0 | 0 | 0 | 0 | 0 | 0 | 0
Commercial_College (ID)_New_Food Preparation_Natural Gas_Food Prep Other_E6_Baseline Forecast | Commercial | College (ID) | New | Food Preparation | Natural Gas | Food Prep Other | E6 |  | Baseline Forecast | 0 | 0 | 0 | 0 | 0 | 0 | 0 | 0 | 0 | 0 | 0 | 0 | 0 | 0 | 0 | 0 | 0 | 0 | 0 | 0 | 0 | 0 | 0 | 0 | 0 | 0 | 0
Commercial_College (ID)_New_Food Preparation_Natural Gas_Food Prep Other_E7_Baseline Forecast | Commercial | College (ID) | New | Food Preparation | Natural Gas | Food Prep Other | E7 |  | Baseline Forecast | 0 | 0 | 0 | 0 | 0 | 0 | 0 | 0 | 0 | 0 | 0 | 0 | 0 | 0 | 0 | 0 | 0 | 0 | 0 | 0 | 0 | 0 | 0 | 0 | 0 | 0 | 0
Commercial_College (ID)_New_Food Preparation_Natural Gas_Food Prep Other_E8_Baseline Forecast | Commercial | College (ID) | New | Food Preparation | Natural Gas | Food Prep Other | E8 |  | Baseline Forecast | 0 | 0 | 0 | 0 | 0 | 0 | 0 | 0 | 0 | 0 | 0 | 0 | 0 | 0 | 0 | 0 | 0 | 0 | 0 | 0 | 0 | 0 | 0 | 0 | 0 | 0 | 0
Commercial_College (ID)_New_Food Preparation_Natural Gas_Food Prep Other_E9_Baseline Forecast | Commercial | College (ID) | New | Food Preparation | Natural Gas | Food Prep Other | E9 |  | Baseline Forecast | 0 | 0 | 0 | 0 | 0 | 0 | 0 | 0 | 0 | 0 | 0 | 0 | 0 | 0 | 0 | 0 | 0 | 0 | 0 | 0 | 0 | 0 | 0 | 0 | 0 | 0 | 0
Commercial_College (ID)_New_Food Preparation_Natural Gas_Food Prep Other_E10_Baseline Forecast | Commercial | College (ID) | New | Food Preparation | Natural Gas | Food Prep Other | E10 |  | Baseline Forecast | 0 | 0 | 0 | 0 | 0 | 0 | 0 | 0 | 0 | 0 | 0 | 0 | 0 | 0 | 0 | 0 | 0 | 0 | 0 | 0 | 0 | 0 | 0 | 0 | 0 | 0 | 0
Commercial_College (ID)_New_Food Preparation_Natural Gas_Food Prep Other_Vintage_Baseline Forecast | Commercial | College (ID) | New | Food Preparation | Natural Gas | Food Prep Other | Vintage | Vintage | Baseline Forecast | 0 | 0 | 0 | 0 | 0 | 0 | 0 | 0 | 0 | 0 | 0 | 0 | 0 | 0 | 0 | 0 | 0 | 0 | 0 | 0 | 0 | 0 | 0 | 0 | 0 | 0 | 0
Commercial_College (ID)_New_Miscellaneous_Natural Gas_Pool Heater_E1_Baseline Forecast | Commercial | College (ID) | New | Miscellaneous | Natural Gas | Pool Heater | E1 | Standard (EF .82) | Baseline Forecast | 0 | 1082.885 | 2094.8449 | 3303.2439 | 4537.6946 | 5654.7294 | 6632.0376 | 7577.1508 | 8494.2391 | 9376.611 | 10244.9296 | 11112.4706 | 11966.0147 | 12807.1034 | 13642.0508 | 14468.4815 | 15283.5815 | 16084.9668 | 16876.7638 | 17654.8436 | 18414.2047 | 19161.1332 | 19900.6083 | 20638.9086 | 21364.5037 | 22124.0524 | 22800.0549
Commercial_College (ID)_New_Miscellaneous_Natural Gas_Pool Heater_E2_Baseline Forecast | Commercial | College (ID) | New | Miscellaneous | Natural Gas | Pool Heater | E2 | Condensing (EF .90) | Baseline Forecast | 0 | 120.3206 | 232.7605 | 367.0271 | 504.1883 | 628.3033 | 736.8931 | 841.9056 | 943.8043 | 1041.8457 | 1138.3255 | 1234.719 | 1329.5572 | 1423.0115 | 1515.7834 | 1607.6091 | 1698.1757 | 1787.2185 | 1875.196 | 1961.6493 | 2046.0227 | 2129.0148 | 2211.1787 | 2293.2121 | 2373.8337 | 2458.228 | 2533.3394
Commercial_College (ID)_New_Miscellaneous_Natural Gas_Pool Heater_E3_Baseline Forecast | Commercial | College (ID) | New | Miscellaneous | Natural Gas | Pool Heater | E3 |  | Baseline Forecast | 0 | 0 | 0 | 0 | 0 | 0 | 0 | 0 | 0 | 0 | 0 | 0 | 0 | 0 | 0 | 0 | 0 | 0 | 0 | 0 | 0 | 0 | 0 | 0 | 0 | 0 | 0
Commercial_College (ID)_New_Miscellaneous_Natural Gas_Pool Heater_E4_Baseline Forecast | Commercial | College (ID) | New | Miscellaneous | Natural Gas | Pool Heater | E4 |  | Baseline Forecast | 0 | 0 | 0 | 0 | 0 | 0 | 0 | 0 | 0 | 0 | 0 | 0 | 0 | 0 | 0 | 0 | 0 | 0 | 0 | 0 | 0 | 0 | 0 | 0 | 0 | 0 | 0
Commercial_College (ID)_New_Miscellaneous_Natural Gas_Pool Heater_E5_Baseline Forecast | Commercial | College (ID) | New | Miscellaneous | Natural Gas | Pool Heater | E5 |  | Baseline Forecast | 0 | 0 | 0 | 0 | 0 | 0 | 0 | 0 | 0 | 0 | 0 | 0 | 0 | 0 | 0 | 0 | 0 | 0 | 0 | 0 | 0 | 0 | 0 | 0 | 0 | 0 | 0
Commercial_College (ID)_New_Miscellaneous_Natural Gas_Pool Heater_E6_Baseline Forecast | Commercial | College (ID) | New | Miscellaneous | Natural Gas | Pool Heater | E6 |  | Baseline Forecast | 0 | 0 | 0 | 0 | 0 | 0 | 0 | 0 | 0 | 0 | 0 | 0 | 0 | 0 | 0 | 0 | 0 | 0 | 0 | 0 | 0 | 0 | 0 | 0 | 0 | 0 | 0
Commercial_College (ID)_New_Miscellaneous_Natural Gas_Pool Heater_E7_Baseline Forecast | Commercial | College (ID) | New | Miscellaneous | Natural Gas | Pool Heater | E7 |  | Baseline Forecast | 0 | 0 | 0 | 0 | 0 | 0 | 0 | 0 | 0 | 0 | 0 | 0 | 0 | 0 | 0 | 0 | 0 | 0 | 0 | 0 | 0 | 0 | 0 | 0 | 0 | 0 | 0
Commercial_College (ID)_New_Miscellaneous_Natural Gas_Pool Heater_E8_Baseline Forecast | Commercial | College (ID) | New | Miscellaneous | Natural Gas | Pool Heater | E8 |  | Baseline Forecast | 0 | 0 | 0 | 0 | 0 | 0 | 0 | 0 | 0 | 0 | 0 | 0 | 0 | 0 | 0 | 0 | 0 | 0 | 0 | 0 | 0 | 0 | 0 | 0 | 0 | 0 | 0
Commercial_College (ID)_New_Miscellaneous_Natural Gas_Pool Heater_E9_Baseline Forecast | Commercial | College (ID) | New | Miscellaneous | Natural Gas | Pool Heater | E9 |  | Baseline Forecast | 0 | 0 | 0 | 0 | 0 | 0 | 0 | 0 | 0 | 0 | 0 | 0 | 0 | 0 | 0 | 0 | 0 | 0 | 0 | 0 | 0 | 0 | 0 | 0 | 0 | 0 | 0
Commercial_College (ID)_New_Miscellaneous_Natural Gas_Pool Heater_E10_Baseline Forecast | Commercial | College (ID) | New | Miscellaneous | Natural Gas | Pool Heater | E10 |  | Baseline Forecast | 0 | 0 | 0 | 0 | 0 | 0 | 0 | 0 | 0 | 0 | 0 | 0 | 0 | 0 | 0 | 0 | 0 | 0 | 0 | 0 | 0 | 0 | 0 | 0 | 0 | 0 | 0
Commercial_College (ID)_New_Miscellaneous_Natural Gas_Pool Heater_Vintage_Baseline Forecast | Commercial | College (ID) | New | Miscellaneous | Natural Gas | Pool Heater | Vintage | Vintage | Baseline Forecast | 0 | 0 | 0 | 0 | 0 | 0 | 0 | 0 | 0 | 0 | 0 | 0 | 0 | 0 | 0 | 0 | 0 | 0 | 0 | 0 | 0 | 0 | 0 | 0 | 0 | 0 | 0
Commercial_College (ID)_New_Miscellaneous_Natural Gas_Miscellaneous_E1_Baseline Forecast | Commercial | College (ID) | New | Miscellaneous | Natural Gas | Miscellaneous | E1 | Standard | Baseline Forecast | 0 | 99038.5696 | 191590.4735 | 302108.3143 | 415008.7934 | 517170.6403 | 606553.3584 | 692991.5871 | 776866.7137 | 857566.7489 | 936981.4899 | 1016325.1141 | 1094388.6084 | 1171312.9566 | 1247675.6402 | 1323259.3972 | 1397806.8655 | 1471100.0249 | 1543516.2515 | 1614677.9234 | 1684127.6279 | 1752440.2628 | 1820071.2302 | 1887594.7486 | 1953956.2815 | 2023423.1371 | 2085249.0213
Commercial_College (ID)_New_Miscellaneous_Natural Gas_Miscellaneous_E2_Baseline Forecast | Commercial | College (ID) | New | Miscellaneous | Natural Gas | Miscellaneous | E2 |  | Baseline Forecast | 0 | 0 | 0 | 0 | 0 | 0 | 0 | 0 | 0 | 0 | 0 | 0 | 0 | 0 | 0 | 0 | 0 | 0 | 0 | 0 | 0 | 0 | 0 | 0 | 0 | 0 | 0
Commercial_College (ID)_New_Miscellaneous_Natural Gas_Miscellaneous_E3_Baseline Forecast | Commercial | College (ID) | New | Miscellaneous | Natural Gas | Miscellaneous | E3 |  | Baseline Forecast | 0 | 0 | 0 | 0 | 0 | 0 | 0 | 0 | 0 | 0 | 0 | 0 | 0 | 0 | 0 | 0 | 0 | 0 | 0 | 0 | 0 | 0 | 0 | 0 | 0 | 0 | 0
Commercial_College (ID)_New_Miscellaneous_Natural Gas_Miscellaneous_E4_Baseline Forecast | Commercial | College (ID) | New | Miscellaneous | Natural Gas | Miscellaneous | E4 |  | Baseline Forecast | 0 | 0 | 0 | 0 | 0 | 0 | 0 | 0 | 0 | 0 | 0 | 0 | 0 | 0 | 0 | 0 | 0 | 0 | 0 | 0 | 0 | 0 | 0 | 0 | 0 | 0 | 0
Commercial_College (ID)_New_Miscellaneous_Natural Gas_Miscellaneous_E5_Baseline Forecast | Commercial | College (ID) | New | Miscellaneous | Natural Gas | Miscellaneous | E5 |  | Baseline Forecast | 0 | 0 | 0 | 0 | 0 | 0 | 0 | 0 | 0 | 0 | 0 | 0 | 0 | 0 | 0 | 0 | 0 | 0 | 0 | 0 | 0 | 0 | 0 | 0 | 0 | 0 | 0
Commercial_College (ID)_New_Miscellaneous_Natural Gas_Miscellaneous_E6_Baseline Forecast | Commercial | College (ID) | New | Miscellaneous | Natural Gas | Miscellaneous | E6 |  | Baseline Forecast | 0 | 0 | 0 | 0 | 0 | 0 | 0 | 0 | 0 | 0 | 0 | 0 | 0 | 0 | 0 | 0 | 0 | 0 | 0 | 0 | 0 | 0 | 0 | 0 | 0 | 0 | 0
Commercial_College (ID)_New_Miscellaneous_Natural Gas_Miscellaneous_E7_Baseline Forecast | Commercial | College (ID) | New | Miscellaneous | Natural Gas | Miscellaneous | E7 |  | Baseline Forecast | 0 | 0 | 0 | 0 | 0 | 0 | 0 | 0 | 0 | 0 | 0 | 0 | 0 | 0 | 0 | 0 | 0 | 0 | 0 | 0 | 0 | 0 | 0 | 0 | 0 | 0 | 0
Commercial_College (ID)_New_Miscellaneous_Natural Gas_Miscellaneous_E8_Baseline Forecast | Commercial | College (ID) | New | Miscellaneous | Natural Gas | Miscellaneous | E8 |  | Baseline Forecast | 0 | 0 | 0 | 0 | 0 | 0 | 0 | 0 | 0 | 0 | 0 | 0 | 0 | 0 | 0 | 0 | 0 | 0 | 0 | 0 | 0 | 0 | 0 | 0 | 0 | 0 | 0
Commercial_College (ID)_New_Miscellaneous_Natural Gas_Miscellaneous_E9_Baseline Forecast | Commercial | College (ID) | New | Miscellaneous | Natural Gas | Miscellaneous | E9 |  | Baseline Forecast | 0 | 0 | 0 | 0 | 0 | 0 | 0 | 0 | 0 | 0 | 0 | 0 | 0 | 0 | 0 | 0 | 0 | 0 | 0 | 0 | 0 | 0 | 0 | 0 | 0 | 0 | 0
Commercial_College (ID)_New_Miscellaneous_Natural Gas_Miscellaneous_E10_Baseline Forecast | Commercial | College (ID) | New | Miscellaneous | Natural Gas | Miscellaneous | E10 |  | Baseline Forecast | 0 | 0 | 0 | 0 | 0 | 0 | 0 | 0 | 0 | 0 | 0 | 0 | 0 | 0 | 0 | 0 | 0 | 0 | 0 | 0 | 0 | 0 | 0 | 0 | 0 | 0 | 0
Commercial_College (ID)_New_Miscellaneous_Natural Gas_Miscellaneous_Vintage_Baseline Forecast | Commercial | College (ID) | New | Miscellaneous | Natural Gas | Miscellaneous | Vintage | Vintage | Baseline Forecast | 0 | 0 | 0 | 0 | 0 | 0 | 0 | 0 | 0 | 0 | 0 | 0 | 0 | 0 | 0 | 0 | 0 | 0 | 0 | 0 | 0 | 0 | 0 | 0 | 0 | 0 | 0
Commercial_Health (ID)_Existing_Space Heating_Natural Gas_Furnace_E1_Baseline Forecast | Commercial | Health (ID) | Existing | Space Heating | Natural Gas | Furnace | E1 | AFUE 80% (Standard) | Baseline Forecast | 0 | 16583.1515 | 33095.1917 | 49472.9621 | 65662.1898 | 81616.4751 | 97296.3888 | 112668.6697 | 127705.5084 | 142383.911 | 156685.132 | 165292.1771 | 172084.938 | 177299.1269 | 181089.3623 | 183649.5949 | 185100.4659 | 185613.936 | 185260.2677 | 184182.9555 | 182481.5813 | 180202.4179 | 177847.7509 | 174327.4889 | 170853.6798 | 167432.8358 | 164068.0182
Commercial_Health (ID)_Existing_Space Heating_Natural Gas_Furnace_E2_Baseline Forecast | Commercial | Health (ID) | Existing | Space Heating | Natural Gas | Furnace | E2 | AFUE 90% | Baseline Forecast | 0 | 0 | 0 | 0 | 0 | 0 | 0 | 0 | 0 | 0 | 0 | 5301.9924 | 10333.3341 | 15094.5936 | 19641.6934 | 23968.269 | 28120.7953 | 32076.1727 | 35896.7222 | 39557.0168 | 43062.5992 | 46460.7796 | 49332.5648 | 52842.1637 | 55843.4649 | 58388.5999 | 60526.6489
Commercial_Health (ID)_Existing_Space Heating_Natural Gas_Furnace_E3_Baseline Forecast | Commercial | Health (ID) | Existing | Space Heating | Natural Gas | Furnace | E3 | AFUE 96% | Baseline Forecast | 0 | 0 | 0 | 0 | 0 | 0 | 0 | 0 | 0 | 0 | 0 | 0 | 0 | 0 | 0 | 0 | 0 | 0 | 0 | 0 | 0 | 0 | 0 | 0 | 0 | 0 | 0
Commercial_Health (ID)_Existing_Space Heating_Natural Gas_Furnace_E4_Baseline Forecast | Commercial | Health (ID) | Existing | Space Heating | Natural Gas | Furnace | E4 |  | Baseline Forecast | 0 | 0 | 0 | 0 | 0 | 0 | 0 | 0 | 0 | 0 | 0 | 0 | 0 | 0 | 0 | 0 | 0 | 0 | 0 | 0 | 0 | 0 | 0 | 0 | 0 | 0 | 0
Commercial_Health (ID)_Existing_Space Heating_Natural Gas_Furnace_E5_Baseline Forecast | Commercial | Health (ID) | Existing | Space Heating | Natural Gas | Furnace | E5 |  | Baseline Forecast | 0 | 0 | 0 | 0 | 0 | 0 | 0 | 0 | 0 | 0 | 0 | 0 | 0 | 0 | 0 | 0 | 0 | 0 | 0 | 0 | 0 | 0 | 0 | 0 | 0 | 0 | 0
Commercial_Health (ID)_Existing_Space Heating_Natural Gas_Furnace_E6_Baseline Forecast | Commercial | Health (ID) | Existing | Space Heating | Natural Gas | Furnace | E6 |  | Baseline Forecast | 0 | 0 | 0 | 0 | 0 | 0 | 0 | 0 | 0 | 0 | 0 | 0 | 0 | 0 | 0 | 0 | 0 | 0 | 0 | 0 | 0 | 0 | 0 | 0 | 0 | 0 | 0
Commercial_Health (ID)_Existing_Space Heating_Natural Gas_Furnace_E7_Baseline Forecast | Commercial | Health (ID) | Existing | Space Heating | Natural Gas | Furnace | E7 |  | Baseline Forecast | 0 | 0 | 0 | 0 | 0 | 0 | 0 | 0 | 0 | 0 | 0 | 0 | 0 | 0 | 0 | 0 | 0 | 0 | 0 | 0 | 0 | 0 | 0 | 0 | 0 | 0 | 0
Commercial_Health (ID)_Existing_Space Heating_Natural Gas_Furnace_E8_Baseline Forecast | Commercial | Health (ID) | Existing | Space Heating | Natural Gas | Furnace | E8 |  | Baseline Forecast | 0 | 0 | 0 | 0 | 0 | 0 | 0 | 0 | 0 | 0 | 0 | 0 | 0 | 0 | 0 | 0 | 0 | 0 | 0 | 0 | 0 | 0 | 0 | 0 | 0 | 0 | 0
Commercial_Health (ID)_Existing_Space Heating_Natural Gas_Furnace_E9_Baseline Forecast | Commercial | Health (ID) | Existing | Space Heating | Natural Gas | Furnace | E9 |  | Baseline Forecast | 0 | 0 | 0 | 0 | 0 | 0 | 0 | 0 | 0 | 0 | 0 | 0 | 0 | 0 | 0 | 0 | 0 | 0 | 0 | 0 | 0 | 0 | 0 | 0 | 0 | 0 | 0
Commercial_Health (ID)_Existing_Space Heating_Natural Gas_Furnace_E10_Baseline Forecast | Commercial | Health (ID) | Existing | Space Heating | Natural Gas | Furnace | E10 |  | Baseline Forecast | 0 | 0 | 0 | 0 | 0 | 0 | 0 | 0 | 0 | 0 | 0 | 0 | 0 | 0 | 0 | 0 | 0 | 0 | 0 | 0 | 0 | 0 | 0 | 0 | 0 | 0 | 0
Commercial_Health (ID)_Existing_Space Heating_Natural Gas_Furnace_Vintage_Baseline Forecast | Commercial | Health (ID) | Existing | Space Heating | Natural Gas | Furnace | Vintage | Vintage | Baseline Forecast | 418325.9416 | 393849.8478 | 369593.7887 | 345618.113 | 321974.3367 | 298706.1547 | 275850.3423 | 253437.5571 | 231493.0537 | 210037.3197 | 189086.6416 | 168653.6083 | 150428.6043 | 134173.0261 | 119674.0542 | 106741.8665 | 95207.1537 | 84918.9021 | 75742.4169 | 67557.5588 | 60257.1708 | 53745.6755 | 47937.8238 | 42757.5787 | 38137.1199 | 34015.956 | 30340.1323
Commercial_Health (ID)_Existing_Space Heating_Natural Gas_Boiler_E1_Baseline Forecast | Commercial | Health (ID) | Existing | Space Heating | Natural Gas | Boiler | E1 | AFUE 80% (Standard) | Baseline Forecast | 0 | 16917.0704 | 35006.4386 | 54022.1796 | 73168.8055 | 93544.3878 | 114277.2298 | 134543.2163 | 154893.4641 | 174477.3641 | 194809.078 | 214945.5553 | 234818.4021 | 253555.5059 | 271936.6415 | 290854.2257 | 308455.8759 | 325599.0737 | 342261.4289 | 357520.3112 | 373188.8072 | 388334.523 | 402072.7342 | 415303.7843 | 428025.7646 | 440238.7647 | 451944.6093
Commercial_Health (ID)_Existing_Space Heating_Natural Gas_Boiler_E2_Baseline Forecast | Commercial | Health (ID) | Existing | Space Heating | Natural Gas | Boiler | E2 | AFUE 85% | Baseline Forecast | 0 | 0 | 0 | 0 | 0 | 0 | 0 | 0 | 0 | 0 | 0 | 0 | 0 | 0 | 0 | 0 | 0 | 0 | 0 | 0 | 0 | 0 | 0 | 0 | 0 | 0 | 0
Commercial_Health (ID)_Existing_Space Heating_Natural Gas_Boiler_E3_Baseline Forecast | Commercial | Health (ID) | Existing | Space Heating | Natural Gas | Boiler | E3 | AFUE 97% | Baseline Forecast | 0 | 18131.2142 | 37518.8625 | 57899.3695 | 79620.89 | 101193.2879 | 123145.3159 | 146001.7859 | 168951.0341 | 192617.5278 | 215291.4904 | 237747.4298 | 259909.1915 | 282525.5922 | 304712.3725 | 325489.2672 | 346635.5108 | 367233.4508 | 387256.7488 | 407589.3842 | 426388.4829 | 444564.4339 | 462986.779 | 480745.9606 | 497839.8831 | 514268.9878 | 530035.9184
Commercial_Health (ID)_Existing_Space Heating_Natural Gas_Boiler_E4_Baseline Forecast | Commercial | Health (ID) | Existing | Space Heating | Natural Gas | Boiler | E4 | Convert to NG Air Source Heat Pump | Baseline Forecast | 0 | 0 | 0 | 0 | 0 | 0 | 0 | 0 | 0 | 0 | 0 | 0 | 0 | 0 | 0 | 0 | 0 | 0 | 0 | 0 | 0 | 0 | 0 | 0 | 0 | 0 | 0
Commercial_Health (ID)_Existing_Space Heating_Natural Gas_Boiler_E5_Baseline Forecast | Commercial | Health (ID) | Existing | Space Heating | Natural Gas | Boiler | E5 |  | Baseline Forecast | 0 | 0 | 0 | 0 | 0 | 0 | 0 | 0 | 0 | 0 | 0 | 0 | 0 | 0 | 0 | 0 | 0 | 0 | 0 | 0 | 0 | 0 | 0 | 0 | 0 | 0 | 0
Commercial_Health (ID)_Existing_Space Heating_Natural Gas_Boiler_E6_Baseline Forecast | Commercial | Health (ID) | Existing | Space Heating | Natural Gas | Boiler | E6 |  | Baseline Forecast | 0 | 0 | 0 | 0 | 0 | 0 | 0 | 0 | 0 | 0 | 0 | 0 | 0 | 0 | 0 | 0 | 0 | 0 | 0 | 0 | 0 | 0 | 0 | 0 | 0 | 0 | 0
Commercial_Health (ID)_Existing_Space Heating_Natural Gas_Boiler_E7_Baseline Forecast | Commercial | Health (ID) | Existing | Space Heating | Natural Gas | Boiler | E7 |  | Baseline Forecast | 0 | 0 | 0 | 0 | 0 | 0 | 0 | 0 | 0 | 0 | 0 | 0 | 0 | 0 | 0 | 0 | 0 | 0 | 0 | 0 | 0 | 0 | 0 | 0 | 0 | 0 | 0
Commercial_Health (ID)_Existing_Space Heating_Natural Gas_Boiler_E8_Baseline Forecast | Commercial | Health (ID) | Existing | Space Heating | Natural Gas | Boiler | E8 |  | Baseline Forecast | 0 | 0 | 0 | 0 | 0 | 0 | 0 | 0 | 0 | 0 | 0 | 0 | 0 | 0 | 0 | 0 | 0 | 0 | 0 | 0 | 0 | 0 | 0 | 0 | 0 | 0 | 0
Commercial_Health (ID)_Existing_Space Heating_Natural Gas_Boiler_E9_Baseline Forecast | Commercial | Health (ID) | Existing | Space Heating | Natural Gas | Boiler | E9 |  | Baseline Forecast | 0 | 0 | 0 | 0 | 0 | 0 | 0 | 0 | 0 | 0 | 0 | 0 | 0 | 0 | 0 | 0 | 0 | 0 | 0 | 0 | 0 | 0 | 0 | 0 | 0 | 0 | 0
Commercial_Health (ID)_Existing_Space Heating_Natural Gas_Boiler_E10_Baseline Forecast | Commercial | Health (ID) | Existing | Space Heating | Natural Gas | Boiler | E10 |  | Baseline Forecast | 0 | 0 | 0 | 0 | 0 | 0 | 0 | 0 | 0 | 0 | 0 | 0 | 0 | 0 | 0 | 0 | 0 | 0 | 0 | 0 | 0 | 0 | 0 | 0 | 0 | 0 | 0
Commercial_Health (ID)_Existing_Space Heating_Natural Gas_Boiler_Vintage_Baseline Forecast | Commercial | Health (ID) | Existing | Space Heating | Natural Gas | Boiler | Vintage | Vintage | Baseline Forecast | 2357671.1456 | 2278138.4997 | 2197016.4495 | 2114798.659 | 2031916.9239 | 1948748.0641 | 1865620.0669 | 1782817.5611 | 1700586.696 | 1619139.4873 | 1538657.6904 | 1459296.25 | 1381186.373 | 1304438.2653 | 1229143.569 | 1155377.5319 | 1083200.9394 | 1012661.8333 | 943797.0413 | 876633.5382 | 811189.6561 | 747476.1602 | 685497.2054 | 625251.1865 | 566731.4927 | 509927.1776 | 454823.5547
Commercial_Health (ID)_Existing_Space Heating_Natural Gas_Unit Heater_E1_Baseline Forecast | Commercial | Health (ID) | Existing | Space Heating | Natural Gas | Unit Heater | E1 | Standard | Baseline Forecast | 0 | 0 | 0 | 0 | 0 | 0 | 0 | 0 | 0 | 0 | 0 | 0 | 0 | 0 | 0 | 0 | 0 | 0 | 0 | 0 | 0 | 0 | 0 | 0 | 0 | 0 | 0
Commercial_Health (ID)_Existing_Space Heating_Natural Gas_Unit Heater_E2_Baseline Forecast | Commercial | Health (ID) | Existing | Space Heating | Natural Gas | Unit Heater | E2 | Condensing | Baseline Forecast | 0 | 0 | 0 | 0 | 0 | 0 | 0 | 0 | 0 | 0 | 0 | 0 | 0 | 0 | 0 | 0 | 0 | 0 | 0 | 0 | 0 | 0 | 0 | 0 | 0 | 0 | 0
Commercial_Health (ID)_Existing_Space Heating_Natural Gas_Unit Heater_E3_Baseline Forecast | Commercial | Health (ID) | Existing | Space Heating | Natural Gas | Unit Heater | E3 | Infrared Radiant | Baseline Forecast | 0 | 0 | 0 | 0 | 0 | 0 | 0 | 0 | 0 | 0 | 0 | 0 | 0 | 0 | 0 | 0 | 0 | 0 | 0 | 0 | 0 | 0 | 0 | 0 | 0 | 0 | 0
Commercial_Health (ID)_Existing_Space Heating_Natural Gas_Unit Heater_E4_Baseline Forecast | Commercial | Health (ID) | Existing | Space Heating | Natural Gas | Unit Heater | E4 |  | Baseline Forecast | 0 | 0 | 0 | 0 | 0 | 0 | 0 | 0 | 0 | 0 | 0 | 0 | 0 | 0 | 0 | 0 | 0 | 0 | 0 | 0 | 0 | 0 | 0 | 0 | 0 | 0 | 0
Commercial_Health (ID)_Existing_Space Heating_Natural Gas_Unit Heater_E5_Baseline Forecast | Commercial | Health (ID) | Existing | Space Heating | Natural Gas | Unit Heater | E5 |  | Baseline Forecast | 0 | 0 | 0 | 0 | 0 | 0 | 0 | 0 | 0 | 0 | 0 | 0 | 0 | 0 | 0 | 0 | 0 | 0 | 0 | 0 | 0 | 0 | 0 | 0 | 0 | 0 | 0
Commercial_Health (ID)_Existing_Space Heating_Natural Gas_Unit Heater_E6_Baseline Forecast | Commercial | Health (ID) | Existing | Space Heating | Natural Gas | Unit Heater | E6 |  | Baseline Forecast | 0 | 0 | 0 | 0 | 0 | 0 | 0 | 0 | 0 | 0 | 0 | 0 | 0 | 0 | 0 | 0 | 0 | 0 | 0 | 0 | 0 | 0 | 0 | 0 | 0 | 0 | 0
Commercial_Health (ID)_Existing_Space Heating_Natural Gas_Unit Heater_E7_Baseline Forecast | Commercial | Health (ID) | Existing | Space Heating | Natural Gas | Unit Heater | E7 |  | Baseline Forecast | 0 | 0 | 0 | 0 | 0 | 0 | 0 | 0 | 0 | 0 | 0 | 0 | 0 | 0 | 0 | 0 | 0 | 0 | 0 | 0 | 0 | 0 | 0 | 0 | 0 | 0 | 0
Commercial_Health (ID)_Existing_Space Heating_Natural Gas_Unit Heater_E8_Baseline Forecast | Commercial | Health (ID) | Existing | Space Heating | Natural Gas | Unit Heater | E8 |  | Baseline Forecast | 0 | 0 | 0 | 0 | 0 | 0 | 0 | 0 | 0 | 0 | 0 | 0 | 0 | 0 | 0 | 0 | 0 | 0 | 0 | 0 | 0 | 0 | 0 | 0 | 0 | 0 | 0
Commercial_Health (ID)_Existing_Space Heating_Natural Gas_Unit Heater_E9_Baseline Forecast | Commercial | Health (ID) | Existing | Space Heating | Natural Gas | Unit Heater | E9 |  | Baseline Forecast | 0 | 0 | 0 | 0 | 0 | 0 | 0 | 0 | 0 | 0 | 0 | 0 | 0 | 0 | 0 | 0 | 0 | 0 | 0 | 0 | 0 | 0 | 0 | 0 | 0 | 0 | 0
Commercial_Health (ID)_Existing_Space Heating_Natural Gas_Unit Heater_E10_Baseline Forecast | Commercial | Health (ID) | Existing | Space Heating | Natural Gas | Unit Heater | E10 |  | Baseline Forecast | 0 | 0 | 0 | 0 | 0 | 0 | 0 | 0 | 0 | 0 | 0 | 0 | 0 | 0 | 0 | 0 | 0 | 0 | 0 | 0 | 0 | 0 | 0 | 0 | 0 | 0 | 0
Commercial_Health (ID)_Existing_Space Heating_Natural Gas_Unit Heater_Vintage_Baseline Forecast | Commercial | Health (ID) | Existing | Space Heating | Natural Gas | Unit Heater | Vintage | Vintage | Baseline Forecast | 0 | 0 | 0 | 0 | 0 | 0 | 0 | 0 | 0 | 0 | 0 | 0 | 0 | 0 | 0 | 0 | 0 | 0 | 0 | 0 | 0 | 0 | 0 | 0 | 0 | 0 | 0
Commercial_Health (ID)_Existing_Water Heating_Natural Gas_Water Heater_E1_Baseline Forecast | Commercial | Health (ID) | Existing | Water Heating | Natural Gas | Water Heater | E1 | TE 0.80 | Baseline Forecast | 0 | 35746.5589 | 73970.2378 | 114151.3855 | 155833.7564 | 198617.475 | 242152.7647 | 286134.3588 | 330296.5197 | 374408.6 | 418271.0876 | 461712.0819 | 498786.3116 | 530213.3362 | 556634.363 | 578620.725 | 596681.4429 | 611269.9694 | 622790.2046 | 631601.8613 | 638025.2497 | 642345.5459 | 644816.598 | 645664.3213 | 645089.7262 | 643271.6187 | 640369.009
Commercial_Health (ID)_Existing_Water Heating_Natural Gas_Water Heater_E2_Baseline Forecast | Commercial | Health (ID) | Existing | Water Heating | Natural Gas | Water Heater | E2 | TE 0.90 | Baseline Forecast | 0 | 0 | 0 | 0 | 0 | 0 | 0 | 0 | 0 | 0 | 0 | 0 | 0 | 0 | 0 | 0 | 0 | 0 | 0 | 0 | 0 | 0 | 0 | 0 | 0 | 0 | 0
Commercial_Health (ID)_Existing_Water Heating_Natural Gas_Water Heater_E3_Baseline Forecast | Commercial | Health (ID) | Existing | Water Heating | Natural Gas | Water Heater | E3 | TE 0.94 | Baseline Forecast | 0 | 40309.9494 | 83413.2469 | 128723.9028 | 175727.4275 | 223972.8973 | 273065.8835 | 322662.1493 | 372462.0329 | 422205.4426 | 471667.3967 | 520654.0498 | 562461.1599 | 597900.1451 | 627694.0689 | 652487.2005 | 672853.542 | 689304.4336 | 702295.3372 | 712231.8861 | 719475.2815 | 724347.1049 | 727133.6105 | 728089.5538 | 727441.6062 | 725391.3998 | 722118.2442
Commercial_Health (ID)_Existing_Water Heating_Natural Gas_Water Heater_E4_Baseline Forecast | Commercial | Health (ID) | Existing | Water Heating | Natural Gas | Water Heater | E4 | Instantaneous TE 0.94 | Baseline Forecast | 0 | 0 | 0 | 0 | 0 | 0 | 0 | 0 | 0 | 0 | 0 | 0 | 0 | 0 | 0 | 0 | 0 | 0 | 0 | 0 | 0 | 0 | 0 | 0 | 0 | 0 | 0
Commercial_Health (ID)_Existing_Water Heating_Natural Gas_Water Heater_E5_Baseline Forecast | Commercial | Health (ID) | Existing | Water Heating | Natural Gas | Water Heater | E5 | Gas-Fired Absorption HPWH | Baseline Forecast | 0 | 0 | 0 | 0 | 0 | 0 | 0 | 0 | 0 | 0 | 0 | 0 | 0 | 0 | 0 | 0 | 0 | 0 | 0 | 0 | 0 | 0 | 0 | 0 | 0 | 0 | 0
Commercial_Health (ID)_Existing_Water Heating_Natural Gas_Water Heater_E6_Baseline Forecast | Commercial | Health (ID) | Existing | Water Heating | Natural Gas | Water Heater | E6 |  | Baseline Forecast | 0 | 0 | 0 | 0 | 0 | 0 | 0 | 0 | 0 | 0 | 0 | 0 | 0 | 0 | 0 | 0 | 0 | 0 | 0 | 0 | 0 | 0 | 0 | 0 | 0 | 0 | 0
Commercial_Health (ID)_Existing_Water Heating_Natural Gas_Water Heater_E7_Baseline Forecast | Commercial | Health (ID) | Existing | Water Heating | Natural Gas | Water Heater | E7 |  | Baseline Forecast | 0 | 0 | 0 | 0 | 0 | 0 | 0 | 0 | 0 | 0 | 0 | 0 | 0 | 0 | 0 | 0 | 0 | 0 | 0 | 0 | 0 | 0 | 0 | 0 | 0 | 0 | 0
Commercial_Health (ID)_Existing_Water Heating_Natural Gas_Water Heater_E8_Baseline Forecast | Commercial | Health (ID) | Existing | Water Heating | Natural Gas | Water Heater | E8 |  | Baseline Forecast | 0 | 0 | 0 | 0 | 0 | 0 | 0 | 0 | 0 | 0 | 0 | 0 | 0 | 0 | 0 | 0 | 0 | 0 | 0 | 0 | 0 | 0 | 0 | 0 | 0 | 0 | 0
Commercial_Health (ID)_Existing_Water Heating_Natural Gas_Water Heater_E9_Baseline Forecast | Commercial | Health (ID) | Existing | Water Heating | Natural Gas | Water Heater | E9 |  | Baseline Forecast | 0 | 0 | 0 | 0 | 0 | 0 | 0 | 0 | 0 | 0 | 0 | 0 | 0 | 0 | 0 | 0 | 0 | 0 | 0 | 0 | 0 | 0 | 0 | 0 | 0 | 0 | 0
Commercial_Health (ID)_Existing_Water Heating_Natural Gas_Water Heater_E10_Baseline Forecast | Commercial | Health (ID) | Existing | Water Heating | Natural Gas | Water Heater | E10 |  | Baseline Forecast | 0 | 0 | 0 | 0 | 0 | 0 | 0 | 0 | 0 | 0 | 0 | 0 | 0 | 0 | 0 | 0 | 0 | 0 | 0 | 0 | 0 | 0 | 0 | 0 | 0 | 0 | 0
Commercial_Health (ID)_Existing_Water Heating_Natural Gas_Water Heater_Vintage_Baseline Forecast | Commercial | Health (ID) | Existing | Water Heating | Natural Gas | Water Heater | Vintage | Vintage | Baseline Forecast | 2558131.4041 | 2433808.2656 | 2305125.35 | 2173171.1155 | 2038899.4388 | 1903144.5782 | 1766634.5109 | 1630002.8178 | 1493799.2766 | 1358499.2992 | 1224512.3416 | 1092189.3956 | 974165.4987 | 868895.4705 | 775001.1058 | 691253.1304 | 616555.1077 | 549929.0841 | 490502.7851 | 437498.196 | 390221.3755 | 348053.3709 | 310442.1147 | 276895.1967 | 246973.4173 | 220285.0377 | 196480.6511
Commercial_Health (ID)_Existing_Food Preparation_Natural Gas_Oven_E1_Baseline Forecast | Commercial | Health (ID) | Existing | Food Preparation | Natural Gas | Oven | E1 | Standard | Baseline Forecast | 0 | 964.8734 | 2177.337 | 3566.6174 | 5077.663 | 6667.7503 | 8303.8193 | 9960.3831 | 11617.8874 | 13261.423 | 14473.2834 | 15347.7942 | 15958.9644 | 16364.8566 | 16611.0177 | 16733.1716 | 16759.3321 | 16711.4625 | 16606.7767 | 16458.7619 | 16277.9804 | 16072.6989 | 15849.3832 | 15613.0859 | 15367.7502 | 15116.45 | 14861.5763
Commercial_Health (ID)_Existing_Food Preparation_Natural Gas_Oven_E2_Baseline Forecast | Commercial | Health (ID) | Existing | Food Preparation | Natural Gas | Oven | E2 | ENERGY STAR (>42% Baking Efficiency) | Baseline Forecast | 0 | 1388.4764 | 3133.2411 | 5132.4494 | 7306.881 | 9595.0554 | 11949.3985 | 14333.2342 | 16718.4234 | 19083.5111 | 20827.4078 | 22085.8502 | 22965.339 | 23549.4278 | 23903.6596 | 24079.442 | 24117.0877 | 24048.2021 | 23897.5567 | 23684.5599 | 23424.4108 | 23129.0057 | 22807.6491 | 22467.6113 | 22114.5674 | 21752.9403 | 21386.1708
Commercial_Health (ID)_Existing_Food Preparation_Natural Gas_Oven_E3_Baseline Forecast | Commercial | Health (ID) | Existing | Food Preparation | Natural Gas | Oven | E3 |  | Baseline Forecast | 0 | 0 | 0 | 0 | 0 | 0 | 0 | 0 | 0 | 0 | 0 | 0 | 0 | 0 | 0 | 0 | 0 | 0 | 0 | 0 | 0 | 0 | 0 | 0 | 0 | 0 | 0
Commercial_Health (ID)_Existing_Food Preparation_Natural Gas_Oven_E4_Baseline Forecast | Commercial | Health (ID) | Existing | Food Preparation | Natural Gas | Oven | E4 |  | Baseline Forecast | 0 | 0 | 0 | 0 | 0 | 0 | 0 | 0 | 0 | 0 | 0 | 0 | 0 | 0 | 0 | 0 | 0 | 0 | 0 | 0 | 0 | 0 | 0 | 0 | 0 | 0 | 0
Commercial_Health (ID)_Existing_Food Preparation_Natural Gas_Oven_E5_Baseline Forecast | Commercial | Health (ID) | Existing | Food Preparation | Natural Gas | Oven | E5 |  | Baseline Forecast | 0 | 0 | 0 | 0 | 0 | 0 | 0 | 0 | 0 | 0 | 0 | 0 | 0 | 0 | 0 | 0 | 0 | 0 | 0 | 0 | 0 | 0 | 0 | 0 | 0 | 0 | 0
Commercial_Health (ID)_Existing_Food Preparation_Natural Gas_Oven_E6_Baseline Forecast | Commercial | Health (ID) | Existing | Food Preparation | Natural Gas | Oven | E6 |  | Baseline Forecast | 0 | 0 | 0 | 0 | 0 | 0 | 0 | 0 | 0 | 0 | 0 | 0 | 0 | 0 | 0 | 0 | 0 | 0 | 0 | 0 | 0 | 0 | 0 | 0 | 0 | 0 | 0
Commercial_Health (ID)_Existing_Food Preparation_Natural Gas_Oven_E7_Baseline Forecast | Commercial | Health (ID) | Existing | Food Preparation | Natural Gas | Oven | E7 |  | Baseline Forecast | 0 | 0 | 0 | 0 | 0 | 0 | 0 | 0 | 0 | 0 | 0 | 0 | 0 | 0 | 0 | 0 | 0 | 0 | 0 | 0 | 0 | 0 | 0 | 0 | 0 | 0 | 0
Commercial_Health (ID)_Existing_Food Preparation_Natural Gas_Oven_E8_Baseline Forecast | Commercial | Health (ID) | Existing | Food Preparation | Natural Gas | Oven | E8 |  | Baseline Forecast | 0 | 0 | 0 | 0 | 0 | 0 | 0 | 0 | 0 | 0 | 0 | 0 | 0 | 0 | 0 | 0 | 0 | 0 | 0 | 0 | 0 | 0 | 0 | 0 | 0 | 0 | 0
Commercial_Health (ID)_Existing_Food Preparation_Natural Gas_Oven_E9_Baseline Forecast | Commercial | Health (ID) | Existing | Food Preparation | Natural Gas | Oven | E9 |  | Baseline Forecast | 0 | 0 | 0 | 0 | 0 | 0 | 0 | 0 | 0 | 0 | 0 | 0 | 0 | 0 | 0 | 0 | 0 | 0 | 0 | 0 | 0 | 0 | 0 | 0 | 0 | 0 | 0
Commercial_Health (ID)_Existing_Food Preparation_Natural Gas_Oven_E10_Baseline Forecast | Commercial | Health (ID) | Existing | Food Preparation | Natural Gas | Oven | E10 |  | Baseline Forecast | 0 | 0 | 0 | 0 | 0 | 0 | 0 | 0 | 0 | 0 | 0 | 0 | 0 | 0 | 0 | 0 | 0 | 0 | 0 | 0 | 0 | 0 | 0 | 0 | 0 | 0 | 0
Commercial_Health (ID)_Existing_Food Preparation_Natural Gas_Oven_Vintage_Baseline Forecast | Commercial | Health (ID) | Existing | Food Preparation | Natural Gas | Oven | Vintage | Vintage | Baseline Forecast | 59965.164 | 56480.396 | 52413.0971 | 47935.4825 | 43181.4288 | 38254.7525 | 33235.7073 | 28186.0828 | 23153.2063 | 18173.0827 | 14264.1554 | 11196.0164 | 8787.8166 | 6897.607 | 5413.9708 | 4249.4563 | 3335.4223 | 2617.9918 | 2054.8766 | 1612.8843 | 1265.962 | 993.6607 | 779.9299 | 612.1714 | 480.4968 | 377.1447 | 296.023
Commercial_Health (ID)_Existing_Food Preparation_Natural Gas_Conveyor Oven_E1_Baseline Forecast | Commercial | Health (ID) | Existing | Food Preparation | Natural Gas | Conveyor Oven | E1 | Standard | Baseline Forecast | 0 | 0 | 0 | 0 | 0 | 44.7044 | 166.6715 | 389.0215 | 727.5592 | 1192.437 | 1748.814 | 2369.5621 | 3033.6008 | 3724.5917 | 4429.9128 | 5139.854 | 5846.986 | 6367.8163 | 6743.0627 | 7004.6725 | 7177.7096 | 7281.8349 | 7332.4689 | 7341.7039 | 7319.0204 | 7271.8484 | 7206.0096
Commercial_Health (ID)_Existing_Food Preparation_Natural Gas_Conveyor Oven_E2_Baseline Forecast | Commercial | Health (ID) | Existing | Food Preparation | Natural Gas | Conveyor Oven | E2 | ENERGY STAR (>42% Baking Efficiency) | Baseline Forecast | 0 | 0 | 0 | 0 | 0 | 64.3307 | 239.8443 | 559.8115 | 1046.9755 | 1715.9459 | 2516.586 | 3409.8576 | 4365.4256 | 5359.7784 | 6374.7526 | 7396.3753 | 8413.9555 | 9163.443 | 9703.4317 | 10079.8946 | 10328.8992 | 10478.738 | 10551.6015 | 10564.891 | 10532.2488 | 10464.3673 | 10369.6236
Commercial_Health (ID)_Existing_Food Preparation_Natural Gas_Conveyor Oven_E3_Baseline Forecast | Commercial | Health (ID) | Existing | Food Preparation | Natural Gas | Conveyor Oven | E3 |  | Baseline Forecast | 0 | 0 | 0 | 0 | 0 | 0 | 0 | 0 | 0 | 0 | 0 | 0 | 0 | 0 | 0 | 0 | 0 | 0 | 0 | 0 | 0 | 0 | 0 | 0 | 0 | 0 | 0
Commercial_Health (ID)_Existing_Food Preparation_Natural Gas_Conveyor Oven_E4_Baseline Forecast | Commercial | Health (ID) | Existing | Food Preparation | Natural Gas | Conveyor Oven | E4 |  | Baseline Forecast | 0 | 0 | 0 | 0 | 0 | 0 | 0 | 0 | 0 | 0 | 0 | 0 | 0 | 0 | 0 | 0 | 0 | 0 | 0 | 0 | 0 | 0 | 0 | 0 | 0 | 0 | 0
Commercial_Health (ID)_Existing_Food Preparation_Natural Gas_Conveyor Oven_E5_Baseline Forecast | Commercial | Health (ID) | Existing | Food Preparation | Natural Gas | Conveyor Oven | E5 |  | Baseline Forecast | 0 | 0 | 0 | 0 | 0 | 0 | 0 | 0 | 0 | 0 | 0 | 0 | 0 | 0 | 0 | 0 | 0 | 0 | 0 | 0 | 0 | 0 | 0 | 0 | 0 | 0 | 0
Commercial_Health (ID)_Existing_Food Preparation_Natural Gas_Conveyor Oven_E6_Baseline Forecast | Commercial | Health (ID) | Existing | Food Preparation | Natural Gas | Conveyor Oven | E6 |  | Baseline Forecast | 0 | 0 | 0 | 0 | 0 | 0 | 0 | 0 | 0 | 0 | 0 | 0 | 0 | 0 | 0 | 0 | 0 | 0 | 0 | 0 | 0 | 0 | 0 | 0 | 0 | 0 | 0
Commercial_Health (ID)_Existing_Food Preparation_Natural Gas_Conveyor Oven_E7_Baseline Forecast | Commercial | Health (ID) | Existing | Food Preparation | Natural Gas | Conveyor Oven | E7 |  | Baseline Forecast | 0 | 0 | 0 | 0 | 0 | 0 | 0 | 0 | 0 | 0 | 0 | 0 | 0 | 0 | 0 | 0 | 0 | 0 | 0 | 0 | 0 | 0 | 0 | 0 | 0 | 0 | 0
Commercial_Health (ID)_Existing_Food Preparation_Natural Gas_Conveyor Oven_E8_Baseline Forecast | Commercial | Health (ID) | Existing | Food Preparation | Natural Gas | Conveyor Oven | E8 |  | Baseline Forecast | 0 | 0 | 0 | 0 | 0 | 0 | 0 | 0 | 0 | 0 | 0 | 0 | 0 | 0 | 0 | 0 | 0 | 0 | 0 | 0 | 0 | 0 | 0 | 0 | 0 | 0 | 0
Commercial_Health (ID)_Existing_Food Preparation_Natural Gas_Conveyor Oven_E9_Baseline Forecast | Commercial | Health (ID) | Existing | Food Preparation | Natural Gas | Conveyor Oven | E9 |  | Baseline Forecast | 0 | 0 | 0 | 0 | 0 | 0 | 0 | 0 | 0 | 0 | 0 | 0 | 0 | 0 | 0 | 0 | 0 | 0 | 0 | 0 | 0 | 0 | 0 | 0 | 0 | 0 | 0
Commercial_Health (ID)_Existing_Food Preparation_Natural Gas_Conveyor Oven_E10_Baseline Forecast | Commercial | Health (ID) | Existing | Food Preparation | Natural Gas | Conveyor Oven | E10 |  | Baseline Forecast | 0 | 0 | 0 | 0 | 0 | 0 | 0 | 0 | 0 | 0 | 0 | 0 | 0 | 0 | 0 | 0 | 0 | 0 | 0 | 0 | 0 | 0 | 0 | 0 | 0 | 0 | 0
Commercial_Health (ID)_Existing_Food Preparation_Natural Gas_Conveyor Oven_Vintage_Baseline Forecast | Commercial | Health (ID) | Existing | Food Preparation | Natural Gas | Conveyor Oven | Vintage | Vintage | Baseline Forecast | 29982.582 | 29416.8729 | 28861.8376 | 28317.2746 | 27782.9864 | 27149.744 | 26337.9467 | 25291.0171 | 23970.2238 | 22350.6255 | 20517.0233 | 18535.4107 | 16457.0336 | 14321.5756 | 12159.6587 | 9994.8056 | 7844.9795 | 6157.5688 | 4833.1106 | 3793.5359 | 2977.5678 | 2337.1098 | 1834.4107 | 1439.8394 | 1130.1381 | 887.0518 | 696.2519
Commercial_Health (ID)_Existing_Food Preparation_Natural Gas_Double Rack Oven_E1_Baseline Forecast | Commercial | Health (ID) | Existing | Food Preparation | Natural Gas | Double Rack Oven | E1 | Standard | Baseline Forecast | 0 | 268.0204 | 628.1904 | 1063.8594 | 1560.645 | 2106.139 | 2689.6516 | 3301.9887 | 3935.2569 | 4582.6942 | 5125.6244 | 5577.8219 | 5951.2916 | 6256.4958 | 6502.5514 | 6697.402 | 6847.9684 | 6960.279 | 7039.5846 | 7090.4578 | 7116.8797 | 7122.3157 | 7109.7818 | 7081.902 | 7040.9585 | 6988.9357 | 6927.5584
Commercial_Health (ID)_Existing_Food Preparation_Natural Gas_Double Rack Oven_E2_Baseline Forecast | Commercial | Health (ID) | Existing | Food Preparation | Natural Gas | Double Rack Oven | E2 | FTSC Qualified (>50% Cooking Efficiency) | Baseline Forecast | 0 | 385.6879 | 903.9813 | 1530.9197 | 2245.8062 | 3030.7853 | 3870.4743 | 4751.6423 | 5662.9307 | 6594.6087 | 7375.8986 | 8026.6217 | 8564.0537 | 9003.25 | 9357.33 | 9637.7249 | 9854.3935 | 10016.0112 | 10130.134 | 10203.3418 | 10241.3635 | 10249.186 | 10231.1495 | 10191.0297 | 10132.1111 | 10057.249 | 9968.9254
Commercial_Health (ID)_Existing_Food Preparation_Natural Gas_Double Rack Oven_E3_Baseline Forecast | Commercial | Health (ID) | Existing | Food Preparation | Natural Gas | Double Rack Oven | E3 |  | Baseline Forecast | 0 | 0 | 0 | 0 | 0 | 0 | 0 | 0 | 0 | 0 | 0 | 0 | 0 | 0 | 0 | 0 | 0 | 0 | 0 | 0 | 0 | 0 | 0 | 0 | 0 | 0 | 0
Commercial_Health (ID)_Existing_Food Preparation_Natural Gas_Double Rack Oven_E4_Baseline Forecast | Commercial | Health (ID) | Existing | Food Preparation | Natural Gas | Double Rack Oven | E4 |  | Baseline Forecast | 0 | 0 | 0 | 0 | 0 | 0 | 0 | 0 | 0 | 0 | 0 | 0 | 0 | 0 | 0 | 0 | 0 | 0 | 0 | 0 | 0 | 0 | 0 | 0 | 0 | 0 | 0
Commercial_Health (ID)_Existing_Food Preparation_Natural Gas_Double Rack Oven_E5_Baseline Forecast | Commercial | Health (ID) | Existing | Food Preparation | Natural Gas | Double Rack Oven | E5 |  | Baseline Forecast | 0 | 0 | 0 | 0 | 0 | 0 | 0 | 0 | 0 | 0 | 0 | 0 | 0 | 0 | 0 | 0 | 0 | 0 | 0 | 0 | 0 | 0 | 0 | 0 | 0 | 0 | 0
Commercial_Health (ID)_Existing_Food Preparation_Natural Gas_Double Rack Oven_E6_Baseline Forecast | Commercial | Health (ID) | Existing | Food Preparation | Natural Gas | Double Rack Oven | E6 |  | Baseline Forecast | 0 | 0 | 0 | 0 | 0 | 0 | 0 | 0 | 0 | 0 | 0 | 0 | 0 | 0 | 0 | 0 | 0 | 0 | 0 | 0 | 0 | 0 | 0 | 0 | 0 | 0 | 0
Commercial_Health (ID)_Existing_Food Preparation_Natural Gas_Double Rack Oven_E7_Baseline Forecast | Commercial | Health (ID) | Existing | Food Preparation | Natural Gas | Double Rack Oven | E7 |  | Baseline Forecast | 0 | 0 | 0 | 0 | 0 | 0 | 0 | 0 | 0 | 0 | 0 | 0 | 0 | 0 | 0 | 0 | 0 | 0 | 0 | 0 | 0 | 0 | 0 | 0 | 0 | 0 | 0
Commercial_Health (ID)_Existing_Food Preparation_Natural Gas_Double Rack Oven_E8_Baseline Forecast | Commercial | Health (ID) | Existing | Food Preparation | Natural Gas | Double Rack Oven | E8 |  | Baseline Forecast | 0 | 0 | 0 | 0 | 0 | 0 | 0 | 0 | 0 | 0 | 0 | 0 | 0 | 0 | 0 | 0 | 0 | 0 | 0 | 0 | 0 | 0 | 0 | 0 | 0 | 0 | 0
Commercial_Health (ID)_Existing_Food Preparation_Natural Gas_Double Rack Oven_E9_Baseline Forecast | Commercial | Health (ID) | Existing | Food Preparation | Natural Gas | Double Rack Oven | E9 |  | Baseline Forecast | 0 | 0 | 0 | 0 | 0 | 0 | 0 | 0 | 0 | 0 | 0 | 0 | 0 | 0 | 0 | 0 | 0 | 0 | 0 | 0 | 0 | 0 | 0 | 0 | 0 | 0 | 0
Commercial_Health (ID)_Existing_Food Preparation_Natural Gas_Double Rack Oven_E10_Baseline Forecast | Commercial | Health (ID) | Existing | Food Preparation | Natural Gas | Double Rack Oven | E10 |  | Baseline Forecast | 0 | 0 | 0 | 0 | 0 | 0 | 0 | 0 | 0 | 0 | 0 | 0 | 0 | 0 | 0 | 0 | 0 | 0 | 0 | 0 | 0 | 0 | 0 | 0 | 0 | 0 | 0
Commercial_Health (ID)_Existing_Food Preparation_Natural Gas_Double Rack Oven_Vintage_Baseline Forecast | Commercial | Health (ID) | Existing | Food Preparation | Natural Gas | Double Rack Oven | Vintage | Vintage | Baseline Forecast | 29982.582 | 28763.1646 | 27329.666 | 25722.4955 | 23976.5352 | 22121.8548 | 20184.3366 | 18186.219 | 16146.5709 | 14081.7054 | 12280.9003 | 10710.3869 | 9340.7147 | 8146.1999 | 7104.4426 | 6195.9081 | 5403.5592 | 4712.538 | 4109.8864 | 3584.3035 | 3125.9334 | 2726.1809 | 2377.5498 | 2073.5026 | 1808.3377 | 1577.0827 | 1375.4013
Commercial_Health (ID)_Existing_Food Preparation_Natural Gas_Fryer_E1_Baseline Forecast | Commercial | Health (ID) | Existing | Food Preparation | Natural Gas | Fryer | E1 | Standard | Baseline Forecast | 0 | 15271.9222 | 31602.1388 | 48768.6405 | 66576.5063 | 84854.8985 | 103454.3826 | 122244.5405 | 141111.8414 | 159957.7466 | 178697.0188 | 197256.2174 | 213095.3574 | 226521.8547 | 237809.6507 | 247202.8348 | 254918.8748 | 261151.4983 | 266073.2626 | 269837.8469 | 272582.0967 | 274427.8471 | 275483.5492 | 275845.7201 | 275600.2372 | 274823.4912 | 273583.4157
Commercial_Health (ID)_Existing_Food Preparation_Natural Gas_Fryer_E2_Baseline Forecast | Commercial | Health (ID) | Existing | Food Preparation | Natural Gas | Fryer | E2 | ENERGY STAR | Baseline Forecast | 0 | 5365.8105 | 11103.4542 | 17134.9277 | 23391.7455 | 29813.8832 | 36348.8371 | 42950.7845 | 49579.8362 | 56201.3704 | 62785.439 | 69306.2385 | 74871.3418 | 79588.7597 | 83554.7421 | 86855.0501 | 89566.0912 | 91755.9318 | 93485.2004 | 94807.8921 | 95772.088 | 96420.5949 | 96791.5173 | 96918.7665 | 96832.5158 | 96559.605 | 96123.9028
Commercial_Health (ID)_Existing_Food Preparation_Natural Gas_Fryer_E3_Baseline Forecast | Commercial | Health (ID) | Existing | Food Preparation | Natural Gas | Fryer | E3 |  | Baseline Forecast | 0 | 0 | 0 | 0 | 0 | 0 | 0 | 0 | 0 | 0 | 0 | 0 | 0 | 0 | 0 | 0 | 0 | 0 | 0 | 0 | 0 | 0 | 0 | 0 | 0 | 0 | 0
Commercial_Health (ID)_Existing_Food Preparation_Natural Gas_Fryer_E4_Baseline Forecast | Commercial | Health (ID) | Existing | Food Preparation | Natural Gas | Fryer | E4 |  | Baseline Forecast | 0 | 0 | 0 | 0 | 0 | 0 | 0 | 0 | 0 | 0 | 0 | 0 | 0 | 0 | 0 | 0 | 0 | 0 | 0 | 0 | 0 | 0 | 0 | 0 | 0 | 0 | 0
Commercial_Health (ID)_Existing_Food Preparation_Natural Gas_Fryer_E5_Baseline Forecast | Commercial | Health (ID) | Existing | Food Preparation | Natural Gas | Fryer | E5 |  | Baseline Forecast | 0 | 0 | 0 | 0 | 0 | 0 | 0 | 0 | 0 | 0 | 0 | 0 | 0 | 0 | 0 | 0 | 0 | 0 | 0 | 0 | 0 | 0 | 0 | 0 | 0 | 0 | 0
Commercial_Health (ID)_Existing_Food Preparation_Natural Gas_Fryer_E6_Baseline Forecast | Commercial | Health (ID) | Existing | Food Preparation | Natural Gas | Fryer | E6 |  | Baseline Forecast | 0 | 0 | 0 | 0 | 0 | 0 | 0 | 0 | 0 | 0 | 0 | 0 | 0 | 0 | 0 | 0 | 0 | 0 | 0 | 0 | 0 | 0 | 0 | 0 | 0 | 0 | 0
Commercial_Health (ID)_Existing_Food Preparation_Natural Gas_Fryer_E7_Baseline Forecast | Commercial | Health (ID) | Existing | Food Preparation | Natural Gas | Fryer | E7 |  | Baseline Forecast | 0 | 0 | 0 | 0 | 0 | 0 | 0 | 0 | 0 | 0 | 0 | 0 | 0 | 0 | 0 | 0 | 0 | 0 | 0 | 0 | 0 | 0 | 0 | 0 | 0 | 0 | 0
Commercial_Health (ID)_Existing_Food Preparation_Natural Gas_Fryer_E8_Baseline Forecast | Commercial | Health (ID) | Existing | Food Preparation | Natural Gas | Fryer | E8 |  | Baseline Forecast | 0 | 0 | 0 | 0 | 0 | 0 | 0 | 0 | 0 | 0 | 0 | 0 | 0 | 0 | 0 | 0 | 0 | 0 | 0 | 0 | 0 | 0 | 0 | 0 | 0 | 0 | 0
Commercial_Health (ID)_Existing_Food Preparation_Natural Gas_Fryer_E9_Baseline Forecast | Commercial | Health (ID) | Existing | Food Preparation | Natural Gas | Fryer | E9 |  | Baseline Forecast | 0 | 0 | 0 | 0 | 0 | 0 | 0 | 0 | 0 | 0 | 0 | 0 | 0 | 0 | 0 | 0 | 0 | 0 | 0 | 0 | 0 | 0 | 0 | 0 | 0 | 0 | 0
Commercial_Health (ID)_Existing_Food Preparation_Natural Gas_Fryer_E10_Baseline Forecast | Commercial | Health (ID) | Existing | Food Preparation | Natural Gas | Fryer | E10 |  | Baseline Forecast | 0 | 0 | 0 | 0 | 0 | 0 | 0 | 0 | 0 | 0 | 0 | 0 | 0 | 0 | 0 | 0 | 0 | 0 | 0 | 0 | 0 | 0 | 0 | 0 | 0 | 0 | 0
Commercial_Health (ID)_Existing_Food Preparation_Natural Gas_Fryer_Vintage_Baseline Forecast | Commercial | Health (ID) | Existing | Food Preparation | Natural Gas | Fryer | Vintage | Vintage | Baseline Forecast | 694142.2018 | 660407.4465 | 625489.6771 | 589684.244 | 553249.9791 | 516413.2561 | 479371.6098 | 442296.9606 | 405338.4894 | 368625.1978 | 332268.1906 | 296362.7086 | 264337.2358 | 235772.4916 | 210294.5037 | 187569.7117 | 167300.6005 | 149221.8049 | 133096.6356 | 118713.9803 | 105885.5399 | 94443.3632 | 84237.6481 | 75134.7805 | 67015.5846 | 59773.7633 | 53314.5059
Commercial_Health (ID)_Existing_Food Preparation_Natural Gas_Broiler_E1_Baseline Forecast | Commercial | Health (ID) | Existing | Food Preparation | Natural Gas | Broiler | E1 | Standard | Baseline Forecast | 0 | 4202.2218 | 8818.4989 | 13758.4813 | 18944.4458 | 24309.6538 | 29796.9205 | 35357.3672 | 40949.3334 | 46537.4295 | 51206.6637 | 55078.3963 | 58258.3945 | 60838.8288 | 62900.0126 | 64511.9198 | 65735.5086 | 66623.8757 | 67223.2626 | 67573.9338 | 67710.9422 | 67664.7968 | 67462.0449 | 67125.78 | 66676.0844 | 66130.4154 | 65503.9423
Commercial_Health (ID)_Existing_Food Preparation_Natural Gas_Broiler_E2_Baseline Forecast | Commercial | Health (ID) | Existing | Food Preparation | Natural Gas | Broiler | E2 | Infrared Burners | Baseline Forecast | 0 | 1476.4563 | 3098.3915 | 4834.061 | 6656.1566 | 8541.2297 | 10469.1883 | 12422.8587 | 14387.6036 | 16350.9887 | 17991.5305 | 19351.869 | 20469.1656 | 21375.8047 | 22100.0044 | 22666.3502 | 23096.2598 | 23408.3888 | 23618.9842 | 23742.1929 | 23790.331 | 23774.1178 | 23702.8806 | 23584.7335 | 23426.7323 | 23235.0108 | 23014.8987
Commercial_Health (ID)_Existing_Food Preparation_Natural Gas_Broiler_E3_Baseline Forecast | Commercial | Health (ID) | Existing | Food Preparation | Natural Gas | Broiler | E3 |  | Baseline Forecast | 0 | 0 | 0 | 0 | 0 | 0 | 0 | 0 | 0 | 0 | 0 | 0 | 0 | 0 | 0 | 0 | 0 | 0 | 0 | 0 | 0 | 0 | 0 | 0 | 0 | 0 | 0
Commercial_Health (ID)_Existing_Food Preparation_Natural Gas_Broiler_E4_Baseline Forecast | Commercial | Health (ID) | Existing | Food Preparation | Natural Gas | Broiler | E4 |  | Baseline Forecast | 0 | 0 | 0 | 0 | 0 | 0 | 0 | 0 | 0 | 0 | 0 | 0 | 0 | 0 | 0 | 0 | 0 | 0 | 0 | 0 | 0 | 0 | 0 | 0 | 0 | 0 | 0
Commercial_Health (ID)_Existing_Food Preparation_Natural Gas_Broiler_E5_Baseline Forecast | Commercial | Health (ID) | Existing | Food Preparation | Natural Gas | Broiler | E5 |  | Baseline Forecast | 0 | 0 | 0 | 0 | 0 | 0 | 0 | 0 | 0 | 0 | 0 | 0 | 0 | 0 | 0 | 0 | 0 | 0 | 0 | 0 | 0 | 0 | 0 | 0 | 0 | 0 | 0
Commercial_Health (ID)_Existing_Food Preparation_Natural Gas_Broiler_E6_Baseline Forecast | Commercial | Health (ID) | Existing | Food Preparation | Natural Gas | Broiler | E6 |  | Baseline Forecast | 0 | 0 | 0 | 0 | 0 | 0 | 0 | 0 | 0 | 0 | 0 | 0 | 0 | 0 | 0 | 0 | 0 | 0 | 0 | 0 | 0 | 0 | 0 | 0 | 0 | 0 | 0
Commercial_Health (ID)_Existing_Food Preparation_Natural Gas_Broiler_E7_Baseline Forecast | Commercial | Health (ID) | Existing | Food Preparation | Natural Gas | Broiler | E7 |  | Baseline Forecast | 0 | 0 | 0 | 0 | 0 | 0 | 0 | 0 | 0 | 0 | 0 | 0 | 0 | 0 | 0 | 0 | 0 | 0 | 0 | 0 | 0 | 0 | 0 | 0 | 0 | 0 | 0
Commercial_Health (ID)_Existing_Food Preparation_Natural Gas_Broiler_E8_Baseline Forecast | Commercial | Health (ID) | Existing | Food Preparation | Natural Gas | Broiler | E8 |  | Baseline Forecast | 0 | 0 | 0 | 0 | 0 | 0 | 0 | 0 | 0 | 0 | 0 | 0 | 0 | 0 | 0 | 0 | 0 | 0 | 0 | 0 | 0 | 0 | 0 | 0 | 0 | 0 | 0
Commercial_Health (ID)_Existing_Food Preparation_Natural Gas_Broiler_E9_Baseline Forecast | Commercial | Health (ID) | Existing | Food Preparation | Natural Gas | Broiler | E9 |  | Baseline Forecast | 0 | 0 | 0 | 0 | 0 | 0 | 0 | 0 | 0 | 0 | 0 | 0 | 0 | 0 | 0 | 0 | 0 | 0 | 0 | 0 | 0 | 0 | 0 | 0 | 0 | 0 | 0
Commercial_Health (ID)_Existing_Food Preparation_Natural Gas_Broiler_E10_Baseline Forecast | Commercial | Health (ID) | Existing | Food Preparation | Natural Gas | Broiler | E10 |  | Baseline Forecast | 0 | 0 | 0 | 0 | 0 | 0 | 0 | 0 | 0 | 0 | 0 | 0 | 0 | 0 | 0 | 0 | 0 | 0 | 0 | 0 | 0 | 0 | 0 | 0 | 0 | 0 | 0
Commercial_Health (ID)_Existing_Food Preparation_Natural Gas_Broiler_Vintage_Baseline Forecast | Commercial | Health (ID) | Existing | Food Preparation | Natural Gas | Broiler | Vintage | Vintage | Baseline Forecast | 156272.8517 | 147645.6293 | 138514.5055 | 129000.5253 | 119207.6904 | 109225.1774 | 99129.2717 | 88985.0531 | 78847.865 | 68764.5951 | 59970.7999 | 52301.5781 | 45613.1163 | 39779.9924 | 34692.8236 | 30256.2151 | 26386.9717 | 23012.5372 | 20069.6341 | 17503.0771 | 15264.7381 | 13312.6437 | 11610.1882 | 10125.4472 | 8830.5787 | 7701.3013 | 6716.4389
Commercial_Health (ID)_Existing_Food Preparation_Natural Gas_Griddle_E1_Baseline Forecast | Commercial | Health (ID) | Existing | Food Preparation | Natural Gas | Griddle | E1 | Standard | Baseline Forecast | 0 | 4031.8614 | 8460.9922 | 13200.7051 | 18176.4277 | 23324.1273 | 28588.9372 | 33923.9604 | 39289.2252 | 44650.7769 | 49130.7179 | 52845.4883 | 55896.5677 | 58372.3898 | 60350.0121 | 61896.5717 | 63070.5556 | 63922.9078 | 64497.9952 | 64834.45 | 64965.904 | 64921.6293 | 64727.0971 | 64404.4646 | 63972.9999 | 63449.4526 | 62848.3771
Commercial_Health (ID)_Existing_Food Preparation_Natural Gas_Griddle_E2_Baseline Forecast | Commercial | Health (ID) | Existing | Food Preparation | Natural Gas | Griddle | E2 | ENERGY STAR | Baseline Forecast | 0 | 1646.8166 | 3455.8982 | 5391.8373 | 7424.1747 | 9526.7562 | 11677.1716 | 13856.2655 | 16047.7117 | 18237.6413 | 20067.4763 | 21584.7769 | 22830.9924 | 23842.2437 | 24650.0049 | 25281.6983 | 25761.2128 | 26109.3567 | 26344.2516 | 26481.6767 | 26535.3692 | 26517.2852 | 26437.8284 | 26306.0489 | 26129.8168 | 25915.9736 | 25670.4639
Commercial_Health (ID)_Existing_Food Preparation_Natural Gas_Griddle_E3_Baseline Forecast | Commercial | Health (ID) | Existing | Food Preparation | Natural Gas | Griddle | E3 |  | Baseline Forecast | 0 | 0 | 0 | 0 | 0 | 0 | 0 | 0 | 0 | 0 | 0 | 0 | 0 | 0 | 0 | 0 | 0 | 0 | 0 | 0 | 0 | 0 | 0 | 0 | 0 | 0 | 0
Commercial_Health (ID)_Existing_Food Preparation_Natural Gas_Griddle_E4_Baseline Forecast | Commercial | Health (ID) | Existing | Food Preparation | Natural Gas | Griddle | E4 |  | Baseline Forecast | 0 | 0 | 0 | 0 | 0 | 0 | 0 | 0 | 0 | 0 | 0 | 0 | 0 | 0 | 0 | 0 | 0 | 0 | 0 | 0 | 0 | 0 | 0 | 0 | 0 | 0 | 0
Commercial_Health (ID)_Existing_Food Preparation_Natural Gas_Griddle_E5_Baseline Forecast | Commercial | Health (ID) | Existing | Food Preparation | Natural Gas | Griddle | E5 |  | Baseline Forecast | 0 | 0 | 0 | 0 | 0 | 0 | 0 | 0 | 0 | 0 | 0 | 0 | 0 | 0 | 0 | 0 | 0 | 0 | 0 | 0 | 0 | 0 | 0 | 0 | 0 | 0 | 0
Commercial_Health (ID)_Existing_Food Preparation_Natural Gas_Griddle_E6_Baseline Forecast | Commercial | Health (ID) | Existing | Food Preparation | Natural Gas | Griddle | E6 |  | Baseline Forecast | 0 | 0 | 0 | 0 | 0 | 0 | 0 | 0 | 0 | 0 | 0 | 0 | 0 | 0 | 0 | 0 | 0 | 0 | 0 | 0 | 0 | 0 | 0 | 0 | 0 | 0 | 0
Commercial_Health (ID)_Existing_Food Preparation_Natural Gas_Griddle_E7_Baseline Forecast | Commercial | Health (ID) | Existing | Food Preparation | Natural Gas | Griddle | E7 |  | Baseline Forecast | 0 | 0 | 0 | 0 | 0 | 0 | 0 | 0 | 0 | 0 | 0 | 0 | 0 | 0 | 0 | 0 | 0 | 0 | 0 | 0 | 0 | 0 | 0 | 0 | 0 | 0 | 0
Commercial_Health (ID)_Existing_Food Preparation_Natural Gas_Griddle_E8_Baseline Forecast | Commercial | Health (ID) | Existing | Food Preparation | Natural Gas | Griddle | E8 |  | Baseline Forecast | 0 | 0 | 0 | 0 | 0 | 0 | 0 | 0 | 0 | 0 | 0 | 0 | 0 | 0 | 0 | 0 | 0 | 0 | 0 | 0 | 0 | 0 | 0 | 0 | 0 | 0 | 0
Commercial_Health (ID)_Existing_Food Preparation_Natural Gas_Griddle_E9_Baseline Forecast | Commercial | Health (ID) | Existing | Food Preparation | Natural Gas | Griddle | E9 |  | Baseline Forecast | 0 | 0 | 0 | 0 | 0 | 0 | 0 | 0 | 0 | 0 | 0 | 0 | 0 | 0 | 0 | 0 | 0 | 0 | 0 | 0 | 0 | 0 | 0 | 0 | 0 | 0 | 0
Commercial_Health (ID)_Existing_Food Preparation_Natural Gas_Griddle_E10_Baseline Forecast | Commercial | Health (ID) | Existing | Food Preparation | Natural Gas | Griddle | E10 |  | Baseline Forecast | 0 | 0 | 0 | 0 | 0 | 0 | 0 | 0 | 0 | 0 | 0 | 0 | 0 | 0 | 0 | 0 | 0 | 0 | 0 | 0 | 0 | 0 | 0 | 0 | 0 | 0 | 0
Commercial_Health (ID)_Existing_Food Preparation_Natural Gas_Griddle_Vintage_Baseline Forecast | Commercial | Health (ID) | Existing | Food Preparation | Natural Gas | Griddle | Vintage | Vintage | Baseline Forecast | 156272.8517 | 147645.6293 | 138514.5055 | 129000.5253 | 119207.6904 | 109225.1774 | 99129.2717 | 88985.0531 | 78847.865 | 68764.5951 | 59970.7999 | 52301.5781 | 45613.1163 | 39779.9924 | 34692.8236 | 30256.2151 | 26386.9717 | 23012.5372 | 20069.6341 | 17503.0771 | 15264.7381 | 13312.6437 | 11610.1882 | 10125.4472 | 8830.5787 | 7701.3013 | 6716.4389
Commercial_Health (ID)_Existing_Food Preparation_Natural Gas_Range_E1_Baseline Forecast | Commercial | Health (ID) | Existing | Food Preparation | Natural Gas | Range | E1 | Standard | Baseline Forecast | 0 | 10630.1157 | 23987.9591 | 39293.8119 | 55941.1667 | 73459.3315 | 91484.0812 | 109734.6249 | 127995.5307 | 146102.5408 | 159453.7389 | 169088.3202 | 175821.6486 | 180293.407 | 183005.3909 | 184351.1731 | 184639.3869 | 184112.0018 | 182958.6674 | 181327.9725 | 179336.2823 | 177074.6739 | 174614.381 | 172011.0669 | 169308.1779 | 166539.5759 | 163731.6048
Commercial_Health (ID)_Existing_Food Preparation_Natural Gas_Range_E2_Baseline Forecast | Commercial | Health (ID) | Existing | Food Preparation | Natural Gas | Range | E2 | High Efficiency | Baseline Forecast | 0 | 15296.9957 | 34519.2582 | 56544.7538 | 80500.7033 | 105709.7697 | 131647.8241 | 157910.8017 | 184188.6905 | 210245.1197 | 229457.8193 | 243322.2169 | 253011.6407 | 259446.61 | 263349.221 | 265285.8344 | 265700.5812 | 264941.6611 | 263281.9848 | 260935.3751 | 258069.2842 | 254814.7746 | 251274.3532 | 247528.1207 | 243638.5974 | 239654.5117 | 235613.7728
Commercial_Health (ID)_Existing_Food Preparation_Natural Gas_Range_E3_Baseline Forecast | Commercial | Health (ID) | Existing | Food Preparation | Natural Gas | Range | E3 |  | Baseline Forecast | 0 | 0 | 0 | 0 | 0 | 0 | 0 | 0 | 0 | 0 | 0 | 0 | 0 | 0 | 0 | 0 | 0 | 0 | 0 | 0 | 0 | 0 | 0 | 0 | 0 | 0 | 0
Commercial_Health (ID)_Existing_Food Preparation_Natural Gas_Range_E4_Baseline Forecast | Commercial | Health (ID) | Existing | Food Preparation | Natural Gas | Range | E4 |  | Baseline Forecast | 0 | 0 | 0 | 0 | 0 | 0 | 0 | 0 | 0 | 0 | 0 | 0 | 0 | 0 | 0 | 0 | 0 | 0 | 0 | 0 | 0 | 0 | 0 | 0 | 0 | 0 | 0
Commercial_Health (ID)_Existing_Food Preparation_Natural Gas_Range_E5_Baseline Forecast | Commercial | Health (ID) | Existing | Food Preparation | Natural Gas | Range | E5 |  | Baseline Forecast | 0 | 0 | 0 | 0 | 0 | 0 | 0 | 0 | 0 | 0 | 0 | 0 | 0 | 0 | 0 | 0 | 0 | 0 | 0 | 0 | 0 | 0 | 0 | 0 | 0 | 0 | 0
Commercial_Health (ID)_Existing_Food Preparation_Natural Gas_Range_E6_Baseline Forecast | Commercial | Health (ID) | Existing | Food Preparation | Natural Gas | Range | E6 |  | Baseline Forecast | 0 | 0 | 0 | 0 | 0 | 0 | 0 | 0 | 0 | 0 | 0 | 0 | 0 | 0 | 0 | 0 | 0 | 0 | 0 | 0 | 0 | 0 | 0 | 0 | 0 | 0 | 0
Commercial_Health (ID)_Existing_Food Preparation_Natural Gas_Range_E7_Baseline Forecast | Commercial | Health (ID) | Existing | Food Preparation | Natural Gas | Range | E7 |  | Baseline Forecast | 0 | 0 | 0 | 0 | 0 | 0 | 0 | 0 | 0 | 0 | 0 | 0 | 0 | 0 | 0 | 0 | 0 | 0 | 0 | 0 | 0 | 0 | 0 | 0 | 0 | 0 | 0
Commercial_Health (ID)_Existing_Food Preparation_Natural Gas_Range_E8_Baseline Forecast | Commercial | Health (ID) | Existing | Food Preparation | Natural Gas | Range | E8 |  | Baseline Forecast | 0 | 0 | 0 | 0 | 0 | 0 | 0 | 0 | 0 | 0 | 0 | 0 | 0 | 0 | 0 | 0 | 0 | 0 | 0 | 0 | 0 | 0 | 0 | 0 | 0 | 0 | 0
Commercial_Health (ID)_Existing_Food Preparation_Natural Gas_Range_E9_Baseline Forecast | Commercial | Health (ID) | Existing | Food Preparation | Natural Gas | Range | E9 |  | Baseline Forecast | 0 | 0 | 0 | 0 | 0 | 0 | 0 | 0 | 0 | 0 | 0 | 0 | 0 | 0 | 0 | 0 | 0 | 0 | 0 | 0 | 0 | 0 | 0 | 0 | 0 | 0 | 0
Commercial_Health (ID)_Existing_Food Preparation_Natural Gas_Range_E10_Baseline Forecast | Commercial | Health (ID) | Existing | Food Preparation | Natural Gas | Range | E10 |  | Baseline Forecast | 0 | 0 | 0 | 0 | 0 | 0 | 0 | 0 | 0 | 0 | 0 | 0 | 0 | 0 | 0 | 0 | 0 | 0 | 0 | 0 | 0 | 0 | 0 | 0 | 0 | 0 | 0
Commercial_Health (ID)_Existing_Food Preparation_Natural Gas_Range_Vintage_Baseline Forecast | Commercial | Health (ID) | Existing | Food Preparation | Natural Gas | Range | Vintage | Vintage | Baseline Forecast | 660642.7416 | 622250.6729 | 577440.7974 | 528110.4299 | 475734.503 | 421456.7743 | 366161.4064 | 310529.1433 | 255081.3946 | 200214.8305 | 157149.7538 | 123347.7312 | 96816.3325 | 75991.6874 | 59646.3055 | 46816.7228 | 36746.7108 | 28842.7013 | 22638.7995 | 17769.3219 | 13947.2413 | 10947.2687 | 8592.5731 | 6744.3593 | 5293.6858 | 4155.0439 | 3261.3175
Commercial_Health (ID)_Existing_Food Preparation_Natural Gas_Steamer_E1_Baseline Forecast | Commercial | Health (ID) | Existing | Food Preparation | Natural Gas | Steamer | E1 | Standard | Baseline Forecast | 0 | 1319.0431 | 2768.0548 | 4318.675 | 5946.5069 | 7630.6019 | 9353.0101 | 11098.389 | 12853.6615 | 14607.7193 | 16073.3538 | 17288.659 | 18286.8345 | 19096.8118 | 19743.8005 | 20249.7651 | 20633.8396 | 20912.6908 | 21100.8334 | 21210.9063 | 21253.9121 | 21239.4274 | 21175.7852 | 21070.2344 | 20929.0787 | 20757.7976 | 20561.1528
Commercial_Health (ID)_Existing_Food Preparation_Natural Gas_Steamer_E2_Baseline Forecast | Commercial | Health (ID) | Existing | Food Preparation | Natural Gas | Steamer | E2 | ENERGY STAR | Baseline Forecast | 0 | 1319.0431 | 2768.0548 | 4318.675 | 5946.5069 | 7630.6019 | 9353.0101 | 11098.389 | 12853.6615 | 14607.7193 | 16073.3538 | 17288.659 | 18286.8345 | 19096.8118 | 19743.8005 | 20249.7651 | 20633.8396 | 20912.6908 | 21100.8334 | 21210.9063 | 21253.9121 | 21239.4274 | 21175.7852 | 21070.2344 | 20929.0787 | 20757.7976 | 20561.1528
Commercial_Health (ID)_Existing_Food Preparation_Natural Gas_Steamer_E3_Baseline Forecast | Commercial | Health (ID) | Existing | Food Preparation | Natural Gas | Steamer | E3 |  | Baseline Forecast | 0 | 0 | 0 | 0 | 0 | 0 | 0 | 0 | 0 | 0 | 0 | 0 | 0 | 0 | 0 | 0 | 0 | 0 | 0 | 0 | 0 | 0 | 0 | 0 | 0 | 0 | 0
Commercial_Health (ID)_Existing_Food Preparation_Natural Gas_Steamer_E4_Baseline Forecast | Commercial | Health (ID) | Existing | Food Preparation | Natural Gas | Steamer | E4 |  | Baseline Forecast | 0 | 0 | 0 | 0 | 0 | 0 | 0 | 0 | 0 | 0 | 0 | 0 | 0 | 0 | 0 | 0 | 0 | 0 | 0 | 0 | 0 | 0 | 0 | 0 | 0 | 0 | 0
Commercial_Health (ID)_Existing_Food Preparation_Natural Gas_Steamer_E5_Baseline Forecast | Commercial | Health (ID) | Existing | Food Preparation | Natural Gas | Steamer | E5 |  | Baseline Forecast | 0 | 0 | 0 | 0 | 0 | 0 | 0 | 0 | 0 | 0 | 0 | 0 | 0 | 0 | 0 | 0 | 0 | 0 | 0 | 0 | 0 | 0 | 0 | 0 | 0 | 0 | 0
Commercial_Health (ID)_Existing_Food Preparation_Natural Gas_Steamer_E6_Baseline Forecast | Commercial | Health (ID) | Existing | Food Preparation | Natural Gas | Steamer | E6 |  | Baseline Forecast | 0 | 0 | 0 | 0 | 0 | 0 | 0 | 0 | 0 | 0 | 0 | 0 | 0 | 0 | 0 | 0 | 0 | 0 | 0 | 0 | 0 | 0 | 0 | 0 | 0 | 0 | 0
Commercial_Health (ID)_Existing_Food Preparation_Natural Gas_Steamer_E7_Baseline Forecast | Commercial | Health (ID) | Existing | Food Preparation | Natural Gas | Steamer | E7 |  | Baseline Forecast | 0 | 0 | 0 | 0 | 0 | 0 | 0 | 0 | 0 | 0 | 0 | 0 | 0 | 0 | 0 | 0 | 0 | 0 | 0 | 0 | 0 | 0 | 0 | 0 | 0 | 0 | 0
Commercial_Health (ID)_Existing_Food Preparation_Natural Gas_Steamer_E8_Baseline Forecast | Commercial | Health (ID) | Existing | Food Preparation | Natural Gas | Steamer | E8 |  | Baseline Forecast | 0 | 0 | 0 | 0 | 0 | 0 | 0 | 0 | 0 | 0 | 0 | 0 | 0 | 0 | 0 | 0 | 0 | 0 | 0 | 0 | 0 | 0 | 0 | 0 | 0 | 0 | 0
Commercial_Health (ID)_Existing_Food Preparation_Natural Gas_Steamer_E9_Baseline Forecast | Commercial | Health (ID) | Existing | Food Preparation | Natural Gas | Steamer | E9 |  | Baseline Forecast | 0 | 0 | 0 | 0 | 0 | 0 | 0 | 0 | 0 | 0 | 0 | 0 | 0 | 0 | 0 | 0 | 0 | 0 | 0 | 0 | 0 | 0 | 0 | 0 | 0 | 0 | 0
Commercial_Health (ID)_Existing_Food Preparation_Natural Gas_Steamer_E10_Baseline Forecast | Commercial | Health (ID) | Existing | Food Preparation | Natural Gas | Steamer | E10 |  | Baseline Forecast | 0 | 0 | 0 | 0 | 0 | 0 | 0 | 0 | 0 | 0 | 0 | 0 | 0 | 0 | 0 | 0 | 0 | 0 | 0 | 0 | 0 | 0 | 0 | 0 | 0 | 0 | 0
Commercial_Health (ID)_Existing_Food Preparation_Natural Gas_Steamer_Vintage_Baseline Forecast | Commercial | Health (ID) | Existing | Food Preparation | Natural Gas | Steamer | Vintage | Vintage | Baseline Forecast | 72598.1035 | 68590.2417 | 64348.2876 | 59928.4737 | 55379.1151 | 50741.6397 | 46051.4865 | 41338.8891 | 36629.5579 | 31945.2748 | 27860.03 | 24297.2169 | 21190.0257 | 18480.1901 | 16116.8954 | 14055.8249 | 12258.3295 | 10690.7024 | 9323.5476 | 8131.2281 | 7091.3855 | 6184.5207 | 5393.6281 | 4703.8769 | 4102.3329 | 3577.7159 | 3120.1883
Commercial_Health (ID)_Existing_Food Preparation_Natural Gas_Food Prep Other_E1_Baseline Forecast | Commercial | Health (ID) | Existing | Food Preparation | Natural Gas | Food Prep Other | E1 | Standard | Baseline Forecast | 0 | 0 | 0 | 0 | 0 | 0 | 0 | 0 | 0 | 0 | 0 | 0 | 0 | 0 | 0 | 0 | 0 | 0 | 0 | 0 | 0 | 0 | 0 | 0 | 0 | 0 | 0
Commercial_Health (ID)_Existing_Food Preparation_Natural Gas_Food Prep Other_E2_Baseline Forecast | Commercial | Health (ID) | Existing | Food Preparation | Natural Gas | Food Prep Other | E2 | ENERGY STAR | Baseline Forecast | 0 | 0 | 0 | 0 | 0 | 0 | 0 | 0 | 0 | 0 | 0 | 0 | 0 | 0 | 0 | 0 | 0 | 0 | 0 | 0 | 0 | 0 | 0 | 0 | 0 | 0 | 0
Commercial_Health (ID)_Existing_Food Preparation_Natural Gas_Food Prep Other_E3_Baseline Forecast | Commercial | Health (ID) | Existing | Food Preparation | Natural Gas | Food Prep Other | E3 |  | Baseline Forecast | 0 | 0 | 0 | 0 | 0 | 0 | 0 | 0 | 0 | 0 | 0 | 0 | 0 | 0 | 0 | 0 | 0 | 0 | 0 | 0 | 0 | 0 | 0 | 0 | 0 | 0 | 0
Commercial_Health (ID)_Existing_Food Preparation_Natural Gas_Food Prep Other_E4_Baseline Forecast | Commercial | Health (ID) | Existing | Food Preparation | Natural Gas | Food Prep Other | E4 |  | Baseline Forecast | 0 | 0 | 0 | 0 | 0 | 0 | 0 | 0 | 0 | 0 | 0 | 0 | 0 | 0 | 0 | 0 | 0 | 0 | 0 | 0 | 0 | 0 | 0 | 0 | 0 | 0 | 0
Commercial_Health (ID)_Existing_Food Preparation_Natural Gas_Food Prep Other_E5_Baseline Forecast | Commercial | Health (ID) | Existing | Food Preparation | Natural Gas | Food Prep Other | E5 |  | Baseline Forecast | 0 | 0 | 0 | 0 | 0 | 0 | 0 | 0 | 0 | 0 | 0 | 0 | 0 | 0 | 0 | 0 | 0 | 0 | 0 | 0 | 0 | 0 | 0 | 0 | 0 | 0 | 0
Commercial_Health (ID)_Existing_Food Preparation_Natural Gas_Food Prep Other_E6_Baseline Forecast | Commercial | Health (ID) | Existing | Food Preparation | Natural Gas | Food Prep Other | E6 |  | Baseline Forecast | 0 | 0 | 0 | 0 | 0 | 0 | 0 | 0 | 0 | 0 | 0 | 0 | 0 | 0 | 0 | 0 | 0 | 0 | 0 | 0 | 0 | 0 | 0 | 0 | 0 | 0 | 0
Commercial_Health (ID)_Existing_Food Preparation_Natural Gas_Food Prep Other_E7_Baseline Forecast | Commercial | Health (ID) | Existing | Food Preparation | Natural Gas | Food Prep Other | E7 |  | Baseline Forecast | 0 | 0 | 0 | 0 | 0 | 0 | 0 | 0 | 0 | 0 | 0 | 0 | 0 | 0 | 0 | 0 | 0 | 0 | 0 | 0 | 0 | 0 | 0 | 0 | 0 | 0 | 0
Commercial_Health (ID)_Existing_Food Preparation_Natural Gas_Food Prep Other_E8_Baseline Forecast | Commercial | Health (ID) | Existing | Food Preparation | Natural Gas | Food Prep Other | E8 |  | Baseline Forecast | 0 | 0 | 0 | 0 | 0 | 0 | 0 | 0 | 0 | 0 | 0 | 0 | 0 | 0 | 0 | 0 | 0 | 0 | 0 | 0 | 0 | 0 | 0 | 0 | 0 | 0 | 0
Commercial_Health (ID)_Existing_Food Preparation_Natural Gas_Food Prep Other_E9_Baseline Forecast | Commercial | Health (ID) | Existing | Food Preparation | Natural Gas | Food Prep Other | E9 |  | Baseline Forecast | 0 | 0 | 0 | 0 | 0 | 0 | 0 | 0 | 0 | 0 | 0 | 0 | 0 | 0 | 0 | 0 | 0 | 0 | 0 | 0 | 0 | 0 | 0 | 0 | 0 | 0 | 0
Commercial_Health (ID)_Existing_Food Preparation_Natural Gas_Food Prep Other_E10_Baseline Forecast | Commercial | Health (ID) | Existing | Food Preparation | Natural Gas | Food Prep Other | E10 |  | Baseline Forecast | 0 | 0 | 0 | 0 | 0 | 0 | 0 | 0 | 0 | 0 | 0 | 0 | 0 | 0 | 0 | 0 | 0 | 0 | 0 | 0 | 0 | 0 | 0 | 0 | 0 | 0 | 0
Commercial_Health (ID)_Existing_Food Preparation_Natural Gas_Food Prep Other_Vintage_Baseline Forecast | Commercial | Health (ID) | Existing | Food Preparation | Natural Gas | Food Prep Other | Vintage | Vintage | Baseline Forecast | 0 | 0 | 0 | 0 | 0 | 0 | 0 | 0 | 0 | 0 | 0 | 0 | 0 | 0 | 0 | 0 | 0 | 0 | 0 | 0 | 0 | 0 | 0 | 0 | 0 | 0 | 0
Commercial_Health (ID)_Existing_Miscellaneous_Natural Gas_Pool Heater_E1_Baseline Forecast | Commercial | Health (ID) | Existing | Miscellaneous | Natural Gas | Pool Heater | E1 | Standard (EF .82) | Baseline Forecast | 0 | 0 | 0 | 0 | 0 | 0 | 0 | 0 | 0 | 0 | 0 | 0 | 0 | 0 | 0 | 0 | 0 | 0 | 0 | 0 | 0 | 0 | 0 | 0 | 0 | 0 | 0
Commercial_Health (ID)_Existing_Miscellaneous_Natural Gas_Pool Heater_E2_Baseline Forecast | Commercial | Health (ID) | Existing | Miscellaneous | Natural Gas | Pool Heater | E2 | Condensing (EF .90) | Baseline Forecast | 0 | 0 | 0 | 0 | 0 | 0 | 0 | 0 | 0 | 0 | 0 | 0 | 0 | 0 | 0 | 0 | 0 | 0 | 0 | 0 | 0 | 0 | 0 | 0 | 0 | 0 | 0
Commercial_Health (ID)_Existing_Miscellaneous_Natural Gas_Pool Heater_E3_Baseline Forecast | Commercial | Health (ID) | Existing | Miscellaneous | Natural Gas | Pool Heater | E3 |  | Baseline Forecast | 0 | 0 | 0 | 0 | 0 | 0 | 0 | 0 | 0 | 0 | 0 | 0 | 0 | 0 | 0 | 0 | 0 | 0 | 0 | 0 | 0 | 0 | 0 | 0 | 0 | 0 | 0
Commercial_Health (ID)_Existing_Miscellaneous_Natural Gas_Pool Heater_E4_Baseline Forecast | Commercial | Health (ID) | Existing | Miscellaneous | Natural Gas | Pool Heater | E4 |  | Baseline Forecast | 0 | 0 | 0 | 0 | 0 | 0 | 0 | 0 | 0 | 0 | 0 | 0 | 0 | 0 | 0 | 0 | 0 | 0 | 0 | 0 | 0 | 0 | 0 | 0 | 0 | 0 | 0
Commercial_Health (ID)_Existing_Miscellaneous_Natural Gas_Pool Heater_E5_Baseline Forecast | Commercial | Health (ID) | Existing | Miscellaneous | Natural Gas | Pool Heater | E5 |  | Baseline Forecast | 0 | 0 | 0 | 0 | 0 | 0 | 0 | 0 | 0 | 0 | 0 | 0 | 0 | 0 | 0 | 0 | 0 | 0 | 0 | 0 | 0 | 0 | 0 | 0 | 0 | 0 | 0
Commercial_Health (ID)_Existing_Miscellaneous_Natural Gas_Pool Heater_E6_Baseline Forecast | Commercial | Health (ID) | Existing | Miscellaneous | Natural Gas | Pool Heater | E6 |  | Baseline Forecast | 0 | 0 | 0 | 0 | 0 | 0 | 0 | 0 | 0 | 0 | 0 | 0 | 0 | 0 | 0 | 0 | 0 | 0 | 0 | 0 | 0 | 0 | 0 | 0 | 0 | 0 | 0
Commercial_Health (ID)_Existing_Miscellaneous_Natural Gas_Pool Heater_E7_Baseline Forecast | Commercial | Health (ID) | Existing | Miscellaneous | Natural Gas | Pool Heater | E7 |  | Baseline Forecast | 0 | 0 | 0 | 0 | 0 | 0 | 0 | 0 | 0 | 0 | 0 | 0 | 0 | 0 | 0 | 0 | 0 | 0 | 0 | 0 | 0 | 0 | 0 | 0 | 0 | 0 | 0
Commercial_Health (ID)_Existing_Miscellaneous_Natural Gas_Pool Heater_E8_Baseline Forecast | Commercial | Health (ID) | Existing | Miscellaneous | Natural Gas | Pool Heater | E8 |  | Baseline Forecast | 0 | 0 | 0 | 0 | 0 | 0 | 0 | 0 | 0 | 0 | 0 | 0 | 0 | 0 | 0 | 0 | 0 | 0 | 0 | 0 | 0 | 0 | 0 | 0 | 0 | 0 | 0
Commercial_Health (ID)_Existing_Miscellaneous_Natural Gas_Pool Heater_E9_Baseline Forecast | Commercial | Health (ID) | Existing | Miscellaneous | Natural Gas | Pool Heater | E9 |  | Baseline Forecast | 0 | 0 | 0 | 0 | 0 | 0 | 0 | 0 | 0 | 0 | 0 | 0 | 0 | 0 | 0 | 0 | 0 | 0 | 0 | 0 | 0 | 0 | 0 | 0 | 0 | 0 | 0
Commercial_Health (ID)_Existing_Miscellaneous_Natural Gas_Pool Heater_E10_Baseline Forecast | Commercial | Health (ID) | Existing | Miscellaneous | Natural Gas | Pool Heater | E10 |  | Baseline Forecast | 0 | 0 | 0 | 0 | 0 | 0 | 0 | 0 | 0 | 0 | 0 | 0 | 0 | 0 | 0 | 0 | 0 | 0 | 0 | 0 | 0 | 0 | 0 | 0 | 0 | 0 | 0
Commercial_Health (ID)_Existing_Miscellaneous_Natural Gas_Pool Heater_Vintage_Baseline Forecast | Commercial | Health (ID) | Existing | Miscellaneous | Natural Gas | Pool Heater | Vintage | Vintage | Baseline Forecast | 0 | 0 | 0 | 0 | 0 | 0 | 0 | 0 | 0 | 0 | 0 | 0 | 0 | 0 | 0 | 0 | 0 | 0 | 0 | 0 | 0 | 0 | 0 | 0 | 0 | 0 | 0
Commercial_Health (ID)_Existing_Miscellaneous_Natural Gas_Miscellaneous_E1_Baseline Forecast | Commercial | Health (ID) | Existing | Miscellaneous | Natural Gas | Miscellaneous | E1 | Standard | Baseline Forecast | 0 | 255200.9235 | 548464.1591 | 870678.0147 | 1133925.1077 | 1347728.6604 | 1520094.67 | 1657753.2447 | 1766361.5585 | 1850674.5297 | 1914688.3549 | 1961761.2171 | 1994714.7951 | 2015919.6303 | 2027366.9166 | 2030728.8717 | 2027409.5083 | 2018587.3289 | 2005251.2311 | 1988230.7015 | 1968221.2074 | 1945805.5493 | 1921471.8178 | 1895628.4929 | 1868617.1424 | 1840723.0997 | 1812184.4427
Commercial_Health (ID)_Existing_Miscellaneous_Natural Gas_Miscellaneous_E2_Baseline Forecast | Commercial | Health (ID) | Existing | Miscellaneous | Natural Gas | Miscellaneous | E2 |  | Baseline Forecast | 0 | 0 | 0 | 0 | 0 | 0 | 0 | 0 | 0 | 0 | 0 | 0 | 0 | 0 | 0 | 0 | 0 | 0 | 0 | 0 | 0 | 0 | 0 | 0 | 0 | 0 | 0
Commercial_Health (ID)_Existing_Miscellaneous_Natural Gas_Miscellaneous_E3_Baseline Forecast | Commercial | Health (ID) | Existing | Miscellaneous | Natural Gas | Miscellaneous | E3 |  | Baseline Forecast | 0 | 0 | 0 | 0 | 0 | 0 | 0 | 0 | 0 | 0 | 0 | 0 | 0 | 0 | 0 | 0 | 0 | 0 | 0 | 0 | 0 | 0 | 0 | 0 | 0 | 0 | 0
Commercial_Health (ID)_Existing_Miscellaneous_Natural Gas_Miscellaneous_E4_Baseline Forecast | Commercial | Health (ID) | Existing | Miscellaneous | Natural Gas | Miscellaneous | E4 |  | Baseline Forecast | 0 | 0 | 0 | 0 | 0 | 0 | 0 | 0 | 0 | 0 | 0 | 0 | 0 | 0 | 0 | 0 | 0 | 0 | 0 | 0 | 0 | 0 | 0 | 0 | 0 | 0 | 0
Commercial_Health (ID)_Existing_Miscellaneous_Natural Gas_Miscellaneous_E5_Baseline Forecast | Commercial | Health (ID) | Existing | Miscellaneous | Natural Gas | Miscellaneous | E5 |  | Baseline Forecast | 0 | 0 | 0 | 0 | 0 | 0 | 0 | 0 | 0 | 0 | 0 | 0 | 0 | 0 | 0 | 0 | 0 | 0 | 0 | 0 | 0 | 0 | 0 | 0 | 0 | 0 | 0
Commercial_Health (ID)_Existing_Miscellaneous_Natural Gas_Miscellaneous_E6_Baseline Forecast | Commercial | Health (ID) | Existing | Miscellaneous | Natural Gas | Miscellaneous | E6 |  | Baseline Forecast | 0 | 0 | 0 | 0 | 0 | 0 | 0 | 0 | 0 | 0 | 0 | 0 | 0 | 0 | 0 | 0 | 0 | 0 | 0 | 0 | 0 | 0 | 0 | 0 | 0 | 0 | 0
Commercial_Health (ID)_Existing_Miscellaneous_Natural Gas_Miscellaneous_E7_Baseline Forecast | Commercial | Health (ID) | Existing | Miscellaneous | Natural Gas | Miscellaneous | E7 |  | Baseline Forecast | 0 | 0 | 0 | 0 | 0 | 0 | 0 | 0 | 0 | 0 | 0 | 0 | 0 | 0 | 0 | 0 | 0 | 0 | 0 | 0 | 0 | 0 | 0 | 0 | 0 | 0 | 0
Commercial_Health (ID)_Existing_Miscellaneous_Natural Gas_Miscellaneous_E8_Baseline Forecast | Commercial | Health (ID) | Existing | Miscellaneous | Natural Gas | Miscellaneous | E8 |  | Baseline Forecast | 0 | 0 | 0 | 0 | 0 | 0 | 0 | 0 | 0 | 0 | 0 | 0 | 0 | 0 | 0 | 0 | 0 | 0 | 0 | 0 | 0 | 0 | 0 | 0 | 0 | 0 | 0
Commercial_Health (ID)_Existing_Miscellaneous_Natural Gas_Miscellaneous_E9_Baseline Forecast | Commercial | Health (ID) | Existing | Miscellaneous | Natural Gas | Miscellaneous | E9 |  | Baseline Forecast | 0 | 0 | 0 | 0 | 0 | 0 | 0 | 0 | 0 | 0 | 0 | 0 | 0 | 0 | 0 | 0 | 0 | 0 | 0 | 0 | 0 | 0 | 0 | 0 | 0 | 0 | 0
Commercial_Health (ID)_Existing_Miscellaneous_Natural Gas_Miscellaneous_E10_Baseline Forecast | Commercial | Health (ID) | Existing | Miscellaneous | Natural Gas | Miscellaneous | E10 |  | Baseline Forecast | 0 | 0 | 0 | 0 | 0 | 0 | 0 | 0 | 0 | 0 | 0 | 0 | 0 | 0 | 0 | 0 | 0 | 0 | 0 | 0 | 0 | 0 | 0 | 0 | 0 | 0 | 0
Commercial_Health (ID)_Existing_Miscellaneous_Natural Gas_Miscellaneous_Vintage_Baseline Forecast | Commercial | Health (ID) | Existing | Miscellaneous | Natural Gas | Miscellaneous | Vintage | Vintage | Baseline Forecast | 3034600.7254 | 2722143.1844 | 2372703.6449 | 1995373.4156 | 1678049.8805 | 1411190.196 | 1186769.1136 | 998037.6373 | 839320.0616 | 705843.2863 | 593593.2758 | 499194.3452 | 419807.6434 | 353045.7809 | 296901.0341 | 249684.9667 | 209977.6539 | 176584.9812 | 148502.7335 | 124886.3958 | 105025.7561 | 88323.5469 | 74277.4842 | 62465.1619 | 52531.3491 | 44177.307 | 37151.8054
Commercial_Health (ID)_New_Space Heating_Natural Gas_Furnace_E1_Baseline Forecast | Commercial | Health (ID) | New | Space Heating | Natural Gas | Furnace | E1 | AFUE 80% (Standard) | Baseline Forecast | 0 | 9781.5126 | 18930.5364 | 29791.5561 | 40870.9413 | 50911.0807 | 59716.6328 | 68230.6789 | 76490.0421 | 84436.3071 | 92250.8903 | 98481.8883 | 104444.8589 | 110164.5061 | 115607.0926 | 120863.4106 | 125910.4192 | 130785.1563 | 135511.108 | 140091.1278 | 144461.6582 | 148694.2557 | 152991.7045 | 156749.2232 | 160592.0293 | 164689.3616 | 168304.8945
Commercial_Health (ID)_New_Space Heating_Natural Gas_Furnace_E2_Baseline Forecast | Commercial | Health (ID) | New | Space Heating | Natural Gas | Furnace | E2 | AFUE 90% | Baseline Forecast | 0 | 0 | 0 | 0 | 0 | 0 | 0 | 0 | 0 | 0 | 0 | 1568.5442 | 3274.4064 | 5106.6279 | 7154.5309 | 9306.7137 | 11561.7573 | 13861.9304 | 16220.1267 | 18597.4887 | 21013.9151 | 23453.1499 | 25756.2495 | 28583.2212 | 31207.9259 | 33870.3859 | 36276.8802
Commercial_Health (ID)_New_Space Heating_Natural Gas_Furnace_E3_Baseline Forecast | Commercial | Health (ID) | New | Space Heating | Natural Gas | Furnace | E3 | AFUE 96% | Baseline Forecast | 0 | 0 | 0 | 0 | 0 | 0 | 0 | 0 | 0 | 0 | 0 | 0 | 0 | 0 | 0 | 0 | 0 | 0 | 0 | 0 | 0 | 0 | 0 | 0 | 0 | 0 | 0
Commercial_Health (ID)_New_Space Heating_Natural Gas_Furnace_E4_Baseline Forecast | Commercial | Health (ID) | New | Space Heating | Natural Gas | Furnace | E4 |  | Baseline Forecast | 0 | 0 | 0 | 0 | 0 | 0 | 0 | 0 | 0 | 0 | 0 | 0 | 0 | 0 | 0 | 0 | 0 | 0 | 0 | 0 | 0 | 0 | 0 | 0 | 0 | 0 | 0
Commercial_Health (ID)_New_Space Heating_Natural Gas_Furnace_E5_Baseline Forecast | Commercial | Health (ID) | New | Space Heating | Natural Gas | Furnace | E5 |  | Baseline Forecast | 0 | 0 | 0 | 0 | 0 | 0 | 0 | 0 | 0 | 0 | 0 | 0 | 0 | 0 | 0 | 0 | 0 | 0 | 0 | 0 | 0 | 0 | 0 | 0 | 0 | 0 | 0
Commercial_Health (ID)_New_Space Heating_Natural Gas_Furnace_E6_Baseline Forecast | Commercial | Health (ID) | New | Space Heating | Natural Gas | Furnace | E6 |  | Baseline Forecast | 0 | 0 | 0 | 0 | 0 | 0 | 0 | 0 | 0 | 0 | 0 | 0 | 0 | 0 | 0 | 0 | 0 | 0 | 0 | 0 | 0 | 0 | 0 | 0 | 0 | 0 | 0
Commercial_Health (ID)_New_Space Heating_Natural Gas_Furnace_E7_Baseline Forecast | Commercial | Health (ID) | New | Space Heating | Natural Gas | Furnace | E7 |  | Baseline Forecast | 0 | 0 | 0 | 0 | 0 | 0 | 0 | 0 | 0 | 0 | 0 | 0 | 0 | 0 | 0 | 0 | 0 | 0 | 0 | 0 | 0 | 0 | 0 | 0 | 0 | 0 | 0
Commercial_Health (ID)_New_Space Heating_Natural Gas_Furnace_E8_Baseline Forecast | Commercial | Health (ID) | New | Space Heating | Natural Gas | Furnace | E8 |  | Baseline Forecast | 0 | 0 | 0 | 0 | 0 | 0 | 0 | 0 | 0 | 0 | 0 | 0 | 0 | 0 | 0 | 0 | 0 | 0 | 0 | 0 | 0 | 0 | 0 | 0 | 0 | 0 | 0
Commercial_Health (ID)_New_Space Heating_Natural Gas_Furnace_E9_Baseline Forecast | Commercial | Health (ID) | New | Space Heating | Natural Gas | Furnace | E9 |  | Baseline Forecast | 0 | 0 | 0 | 0 | 0 | 0 | 0 | 0 | 0 | 0 | 0 | 0 | 0 | 0 | 0 | 0 | 0 | 0 | 0 | 0 | 0 | 0 | 0 | 0 | 0 | 0 | 0
Commercial_Health (ID)_New_Space Heating_Natural Gas_Furnace_E10_Baseline Forecast | Commercial | Health (ID) | New | Space Heating | Natural Gas | Furnace | E10 |  | Baseline Forecast | 0 | 0 | 0 | 0 | 0 | 0 | 0 | 0 | 0 | 0 | 0 | 0 | 0 | 0 | 0 | 0 | 0 | 0 | 0 | 0 | 0 | 0 | 0 | 0 | 0 | 0 | 0
Commercial_Health (ID)_New_Space Heating_Natural Gas_Furnace_Vintage_Baseline Forecast | Commercial | Health (ID) | New | Space Heating | Natural Gas | Furnace | Vintage | Vintage | Baseline Forecast | 0 | 0 | 0 | 0 | 0 | 0 | 0 | 0 | 0 | 0 | 0 | 0 | 0 | 0 | 0 | 0 | 0 | 0 | 0 | 0 | 0 | 0 | 0 | 0 | 0 | 0 | 0
Commercial_Health (ID)_New_Space Heating_Natural Gas_Boiler_E1_Baseline Forecast | Commercial | Health (ID) | New | Space Heating | Natural Gas | Boiler | E1 | AFUE 80% (Standard) | Baseline Forecast | 0 | 29823.4963 | 57718.5558 | 90833.4323 | 124614.0974 | 155226.1378 | 182073.964 | 208032.9984 | 225292.9243 | 241898.5563 | 258229.0076 | 274528.027 | 290553.8976 | 306335.3435 | 321988.5232 | 337470.3674 | 352729.7618 | 367723.4623 | 382527.4937 | 397066.6162 | 411249.5947 | 425191.9933 | 438985.4267 | 452745.3031 | 466260.7224 | 480386.9345 | 492971.4086
Commercial_Health (ID)_New_Space Heating_Natural Gas_Boiler_E2_Baseline Forecast | Commercial | Health (ID) | New | Space Heating | Natural Gas | Boiler | E2 | AFUE 85% | Baseline Forecast | 0 | 0 | 0 | 0 | 0 | 0 | 0 | 0 | 0 | 0 | 0 | 0 | 0 | 0 | 0 | 0 | 0 | 0 | 0 | 0 | 0 | 0 | 0 | 0 | 0 | 0 | 0
Commercial_Health (ID)_New_Space Heating_Natural Gas_Boiler_E3_Baseline Forecast | Commercial | Health (ID) | New | Space Heating | Natural Gas | Boiler | E3 | AFUE 97% | Baseline Forecast | 0 | 25304.7847 | 48973.3201 | 77070.791 | 105733.1736 | 131707.026 | 154486.9997 | 176512.8471 | 205802.4184 | 233981.6727 | 261693.9536 | 289352.8956 | 316548.3124 | 343328.9478 | 369891.9195 | 396164.14 | 422058.8699 | 447502.7253 | 472624.7179 | 497297.1683 | 521365.253 | 545025.0809 | 568432.1193 | 591782.2127 | 614717.4697 | 638689.2236 | 660044.6948
Commercial_Health (ID)_New_Space Heating_Natural Gas_Boiler_E4_Baseline Forecast | Commercial | Health (ID) | New | Space Heating | Natural Gas | Boiler | E4 | Convert to NG Air Source Heat Pump | Baseline Forecast | 0 | 0 | 0 | 0 | 0 | 0 | 0 | 0 | 0 | 0 | 0 | 0 | 0 | 0 | 0 | 0 | 0 | 0 | 0 | 0 | 0 | 0 | 0 | 0 | 0 | 0 | 0
Commercial_Health (ID)_New_Space Heating_Natural Gas_Boiler_E5_Baseline Forecast | Commercial | Health (ID) | New | Space Heating | Natural Gas | Boiler | E5 |  | Baseline Forecast | 0 | 0 | 0 | 0 | 0 | 0 | 0 | 0 | 0 | 0 | 0 | 0 | 0 | 0 | 0 | 0 | 0 | 0 | 0 | 0 | 0 | 0 | 0 | 0 | 0 | 0 | 0
Commercial_Health (ID)_New_Space Heating_Natural Gas_Boiler_E6_Baseline Forecast | Commercial | Health (ID) | New | Space Heating | Natural Gas | Boiler | E6 |  | Baseline Forecast | 0 | 0 | 0 | 0 | 0 | 0 | 0 | 0 | 0 | 0 | 0 | 0 | 0 | 0 | 0 | 0 | 0 | 0 | 0 | 0 | 0 | 0 | 0 | 0 | 0 | 0 | 0
Commercial_Health (ID)_New_Space Heating_Natural Gas_Boiler_E7_Baseline Forecast | Commercial | Health (ID) | New | Space Heating | Natural Gas | Boiler | E7 |  | Baseline Forecast | 0 | 0 | 0 | 0 | 0 | 0 | 0 | 0 | 0 | 0 | 0 | 0 | 0 | 0 | 0 | 0 | 0 | 0 | 0 | 0 | 0 | 0 | 0 | 0 | 0 | 0 | 0
Commercial_Health (ID)_New_Space Heating_Natural Gas_Boiler_E8_Baseline Forecast | Commercial | Health (ID) | New | Space Heating | Natural Gas | Boiler | E8 |  | Baseline Forecast | 0 | 0 | 0 | 0 | 0 | 0 | 0 | 0 | 0 | 0 | 0 | 0 | 0 | 0 | 0 | 0 | 0 | 0 | 0 | 0 | 0 | 0 | 0 | 0 | 0 | 0 | 0
Commercial_Health (ID)_New_Space Heating_Natural Gas_Boiler_E9_Baseline Forecast | Commercial | Health (ID) | New | Space Heating | Natural Gas | Boiler | E9 |  | Baseline Forecast | 0 | 0 | 0 | 0 | 0 | 0 | 0 | 0 | 0 | 0 | 0 | 0 | 0 | 0 | 0 | 0 | 0 | 0 | 0 | 0 | 0 | 0 | 0 | 0 | 0 | 0 | 0
Commercial_Health (ID)_New_Space Heating_Natural Gas_Boiler_E10_Baseline Forecast | Commercial | Health (ID) | New | Space Heating | Natural Gas | Boiler | E10 |  | Baseline Forecast | 0 | 0 | 0 | 0 | 0 | 0 | 0 | 0 | 0 | 0 | 0 | 0 | 0 | 0 | 0 | 0 | 0 | 0 | 0 | 0 | 0 | 0 | 0 | 0 | 0 | 0 | 0
Commercial_Health (ID)_New_Space Heating_Natural Gas_Boiler_Vintage_Baseline Forecast | Commercial | Health (ID) | New | Space Heating | Natural Gas | Boiler | Vintage | Vintage | Baseline Forecast | 0 | 0 | 0 | 0 | 0 | 0 | 0 | 0 | 0 | 0 | 0 | 0 | 0 | 0 | 0 | 0 | 0 | 0 | 0 | 0 | 0 | 0 | 0 | 0 | 0 | 0 | 0
Commercial_Health (ID)_New_Space Heating_Natural Gas_Unit Heater_E1_Baseline Forecast | Commercial | Health (ID) | New | Space Heating | Natural Gas | Unit Heater | E1 | Standard | Baseline Forecast | 0 | 0 | 0 | 0 | 0 | 0 | 0 | 0 | 0 | 0 | 0 | 0 | 0 | 0 | 0 | 0 | 0 | 0 | 0 | 0 | 0 | 0 | 0 | 0 | 0 | 0 | 0
Commercial_Health (ID)_New_Space Heating_Natural Gas_Unit Heater_E2_Baseline Forecast | Commercial | Health (ID) | New | Space Heating | Natural Gas | Unit Heater | E2 | Condensing | Baseline Forecast | 0 | 0 | 0 | 0 | 0 | 0 | 0 | 0 | 0 | 0 | 0 | 0 | 0 | 0 | 0 | 0 | 0 | 0 | 0 | 0 | 0 | 0 | 0 | 0 | 0 | 0 | 0
Commercial_Health (ID)_New_Space Heating_Natural Gas_Unit Heater_E3_Baseline Forecast | Commercial | Health (ID) | New | Space Heating | Natural Gas | Unit Heater | E3 | Infrared Radiant | Baseline Forecast | 0 | 0 | 0 | 0 | 0 | 0 | 0 | 0 | 0 | 0 | 0 | 0 | 0 | 0 | 0 | 0 | 0 | 0 | 0 | 0 | 0 | 0 | 0 | 0 | 0 | 0 | 0
Commercial_Health (ID)_New_Space Heating_Natural Gas_Unit Heater_E4_Baseline Forecast | Commercial | Health (ID) | New | Space Heating | Natural Gas | Unit Heater | E4 |  | Baseline Forecast | 0 | 0 | 0 | 0 | 0 | 0 | 0 | 0 | 0 | 0 | 0 | 0 | 0 | 0 | 0 | 0 | 0 | 0 | 0 | 0 | 0 | 0 | 0 | 0 | 0 | 0 | 0
Commercial_Health (ID)_New_Space Heating_Natural Gas_Unit Heater_E5_Baseline Forecast | Commercial | Health (ID) | New | Space Heating | Natural Gas | Unit Heater | E5 |  | Baseline Forecast | 0 | 0 | 0 | 0 | 0 | 0 | 0 | 0 | 0 | 0 | 0 | 0 | 0 | 0 | 0 | 0 | 0 | 0 | 0 | 0 | 0 | 0 | 0 | 0 | 0 | 0 | 0
Commercial_Health (ID)_New_Space Heating_Natural Gas_Unit Heater_E6_Baseline Forecast | Commercial | Health (ID) | New | Space Heating | Natural Gas | Unit Heater | E6 |  | Baseline Forecast | 0 | 0 | 0 | 0 | 0 | 0 | 0 | 0 | 0 | 0 | 0 | 0 | 0 | 0 | 0 | 0 | 0 | 0 | 0 | 0 | 0 | 0 | 0 | 0 | 0 | 0 | 0
Commercial_Health (ID)_New_Space Heating_Natural Gas_Unit Heater_E7_Baseline Forecast | Commercial | Health (ID) | New | Space Heating | Natural Gas | Unit Heater | E7 |  | Baseline Forecast | 0 | 0 | 0 | 0 | 0 | 0 | 0 | 0 | 0 | 0 | 0 | 0 | 0 | 0 | 0 | 0 | 0 | 0 | 0 | 0 | 0 | 0 | 0 | 0 | 0 | 0 | 0
Commercial_Health (ID)_New_Space Heating_Natural Gas_Unit Heater_E8_Baseline Forecast | Commercial | Health (ID) | New | Space Heating | Natural Gas | Unit Heater | E8 |  | Baseline Forecast | 0 | 0 | 0 | 0 | 0 | 0 | 0 | 0 | 0 | 0 | 0 | 0 | 0 | 0 | 0 | 0 | 0 | 0 | 0 | 0 | 0 | 0 | 0 | 0 | 0 | 0 | 0
Commercial_Health (ID)_New_Space Heating_Natural Gas_Unit Heater_E9_Baseline Forecast | Commercial | Health (ID) | New | Space Heating | Natural Gas | Unit Heater | E9 |  | Baseline Forecast | 0 | 0 | 0 | 0 | 0 | 0 | 0 | 0 | 0 | 0 | 0 | 0 | 0 | 0 | 0 | 0 | 0 | 0 | 0 | 0 | 0 | 0 | 0 | 0 | 0 | 0 | 0
Commercial_Health (ID)_New_Space Heating_Natural Gas_Unit Heater_E10_Baseline Forecast | Commercial | Health (ID) | New | Space Heating | Natural Gas | Unit Heater | E10 |  | Baseline Forecast | 0 | 0 | 0 | 0 | 0 | 0 | 0 | 0 | 0 | 0 | 0 | 0 | 0 | 0 | 0 | 0 | 0 | 0 | 0 | 0 | 0 | 0 | 0 | 0 | 0 | 0 | 0
Commercial_Health (ID)_New_Space Heating_Natural Gas_Unit Heater_Vintage_Baseline Forecast | Commercial | Health (ID) | New | Space Heating | Natural Gas | Unit Heater | Vintage | Vintage | Baseline Forecast | 0 | 0 | 0 | 0 | 0 | 0 | 0 | 0 | 0 | 0 | 0 | 0 | 0 | 0 | 0 | 0 | 0 | 0 | 0 | 0 | 0 | 0 | 0 | 0 | 0 | 0 | 0
Commercial_Health (ID)_New_Water Heating_Natural Gas_Water Heater_E1_Baseline Forecast | Commercial | Health (ID) | New | Water Heating | Natural Gas | Water Heater | E1 | TE 0.80 | Baseline Forecast | 0 | 30924.6373 | 59849.6362 | 94187.1778 | 129215.0903 | 160957.3862 | 188796.4859 | 215713.978 | 241826.2799 | 266948.7096 | 291654.8222 | 316313.382 | 340558.6987 | 364434.2287 | 388115.7066 | 411537.9735 | 434623.699 | 457307.46 | 479704.2732 | 501700.3095 | 523157.5404 | 544250.8013 | 565118.6948 | 585935.8205 | 606383.1105 | 627754.4603 | 646793.3361
Commercial_Health (ID)_New_Water Heating_Natural Gas_Water Heater_E2_Baseline Forecast | Commercial | Health (ID) | New | Water Heating | Natural Gas | Water Heater | E2 | TE 0.90 | Baseline Forecast | 0 | 0 | 0 | 0 | 0 | 0 | 0 | 0 | 0 | 0 | 0 | 0 | 0 | 0 | 0 | 0 | 0 | 0 | 0 | 0 | 0 | 0 | 0 | 0 | 0 | 0 | 0
Commercial_Health (ID)_New_Water Heating_Natural Gas_Water Heater_E3_Baseline Forecast | Commercial | Health (ID) | New | Water Heating | Natural Gas | Water Heater | E3 | TE 0.94 | Baseline Forecast | 0 | 34872.4633 | 67490.0153 | 106211.0728 | 145710.6337 | 181505.1377 | 212898.165 | 243251.9326 | 272697.7198 | 301027.2682 | 328887.3526 | 356693.8137 | 384034.2772 | 410957.7473 | 437662.3926 | 464074.7361 | 490107.5755 | 515687.1358 | 540943.1166 | 565747.1575 | 589943.6094 | 613729.627 | 637261.5069 | 660736.1381 | 683793.7203 | 707893.3275 | 729362.6982
Commercial_Health (ID)_New_Water Heating_Natural Gas_Water Heater_E4_Baseline Forecast | Commercial | Health (ID) | New | Water Heating | Natural Gas | Water Heater | E4 | Instantaneous TE 0.94 | Baseline Forecast | 0 | 0 | 0 | 0 | 0 | 0 | 0 | 0 | 0 | 0 | 0 | 0 | 0 | 0 | 0 | 0 | 0 | 0 | 0 | 0 | 0 | 0 | 0 | 0 | 0 | 0 | 0
Commercial_Health (ID)_New_Water Heating_Natural Gas_Water Heater_E5_Baseline Forecast | Commercial | Health (ID) | New | Water Heating | Natural Gas | Water Heater | E5 | Gas-Fired Absorption HPWH | Baseline Forecast | 0 | 0 | 0 | 0 | 0 | 0 | 0 | 0 | 0 | 0 | 0 | 0 | 0 | 0 | 0 | 0 | 0 | 0 | 0 | 0 | 0 | 0 | 0 | 0 | 0 | 0 | 0
Commercial_Health (ID)_New_Water Heating_Natural Gas_Water Heater_E6_Baseline Forecast | Commercial | Health (ID) | New | Water Heating | Natural Gas | Water Heater | E6 |  | Baseline Forecast | 0 | 0 | 0 | 0 | 0 | 0 | 0 | 0 | 0 | 0 | 0 | 0 | 0 | 0 | 0 | 0 | 0 | 0 | 0 | 0 | 0 | 0 | 0 | 0 | 0 | 0 | 0
Commercial_Health (ID)_New_Water Heating_Natural Gas_Water Heater_E7_Baseline Forecast | Commercial | Health (ID) | New | Water Heating | Natural Gas | Water Heater | E7 |  | Baseline Forecast | 0 | 0 | 0 | 0 | 0 | 0 | 0 | 0 | 0 | 0 | 0 | 0 | 0 | 0 | 0 | 0 | 0 | 0 | 0 | 0 | 0 | 0 | 0 | 0 | 0 | 0 | 0
Commercial_Health (ID)_New_Water Heating_Natural Gas_Water Heater_E8_Baseline Forecast | Commercial | Health (ID) | New | Water Heating | Natural Gas | Water Heater | E8 |  | Baseline Forecast | 0 | 0 | 0 | 0 | 0 | 0 | 0 | 0 | 0 | 0 | 0 | 0 | 0 | 0 | 0 | 0 | 0 | 0 | 0 | 0 | 0 | 0 | 0 | 0 | 0 | 0 | 0
Commercial_Health (ID)_New_Water Heating_Natural Gas_Water Heater_E9_Baseline Forecast | Commercial | Health (ID) | New | Water Heating | Natural Gas | Water Heater | E9 |  | Baseline Forecast | 0 | 0 | 0 | 0 | 0 | 0 | 0 | 0 | 0 | 0 | 0 | 0 | 0 | 0 | 0 | 0 | 0 | 0 | 0 | 0 | 0 | 0 | 0 | 0 | 0 | 0 | 0
Commercial_Health (ID)_New_Water Heating_Natural Gas_Water Heater_E10_Baseline Forecast | Commercial | Health (ID) | New | Water Heating | Natural Gas | Water Heater | E10 |  | Baseline Forecast | 0 | 0 | 0 | 0 | 0 | 0 | 0 | 0 | 0 | 0 | 0 | 0 | 0 | 0 | 0 | 0 | 0 | 0 | 0 | 0 | 0 | 0 | 0 | 0 | 0 | 0 | 0
Commercial_Health (ID)_New_Water Heating_Natural Gas_Water Heater_Vintage_Baseline Forecast | Commercial | Health (ID) | New | Water Heating | Natural Gas | Water Heater | Vintage | Vintage | Baseline Forecast | 0 | 0 | 0 | 0 | 0 | 0 | 0 | 0 | 0 | 0 | 0 | 0 | 0 | 0 | 0 | 0 | 0 | 0 | 0 | 0 | 0 | 0 | 0 | 0 | 0 | 0 | 0
Commercial_Health (ID)_New_Food Preparation_Natural Gas_Oven_E1_Baseline Forecast | Commercial | Health (ID) | New | Food Preparation | Natural Gas | Oven | E1 | Standard | Baseline Forecast | 0 | 574.8759 | 1112.5794 | 1750.8997 | 2402.0538 | 2992.1296 | 3509.6467 | 4010.0314 | 4495.4481 | 4962.4634 | 5421.7396 | 5880.1317 | 6330.8419 | 6774.6779 | 7214.9065 | 7650.3165 | 8079.4704 | 8501.1519 | 8917.4992 | 9326.3962 | 9725.277 | 10117.3918 | 10505.3171 | 10892.2986 | 11272.4051 | 11669.6894 | 12023.614
Commercial_Health (ID)_New_Food Preparation_Natural Gas_Oven_E2_Baseline Forecast | Commercial | Health (ID) | New | Food Preparation | Natural Gas | Oven | E2 | ENERGY STAR (>42% Baking Efficiency) | Baseline Forecast | 0 | 827.2604 | 1601.0289 | 2519.5874 | 3456.614 | 4305.7475 | 5050.4672 | 5770.5331 | 6469.0594 | 7141.1059 | 7802.0155 | 8461.653 | 9110.2359 | 9748.9267 | 10382.4265 | 11008.9921 | 11626.555 | 12233.3649 | 12832.4988 | 13420.9116 | 13994.9108 | 14559.1735 | 15117.4075 | 15674.2834 | 16221.2658 | 16792.9677 | 17302.2739
Commercial_Health (ID)_New_Food Preparation_Natural Gas_Oven_E3_Baseline Forecast | Commercial | Health (ID) | New | Food Preparation | Natural Gas | Oven | E3 |  | Baseline Forecast | 0 | 0 | 0 | 0 | 0 | 0 | 0 | 0 | 0 | 0 | 0 | 0 | 0 | 0 | 0 | 0 | 0 | 0 | 0 | 0 | 0 | 0 | 0 | 0 | 0 | 0 | 0
Commercial_Health (ID)_New_Food Preparation_Natural Gas_Oven_E4_Baseline Forecast | Commercial | Health (ID) | New | Food Preparation | Natural Gas | Oven | E4 |  | Baseline Forecast | 0 | 0 | 0 | 0 | 0 | 0 | 0 | 0 | 0 | 0 | 0 | 0 | 0 | 0 | 0 | 0 | 0 | 0 | 0 | 0 | 0 | 0 | 0 | 0 | 0 | 0 | 0
Commercial_Health (ID)_New_Food Preparation_Natural Gas_Oven_E5_Baseline Forecast | Commercial | Health (ID) | New | Food Preparation | Natural Gas | Oven | E5 |  | Baseline Forecast | 0 | 0 | 0 | 0 | 0 | 0 | 0 | 0 | 0 | 0 | 0 | 0 | 0 | 0 | 0 | 0 | 0 | 0 | 0 | 0 | 0 | 0 | 0 | 0 | 0 | 0 | 0
Commercial_Health (ID)_New_Food Preparation_Natural Gas_Oven_E6_Baseline Forecast | Commercial | Health (ID) | New | Food Preparation | Natural Gas | Oven | E6 |  | Baseline Forecast | 0 | 0 | 0 | 0 | 0 | 0 | 0 | 0 | 0 | 0 | 0 | 0 | 0 | 0 | 0 | 0 | 0 | 0 | 0 | 0 | 0 | 0 | 0 | 0 | 0 | 0 | 0
Commercial_Health (ID)_New_Food Preparation_Natural Gas_Oven_E7_Baseline Forecast | Commercial | Health (ID) | New | Food Preparation | Natural Gas | Oven | E7 |  | Baseline Forecast | 0 | 0 | 0 | 0 | 0 | 0 | 0 | 0 | 0 | 0 | 0 | 0 | 0 | 0 | 0 | 0 | 0 | 0 | 0 | 0 | 0 | 0 | 0 | 0 | 0 | 0 | 0
Commercial_Health (ID)_New_Food Preparation_Natural Gas_Oven_E8_Baseline Forecast | Commercial | Health (ID) | New | Food Preparation | Natural Gas | Oven | E8 |  | Baseline Forecast | 0 | 0 | 0 | 0 | 0 | 0 | 0 | 0 | 0 | 0 | 0 | 0 | 0 | 0 | 0 | 0 | 0 | 0 | 0 | 0 | 0 | 0 | 0 | 0 | 0 | 0 | 0
Commercial_Health (ID)_New_Food Preparation_Natural Gas_Oven_E9_Baseline Forecast | Commercial | Health (ID) | New | Food Preparation | Natural Gas | Oven | E9 |  | Baseline Forecast | 0 | 0 | 0 | 0 | 0 | 0 | 0 | 0 | 0 | 0 | 0 | 0 | 0 | 0 | 0 | 0 | 0 | 0 | 0 | 0 | 0 | 0 | 0 | 0 | 0 | 0 | 0
Commercial_Health (ID)_New_Food Preparation_Natural Gas_Oven_E10_Baseline Forecast | Commercial | Health (ID) | New | Food Preparation | Natural Gas | Oven | E10 |  | Baseline Forecast | 0 | 0 | 0 | 0 | 0 | 0 | 0 | 0 | 0 | 0 | 0 | 0 | 0 | 0 | 0 | 0 | 0 | 0 | 0 | 0 | 0 | 0 | 0 | 0 | 0 | 0 | 0
Commercial_Health (ID)_New_Food Preparation_Natural Gas_Oven_Vintage_Baseline Forecast | Commercial | Health (ID) | New | Food Preparation | Natural Gas | Oven | Vintage | Vintage | Baseline Forecast | 0 | 0 | 0 | 0 | 0 | 0 | 0 | 0 | 0 | 0 | 0 | 0 | 0 | 0 | 0 | 0 | 0 | 0 | 0 | 0 | 0 | 0 | 0 | 0 | 0 | 0 | 0
Commercial_Health (ID)_New_Food Preparation_Natural Gas_Conveyor Oven_E1_Baseline Forecast | Commercial | Health (ID) | New | Food Preparation | Natural Gas | Conveyor Oven | E1 | Standard | Baseline Forecast | 0 | 287.438 | 556.2897 | 875.4499 | 1201.0269 | 1496.0648 | 1754.8233 | 2005.0157 | 2247.724 | 2481.2317 | 2710.8698 | 2940.0659 | 3165.421 | 3387.3389 | 3607.4533 | 3825.1583 | 4039.7352 | 4250.576 | 4458.7496 | 4663.1981 | 4862.6385 | 5058.6959 | 5252.6585 | 5446.1493 | 5636.2025 | 5834.8447 | 6011.807
Commercial_Health (ID)_New_Food Preparation_Natural Gas_Conveyor Oven_E2_Baseline Forecast | Commercial | Health (ID) | New | Food Preparation | Natural Gas | Conveyor Oven | E2 | ENERGY STAR (>42% Baking Efficiency) | Baseline Forecast | 0 | 413.6302 | 800.5144 | 1259.7937 | 1728.307 | 2152.8737 | 2525.2336 | 2885.2665 | 3234.5297 | 3570.5529 | 3901.0077 | 4230.8265 | 4555.118 | 4874.4634 | 5191.2132 | 5504.496 | 5813.2775 | 6116.6825 | 6416.2494 | 6710.4558 | 6997.4554 | 7279.5868 | 7558.7037 | 7837.1417 | 8110.6329 | 8396.4838 | 8651.1369
Commercial_Health (ID)_New_Food Preparation_Natural Gas_Conveyor Oven_E3_Baseline Forecast | Commercial | Health (ID) | New | Food Preparation | Natural Gas | Conveyor Oven | E3 |  | Baseline Forecast | 0 | 0 | 0 | 0 | 0 | 0 | 0 | 0 | 0 | 0 | 0 | 0 | 0 | 0 | 0 | 0 | 0 | 0 | 0 | 0 | 0 | 0 | 0 | 0 | 0 | 0 | 0
Commercial_Health (ID)_New_Food Preparation_Natural Gas_Conveyor Oven_E4_Baseline Forecast | Commercial | Health (ID) | New | Food Preparation | Natural Gas | Conveyor Oven | E4 |  | Baseline Forecast | 0 | 0 | 0 | 0 | 0 | 0 | 0 | 0 | 0 | 0 | 0 | 0 | 0 | 0 | 0 | 0 | 0 | 0 | 0 | 0 | 0 | 0 | 0 | 0 | 0 | 0 | 0
Commercial_Health (ID)_New_Food Preparation_Natural Gas_Conveyor Oven_E5_Baseline Forecast | Commercial | Health (ID) | New | Food Preparation | Natural Gas | Conveyor Oven | E5 |  | Baseline Forecast | 0 | 0 | 0 | 0 | 0 | 0 | 0 | 0 | 0 | 0 | 0 | 0 | 0 | 0 | 0 | 0 | 0 | 0 | 0 | 0 | 0 | 0 | 0 | 0 | 0 | 0 | 0
Commercial_Health (ID)_New_Food Preparation_Natural Gas_Conveyor Oven_E6_Baseline Forecast | Commercial | Health (ID) | New | Food Preparation | Natural Gas | Conveyor Oven | E6 |  | Baseline Forecast | 0 | 0 | 0 | 0 | 0 | 0 | 0 | 0 | 0 | 0 | 0 | 0 | 0 | 0 | 0 | 0 | 0 | 0 | 0 | 0 | 0 | 0 | 0 | 0 | 0 | 0 | 0
Commercial_Health (ID)_New_Food Preparation_Natural Gas_Conveyor Oven_E7_Baseline Forecast | Commercial | Health (ID) | New | Food Preparation | Natural Gas | Conveyor Oven | E7 |  | Baseline Forecast | 0 | 0 | 0 | 0 | 0 | 0 | 0 | 0 | 0 | 0 | 0 | 0 | 0 | 0 | 0 | 0 | 0 | 0 | 0 | 0 | 0 | 0 | 0 | 0 | 0 | 0 | 0
Commercial_Health (ID)_New_Food Preparation_Natural Gas_Conveyor Oven_E8_Baseline Forecast | Commercial | Health (ID) | New | Food Preparation | Natural Gas | Conveyor Oven | E8 |  | Baseline Forecast | 0 | 0 | 0 | 0 | 0 | 0 | 0 | 0 | 0 | 0 | 0 | 0 | 0 | 0 | 0 | 0 | 0 | 0 | 0 | 0 | 0 | 0 | 0 | 0 | 0 | 0 | 0
Commercial_Health (ID)_New_Food Preparation_Natural Gas_Conveyor Oven_E9_Baseline Forecast | Commercial | Health (ID) | New | Food Preparation | Natural Gas | Conveyor Oven | E9 |  | Baseline Forecast | 0 | 0 | 0 | 0 | 0 | 0 | 0 | 0 | 0 | 0 | 0 | 0 | 0 | 0 | 0 | 0 | 0 | 0 | 0 | 0 | 0 | 0 | 0 | 0 | 0 | 0 | 0
Commercial_Health (ID)_New_Food Preparation_Natural Gas_Conveyor Oven_E10_Baseline Forecast | Commercial | Health (ID) | New | Food Preparation | Natural Gas | Conveyor Oven | E10 |  | Baseline Forecast | 0 | 0 | 0 | 0 | 0 | 0 | 0 | 0 | 0 | 0 | 0 | 0 | 0 | 0 | 0 | 0 | 0 | 0 | 0 | 0 | 0 | 0 | 0 | 0 | 0 | 0 | 0
Commercial_Health (ID)_New_Food Preparation_Natural Gas_Conveyor Oven_Vintage_Baseline Forecast | Commercial | Health (ID) | New | Food Preparation | Natural Gas | Conveyor Oven | Vintage | Vintage | Baseline Forecast | 0 | 0 | 0 | 0 | 0 | 0 | 0 | 0 | 0 | 0 | 0 | 0 | 0 | 0 | 0 | 0 | 0 | 0 | 0 | 0 | 0 | 0 | 0 | 0 | 0 | 0 | 0
Commercial_Health (ID)_New_Food Preparation_Natural Gas_Double Rack Oven_E1_Baseline Forecast | Commercial | Health (ID) | New | Food Preparation | Natural Gas | Double Rack Oven | E1 | Standard | Baseline Forecast | 0 | 287.438 | 556.2897 | 875.4499 | 1201.0269 | 1496.0648 | 1754.8233 | 2005.0157 | 2247.724 | 2481.2317 | 2710.8698 | 2940.0659 | 3165.421 | 3387.3389 | 3607.4533 | 3825.1583 | 4039.7352 | 4250.576 | 4458.7496 | 4663.1981 | 4862.6385 | 5058.6959 | 5252.6585 | 5446.1493 | 5636.2025 | 5834.8447 | 6011.807
Commercial_Health (ID)_New_Food Preparation_Natural Gas_Double Rack Oven_E2_Baseline Forecast | Commercial | Health (ID) | New | Food Preparation | Natural Gas | Double Rack Oven | E2 | FTSC Qualified (>50% Cooking Efficiency) | Baseline Forecast | 0 | 413.6302 | 800.5144 | 1259.7937 | 1728.307 | 2152.8737 | 2525.2336 | 2885.2665 | 3234.5297 | 3570.5529 | 3901.0077 | 4230.8265 | 4555.118 | 4874.4634 | 5191.2132 | 5504.496 | 5813.2775 | 6116.6825 | 6416.2494 | 6710.4558 | 6997.4554 | 7279.5868 | 7558.7037 | 7837.1417 | 8110.6329 | 8396.4838 | 8651.1369
Commercial_Health (ID)_New_Food Preparation_Natural Gas_Double Rack Oven_E3_Baseline Forecast | Commercial | Health (ID) | New | Food Preparation | Natural Gas | Double Rack Oven | E3 |  | Baseline Forecast | 0 | 0 | 0 | 0 | 0 | 0 | 0 | 0 | 0 | 0 | 0 | 0 | 0 | 0 | 0 | 0 | 0 | 0 | 0 | 0 | 0 | 0 | 0 | 0 | 0 | 0 | 0
Commercial_Health (ID)_New_Food Preparation_Natural Gas_Double Rack Oven_E4_Baseline Forecast | Commercial | Health (ID) | New | Food Preparation | Natural Gas | Double Rack Oven | E4 |  | Baseline Forecast | 0 | 0 | 0 | 0 | 0 | 0 | 0 | 0 | 0 | 0 | 0 | 0 | 0 | 0 | 0 | 0 | 0 | 0 | 0 | 0 | 0 | 0 | 0 | 0 | 0 | 0 | 0
Commercial_Health (ID)_New_Food Preparation_Natural Gas_Double Rack Oven_E5_Baseline Forecast | Commercial | Health (ID) | New | Food Preparation | Natural Gas | Double Rack Oven | E5 |  | Baseline Forecast | 0 | 0 | 0 | 0 | 0 | 0 | 0 | 0 | 0 | 0 | 0 | 0 | 0 | 0 | 0 | 0 | 0 | 0 | 0 | 0 | 0 | 0 | 0 | 0 | 0 | 0 | 0
Commercial_Health (ID)_New_Food Preparation_Natural Gas_Double Rack Oven_E6_Baseline Forecast | Commercial | Health (ID) | New | Food Preparation | Natural Gas | Double Rack Oven | E6 |  | Baseline Forecast | 0 | 0 | 0 | 0 | 0 | 0 | 0 | 0 | 0 | 0 | 0 | 0 | 0 | 0 | 0 | 0 | 0 | 0 | 0 | 0 | 0 | 0 | 0 | 0 | 0 | 0 | 0
Commercial_Health (ID)_New_Food Preparation_Natural Gas_Double Rack Oven_E7_Baseline Forecast | Commercial | Health (ID) | New | Food Preparation | Natural Gas | Double Rack Oven | E7 |  | Baseline Forecast | 0 | 0 | 0 | 0 | 0 | 0 | 0 | 0 | 0 | 0 | 0 | 0 | 0 | 0 | 0 | 0 | 0 | 0 | 0 | 0 | 0 | 0 | 0 | 0 | 0 | 0 | 0
Commercial_Health (ID)_New_Food Preparation_Natural Gas_Double Rack Oven_E8_Baseline Forecast | Commercial | Health (ID) | New | Food Preparation | Natural Gas | Double Rack Oven | E8 |  | Baseline Forecast | 0 | 0 | 0 | 0 | 0 | 0 | 0 | 0 | 0 | 0 | 0 | 0 | 0 | 0 | 0 | 0 | 0 | 0 | 0 | 0 | 0 | 0 | 0 | 0 | 0 | 0 | 0
Commercial_Health (ID)_New_Food Preparation_Natural Gas_Double Rack Oven_E9_Baseline Forecast | Commercial | Health (ID) | New | Food Preparation | Natural Gas | Double Rack Oven | E9 |  | Baseline Forecast | 0 | 0 | 0 | 0 | 0 | 0 | 0 | 0 | 0 | 0 | 0 | 0 | 0 | 0 | 0 | 0 | 0 | 0 | 0 | 0 | 0 | 0 | 0 | 0 | 0 | 0 | 0
Commercial_Health (ID)_New_Food Preparation_Natural Gas_Double Rack Oven_E10_Baseline Forecast | Commercial | Health (ID) | New | Food Preparation | Natural Gas | Double Rack Oven | E10 |  | Baseline Forecast | 0 | 0 | 0 | 0 | 0 | 0 | 0 | 0 | 0 | 0 | 0 | 0 | 0 | 0 | 0 | 0 | 0 | 0 | 0 | 0 | 0 | 0 | 0 | 0 | 0 | 0 | 0
Commercial_Health (ID)_New_Food Preparation_Natural Gas_Double Rack Oven_Vintage_Baseline Forecast | Commercial | Health (ID) | New | Food Preparation | Natural Gas | Double Rack Oven | Vintage | Vintage | Baseline Forecast | 0 | 0 | 0 | 0 | 0 | 0 | 0 | 0 | 0 | 0 | 0 | 0 | 0 | 0 | 0 | 0 | 0 | 0 | 0 | 0 | 0 | 0 | 0 | 0 | 0 | 0 | 0
Commercial_Health (ID)_New_Food Preparation_Natural Gas_Fryer_E1_Baseline Forecast | Commercial | Health (ID) | New | Food Preparation | Natural Gas | Fryer | E1 | Standard | Baseline Forecast | 0 | 12010.7849 | 23244.9326 | 36581.2516 | 50185.703 | 62514.0574 | 73326.4539 | 83780.9083 | 93922.6357 | 103679.9078 | 113275.487 | 122852.5972 | 132269.2083 | 141542.1985 | 150739.8209 | 159836.7687 | 168803.0076 | 177613.1279 | 186311.8008 | 194854.8165 | 203188.5662 | 211380.954 | 219485.8116 | 227570.9515 | 235512.4514 | 243812.8458 | 251207.3333
Commercial_Health (ID)_New_Food Preparation_Natural Gas_Fryer_E2_Baseline Forecast | Commercial | Health (ID) | New | Food Preparation | Natural Gas | Fryer | E2 | ENERGY STAR | Baseline Forecast | 0 | 4220.0055 | 8167.1385 | 12852.8722 | 17632.8146 | 21964.3986 | 25763.3487 | 29436.5353 | 32999.845 | 36428.0757 | 39799.4954 | 43164.426 | 46472.9651 | 49731.0427 | 52962.6398 | 56158.8647 | 59309.1648 | 62404.6125 | 65460.903 | 68462.5031 | 71390.5773 | 74268.9838 | 77116.6365 | 79957.3613 | 82747.618 | 85663.9728 | 88262.036
Commercial_Health (ID)_New_Food Preparation_Natural Gas_Fryer_E3_Baseline Forecast | Commercial | Health (ID) | New | Food Preparation | Natural Gas | Fryer | E3 |  | Baseline Forecast | 0 | 0 | 0 | 0 | 0 | 0 | 0 | 0 | 0 | 0 | 0 | 0 | 0 | 0 | 0 | 0 | 0 | 0 | 0 | 0 | 0 | 0 | 0 | 0 | 0 | 0 | 0
Commercial_Health (ID)_New_Food Preparation_Natural Gas_Fryer_E4_Baseline Forecast | Commercial | Health (ID) | New | Food Preparation | Natural Gas | Fryer | E4 |  | Baseline Forecast | 0 | 0 | 0 | 0 | 0 | 0 | 0 | 0 | 0 | 0 | 0 | 0 | 0 | 0 | 0 | 0 | 0 | 0 | 0 | 0 | 0 | 0 | 0 | 0 | 0 | 0 | 0
Commercial_Health (ID)_New_Food Preparation_Natural Gas_Fryer_E5_Baseline Forecast | Commercial | Health (ID) | New | Food Preparation | Natural Gas | Fryer | E5 |  | Baseline Forecast | 0 | 0 | 0 | 0 | 0 | 0 | 0 | 0 | 0 | 0 | 0 | 0 | 0 | 0 | 0 | 0 | 0 | 0 | 0 | 0 | 0 | 0 | 0 | 0 | 0 | 0 | 0
Commercial_Health (ID)_New_Food Preparation_Natural Gas_Fryer_E6_Baseline Forecast | Commercial | Health (ID) | New | Food Preparation | Natural Gas | Fryer | E6 |  | Baseline Forecast | 0 | 0 | 0 | 0 | 0 | 0 | 0 | 0 | 0 | 0 | 0 | 0 | 0 | 0 | 0 | 0 | 0 | 0 | 0 | 0 | 0 | 0 | 0 | 0 | 0 | 0 | 0
Commercial_Health (ID)_New_Food Preparation_Natural Gas_Fryer_E7_Baseline Forecast | Commercial | Health (ID) | New | Food Preparation | Natural Gas | Fryer | E7 |  | Baseline Forecast | 0 | 0 | 0 | 0 | 0 | 0 | 0 | 0 | 0 | 0 | 0 | 0 | 0 | 0 | 0 | 0 | 0 | 0 | 0 | 0 | 0 | 0 | 0 | 0 | 0 | 0 | 0
Commercial_Health (ID)_New_Food Preparation_Natural Gas_Fryer_E8_Baseline Forecast | Commercial | Health (ID) | New | Food Preparation | Natural Gas | Fryer | E8 |  | Baseline Forecast | 0 | 0 | 0 | 0 | 0 | 0 | 0 | 0 | 0 | 0 | 0 | 0 | 0 | 0 | 0 | 0 | 0 | 0 | 0 | 0 | 0 | 0 | 0 | 0 | 0 | 0 | 0
Commercial_Health (ID)_New_Food Preparation_Natural Gas_Fryer_E9_Baseline Forecast | Commercial | Health (ID) | New | Food Preparation | Natural Gas | Fryer | E9 |  | Baseline Forecast | 0 | 0 | 0 | 0 | 0 | 0 | 0 | 0 | 0 | 0 | 0 | 0 | 0 | 0 | 0 | 0 | 0 | 0 | 0 | 0 | 0 | 0 | 0 | 0 | 0 | 0 | 0
Commercial_Health (ID)_New_Food Preparation_Natural Gas_Fryer_E10_Baseline Forecast | Commercial | Health (ID) | New | Food Preparation | Natural Gas | Fryer | E10 |  | Baseline Forecast | 0 | 0 | 0 | 0 | 0 | 0 | 0 | 0 | 0 | 0 | 0 | 0 | 0 | 0 | 0 | 0 | 0 | 0 | 0 | 0 | 0 | 0 | 0 | 0 | 0 | 0 | 0
Commercial_Health (ID)_New_Food Preparation_Natural Gas_Fryer_Vintage_Baseline Forecast | Commercial | Health (ID) | New | Food Preparation | Natural Gas | Fryer | Vintage | Vintage | Baseline Forecast | 0 | 0 | 0 | 0 | 0 | 0 | 0 | 0 | 0 | 0 | 0 | 0 | 0 | 0 | 0 | 0 | 0 | 0 | 0 | 0 | 0 | 0 | 0 | 0 | 0 | 0 | 0
Commercial_Health (ID)_New_Food Preparation_Natural Gas_Broiler_E1_Baseline Forecast | Commercial | Health (ID) | New | Food Preparation | Natural Gas | Broiler | E1 | Standard | Baseline Forecast | 0 | 2703.9987 | 5233.1524 | 8235.5697 | 11298.352 | 14073.8454 | 16508.0498 | 18861.6704 | 21144.8866 | 23341.5499 | 25501.8112 | 27657.9145 | 29777.8846 | 31865.5211 | 33936.1901 | 35984.194 | 38002.7713 | 39986.2016 | 41944.5416 | 43867.8383 | 45744.0228 | 47588.3823 | 49413.0361 | 51233.2509 | 53021.1278 | 54889.803 | 56554.5305
Commercial_Health (ID)_New_Food Preparation_Natural Gas_Broiler_E2_Baseline Forecast | Commercial | Health (ID) | New | Food Preparation | Natural Gas | Broiler | E2 | Infrared Burners | Baseline Forecast | 0 | 950.0536 | 1838.6752 | 2893.5786 | 3969.6912 | 4944.8646 | 5800.1256 | 6627.0734 | 7429.2845 | 8201.0851 | 8960.0958 | 9717.6457 | 10462.5 | 11195.9939 | 11923.5262 | 12643.0952 | 13352.3251 | 14049.206 | 14737.2714 | 15413.0243 | 16072.2242 | 16720.2424 | 17361.337 | 18000.8719 | 18629.0449 | 19285.6065 | 19870.5107
Commercial_Health (ID)_New_Food Preparation_Natural Gas_Broiler_E3_Baseline Forecast | Commercial | Health (ID) | New | Food Preparation | Natural Gas | Broiler | E3 |  | Baseline Forecast | 0 | 0 | 0 | 0 | 0 | 0 | 0 | 0 | 0 | 0 | 0 | 0 | 0 | 0 | 0 | 0 | 0 | 0 | 0 | 0 | 0 | 0 | 0 | 0 | 0 | 0 | 0
Commercial_Health (ID)_New_Food Preparation_Natural Gas_Broiler_E4_Baseline Forecast | Commercial | Health (ID) | New | Food Preparation | Natural Gas | Broiler | E4 |  | Baseline Forecast | 0 | 0 | 0 | 0 | 0 | 0 | 0 | 0 | 0 | 0 | 0 | 0 | 0 | 0 | 0 | 0 | 0 | 0 | 0 | 0 | 0 | 0 | 0 | 0 | 0 | 0 | 0
Commercial_Health (ID)_New_Food Preparation_Natural Gas_Broiler_E5_Baseline Forecast | Commercial | Health (ID) | New | Food Preparation | Natural Gas | Broiler | E5 |  | Baseline Forecast | 0 | 0 | 0 | 0 | 0 | 0 | 0 | 0 | 0 | 0 | 0 | 0 | 0 | 0 | 0 | 0 | 0 | 0 | 0 | 0 | 0 | 0 | 0 | 0 | 0 | 0 | 0
Commercial_Health (ID)_New_Food Preparation_Natural Gas_Broiler_E6_Baseline Forecast | Commercial | Health (ID) | New | Food Preparation | Natural Gas | Broiler | E6 |  | Baseline Forecast | 0 | 0 | 0 | 0 | 0 | 0 | 0 | 0 | 0 | 0 | 0 | 0 | 0 | 0 | 0 | 0 | 0 | 0 | 0 | 0 | 0 | 0 | 0 | 0 | 0 | 0 | 0
Commercial_Health (ID)_New_Food Preparation_Natural Gas_Broiler_E7_Baseline Forecast | Commercial | Health (ID) | New | Food Preparation | Natural Gas | Broiler | E7 |  | Baseline Forecast | 0 | 0 | 0 | 0 | 0 | 0 | 0 | 0 | 0 | 0 | 0 | 0 | 0 | 0 | 0 | 0 | 0 | 0 | 0 | 0 | 0 | 0 | 0 | 0 | 0 | 0 | 0
Commercial_Health (ID)_New_Food Preparation_Natural Gas_Broiler_E8_Baseline Forecast | Commercial | Health (ID) | New | Food Preparation | Natural Gas | Broiler | E8 |  | Baseline Forecast | 0 | 0 | 0 | 0 | 0 | 0 | 0 | 0 | 0 | 0 | 0 | 0 | 0 | 0 | 0 | 0 | 0 | 0 | 0 | 0 | 0 | 0 | 0 | 0 | 0 | 0 | 0
Commercial_Health (ID)_New_Food Preparation_Natural Gas_Broiler_E9_Baseline Forecast | Commercial | Health (ID) | New | Food Preparation | Natural Gas | Broiler | E9 |  | Baseline Forecast | 0 | 0 | 0 | 0 | 0 | 0 | 0 | 0 | 0 | 0 | 0 | 0 | 0 | 0 | 0 | 0 | 0 | 0 | 0 | 0 | 0 | 0 | 0 | 0 | 0 | 0 | 0
Commercial_Health (ID)_New_Food Preparation_Natural Gas_Broiler_E10_Baseline Forecast | Commercial | Health (ID) | New | Food Preparation | Natural Gas | Broiler | E10 |  | Baseline Forecast | 0 | 0 | 0 | 0 | 0 | 0 | 0 | 0 | 0 | 0 | 0 | 0 | 0 | 0 | 0 | 0 | 0 | 0 | 0 | 0 | 0 | 0 | 0 | 0 | 0 | 0 | 0
Commercial_Health (ID)_New_Food Preparation_Natural Gas_Broiler_Vintage_Baseline Forecast | Commercial | Health (ID) | New | Food Preparation | Natural Gas | Broiler | Vintage | Vintage | Baseline Forecast | 0 | 0 | 0 | 0 | 0 | 0 | 0 | 0 | 0 | 0 | 0 | 0 | 0 | 0 | 0 | 0 | 0 | 0 | 0 | 0 | 0 | 0 | 0 | 0 | 0 | 0 | 0
Commercial_Health (ID)_New_Food Preparation_Natural Gas_Griddle_E1_Baseline Forecast | Commercial | Health (ID) | New | Food Preparation | Natural Gas | Griddle | E1 | Standard | Baseline Forecast | 0 | 2594.3771 | 5020.9975 | 7901.6953 | 10840.3107 | 13503.2841 | 15838.8046 | 18097.0081 | 20287.6614 | 22395.2709 | 24467.954 | 26536.6477 | 28570.6731 | 30573.6757 | 32560.3986 | 34525.3753 | 36462.1184 | 38365.1393 | 40244.0872 | 42089.4124 | 43889.5353 | 45659.1236 | 47409.8049 | 49156.2272 | 50871.6226 | 52664.5407 | 54261.7793
Commercial_Health (ID)_New_Food Preparation_Natural Gas_Griddle_E2_Baseline Forecast | Commercial | Health (ID) | New | Food Preparation | Natural Gas | Griddle | E2 | ENERGY STAR | Baseline Forecast | 0 | 1059.6752 | 2050.83 | 3227.453 | 4427.7325 | 5515.4259 | 6469.3709 | 7391.7357 | 8286.5096 | 9147.3642 | 9993.953 | 10838.9125 | 11669.7115 | 12487.8394 | 13299.3177 | 14101.9139 | 14892.978 | 15670.2682 | 16437.7257 | 17191.4501 | 17926.7116 | 18649.5012 | 19364.5682 | 20077.8956 | 20778.5501 | 21510.8687 | 22163.262
Commercial_Health (ID)_New_Food Preparation_Natural Gas_Griddle_E3_Baseline Forecast | Commercial | Health (ID) | New | Food Preparation | Natural Gas | Griddle | E3 |  | Baseline Forecast | 0 | 0 | 0 | 0 | 0 | 0 | 0 | 0 | 0 | 0 | 0 | 0 | 0 | 0 | 0 | 0 | 0 | 0 | 0 | 0 | 0 | 0 | 0 | 0 | 0 | 0 | 0
Commercial_Health (ID)_New_Food Preparation_Natural Gas_Griddle_E4_Baseline Forecast | Commercial | Health (ID) | New | Food Preparation | Natural Gas | Griddle | E4 |  | Baseline Forecast | 0 | 0 | 0 | 0 | 0 | 0 | 0 | 0 | 0 | 0 | 0 | 0 | 0 | 0 | 0 | 0 | 0 | 0 | 0 | 0 | 0 | 0 | 0 | 0 | 0 | 0 | 0
Commercial_Health (ID)_New_Food Preparation_Natural Gas_Griddle_E5_Baseline Forecast | Commercial | Health (ID) | New | Food Preparation | Natural Gas | Griddle | E5 |  | Baseline Forecast | 0 | 0 | 0 | 0 | 0 | 0 | 0 | 0 | 0 | 0 | 0 | 0 | 0 | 0 | 0 | 0 | 0 | 0 | 0 | 0 | 0 | 0 | 0 | 0 | 0 | 0 | 0
Commercial_Health (ID)_New_Food Preparation_Natural Gas_Griddle_E6_Baseline Forecast | Commercial | Health (ID) | New | Food Preparation | Natural Gas | Griddle | E6 |  | Baseline Forecast | 0 | 0 | 0 | 0 | 0 | 0 | 0 | 0 | 0 | 0 | 0 | 0 | 0 | 0 | 0 | 0 | 0 | 0 | 0 | 0 | 0 | 0 | 0 | 0 | 0 | 0 | 0
Commercial_Health (ID)_New_Food Preparation_Natural Gas_Griddle_E7_Baseline Forecast | Commercial | Health (ID) | New | Food Preparation | Natural Gas | Griddle | E7 |  | Baseline Forecast | 0 | 0 | 0 | 0 | 0 | 0 | 0 | 0 | 0 | 0 | 0 | 0 | 0 | 0 | 0 | 0 | 0 | 0 | 0 | 0 | 0 | 0 | 0 | 0 | 0 | 0 | 0
Commercial_Health (ID)_New_Food Preparation_Natural Gas_Griddle_E8_Baseline Forecast | Commercial | Health (ID) | New | Food Preparation | Natural Gas | Griddle | E8 |  | Baseline Forecast | 0 | 0 | 0 | 0 | 0 | 0 | 0 | 0 | 0 | 0 | 0 | 0 | 0 | 0 | 0 | 0 | 0 | 0 | 0 | 0 | 0 | 0 | 0 | 0 | 0 | 0 | 0
Commercial_Health (ID)_New_Food Preparation_Natural Gas_Griddle_E9_Baseline Forecast | Commercial | Health (ID) | New | Food Preparation | Natural Gas | Griddle | E9 |  | Baseline Forecast | 0 | 0 | 0 | 0 | 0 | 0 | 0 | 0 | 0 | 0 | 0 | 0 | 0 | 0 | 0 | 0 | 0 | 0 | 0 | 0 | 0 | 0 | 0 | 0 | 0 | 0 | 0
Commercial_Health (ID)_New_Food Preparation_Natural Gas_Griddle_E10_Baseline Forecast | Commercial | Health (ID) | New | Food Preparation | Natural Gas | Griddle | E10 |  | Baseline Forecast | 0 | 0 | 0 | 0 | 0 | 0 | 0 | 0 | 0 | 0 | 0 | 0 | 0 | 0 | 0 | 0 | 0 | 0 | 0 | 0 | 0 | 0 | 0 | 0 | 0 | 0 | 0
Commercial_Health (ID)_New_Food Preparation_Natural Gas_Griddle_Vintage_Baseline Forecast | Commercial | Health (ID) | New | Food Preparation | Natural Gas | Griddle | Vintage | Vintage | Baseline Forecast | 0 | 0 | 0 | 0 | 0 | 0 | 0 | 0 | 0 | 0 | 0 | 0 | 0 | 0 | 0 | 0 | 0 | 0 | 0 | 0 | 0 | 0 | 0 | 0 | 0 | 0 | 0
Commercial_Health (ID)_New_Food Preparation_Natural Gas_Range_E1_Baseline Forecast | Commercial | Health (ID) | New | Food Preparation | Natural Gas | Range | E1 | Standard | Baseline Forecast | 0 | 6333.4704 | 12257.4081 | 19289.8529 | 26463.688 | 32964.6177 | 38666.1596 | 44178.9531 | 49526.8409 | 54671.9996 | 59731.8951 | 64782.0516 | 69747.5746 | 74637.364 | 79487.4108 | 84284.3704 | 89012.4051 | 93658.1162 | 98245.0594 | 102749.9221 | 107144.4356 | 111464.4069 | 115738.2221 | 120001.6399 | 124189.3142 | 128566.239 | 132465.4652
Commercial_Health (ID)_New_Food Preparation_Natural Gas_Range_E2_Baseline Forecast | Commercial | Health (ID) | New | Food Preparation | Natural Gas | Range | E2 | High Efficiency | Baseline Forecast | 0 | 9114.0184 | 17638.7093 | 27758.5688 | 38081.8925 | 47436.8889 | 55641.5467 | 63574.591 | 71270.332 | 78674.3409 | 85955.6539 | 93222.9523 | 100368.461 | 107404.9872 | 114384.3229 | 121287.2647 | 128091.022 | 134776.3136 | 141377.0367 | 147859.644 | 154183.4561 | 160400.0001 | 166550.1245 | 172685.2868 | 178711.4521 | 185009.9536 | 190621.0353
Commercial_Health (ID)_New_Food Preparation_Natural Gas_Range_E3_Baseline Forecast | Commercial | Health (ID) | New | Food Preparation | Natural Gas | Range | E3 |  | Baseline Forecast | 0 | 0 | 0 | 0 | 0 | 0 | 0 | 0 | 0 | 0 | 0 | 0 | 0 | 0 | 0 | 0 | 0 | 0 | 0 | 0 | 0 | 0 | 0 | 0 | 0 | 0 | 0
Commercial_Health (ID)_New_Food Preparation_Natural Gas_Range_E4_Baseline Forecast | Commercial | Health (ID) | New | Food Preparation | Natural Gas | Range | E4 |  | Baseline Forecast | 0 | 0 | 0 | 0 | 0 | 0 | 0 | 0 | 0 | 0 | 0 | 0 | 0 | 0 | 0 | 0 | 0 | 0 | 0 | 0 | 0 | 0 | 0 | 0 | 0 | 0 | 0
Commercial_Health (ID)_New_Food Preparation_Natural Gas_Range_E5_Baseline Forecast | Commercial | Health (ID) | New | Food Preparation | Natural Gas | Range | E5 |  | Baseline Forecast | 0 | 0 | 0 | 0 | 0 | 0 | 0 | 0 | 0 | 0 | 0 | 0 | 0 | 0 | 0 | 0 | 0 | 0 | 0 | 0 | 0 | 0 | 0 | 0 | 0 | 0 | 0
Commercial_Health (ID)_New_Food Preparation_Natural Gas_Range_E6_Baseline Forecast | Commercial | Health (ID) | New | Food Preparation | Natural Gas | Range | E6 |  | Baseline Forecast | 0 | 0 | 0 | 0 | 0 | 0 | 0 | 0 | 0 | 0 | 0 | 0 | 0 | 0 | 0 | 0 | 0 | 0 | 0 | 0 | 0 | 0 | 0 | 0 | 0 | 0 | 0
Commercial_Health (ID)_New_Food Preparation_Natural Gas_Range_E7_Baseline Forecast | Commercial | Health (ID) | New | Food Preparation | Natural Gas | Range | E7 |  | Baseline Forecast | 0 | 0 | 0 | 0 | 0 | 0 | 0 | 0 | 0 | 0 | 0 | 0 | 0 | 0 | 0 | 0 | 0 | 0 | 0 | 0 | 0 | 0 | 0 | 0 | 0 | 0 | 0
Commercial_Health (ID)_New_Food Preparation_Natural Gas_Range_E8_Baseline Forecast | Commercial | Health (ID) | New | Food Preparation | Natural Gas | Range | E8 |  | Baseline Forecast | 0 | 0 | 0 | 0 | 0 | 0 | 0 | 0 | 0 | 0 | 0 | 0 | 0 | 0 | 0 | 0 | 0 | 0 | 0 | 0 | 0 | 0 | 0 | 0 | 0 | 0 | 0
Commercial_Health (ID)_New_Food Preparation_Natural Gas_Range_E9_Baseline Forecast | Commercial | Health (ID) | New | Food Preparation | Natural Gas | Range | E9 |  | Baseline Forecast | 0 | 0 | 0 | 0 | 0 | 0 | 0 | 0 | 0 | 0 | 0 | 0 | 0 | 0 | 0 | 0 | 0 | 0 | 0 | 0 | 0 | 0 | 0 | 0 | 0 | 0 | 0
Commercial_Health (ID)_New_Food Preparation_Natural Gas_Range_E10_Baseline Forecast | Commercial | Health (ID) | New | Food Preparation | Natural Gas | Range | E10 |  | Baseline Forecast | 0 | 0 | 0 | 0 | 0 | 0 | 0 | 0 | 0 | 0 | 0 | 0 | 0 | 0 | 0 | 0 | 0 | 0 | 0 | 0 | 0 | 0 | 0 | 0 | 0 | 0 | 0
Commercial_Health (ID)_New_Food Preparation_Natural Gas_Range_Vintage_Baseline Forecast | Commercial | Health (ID) | New | Food Preparation | Natural Gas | Range | Vintage | Vintage | Baseline Forecast | 0 | 0 | 0 | 0 | 0 | 0 | 0 | 0 | 0 | 0 | 0 | 0 | 0 | 0 | 0 | 0 | 0 | 0 | 0 | 0 | 0 | 0 | 0 | 0 | 0 | 0 | 0
Commercial_Health (ID)_New_Food Preparation_Natural Gas_Steamer_E1_Baseline Forecast | Commercial | Health (ID) | New | Food Preparation | Natural Gas | Steamer | E1 | Standard | Baseline Forecast | 0 | 848.7631 | 1642.6438 | 2585.0781 | 3546.4605 | 4417.6652 | 5181.7421 | 5920.5244 | 6637.2073 | 7326.722 | 8004.8104 | 8681.5936 | 9347.0349 | 10002.327 | 10652.2931 | 11295.1448 | 11928.7597 | 12551.3423 | 13166.0492 | 13769.7564 | 14358.6754 | 14937.6048 | 15510.3487 | 16081.6993 | 16642.8992 | 17229.4611 | 17752.0055
Commercial_Health (ID)_New_Food Preparation_Natural Gas_Steamer_E2_Baseline Forecast | Commercial | Health (ID) | New | Food Preparation | Natural Gas | Steamer | E2 | ENERGY STAR | Baseline Forecast | 0 | 848.7631 | 1642.6438 | 2585.0781 | 3546.4605 | 4417.6652 | 5181.7421 | 5920.5244 | 6637.2073 | 7326.722 | 8004.8104 | 8681.5936 | 9347.0349 | 10002.327 | 10652.2931 | 11295.1448 | 11928.7597 | 12551.3423 | 13166.0492 | 13769.7564 | 14358.6754 | 14937.6048 | 15510.3487 | 16081.6993 | 16642.8992 | 17229.4611 | 17752.0055
Commercial_Health (ID)_New_Food Preparation_Natural Gas_Steamer_E3_Baseline Forecast | Commercial | Health (ID) | New | Food Preparation | Natural Gas | Steamer | E3 |  | Baseline Forecast | 0 | 0 | 0 | 0 | 0 | 0 | 0 | 0 | 0 | 0 | 0 | 0 | 0 | 0 | 0 | 0 | 0 | 0 | 0 | 0 | 0 | 0 | 0 | 0 | 0 | 0 | 0
Commercial_Health (ID)_New_Food Preparation_Natural Gas_Steamer_E4_Baseline Forecast | Commercial | Health (ID) | New | Food Preparation | Natural Gas | Steamer | E4 |  | Baseline Forecast | 0 | 0 | 0 | 0 | 0 | 0 | 0 | 0 | 0 | 0 | 0 | 0 | 0 | 0 | 0 | 0 | 0 | 0 | 0 | 0 | 0 | 0 | 0 | 0 | 0 | 0 | 0
Commercial_Health (ID)_New_Food Preparation_Natural Gas_Steamer_E5_Baseline Forecast | Commercial | Health (ID) | New | Food Preparation | Natural Gas | Steamer | E5 |  | Baseline Forecast | 0 | 0 | 0 | 0 | 0 | 0 | 0 | 0 | 0 | 0 | 0 | 0 | 0 | 0 | 0 | 0 | 0 | 0 | 0 | 0 | 0 | 0 | 0 | 0 | 0 | 0 | 0
Commercial_Health (ID)_New_Food Preparation_Natural Gas_Steamer_E6_Baseline Forecast | Commercial | Health (ID) | New | Food Preparation | Natural Gas | Steamer | E6 |  | Baseline Forecast | 0 | 0 | 0 | 0 | 0 | 0 | 0 | 0 | 0 | 0 | 0 | 0 | 0 | 0 | 0 | 0 | 0 | 0 | 0 | 0 | 0 | 0 | 0 | 0 | 0 | 0 | 0
Commercial_Health (ID)_New_Food Preparation_Natural Gas_Steamer_E7_Baseline Forecast | Commercial | Health (ID) | New | Food Preparation | Natural Gas | Steamer | E7 |  | Baseline Forecast | 0 | 0 | 0 | 0 | 0 | 0 | 0 | 0 | 0 | 0 | 0 | 0 | 0 | 0 | 0 | 0 | 0 | 0 | 0 | 0 | 0 | 0 | 0 | 0 | 0 | 0 | 0
Commercial_Health (ID)_New_Food Preparation_Natural Gas_Steamer_E8_Baseline Forecast | Commercial | Health (ID) | New | Food Preparation | Natural Gas | Steamer | E8 |  | Baseline Forecast | 0 | 0 | 0 | 0 | 0 | 0 | 0 | 0 | 0 | 0 | 0 | 0 | 0 | 0 | 0 | 0 | 0 | 0 | 0 | 0 | 0 | 0 | 0 | 0 | 0 | 0 | 0
Commercial_Health (ID)_New_Food Preparation_Natural Gas_Steamer_E9_Baseline Forecast | Commercial | Health (ID) | New | Food Preparation | Natural Gas | Steamer | E9 |  | Baseline Forecast | 0 | 0 | 0 | 0 | 0 | 0 | 0 | 0 | 0 | 0 | 0 | 0 | 0 | 0 | 0 | 0 | 0 | 0 | 0 | 0 | 0 | 0 | 0 | 0 | 0 | 0 | 0
Commercial_Health (ID)_New_Food Preparation_Natural Gas_Steamer_E10_Baseline Forecast | Commercial | Health (ID) | New | Food Preparation | Natural Gas | Steamer | E10 |  | Baseline Forecast | 0 | 0 | 0 | 0 | 0 | 0 | 0 | 0 | 0 | 0 | 0 | 0 | 0 | 0 | 0 | 0 | 0 | 0 | 0 | 0 | 0 | 0 | 0 | 0 | 0 | 0 | 0
Commercial_Health (ID)_New_Food Preparation_Natural Gas_Steamer_Vintage_Baseline Forecast | Commercial | Health (ID) | New | Food Preparation | Natural Gas | Steamer | Vintage | Vintage | Baseline Forecast | 0 | 0 | 0 | 0 | 0 | 0 | 0 | 0 | 0 | 0 | 0 | 0 | 0 | 0 | 0 | 0 | 0 | 0 | 0 | 0 | 0 | 0 | 0 | 0 | 0 | 0 | 0
Commercial_Health (ID)_New_Food Preparation_Natural Gas_Food Prep Other_E1_Baseline Forecast | Commercial | Health (ID) | New | Food Preparation | Natural Gas | Food Prep Other | E1 | Standard | Baseline Forecast | 0 | 0 | 0 | 0 | 0 | 0 | 0 | 0 | 0 | 0 | 0 | 0 | 0 | 0 | 0 | 0 | 0 | 0 | 0 | 0 | 0 | 0 | 0 | 0 | 0 | 0 | 0
Commercial_Health (ID)_New_Food Preparation_Natural Gas_Food Prep Other_E2_Baseline Forecast | Commercial | Health (ID) | New | Food Preparation | Natural Gas | Food Prep Other | E2 | ENERGY STAR | Baseline Forecast | 0 | 0 | 0 | 0 | 0 | 0 | 0 | 0 | 0 | 0 | 0 | 0 | 0 | 0 | 0 | 0 | 0 | 0 | 0 | 0 | 0 | 0 | 0 | 0 | 0 | 0 | 0
Commercial_Health (ID)_New_Food Preparation_Natural Gas_Food Prep Other_E3_Baseline Forecast | Commercial | Health (ID) | New | Food Preparation | Natural Gas | Food Prep Other | E3 |  | Baseline Forecast | 0 | 0 | 0 | 0 | 0 | 0 | 0 | 0 | 0 | 0 | 0 | 0 | 0 | 0 | 0 | 0 | 0 | 0 | 0 | 0 | 0 | 0 | 0 | 0 | 0 | 0 | 0
Commercial_Health (ID)_New_Food Preparation_Natural Gas_Food Prep Other_E4_Baseline Forecast | Commercial | Health (ID) | New | Food Preparation | Natural Gas | Food Prep Other | E4 |  | Baseline Forecast | 0 | 0 | 0 | 0 | 0 | 0 | 0 | 0 | 0 | 0 | 0 | 0 | 0 | 0 | 0 | 0 | 0 | 0 | 0 | 0 | 0 | 0 | 0 | 0 | 0 | 0 | 0
Commercial_Health (ID)_New_Food Preparation_Natural Gas_Food Prep Other_E5_Baseline Forecast | Commercial | Health (ID) | New | Food Preparation | Natural Gas | Food Prep Other | E5 |  | Baseline Forecast | 0 | 0 | 0 | 0 | 0 | 0 | 0 | 0 | 0 | 0 | 0 | 0 | 0 | 0 | 0 | 0 | 0 | 0 | 0 | 0 | 0 | 0 | 0 | 0 | 0 | 0 | 0
Commercial_Health (ID)_New_Food Preparation_Natural Gas_Food Prep Other_E6_Baseline Forecast | Commercial | Health (ID) | New | Food Preparation | Natural Gas | Food Prep Other | E6 |  | Baseline Forecast | 0 | 0 | 0 | 0 | 0 | 0 | 0 | 0 | 0 | 0 | 0 | 0 | 0 | 0 | 0 | 0 | 0 | 0 | 0 | 0 | 0 | 0 | 0 | 0 | 0 | 0 | 0
Commercial_Health (ID)_New_Food Preparation_Natural Gas_Food Prep Other_E7_Baseline Forecast | Commercial | Health (ID) | New | Food Preparation | Natural Gas | Food Prep Other | E7 |  | Baseline Forecast | 0 | 0 | 0 | 0 | 0 | 0 | 0 | 0 | 0 | 0 | 0 | 0 | 0 | 0 | 0 | 0 | 0 | 0 | 0 | 0 | 0 | 0 | 0 | 0 | 0 | 0 | 0
Commercial_Health (ID)_New_Food Preparation_Natural Gas_Food Prep Other_E8_Baseline Forecast | Commercial | Health (ID) | New | Food Preparation | Natural Gas | Food Prep Other | E8 |  | Baseline Forecast | 0 | 0 | 0 | 0 | 0 | 0 | 0 | 0 | 0 | 0 | 0 | 0 | 0 | 0 | 0 | 0 | 0 | 0 | 0 | 0 | 0 | 0 | 0 | 0 | 0 | 0 | 0
Commercial_Health (ID)_New_Food Preparation_Natural Gas_Food Prep Other_E9_Baseline Forecast | Commercial | Health (ID) | New | Food Preparation | Natural Gas | Food Prep Other | E9 |  | Baseline Forecast | 0 | 0 | 0 | 0 | 0 | 0 | 0 | 0 | 0 | 0 | 0 | 0 | 0 | 0 | 0 | 0 | 0 | 0 | 0 | 0 | 0 | 0 | 0 | 0 | 0 | 0 | 0
Commercial_Health (ID)_New_Food Preparation_Natural Gas_Food Prep Other_E10_Baseline Forecast | Commercial | Health (ID) | New | Food Preparation | Natural Gas | Food Prep Other | E10 |  | Baseline Forecast | 0 | 0 | 0 | 0 | 0 | 0 | 0 | 0 | 0 | 0 | 0 | 0 | 0 | 0 | 0 | 0 | 0 | 0 | 0 | 0 | 0 | 0 | 0 | 0 | 0 | 0 | 0
Commercial_Health (ID)_New_Food Preparation_Natural Gas_Food Prep Other_Vintage_Baseline Forecast | Commercial | Health (ID) | New | Food Preparation | Natural Gas | Food Prep Other | Vintage | Vintage | Baseline Forecast | 0 | 0 | 0 | 0 | 0 | 0 | 0 | 0 | 0 | 0 | 0 | 0 | 0 | 0 | 0 | 0 | 0 | 0 | 0 | 0 | 0 | 0 | 0 | 0 | 0 | 0 | 0
Commercial_Health (ID)_New_Miscellaneous_Natural Gas_Pool Heater_E1_Baseline Forecast | Commercial | Health (ID) | New | Miscellaneous | Natural Gas | Pool Heater | E1 | Standard (EF .82) | Baseline Forecast | 0 | 0 | 0 | 0 | 0 | 0 | 0 | 0 | 0 | 0 | 0 | 0 | 0 | 0 | 0 | 0 | 0 | 0 | 0 | 0 | 0 | 0 | 0 | 0 | 0 | 0 | 0
Commercial_Health (ID)_New_Miscellaneous_Natural Gas_Pool Heater_E2_Baseline Forecast | Commercial | Health (ID) | New | Miscellaneous | Natural Gas | Pool Heater | E2 | Condensing (EF .90) | Baseline Forecast | 0 | 0 | 0 | 0 | 0 | 0 | 0 | 0 | 0 | 0 | 0 | 0 | 0 | 0 | 0 | 0 | 0 | 0 | 0 | 0 | 0 | 0 | 0 | 0 | 0 | 0 | 0
Commercial_Health (ID)_New_Miscellaneous_Natural Gas_Pool Heater_E3_Baseline Forecast | Commercial | Health (ID) | New | Miscellaneous | Natural Gas | Pool Heater | E3 |  | Baseline Forecast | 0 | 0 | 0 | 0 | 0 | 0 | 0 | 0 | 0 | 0 | 0 | 0 | 0 | 0 | 0 | 0 | 0 | 0 | 0 | 0 | 0 | 0 | 0 | 0 | 0 | 0 | 0
Commercial_Health (ID)_New_Miscellaneous_Natural Gas_Pool Heater_E4_Baseline Forecast | Commercial | Health (ID) | New | Miscellaneous | Natural Gas | Pool Heater | E4 |  | Baseline Forecast | 0 | 0 | 0 | 0 | 0 | 0 | 0 | 0 | 0 | 0 | 0 | 0 | 0 | 0 | 0 | 0 | 0 | 0 | 0 | 0 | 0 | 0 | 0 | 0 | 0 | 0 | 0
Commercial_Health (ID)_New_Miscellaneous_Natural Gas_Pool Heater_E5_Baseline Forecast | Commercial | Health (ID) | New | Miscellaneous | Natural Gas | Pool Heater | E5 |  | Baseline Forecast | 0 | 0 | 0 | 0 | 0 | 0 | 0 | 0 | 0 | 0 | 0 | 0 | 0 | 0 | 0 | 0 | 0 | 0 | 0 | 0 | 0 | 0 | 0 | 0 | 0 | 0 | 0
Commercial_Health (ID)_New_Miscellaneous_Natural Gas_Pool Heater_E6_Baseline Forecast | Commercial | Health (ID) | New | Miscellaneous | Natural Gas | Pool Heater | E6 |  | Baseline Forecast | 0 | 0 | 0 | 0 | 0 | 0 | 0 | 0 | 0 | 0 | 0 | 0 | 0 | 0 | 0 | 0 | 0 | 0 | 0 | 0 | 0 | 0 | 0 | 0 | 0 | 0 | 0
Commercial_Health (ID)_New_Miscellaneous_Natural Gas_Pool Heater_E7_Baseline Forecast | Commercial | Health (ID) | New | Miscellaneous | Natural Gas | Pool Heater | E7 |  | Baseline Forecast | 0 | 0 | 0 | 0 | 0 | 0 | 0 | 0 | 0 | 0 | 0 | 0 | 0 | 0 | 0 | 0 | 0 | 0 | 0 | 0 | 0 | 0 | 0 | 0 | 0 | 0 | 0
Commercial_Health (ID)_New_Miscellaneous_Natural Gas_Pool Heater_E8_Baseline Forecast | Commercial | Health (ID) | New | Miscellaneous | Natural Gas | Pool Heater | E8 |  | Baseline Forecast | 0 | 0 | 0 | 0 | 0 | 0 | 0 | 0 | 0 | 0 | 0 | 0 | 0 | 0 | 0 | 0 | 0 | 0 | 0 | 0 | 0 | 0 | 0 | 0 | 0 | 0 | 0
Commercial_Health (ID)_New_Miscellaneous_Natural Gas_Pool Heater_E9_Baseline Forecast | Commercial | Health (ID) | New | Miscellaneous | Natural Gas | Pool Heater | E9 |  | Baseline Forecast | 0 | 0 | 0 | 0 | 0 | 0 | 0 | 0 | 0 | 0 | 0 | 0 | 0 | 0 | 0 | 0 | 0 | 0 | 0 | 0 | 0 | 0 | 0 | 0 | 0 | 0 | 0
Commercial_Health (ID)_New_Miscellaneous_Natural Gas_Pool Heater_E10_Baseline Forecast | Commercial | Health (ID) | New | Miscellaneous | Natural Gas | Pool Heater | E10 |  | Baseline Forecast | 0 | 0 | 0 | 0 | 0 | 0 | 0 | 0 | 0 | 0 | 0 | 0 | 0 | 0 | 0 | 0 | 0 | 0 | 0 | 0 | 0 | 0 | 0 | 0 | 0 | 0 | 0
Commercial_Health (ID)_New_Miscellaneous_Natural Gas_Pool Heater_Vintage_Baseline Forecast | Commercial | Health (ID) | New | Miscellaneous | Natural Gas | Pool Heater | Vintage | Vintage | Baseline Forecast | 0 | 0 | 0 | 0 | 0 | 0 | 0 | 0 | 0 | 0 | 0 | 0 | 0 | 0 | 0 | 0 | 0 | 0 | 0 | 0 | 0 | 0 | 0 | 0 | 0 | 0 | 0
Commercial_Health (ID)_New_Miscellaneous_Natural Gas_Miscellaneous_E1_Baseline Forecast | Commercial | Health (ID) | New | Miscellaneous | Natural Gas | Miscellaneous | E1 | Standard | Baseline Forecast | 0 | 70956.5971 | 137325.0229 | 216112.5307 | 296484.0949 | 369316.8103 | 433193.6396 | 494955.8398 | 554870.5307 | 612513.9593 | 669202.1481 | 725781.227 | 781412.1194 | 836194.536 | 890531.7 | 944274.104 | 997244.3138 | 1049292.2158 | 1100681.7158 | 1151151.6329 | 1200385.261 | 1248783.7595 | 1296665.1526 | 1344430.0589 | 1391346.3767 | 1440382.9505 | 1484067.6616
Commercial_Health (ID)_New_Miscellaneous_Natural Gas_Miscellaneous_E2_Baseline Forecast | Commercial | Health (ID) | New | Miscellaneous | Natural Gas | Miscellaneous | E2 |  | Baseline Forecast | 0 | 0 | 0 | 0 | 0 | 0 | 0 | 0 | 0 | 0 | 0 | 0 | 0 | 0 | 0 | 0 | 0 | 0 | 0 | 0 | 0 | 0 | 0 | 0 | 0 | 0 | 0
Commercial_Health (ID)_New_Miscellaneous_Natural Gas_Miscellaneous_E3_Baseline Forecast | Commercial | Health (ID) | New | Miscellaneous | Natural Gas | Miscellaneous | E3 |  | Baseline Forecast | 0 | 0 | 0 | 0 | 0 | 0 | 0 | 0 | 0 | 0 | 0 | 0 | 0 | 0 | 0 | 0 | 0 | 0 | 0 | 0 | 0 | 0 | 0 | 0 | 0 | 0 | 0
Commercial_Health (ID)_New_Miscellaneous_Natural Gas_Miscellaneous_E4_Baseline Forecast | Commercial | Health (ID) | New | Miscellaneous | Natural Gas | Miscellaneous | E4 |  | Baseline Forecast | 0 | 0 | 0 | 0 | 0 | 0 | 0 | 0 | 0 | 0 | 0 | 0 | 0 | 0 | 0 | 0 | 0 | 0 | 0 | 0 | 0 | 0 | 0 | 0 | 0 | 0 | 0
Commercial_Health (ID)_New_Miscellaneous_Natural Gas_Miscellaneous_E5_Baseline Forecast | Commercial | Health (ID) | New | Miscellaneous | Natural Gas | Miscellaneous | E5 |  | Baseline Forecast | 0 | 0 | 0 | 0 | 0 | 0 | 0 | 0 | 0 | 0 | 0 | 0 | 0 | 0 | 0 | 0 | 0 | 0 | 0 | 0 | 0 | 0 | 0 | 0 | 0 | 0 | 0
Commercial_Health (ID)_New_Miscellaneous_Natural Gas_Miscellaneous_E6_Baseline Forecast | Commercial | Health (ID) | New | Miscellaneous | Natural Gas | Miscellaneous | E6 |  | Baseline Forecast | 0 | 0 | 0 | 0 | 0 | 0 | 0 | 0 | 0 | 0 | 0 | 0 | 0 | 0 | 0 | 0 | 0 | 0 | 0 | 0 | 0 | 0 | 0 | 0 | 0 | 0 | 0
Commercial_Health (ID)_New_Miscellaneous_Natural Gas_Miscellaneous_E7_Baseline Forecast | Commercial | Health (ID) | New | Miscellaneous | Natural Gas | Miscellaneous | E7 |  | Baseline Forecast | 0 | 0 | 0 | 0 | 0 | 0 | 0 | 0 | 0 | 0 | 0 | 0 | 0 | 0 | 0 | 0 | 0 | 0 | 0 | 0 | 0 | 0 | 0 | 0 | 0 | 0 | 0
Commercial_Health (ID)_New_Miscellaneous_Natural Gas_Miscellaneous_E8_Baseline Forecast | Commercial | Health (ID) | New | Miscellaneous | Natural Gas | Miscellaneous | E8 |  | Baseline Forecast | 0 | 0 | 0 | 0 | 0 | 0 | 0 | 0 | 0 | 0 | 0 | 0 | 0 | 0 | 0 | 0 | 0 | 0 | 0 | 0 | 0 | 0 | 0 | 0 | 0 | 0 | 0
Commercial_Health (ID)_New_Miscellaneous_Natural Gas_Miscellaneous_E9_Baseline Forecast | Commercial | Health (ID) | New | Miscellaneous | Natural Gas | Miscellaneous | E9 |  | Baseline Forecast | 0 | 0 | 0 | 0 | 0 | 0 | 0 | 0 | 0 | 0 | 0 | 0 | 0 | 0 | 0 | 0 | 0 | 0 | 0 | 0 | 0 | 0 | 0 | 0 | 0 | 0 | 0
Commercial_Health (ID)_New_Miscellaneous_Natural Gas_Miscellaneous_E10_Baseline Forecast | Commercial | Health (ID) | New | Miscellaneous | Natural Gas | Miscellaneous | E10 |  | Baseline Forecast | 0 | 0 | 0 | 0 | 0 | 0 | 0 | 0 | 0 | 0 | 0 | 0 | 0 | 0 | 0 | 0 | 0 | 0 | 0 | 0 | 0 | 0 | 0 | 0 | 0 | 0 | 0
Commercial_Health (ID)_New_Miscellaneous_Natural Gas_Miscellaneous_Vintage_Baseline Forecast | Commercial | Health (ID) | New | Miscellaneous | Natural Gas | Miscellaneous | Vintage | Vintage | Baseline Forecast | 0 | 0 | 0 | 0 | 0 | 0 | 0 | 0 | 0 | 0 | 0 | 0 | 0 | 0 | 0 | 0 | 0 | 0 | 0 | 0 | 0 | 0 | 0 | 0 | 0 | 0 | 0
Commercial_Lodging (ID)_Existing_Space Heating_Natural Gas_Furnace_E1_Baseline Forecast | Commercial | Lodging (ID) | Existing | Space Heating | Natural Gas | Furnace | E1 | AFUE 80% (Standard) | Baseline Forecast | 0 | 29478.5357 | 59039.5289 | 88569.6726 | 117970.0141 | 147154.398 | 176048.0736 | 204586.4495 | 232713.9794 | 260383.1662 | 287553.6712 | 313574.7871 | 333318.7451 | 352513.3504 | 368823.4968 | 382564.9255 | 394022.5348 | 403327.0348 | 410829.547 | 416729.86 | 421192.1287 | 424398.0239 | 426537.1547 | 427782.2101 | 428177.6287 | 427823.7267 | 426810.0867
Commercial_Lodging (ID)_Existing_Space Heating_Natural Gas_Furnace_E2_Baseline Forecast | Commercial | Lodging (ID) | Existing | Space Heating | Natural Gas | Furnace | E2 | AFUE 90% | Baseline Forecast | 0 | 0 | 0 | 0 | 0 | 0 | 0 | 0 | 0 | 0 | 0 | 616.7308 | 3842.5808 | 4347.9485 | 4824.1667 | 5274.1509 | 5698.0338 | 6220.0399 | 6717.0471 | 7193.1583 | 7666.5348 | 8118.5122 | 8505.2065 | 8784.1881 | 9027.437 | 9238.6696 | 9421.2518
Commercial_Lodging (ID)_Existing_Space Heating_Natural Gas_Furnace_E3_Baseline Forecast | Commercial | Lodging (ID) | Existing | Space Heating | Natural Gas | Furnace | E3 | AFUE 96% | Baseline Forecast | 0 | 0 | 0 | 0 | 0 | 0 | 0 | 0 | 0 | 0 | 0 | 0 | 0 | 0 | 0 | 0 | 0 | 0 | 0 | 0 | 0 | 0 | 0 | 0 | 0 | 0 | 0
Commercial_Lodging (ID)_Existing_Space Heating_Natural Gas_Furnace_E4_Baseline Forecast | Commercial | Lodging (ID) | Existing | Space Heating | Natural Gas | Furnace | E4 |  | Baseline Forecast | 0 | 0 | 0 | 0 | 0 | 0 | 0 | 0 | 0 | 0 | 0 | 0 | 0 | 0 | 0 | 0 | 0 | 0 | 0 | 0 | 0 | 0 | 0 | 0 | 0 | 0 | 0
Commercial_Lodging (ID)_Existing_Space Heating_Natural Gas_Furnace_E5_Baseline Forecast | Commercial | Lodging (ID) | Existing | Space Heating | Natural Gas | Furnace | E5 |  | Baseline Forecast | 0 | 0 | 0 | 0 | 0 | 0 | 0 | 0 | 0 | 0 | 0 | 0 | 0 | 0 | 0 | 0 | 0 | 0 | 0 | 0 | 0 | 0 | 0 | 0 | 0 | 0 | 0
Commercial_Lodging (ID)_Existing_Space Heating_Natural Gas_Furnace_E6_Baseline Forecast | Commercial | Lodging (ID) | Existing | Space Heating | Natural Gas | Furnace | E6 |  | Baseline Forecast | 0 | 0 | 0 | 0 | 0 | 0 | 0 | 0 | 0 | 0 | 0 | 0 | 0 | 0 | 0 | 0 | 0 | 0 | 0 | 0 | 0 | 0 | 0 | 0 | 0 | 0 | 0
Commercial_Lodging (ID)_Existing_Space Heating_Natural Gas_Furnace_E7_Baseline Forecast | Commercial | Lodging (ID) | Existing | Space Heating | Natural Gas | Furnace | E7 |  | Baseline Forecast | 0 | 0 | 0 | 0 | 0 | 0 | 0 | 0 | 0 | 0 | 0 | 0 | 0 | 0 | 0 | 0 | 0 | 0 | 0 | 0 | 0 | 0 | 0 | 0 | 0 | 0 | 0
Commercial_Lodging (ID)_Existing_Space Heating_Natural Gas_Furnace_E8_Baseline Forecast | Commercial | Lodging (ID) | Existing | Space Heating | Natural Gas | Furnace | E8 |  | Baseline Forecast | 0 | 0 | 0 | 0 | 0 | 0 | 0 | 0 | 0 | 0 | 0 | 0 | 0 | 0 | 0 | 0 | 0 | 0 | 0 | 0 | 0 | 0 | 0 | 0 | 0 | 0 | 0
Commercial_Lodging (ID)_Existing_Space Heating_Natural Gas_Furnace_E9_Baseline Forecast | Commercial | Lodging (ID) | Existing | Space Heating | Natural Gas | Furnace | E9 |  | Baseline Forecast | 0 | 0 | 0 | 0 | 0 | 0 | 0 | 0 | 0 | 0 | 0 | 0 | 0 | 0 | 0 | 0 | 0 | 0 | 0 | 0 | 0 | 0 | 0 | 0 | 0 | 0 | 0
Commercial_Lodging (ID)_Existing_Space Heating_Natural Gas_Furnace_E10_Baseline Forecast | Commercial | Lodging (ID) | Existing | Space Heating | Natural Gas | Furnace | E10 |  | Baseline Forecast | 0 | 0 | 0 | 0 | 0 | 0 | 0 | 0 | 0 | 0 | 0 | 0 | 0 | 0 | 0 | 0 | 0 | 0 | 0 | 0 | 0 | 0 | 0 | 0 | 0 | 0 | 0
Commercial_Lodging (ID)_Existing_Space Heating_Natural Gas_Furnace_Vintage_Baseline Forecast | Commercial | Lodging (ID) | Existing | Space Heating | Natural Gas | Furnace | Vintage | Vintage | Baseline Forecast | 740993.6615 | 700115.2233 | 659329.7108 | 618747.7326 | 578465.5849 | 538566.8071 | 499123.5745 | 460197.9425 | 421842.9604 | 384103.6669 | 347017.9798 | 310617.4924 | 278035.2379 | 248870.7025 | 222765.384 | 199398.3857 | 178482.4711 | 159760.5336 | 143002.4357 | 128002.1802 | 114575.3781 | 102556.9818 | 91799.2564 | 82169.9638 | 73550.7368 | 65835.6246 | 58929.7898
Commercial_Lodging (ID)_Existing_Space Heating_Natural Gas_Boiler_E1_Baseline Forecast | Commercial | Lodging (ID) | Existing | Space Heating | Natural Gas | Boiler | E1 | AFUE 80% (Standard) | Baseline Forecast | 0 | 4063.1787 | 8437.7731 | 13067.4594 | 17902.3752 | 22898.4305 | 28196.0527 | 33584.2525 | 39031.8209 | 44511.3378 | 49998.7636 | 55473.0739 | 60386.5153 | 65257.6556 | 70073.8351 | 74824.1361 | 80340.0855 | 85758.2324 | 91070.8789 | 96271.5732 | 101354.97 | 106316.7049 | 111153.2829 | 115861.9784 | 120440.7459 | 124888.1404 | 129203.246
Commercial_Lodging (ID)_Existing_Space Heating_Natural Gas_Boiler_E2_Baseline Forecast | Commercial | Lodging (ID) | Existing | Space Heating | Natural Gas | Boiler | E2 | AFUE 85% | Baseline Forecast | 0 | 0 | 0 | 0 | 0 | 0 | 0 | 0 | 0 | 0 | 0 | 0 | 0 | 0 | 0 | 0 | 0 | 0 | 0 | 0 | 0 | 0 | 0 | 0 | 0 | 0 | 0
Commercial_Lodging (ID)_Existing_Space Heating_Natural Gas_Boiler_E3_Baseline Forecast | Commercial | Lodging (ID) | Existing | Space Heating | Natural Gas | Boiler | E3 | AFUE 97% | Baseline Forecast | 0 | 3693.7989 | 7670.7029 | 11879.5086 | 16274.8866 | 20816.755 | 25290.3567 | 29841.1405 | 34442.6211 | 39071.528 | 43707.459 | 48332.5704 | 53460.7179 | 58543.8665 | 63569.1559 | 68525.499 | 72562.4929 | 76527.4964 | 80414.5896 | 84218.805 | 87936.0204 | 91562.8635 | 95096.6263 | 98535.1891 | 101876.9522 | 105120.7748 | 108265.921
Commercial_Lodging (ID)_Existing_Space Heating_Natural Gas_Boiler_E4_Baseline Forecast | Commercial | Lodging (ID) | Existing | Space Heating | Natural Gas | Boiler | E4 | Convert to NG Air Source Heat Pump | Baseline Forecast | 0 | 0 | 0 | 0 | 0 | 0 | 0 | 0 | 0 | 0 | 0 | 0 | 0 | 0 | 0 | 0 | 0 | 0 | 0 | 0 | 0 | 0 | 0 | 0 | 0 | 0 | 0
Commercial_Lodging (ID)_Existing_Space Heating_Natural Gas_Boiler_E5_Baseline Forecast | Commercial | Lodging (ID) | Existing | Space Heating | Natural Gas | Boiler | E5 |  | Baseline Forecast | 0 | 0 | 0 | 0 | 0 | 0 | 0 | 0 | 0 | 0 | 0 | 0 | 0 | 0 | 0 | 0 | 0 | 0 | 0 | 0 | 0 | 0 | 0 | 0 | 0 | 0 | 0
Commercial_Lodging (ID)_Existing_Space Heating_Natural Gas_Boiler_E6_Baseline Forecast | Commercial | Lodging (ID) | Existing | Space Heating | Natural Gas | Boiler | E6 |  | Baseline Forecast | 0 | 0 | 0 | 0 | 0 | 0 | 0 | 0 | 0 | 0 | 0 | 0 | 0 | 0 | 0 | 0 | 0 | 0 | 0 | 0 | 0 | 0 | 0 | 0 | 0 | 0 | 0
Commercial_Lodging (ID)_Existing_Space Heating_Natural Gas_Boiler_E7_Baseline Forecast | Commercial | Lodging (ID) | Existing | Space Heating | Natural Gas | Boiler | E7 |  | Baseline Forecast | 0 | 0 | 0 | 0 | 0 | 0 | 0 | 0 | 0 | 0 | 0 | 0 | 0 | 0 | 0 | 0 | 0 | 0 | 0 | 0 | 0 | 0 | 0 | 0 | 0 | 0 | 0
Commercial_Lodging (ID)_Existing_Space Heating_Natural Gas_Boiler_E8_Baseline Forecast | Commercial | Lodging (ID) | Existing | Space Heating | Natural Gas | Boiler | E8 |  | Baseline Forecast | 0 | 0 | 0 | 0 | 0 | 0 | 0 | 0 | 0 | 0 | 0 | 0 | 0 | 0 | 0 | 0 | 0 | 0 | 0 | 0 | 0 | 0 | 0 | 0 | 0 | 0 | 0
Commercial_Lodging (ID)_Existing_Space Heating_Natural Gas_Boiler_E9_Baseline Forecast | Commercial | Lodging (ID) | Existing | Space Heating | Natural Gas | Boiler | E9 |  | Baseline Forecast | 0 | 0 | 0 | 0 | 0 | 0 | 0 | 0 | 0 | 0 | 0 | 0 | 0 | 0 | 0 | 0 | 0 | 0 | 0 | 0 | 0 | 0 | 0 | 0 | 0 | 0 | 0
Commercial_Lodging (ID)_Existing_Space Heating_Natural Gas_Boiler_E10_Baseline Forecast | Commercial | Lodging (ID) | Existing | Space Heating | Natural Gas | Boiler | E10 |  | Baseline Forecast | 0 | 0 | 0 | 0 | 0 | 0 | 0 | 0 | 0 | 0 | 0 | 0 | 0 | 0 | 0 | 0 | 0 | 0 | 0 | 0 | 0 | 0 | 0 | 0 | 0 | 0 | 0
Commercial_Lodging (ID)_Existing_Space Heating_Natural Gas_Boiler_Vintage_Baseline Forecast | Commercial | Lodging (ID) | Existing | Space Heating | Natural Gas | Boiler | Vintage | Vintage | Baseline Forecast | 519959.9045 | 504203.5437 | 487975.7296 | 471382.096 | 454515.9704 | 437459.6893 | 420285.7751 | 403057.9887 | 385832.2722 | 368657.5912 | 351576.689 | 334626.761 | 317840.0581 | 301244.4262 | 284863.7889 | 268718.579 | 252826.1247 | 237200.9942 | 221855.305 | 206798.9987 | 192040.0884 | 177584.8784 | 163438.1615 | 149603.3944 | 136082.8552 | 122877.7835 | 109988.5055
Commercial_Lodging (ID)_Existing_Space Heating_Natural Gas_Unit Heater_E1_Baseline Forecast | Commercial | Lodging (ID) | Existing | Space Heating | Natural Gas | Unit Heater | E1 | Standard | Baseline Forecast | 0 | 36.9189 | 142.099 | 341.9435 | 658.4856 | 1109.8966 | 1710.9395 | 2473.3739 | 3406.3169 | 4516.5652 | 5776.7714 | 7162.6609 | 8652.7051 | 10227.8296 | 11871.1522 | 13567.7495 | 15304.4473 | 16810.3603 | 18110.4447 | 19227.0272 | 20180.0813 | 20987.4744 | 21665.1884 | 22227.5182 | 22687.2485 | 23055.8124 | 23343.4335
Commercial_Lodging (ID)_Existing_Space Heating_Natural Gas_Unit Heater_E2_Baseline Forecast | Commercial | Lodging (ID) | Existing | Space Heating | Natural Gas | Unit Heater | E2 | Condensing | Baseline Forecast | 0 | 0 | 0 | 0 | 0 | 0 | 0 | 0 | 0 | 0 | 0 | 0 | 0 | 0 | 0 | 0 | 0 | 0 | 0 | 0 | 0 | 0 | 0 | 0 | 0 | 0 | 0
Commercial_Lodging (ID)_Existing_Space Heating_Natural Gas_Unit Heater_E3_Baseline Forecast | Commercial | Lodging (ID) | Existing | Space Heating | Natural Gas | Unit Heater | E3 | Infrared Radiant | Baseline Forecast | 0 | 0 | 0 | 0 | 0 | 0 | 0 | 0 | 0 | 0 | 0 | 0 | 0 | 0 | 0 | 0 | 0 | 0 | 0 | 0 | 0 | 0 | 0 | 0 | 0 | 0 | 0
Commercial_Lodging (ID)_Existing_Space Heating_Natural Gas_Unit Heater_E4_Baseline Forecast | Commercial | Lodging (ID) | Existing | Space Heating | Natural Gas | Unit Heater | E4 |  | Baseline Forecast | 0 | 0 | 0 | 0 | 0 | 0 | 0 | 0 | 0 | 0 | 0 | 0 | 0 | 0 | 0 | 0 | 0 | 0 | 0 | 0 | 0 | 0 | 0 | 0 | 0 | 0 | 0
Commercial_Lodging (ID)_Existing_Space Heating_Natural Gas_Unit Heater_E5_Baseline Forecast | Commercial | Lodging (ID) | Existing | Space Heating | Natural Gas | Unit Heater | E5 |  | Baseline Forecast | 0 | 0 | 0 | 0 | 0 | 0 | 0 | 0 | 0 | 0 | 0 | 0 | 0 | 0 | 0 | 0 | 0 | 0 | 0 | 0 | 0 | 0 | 0 | 0 | 0 | 0 | 0
Commercial_Lodging (ID)_Existing_Space Heating_Natural Gas_Unit Heater_E6_Baseline Forecast | Commercial | Lodging (ID) | Existing | Space Heating | Natural Gas | Unit Heater | E6 |  | Baseline Forecast | 0 | 0 | 0 | 0 | 0 | 0 | 0 | 0 | 0 | 0 | 0 | 0 | 0 | 0 | 0 | 0 | 0 | 0 | 0 | 0 | 0 | 0 | 0 | 0 | 0 | 0 | 0
Commercial_Lodging (ID)_Existing_Space Heating_Natural Gas_Unit Heater_E7_Baseline Forecast | Commercial | Lodging (ID) | Existing | Space Heating | Natural Gas | Unit Heater | E7 |  | Baseline Forecast | 0 | 0 | 0 | 0 | 0 | 0 | 0 | 0 | 0 | 0 | 0 | 0 | 0 | 0 | 0 | 0 | 0 | 0 | 0 | 0 | 0 | 0 | 0 | 0 | 0 | 0 | 0
Commercial_Lodging (ID)_Existing_Space Heating_Natural Gas_Unit Heater_E8_Baseline Forecast | Commercial | Lodging (ID) | Existing | Space Heating | Natural Gas | Unit Heater | E8 |  | Baseline Forecast | 0 | 0 | 0 | 0 | 0 | 0 | 0 | 0 | 0 | 0 | 0 | 0 | 0 | 0 | 0 | 0 | 0 | 0 | 0 | 0 | 0 | 0 | 0 | 0 | 0 | 0 | 0
Commercial_Lodging (ID)_Existing_Space Heating_Natural Gas_Unit Heater_E9_Baseline Forecast | Commercial | Lodging (ID) | Existing | Space Heating | Natural Gas | Unit Heater | E9 |  | Baseline Forecast | 0 | 0 | 0 | 0 | 0 | 0 | 0 | 0 | 0 | 0 | 0 | 0 | 0 | 0 | 0 | 0 | 0 | 0 | 0 | 0 | 0 | 0 | 0 | 0 | 0 | 0 | 0
Commercial_Lodging (ID)_Existing_Space Heating_Natural Gas_Unit Heater_E10_Baseline Forecast | Commercial | Lodging (ID) | Existing | Space Heating | Natural Gas | Unit Heater | E10 |  | Baseline Forecast | 0 | 0 | 0 | 0 | 0 | 0 | 0 | 0 | 0 | 0 | 0 | 0 | 0 | 0 | 0 | 0 | 0 | 0 | 0 | 0 | 0 | 0 | 0 | 0 | 0 | 0 | 0
Commercial_Lodging (ID)_Existing_Space Heating_Natural Gas_Unit Heater_Vintage_Baseline Forecast | Commercial | Lodging (ID) | Existing | Space Heating | Natural Gas | Unit Heater | Vintage | Vintage | Baseline Forecast | 44544.9563 | 43822.7304 | 43042.7864 | 42178.559 | 41207.8554 | 40112.3469 | 38877.1156 | 37490.2496 | 35942.4816 | 34226.8672 | 32370.6081 | 30397.8359 | 28329.9379 | 26185.8497 | 23982.3166 | 21734.1275 | 19454.3239 | 17413.6605 | 15587.0528 | 13952.0472 | 12488.5458 | 11178.5585 | 10005.9824 | 8956.4038 | 8016.9209 | 7175.9852 | 6423.2594
Commercial_Lodging (ID)_Existing_Water Heating_Natural Gas_Water Heater_E1_Baseline Forecast | Commercial | Lodging (ID) | Existing | Water Heating | Natural Gas | Water Heater | E1 | TE 0.80 | Baseline Forecast | 0 | 30680.4314 | 63712.3141 | 98670.3559 | 135178.0541 | 172902.4912 | 211549.6783 | 250860.389 | 290606.4316 | 330587.3134 | 370627.2577 | 410572.534 | 445115.0962 | 474840.3186 | 500271.8859 | 521878.2679 | 540078.5161 | 555247.4517 | 567720.3089 | 577796.8922 | 585745.2964 | 591805.237 | 596191.031 | 599094.2648 | 600686.1828 | 601119.8245 | 600531.938
Commercial_Lodging (ID)_Existing_Water Heating_Natural Gas_Water Heater_E2_Baseline Forecast | Commercial | Lodging (ID) | Existing | Water Heating | Natural Gas | Water Heater | E2 | TE 0.90 | Baseline Forecast | 0 | 0 | 0 | 0 | 0 | 0 | 0 | 0 | 0 | 0 | 0 | 0 | 0 | 0 | 0 | 0 | 0 | 0 | 0 | 0 | 0 | 0 | 0 | 0 | 0 | 0 | 0
Commercial_Lodging (ID)_Existing_Water Heating_Natural Gas_Water Heater_E3_Baseline Forecast | Commercial | Lodging (ID) | Existing | Water Heating | Natural Gas | Water Heater | E3 | TE 0.94 | Baseline Forecast | 0 | 34597.0822 | 71845.801 | 111266.5716 | 152434.827 | 194975.1496 | 238556.0202 | 282885.1195 | 327705.1249 | 372789.9492 | 417941.3758 | 462986.049 | 501938.3 | 535458.2317 | 564136.382 | 588501.0255 | 609024.7097 | 626130.1051 | 640195.242 | 651558.1976 | 660521.2917 | 667354.8418 | 672300.5243 | 675574.3838 | 677369.5253 | 677858.5255 | 677195.5897
Commercial_Lodging (ID)_Existing_Water Heating_Natural Gas_Water Heater_E4_Baseline Forecast | Commercial | Lodging (ID) | Existing | Water Heating | Natural Gas | Water Heater | E4 | Instantaneous TE 0.94 | Baseline Forecast | 0 | 0 | 0 | 0 | 0 | 0 | 0 | 0 | 0 | 0 | 0 | 0 | 0 | 0 | 0 | 0 | 0 | 0 | 0 | 0 | 0 | 0 | 0 | 0 | 0 | 0 | 0
Commercial_Lodging (ID)_Existing_Water Heating_Natural Gas_Water Heater_E5_Baseline Forecast | Commercial | Lodging (ID) | Existing | Water Heating | Natural Gas | Water Heater | E5 | Gas-Fired Absorption HPWH | Baseline Forecast | 0 | 0 | 0 | 0 | 0 | 0 | 0 | 0 | 0 | 0 | 0 | 0 | 0 | 0 | 0 | 0 | 0 | 0 | 0 | 0 | 0 | 0 | 0 | 0 | 0 | 0 | 0
Commercial_Lodging (ID)_Existing_Water Heating_Natural Gas_Water Heater_E6_Baseline Forecast | Commercial | Lodging (ID) | Existing | Water Heating | Natural Gas | Water Heater | E6 |  | Baseline Forecast | 0 | 0 | 0 | 0 | 0 | 0 | 0 | 0 | 0 | 0 | 0 | 0 | 0 | 0 | 0 | 0 | 0 | 0 | 0 | 0 | 0 | 0 | 0 | 0 | 0 | 0 | 0
Commercial_Lodging (ID)_Existing_Water Heating_Natural Gas_Water Heater_E7_Baseline Forecast | Commercial | Lodging (ID) | Existing | Water Heating | Natural Gas | Water Heater | E7 |  | Baseline Forecast | 0 | 0 | 0 | 0 | 0 | 0 | 0 | 0 | 0 | 0 | 0 | 0 | 0 | 0 | 0 | 0 | 0 | 0 | 0 | 0 | 0 | 0 | 0 | 0 | 0 | 0 | 0
Commercial_Lodging (ID)_Existing_Water Heating_Natural Gas_Water Heater_E8_Baseline Forecast | Commercial | Lodging (ID) | Existing | Water Heating | Natural Gas | Water Heater | E8 |  | Baseline Forecast | 0 | 0 | 0 | 0 | 0 | 0 | 0 | 0 | 0 | 0 | 0 | 0 | 0 | 0 | 0 | 0 | 0 | 0 | 0 | 0 | 0 | 0 | 0 | 0 | 0 | 0 | 0
Commercial_Lodging (ID)_Existing_Water Heating_Natural Gas_Water Heater_E9_Baseline Forecast | Commercial | Lodging (ID) | Existing | Water Heating | Natural Gas | Water Heater | E9 |  | Baseline Forecast | 0 | 0 | 0 | 0 | 0 | 0 | 0 | 0 | 0 | 0 | 0 | 0 | 0 | 0 | 0 | 0 | 0 | 0 | 0 | 0 | 0 | 0 | 0 | 0 | 0 | 0 | 0
Commercial_Lodging (ID)_Existing_Water Heating_Natural Gas_Water Heater_E10_Baseline Forecast | Commercial | Lodging (ID) | Existing | Water Heating | Natural Gas | Water Heater | E10 |  | Baseline Forecast | 0 | 0 | 0 | 0 | 0 | 0 | 0 | 0 | 0 | 0 | 0 | 0 | 0 | 0 | 0 | 0 | 0 | 0 | 0 | 0 | 0 | 0 | 0 | 0 | 0 | 0 | 0
Commercial_Lodging (ID)_Existing_Water Heating_Natural Gas_Water Heater_Vintage_Baseline Forecast | Commercial | Lodging (ID) | Existing | Water Heating | Natural Gas | Water Heater | Vintage | Vintage | Baseline Forecast | 2187816.6685 | 2088880.4369 | 1985458.944 | 1878449.0999 | 1768644.1304 | 1656744.6475 | 1543368.5546 | 1429059.9099 | 1314296.8555 | 1199498.7123 | 1085032.3264 | 971217.7467 | 869341.7593 | 778152.0642 | 696527.7218 | 623465.3734 | 558066.9077 | 499528.4208 | 447130.3347 | 400228.5514 | 358246.5355 | 320668.2276 | 287031.7002 | 256923.4799 | 229973.4645 | 205850.3738 | 184257.6773
Commercial_Lodging (ID)_Existing_Food Preparation_Natural Gas_Oven_E1_Baseline Forecast | Commercial | Lodging (ID) | Existing | Food Preparation | Natural Gas | Oven | E1 | Standard | Baseline Forecast | 0 | 5106.7993 | 11564.9363 | 19011.3629 | 27161.8754 | 35794.339 | 44735.4746 | 53850.4511 | 63034.6885 | 72207.4017 | 79085.6702 | 84161.9608 | 87824.1038 | 90377.5092 | 92062.6663 | 93068.9286 | 93545.371 | 93609.3426 | 93353.2038 | 92849.6322 | 92155.803 | 91316.6812 | 90367.6151 | 89336.3789 | 88244.782 | 87109.9363 | 85945.2549
Commercial_Lodging (ID)_Existing_Food Preparation_Natural Gas_Oven_E2_Baseline Forecast | Commercial | Lodging (ID) | Existing | Food Preparation | Natural Gas | Oven | E2 | ENERGY STAR (>42% Baking Efficiency) | Baseline Forecast | 0 | 7348.8088 | 16642.2254 | 27357.8149 | 39086.6011 | 51508.9269 | 64375.4391 | 77492.1126 | 90708.4542 | 103908.2122 | 113806.2083 | 121111.1144 | 126381.0275 | 130055.44 | 132480.4222 | 133928.4582 | 134614.0704 | 134706.1272 | 134337.5372 | 133612.8854 | 132614.4482 | 131406.9315 | 130041.2022 | 128557.2281 | 126986.3935 | 125353.323 | 123677.318
Commercial_Lodging (ID)_Existing_Food Preparation_Natural Gas_Oven_E3_Baseline Forecast | Commercial | Lodging (ID) | Existing | Food Preparation | Natural Gas | Oven | E3 |  | Baseline Forecast | 0 | 0 | 0 | 0 | 0 | 0 | 0 | 0 | 0 | 0 | 0 | 0 | 0 | 0 | 0 | 0 | 0 | 0 | 0 | 0 | 0 | 0 | 0 | 0 | 0 | 0 | 0
Commercial_Lodging (ID)_Existing_Food Preparation_Natural Gas_Oven_E4_Baseline Forecast | Commercial | Lodging (ID) | Existing | Food Preparation | Natural Gas | Oven | E4 |  | Baseline Forecast | 0 | 0 | 0 | 0 | 0 | 0 | 0 | 0 | 0 | 0 | 0 | 0 | 0 | 0 | 0 | 0 | 0 | 0 | 0 | 0 | 0 | 0 | 0 | 0 | 0 | 0 | 0
Commercial_Lodging (ID)_Existing_Food Preparation_Natural Gas_Oven_E5_Baseline Forecast | Commercial | Lodging (ID) | Existing | Food Preparation | Natural Gas | Oven | E5 |  | Baseline Forecast | 0 | 0 | 0 | 0 | 0 | 0 | 0 | 0 | 0 | 0 | 0 | 0 | 0 | 0 | 0 | 0 | 0 | 0 | 0 | 0 | 0 | 0 | 0 | 0 | 0 | 0 | 0
Commercial_Lodging (ID)_Existing_Food Preparation_Natural Gas_Oven_E6_Baseline Forecast | Commercial | Lodging (ID) | Existing | Food Preparation | Natural Gas | Oven | E6 |  | Baseline Forecast | 0 | 0 | 0 | 0 | 0 | 0 | 0 | 0 | 0 | 0 | 0 | 0 | 0 | 0 | 0 | 0 | 0 | 0 | 0 | 0 | 0 | 0 | 0 | 0 | 0 | 0 | 0
Commercial_Lodging (ID)_Existing_Food Preparation_Natural Gas_Oven_E7_Baseline Forecast | Commercial | Lodging (ID) | Existing | Food Preparation | Natural Gas | Oven | E7 |  | Baseline Forecast | 0 | 0 | 0 | 0 | 0 | 0 | 0 | 0 | 0 | 0 | 0 | 0 | 0 | 0 | 0 | 0 | 0 | 0 | 0 | 0 | 0 | 0 | 0 | 0 | 0 | 0 | 0
Commercial_Lodging (ID)_Existing_Food Preparation_Natural Gas_Oven_E8_Baseline Forecast | Commercial | Lodging (ID) | Existing | Food Preparation | Natural Gas | Oven | E8 |  | Baseline Forecast | 0 | 0 | 0 | 0 | 0 | 0 | 0 | 0 | 0 | 0 | 0 | 0 | 0 | 0 | 0 | 0 | 0 | 0 | 0 | 0 | 0 | 0 | 0 | 0 | 0 | 0 | 0
Commercial_Lodging (ID)_Existing_Food Preparation_Natural Gas_Oven_E9_Baseline Forecast | Commercial | Lodging (ID) | Existing | Food Preparation | Natural Gas | Oven | E9 |  | Baseline Forecast | 0 | 0 | 0 | 0 | 0 | 0 | 0 | 0 | 0 | 0 | 0 | 0 | 0 | 0 | 0 | 0 | 0 | 0 | 0 | 0 | 0 | 0 | 0 | 0 | 0 | 0 | 0
Commercial_Lodging (ID)_Existing_Food Preparation_Natural Gas_Oven_E10_Baseline Forecast | Commercial | Lodging (ID) | Existing | Food Preparation | Natural Gas | Oven | E10 |  | Baseline Forecast | 0 | 0 | 0 | 0 | 0 | 0 | 0 | 0 | 0 | 0 | 0 | 0 | 0 | 0 | 0 | 0 | 0 | 0 | 0 | 0 | 0 | 0 | 0 | 0 | 0 | 0 | 0
Commercial_Lodging (ID)_Existing_Food Preparation_Natural Gas_Oven_Vintage_Baseline Forecast | Commercial | Lodging (ID) | Existing | Food Preparation | Natural Gas | Oven | Vintage | Vintage | Baseline Forecast | 316255.6748 | 298934.5947 | 278392.4226 | 255513.4899 | 230989.8424 | 205362.1558 | 179051.963 | 152387.038 | 125621.3882 | 98951.0012 | 77942.9425 | 61395.0562 | 48360.4135 | 38093.1257 | 30005.6621 | 23635.2292 | 18617.2883 | 14664.6948 | 11551.2672 | 9098.8444 | 7167.0897 | 5645.4614 | 4446.8865 | 3502.7783 | 2759.1115 | 2173.3309 | 1711.9161
Commercial_Lodging (ID)_Existing_Food Preparation_Natural Gas_Conveyor Oven_E1_Baseline Forecast | Commercial | Lodging (ID) | Existing | Food Preparation | Natural Gas | Conveyor Oven | E1 | Standard | Baseline Forecast | 0 | 0 | 0 | 0 | 0 | 239.9856 | 897.9155 | 2103.2308 | 3947.4879 | 6492.7252 | 9555.9608 | 12993.8535 | 16694.2708 | 20569.6471 | 24551.7518 | 28587.5696 | 32636.0545 | 35669.3559 | 37905.3996 | 39515.8075 | 40635.7286 | 41371.5829 | 41807.1614 | 42008.4313 | 42027.3199 | 41904.6968 | 41672.7214
Commercial_Lodging (ID)_Existing_Food Preparation_Natural Gas_Conveyor Oven_E2_Baseline Forecast | Commercial | Lodging (ID) | Existing | Food Preparation | Natural Gas | Conveyor Oven | E2 | ENERGY STAR (>42% Baking Efficiency) | Baseline Forecast | 0 | 0 | 0 | 0 | 0 | 345.3452 | 1292.1223 | 3026.6004 | 5680.5313 | 9343.1899 | 13751.2606 | 18698.4721 | 24023.4629 | 29600.2238 | 35330.5696 | 41138.2098 | 46964.0785 | 51329.0731 | 54546.7945 | 56864.2108 | 58475.8045 | 59534.7168 | 60161.525 | 60451.1572 | 60478.3384 | 60301.8808 | 59968.0625
Commercial_Lodging (ID)_Existing_Food Preparation_Natural Gas_Conveyor Oven_E3_Baseline Forecast | Commercial | Lodging (ID) | Existing | Food Preparation | Natural Gas | Conveyor Oven | E3 |  | Baseline Forecast | 0 | 0 | 0 | 0 | 0 | 0 | 0 | 0 | 0 | 0 | 0 | 0 | 0 | 0 | 0 | 0 | 0 | 0 | 0 | 0 | 0 | 0 | 0 | 0 | 0 | 0 | 0
Commercial_Lodging (ID)_Existing_Food Preparation_Natural Gas_Conveyor Oven_E4_Baseline Forecast | Commercial | Lodging (ID) | Existing | Food Preparation | Natural Gas | Conveyor Oven | E4 |  | Baseline Forecast | 0 | 0 | 0 | 0 | 0 | 0 | 0 | 0 | 0 | 0 | 0 | 0 | 0 | 0 | 0 | 0 | 0 | 0 | 0 | 0 | 0 | 0 | 0 | 0 | 0 | 0 | 0
Commercial_Lodging (ID)_Existing_Food Preparation_Natural Gas_Conveyor Oven_E5_Baseline Forecast | Commercial | Lodging (ID) | Existing | Food Preparation | Natural Gas | Conveyor Oven | E5 |  | Baseline Forecast | 0 | 0 | 0 | 0 | 0 | 0 | 0 | 0 | 0 | 0 | 0 | 0 | 0 | 0 | 0 | 0 | 0 | 0 | 0 | 0 | 0 | 0 | 0 | 0 | 0 | 0 | 0
Commercial_Lodging (ID)_Existing_Food Preparation_Natural Gas_Conveyor Oven_E6_Baseline Forecast | Commercial | Lodging (ID) | Existing | Food Preparation | Natural Gas | Conveyor Oven | E6 |  | Baseline Forecast | 0 | 0 | 0 | 0 | 0 | 0 | 0 | 0 | 0 | 0 | 0 | 0 | 0 | 0 | 0 | 0 | 0 | 0 | 0 | 0 | 0 | 0 | 0 | 0 | 0 | 0 | 0
Commercial_Lodging (ID)_Existing_Food Preparation_Natural Gas_Conveyor Oven_E7_Baseline Forecast | Commercial | Lodging (ID) | Existing | Food Preparation | Natural Gas | Conveyor Oven | E7 |  | Baseline Forecast | 0 | 0 | 0 | 0 | 0 | 0 | 0 | 0 | 0 | 0 | 0 | 0 | 0 | 0 | 0 | 0 | 0 | 0 | 0 | 0 | 0 | 0 | 0 | 0 | 0 | 0 | 0
Commercial_Lodging (ID)_Existing_Food Preparation_Natural Gas_Conveyor Oven_E8_Baseline Forecast | Commercial | Lodging (ID) | Existing | Food Preparation | Natural Gas | Conveyor Oven | E8 |  | Baseline Forecast | 0 | 0 | 0 | 0 | 0 | 0 | 0 | 0 | 0 | 0 | 0 | 0 | 0 | 0 | 0 | 0 | 0 | 0 | 0 | 0 | 0 | 0 | 0 | 0 | 0 | 0 | 0
Commercial_Lodging (ID)_Existing_Food Preparation_Natural Gas_Conveyor Oven_E9_Baseline Forecast | Commercial | Lodging (ID) | Existing | Food Preparation | Natural Gas | Conveyor Oven | E9 |  | Baseline Forecast | 0 | 0 | 0 | 0 | 0 | 0 | 0 | 0 | 0 | 0 | 0 | 0 | 0 | 0 | 0 | 0 | 0 | 0 | 0 | 0 | 0 | 0 | 0 | 0 | 0 | 0 | 0
Commercial_Lodging (ID)_Existing_Food Preparation_Natural Gas_Conveyor Oven_E10_Baseline Forecast | Commercial | Lodging (ID) | Existing | Food Preparation | Natural Gas | Conveyor Oven | E10 |  | Baseline Forecast | 0 | 0 | 0 | 0 | 0 | 0 | 0 | 0 | 0 | 0 | 0 | 0 | 0 | 0 | 0 | 0 | 0 | 0 | 0 | 0 | 0 | 0 | 0 | 0 | 0 | 0 | 0
Commercial_Lodging (ID)_Existing_Food Preparation_Natural Gas_Conveyor Oven_Vintage_Baseline Forecast | Commercial | Lodging (ID) | Existing | Food Preparation | Natural Gas | Conveyor Oven | Vintage | Vintage | Baseline Forecast | 158127.8374 | 155695.1014 | 153299.7922 | 150941.3338 | 148619.1595 | 145747.38 | 141891.4005 | 136734.9697 | 130054.2463 | 121697.3924 | 112110.1891 | 101641.7402 | 90565.0387 | 79093.1666 | 67392.0539 | 55590.5286 | 43788.2318 | 34491.6533 | 27168.81 | 21400.6627 | 16857.1374 | 13278.2374 | 10459.1655 | 8238.6042 | 6489.4851 | 5111.7175 | 4026.4606
Commercial_Lodging (ID)_Existing_Food Preparation_Natural Gas_Double Rack Oven_E1_Baseline Forecast | Commercial | Lodging (ID) | Existing | Food Preparation | Natural Gas | Double Rack Oven | E1 | Standard | Baseline Forecast | 0 | 1418.5554 | 3336.6362 | 5670.7562 | 8348.3375 | 11306.3399 | 14490.0603 | 17852.0828 | 21351.3599 | 24952.4084 | 28007.7044 | 30586.8334 | 32750.6745 | 34552.4876 | 36038.8646 | 37250.5611 | 38223.226 | 38988.0383 | 39572.2656 | 39999.7524 | 40291.3475 | 40465.2783 | 40537.4782 | 40521.873 | 40430.6317 | 40274.3863 | 40062.4237
Commercial_Lodging (ID)_Existing_Food Preparation_Natural Gas_Double Rack Oven_E2_Baseline Forecast | Commercial | Lodging (ID) | Existing | Food Preparation | Natural Gas | Double Rack Oven | E2 | FTSC Qualified (>50% Cooking Efficiency) | Baseline Forecast | 0 | 2041.3358 | 4801.5009 | 8160.3564 | 12013.4613 | 16270.0989 | 20851.5502 | 25689.5826 | 30725.1276 | 35907.1243 | 40303.7698 | 44015.1992 | 47129.0194 | 49721.8725 | 51860.8051 | 53604.466 | 55004.1545 | 56104.7381 | 56945.4554 | 57560.6193 | 57980.2318 | 58230.5225 | 58334.4199 | 58311.9635 | 58180.6651 | 57955.8242 | 57650.8048
Commercial_Lodging (ID)_Existing_Food Preparation_Natural Gas_Double Rack Oven_E3_Baseline Forecast | Commercial | Lodging (ID) | Existing | Food Preparation | Natural Gas | Double Rack Oven | E3 |  | Baseline Forecast | 0 | 0 | 0 | 0 | 0 | 0 | 0 | 0 | 0 | 0 | 0 | 0 | 0 | 0 | 0 | 0 | 0 | 0 | 0 | 0 | 0 | 0 | 0 | 0 | 0 | 0 | 0
Commercial_Lodging (ID)_Existing_Food Preparation_Natural Gas_Double Rack Oven_E4_Baseline Forecast | Commercial | Lodging (ID) | Existing | Food Preparation | Natural Gas | Double Rack Oven | E4 |  | Baseline Forecast | 0 | 0 | 0 | 0 | 0 | 0 | 0 | 0 | 0 | 0 | 0 | 0 | 0 | 0 | 0 | 0 | 0 | 0 | 0 | 0 | 0 | 0 | 0 | 0 | 0 | 0 | 0
Commercial_Lodging (ID)_Existing_Food Preparation_Natural Gas_Double Rack Oven_E5_Baseline Forecast | Commercial | Lodging (ID) | Existing | Food Preparation | Natural Gas | Double Rack Oven | E5 |  | Baseline Forecast | 0 | 0 | 0 | 0 | 0 | 0 | 0 | 0 | 0 | 0 | 0 | 0 | 0 | 0 | 0 | 0 | 0 | 0 | 0 | 0 | 0 | 0 | 0 | 0 | 0 | 0 | 0
Commercial_Lodging (ID)_Existing_Food Preparation_Natural Gas_Double Rack Oven_E6_Baseline Forecast | Commercial | Lodging (ID) | Existing | Food Preparation | Natural Gas | Double Rack Oven | E6 |  | Baseline Forecast | 0 | 0 | 0 | 0 | 0 | 0 | 0 | 0 | 0 | 0 | 0 | 0 | 0 | 0 | 0 | 0 | 0 | 0 | 0 | 0 | 0 | 0 | 0 | 0 | 0 | 0 | 0
Commercial_Lodging (ID)_Existing_Food Preparation_Natural Gas_Double Rack Oven_E7_Baseline Forecast | Commercial | Lodging (ID) | Existing | Food Preparation | Natural Gas | Double Rack Oven | E7 |  | Baseline Forecast | 0 | 0 | 0 | 0 | 0 | 0 | 0 | 0 | 0 | 0 | 0 | 0 | 0 | 0 | 0 | 0 | 0 | 0 | 0 | 0 | 0 | 0 | 0 | 0 | 0 | 0 | 0
Commercial_Lodging (ID)_Existing_Food Preparation_Natural Gas_Double Rack Oven_E8_Baseline Forecast | Commercial | Lodging (ID) | Existing | Food Preparation | Natural Gas | Double Rack Oven | E8 |  | Baseline Forecast | 0 | 0 | 0 | 0 | 0 | 0 | 0 | 0 | 0 | 0 | 0 | 0 | 0 | 0 | 0 | 0 | 0 | 0 | 0 | 0 | 0 | 0 | 0 | 0 | 0 | 0 | 0
Commercial_Lodging (ID)_Existing_Food Preparation_Natural Gas_Double Rack Oven_E9_Baseline Forecast | Commercial | Lodging (ID) | Existing | Food Preparation | Natural Gas | Double Rack Oven | E9 |  | Baseline Forecast | 0 | 0 | 0 | 0 | 0 | 0 | 0 | 0 | 0 | 0 | 0 | 0 | 0 | 0 | 0 | 0 | 0 | 0 | 0 | 0 | 0 | 0 | 0 | 0 | 0 | 0 | 0
Commercial_Lodging (ID)_Existing_Food Preparation_Natural Gas_Double Rack Oven_E10_Baseline Forecast | Commercial | Lodging (ID) | Existing | Food Preparation | Natural Gas | Double Rack Oven | E10 |  | Baseline Forecast | 0 | 0 | 0 | 0 | 0 | 0 | 0 | 0 | 0 | 0 | 0 | 0 | 0 | 0 | 0 | 0 | 0 | 0 | 0 | 0 | 0 | 0 | 0 | 0 | 0 | 0 | 0
Commercial_Lodging (ID)_Existing_Food Preparation_Natural Gas_Double Rack Oven_Vintage_Baseline Forecast | Commercial | Lodging (ID) | Existing | Food Preparation | Natural Gas | Double Rack Oven | Vintage | Vintage | Baseline Forecast | 158127.8374 | 152235.2103 | 145161.6551 | 137110.2212 | 128257.3606 | 118756.272 | 108739.8279 | 98323.1355 | 87605.778 | 76673.7749 | 67105.9363 | 58732.0332 | 51403.0786 | 44988.6773 | 39374.7056 | 34461.2808 | 30160.9842 | 26397.3059 | 23103.2831 | 20220.3093 | 17697.0912 | 15488.7362 | 13555.9538 | 11864.3561 | 10383.8467 | 9088.0847 | 7954.016
Commercial_Lodging (ID)_Existing_Food Preparation_Natural Gas_Fryer_E1_Baseline Forecast | Commercial | Lodging (ID) | Existing | Food Preparation | Natural Gas | Fryer | E1 | Standard | Baseline Forecast | 0 | 5304.6788 | 11015.9259 | 17060.208 | 23372.4273 | 29895.022 | 36577.1612 | 43374.0243 | 50246.1568 | 57158.8932 | 64081.8415 | 70988.4217 | 76960.8669 | 82100.3891 | 86497.5337 | 90233.2998 | 93380.1418 | 96002.8667 | 98159.4368 | 99901.6886 | 101275.976 | 102323.7461 | 103082.0545 | 103584.0267 | 103859.271 | 103934.2481 | 103832.6019
Commercial_Lodging (ID)_Existing_Food Preparation_Natural Gas_Fryer_E2_Baseline Forecast | Commercial | Lodging (ID) | Existing | Food Preparation | Natural Gas | Fryer | E2 | ENERGY STAR | Baseline Forecast | 0 | 1863.8061 | 3870.4605 | 5994.1271 | 8211.9339 | 10503.6564 | 12851.435 | 15239.5221 | 17654.0551 | 20082.8544 | 22515.2416 | 24941.8779 | 27040.3046 | 28846.0826 | 30391.0254 | 31703.5918 | 32809.239 | 33730.7369 | 34488.4508 | 35100.5933 | 35583.451 | 35951.5865 | 36218.0191 | 36394.3877 | 36491.0952 | 36517.4385 | 36481.725
Commercial_Lodging (ID)_Existing_Food Preparation_Natural Gas_Fryer_E3_Baseline Forecast | Commercial | Lodging (ID) | Existing | Food Preparation | Natural Gas | Fryer | E3 |  | Baseline Forecast | 0 | 0 | 0 | 0 | 0 | 0 | 0 | 0 | 0 | 0 | 0 | 0 | 0 | 0 | 0 | 0 | 0 | 0 | 0 | 0 | 0 | 0 | 0 | 0 | 0 | 0 | 0
Commercial_Lodging (ID)_Existing_Food Preparation_Natural Gas_Fryer_E4_Baseline Forecast | Commercial | Lodging (ID) | Existing | Food Preparation | Natural Gas | Fryer | E4 |  | Baseline Forecast | 0 | 0 | 0 | 0 | 0 | 0 | 0 | 0 | 0 | 0 | 0 | 0 | 0 | 0 | 0 | 0 | 0 | 0 | 0 | 0 | 0 | 0 | 0 | 0 | 0 | 0 | 0
Commercial_Lodging (ID)_Existing_Food Preparation_Natural Gas_Fryer_E5_Baseline Forecast | Commercial | Lodging (ID) | Existing | Food Preparation | Natural Gas | Fryer | E5 |  | Baseline Forecast | 0 | 0 | 0 | 0 | 0 | 0 | 0 | 0 | 0 | 0 | 0 | 0 | 0 | 0 | 0 | 0 | 0 | 0 | 0 | 0 | 0 | 0 | 0 | 0 | 0 | 0 | 0
Commercial_Lodging (ID)_Existing_Food Preparation_Natural Gas_Fryer_E6_Baseline Forecast | Commercial | Lodging (ID) | Existing | Food Preparation | Natural Gas | Fryer | E6 |  | Baseline Forecast | 0 | 0 | 0 | 0 | 0 | 0 | 0 | 0 | 0 | 0 | 0 | 0 | 0 | 0 | 0 | 0 | 0 | 0 | 0 | 0 | 0 | 0 | 0 | 0 | 0 | 0 | 0
Commercial_Lodging (ID)_Existing_Food Preparation_Natural Gas_Fryer_E7_Baseline Forecast | Commercial | Lodging (ID) | Existing | Food Preparation | Natural Gas | Fryer | E7 |  | Baseline Forecast | 0 | 0 | 0 | 0 | 0 | 0 | 0 | 0 | 0 | 0 | 0 | 0 | 0 | 0 | 0 | 0 | 0 | 0 | 0 | 0 | 0 | 0 | 0 | 0 | 0 | 0 | 0
Commercial_Lodging (ID)_Existing_Food Preparation_Natural Gas_Fryer_E8_Baseline Forecast | Commercial | Lodging (ID) | Existing | Food Preparation | Natural Gas | Fryer | E8 |  | Baseline Forecast | 0 | 0 | 0 | 0 | 0 | 0 | 0 | 0 | 0 | 0 | 0 | 0 | 0 | 0 | 0 | 0 | 0 | 0 | 0 | 0 | 0 | 0 | 0 | 0 | 0 | 0 | 0
Commercial_Lodging (ID)_Existing_Food Preparation_Natural Gas_Fryer_E9_Baseline Forecast | Commercial | Lodging (ID) | Existing | Food Preparation | Natural Gas | Fryer | E9 |  | Baseline Forecast | 0 | 0 | 0 | 0 | 0 | 0 | 0 | 0 | 0 | 0 | 0 | 0 | 0 | 0 | 0 | 0 | 0 | 0 | 0 | 0 | 0 | 0 | 0 | 0 | 0 | 0 | 0
Commercial_Lodging (ID)_Existing_Food Preparation_Natural Gas_Fryer_E10_Baseline Forecast | Commercial | Lodging (ID) | Existing | Food Preparation | Natural Gas | Fryer | E10 |  | Baseline Forecast | 0 | 0 | 0 | 0 | 0 | 0 | 0 | 0 | 0 | 0 | 0 | 0 | 0 | 0 | 0 | 0 | 0 | 0 | 0 | 0 | 0 | 0 | 0 | 0 | 0 | 0 | 0
Commercial_Lodging (ID)_Existing_Food Preparation_Natural Gas_Fryer_Vintage_Baseline Forecast | Commercial | Lodging (ID) | Existing | Food Preparation | Natural Gas | Fryer | Vintage | Vintage | Baseline Forecast | 240256.2491 | 229391.5142 | 218034.2281 | 206282.8852 | 194224.5942 | 181936.2931 | 169485.8373 | 156932.9727 | 144330.207 | 131723.588 | 119153.401 | 106654.7925 | 95467.2269 | 85453.1821 | 76489.5616 | 68466.181 | 61284.4138 | 54855.9788 | 49101.8551 | 43951.3109 | 39341.0335 | 35214.3517 | 31520.5386 | 28214.1884 | 25254.6581 | 22605.5681 | 20234.3547
Commercial_Lodging (ID)_Existing_Food Preparation_Natural Gas_Broiler_E1_Baseline Forecast | Commercial | Lodging (ID) | Existing | Food Preparation | Natural Gas | Broiler | E1 | Standard | Baseline Forecast | 0 | 6483.4963 | 13654.1323 | 21378.5913 | 29541.302 | 38042.2018 | 46794.7786 | 55724.3584 | 64766.6058 | 73866.2133 | 81565.9821 | 88044.6594 | 93458.6249 | 97944.6826 | 101622.5044 | 104596.7693 | 106959.0349 | 108789.3757 | 110157.817 | 111125.59 | 111746.2294 | 112066.5355 | 112127.4148 | 111964.6163 | 111609.3765 | 111088.9824 | 110427.2659
Commercial_Lodging (ID)_Existing_Food Preparation_Natural Gas_Broiler_E2_Baseline Forecast | Commercial | Lodging (ID) | Existing | Food Preparation | Natural Gas | Broiler | E2 | Infrared Burners | Baseline Forecast | 0 | 2277.9852 | 4797.3978 | 7511.3969 | 10379.3764 | 13366.179 | 16441.4087 | 19578.8286 | 22755.8345 | 25952.9939 | 28658.318 | 30934.6101 | 32836.8142 | 34412.9966 | 35705.2042 | 36750.2162 | 37580.2014 | 38223.2942 | 38704.0979 | 39044.1262 | 39262.1887 | 39374.7287 | 39396.1187 | 39338.9193 | 39214.1052 | 39031.2641 | 38798.7691
Commercial_Lodging (ID)_Existing_Food Preparation_Natural Gas_Broiler_E3_Baseline Forecast | Commercial | Lodging (ID) | Existing | Food Preparation | Natural Gas | Broiler | E3 |  | Baseline Forecast | 0 | 0 | 0 | 0 | 0 | 0 | 0 | 0 | 0 | 0 | 0 | 0 | 0 | 0 | 0 | 0 | 0 | 0 | 0 | 0 | 0 | 0 | 0 | 0 | 0 | 0 | 0
Commercial_Lodging (ID)_Existing_Food Preparation_Natural Gas_Broiler_E4_Baseline Forecast | Commercial | Lodging (ID) | Existing | Food Preparation | Natural Gas | Broiler | E4 |  | Baseline Forecast | 0 | 0 | 0 | 0 | 0 | 0 | 0 | 0 | 0 | 0 | 0 | 0 | 0 | 0 | 0 | 0 | 0 | 0 | 0 | 0 | 0 | 0 | 0 | 0 | 0 | 0 | 0
Commercial_Lodging (ID)_Existing_Food Preparation_Natural Gas_Broiler_E5_Baseline Forecast | Commercial | Lodging (ID) | Existing | Food Preparation | Natural Gas | Broiler | E5 |  | Baseline Forecast | 0 | 0 | 0 | 0 | 0 | 0 | 0 | 0 | 0 | 0 | 0 | 0 | 0 | 0 | 0 | 0 | 0 | 0 | 0 | 0 | 0 | 0 | 0 | 0 | 0 | 0 | 0
Commercial_Lodging (ID)_Existing_Food Preparation_Natural Gas_Broiler_E6_Baseline Forecast | Commercial | Lodging (ID) | Existing | Food Preparation | Natural Gas | Broiler | E6 |  | Baseline Forecast | 0 | 0 | 0 | 0 | 0 | 0 | 0 | 0 | 0 | 0 | 0 | 0 | 0 | 0 | 0 | 0 | 0 | 0 | 0 | 0 | 0 | 0 | 0 | 0 | 0 | 0 | 0
Commercial_Lodging (ID)_Existing_Food Preparation_Natural Gas_Broiler_E7_Baseline Forecast | Commercial | Lodging (ID) | Existing | Food Preparation | Natural Gas | Broiler | E7 |  | Baseline Forecast | 0 | 0 | 0 | 0 | 0 | 0 | 0 | 0 | 0 | 0 | 0 | 0 | 0 | 0 | 0 | 0 | 0 | 0 | 0 | 0 | 0 | 0 | 0 | 0 | 0 | 0 | 0
Commercial_Lodging (ID)_Existing_Food Preparation_Natural Gas_Broiler_E8_Baseline Forecast | Commercial | Lodging (ID) | Existing | Food Preparation | Natural Gas | Broiler | E8 |  | Baseline Forecast | 0 | 0 | 0 | 0 | 0 | 0 | 0 | 0 | 0 | 0 | 0 | 0 | 0 | 0 | 0 | 0 | 0 | 0 | 0 | 0 | 0 | 0 | 0 | 0 | 0 | 0 | 0
Commercial_Lodging (ID)_Existing_Food Preparation_Natural Gas_Broiler_E9_Baseline Forecast | Commercial | Lodging (ID) | Existing | Food Preparation | Natural Gas | Broiler | E9 |  | Baseline Forecast | 0 | 0 | 0 | 0 | 0 | 0 | 0 | 0 | 0 | 0 | 0 | 0 | 0 | 0 | 0 | 0 | 0 | 0 | 0 | 0 | 0 | 0 | 0 | 0 | 0 | 0 | 0
Commercial_Lodging (ID)_Existing_Food Preparation_Natural Gas_Broiler_E10_Baseline Forecast | Commercial | Lodging (ID) | Existing | Food Preparation | Natural Gas | Broiler | E10 |  | Baseline Forecast | 0 | 0 | 0 | 0 | 0 | 0 | 0 | 0 | 0 | 0 | 0 | 0 | 0 | 0 | 0 | 0 | 0 | 0 | 0 | 0 | 0 | 0 | 0 | 0 | 0 | 0 | 0
Commercial_Lodging (ID)_Existing_Food Preparation_Natural Gas_Broiler_Vintage_Baseline Forecast | Commercial | Lodging (ID) | Existing | Food Preparation | Natural Gas | Broiler | Vintage | Vintage | Baseline Forecast | 240256.2491 | 227798.5176 | 214469.0843 | 200447.2322 | 185888.2771 | 170926.5907 | 155678.2462 | 140243.3322 | 124707.9786 | 109146.1283 | 95526.1841 | 83605.8227 | 73172.9593 | 64041.9747 | 56050.412 | 49056.0871 | 42934.5583 | 37576.9125 | 32887.8277 | 28783.8766 | 25192.0424 | 22048.42 | 19297.0787 | 16889.0672 | 14781.5426 | 12937.0082 | 11322.6465
Commercial_Lodging (ID)_Existing_Food Preparation_Natural Gas_Griddle_E1_Baseline Forecast | Commercial | Lodging (ID) | Existing | Food Preparation | Natural Gas | Griddle | E1 | Standard | Baseline Forecast | 0 | 16630.7222 | 35024.0167 | 54837.9144 | 75775.9652 | 97581.5 | 120032.6079 | 142937.7433 | 166131.8809 | 189473.1522 | 209223.7173 | 225842.0786 | 239729.363 | 251236.4844 | 260670.4119 | 268299.6556 | 274359.0688 | 279054.0494 | 282564.2185 | 285046.6388 | 286638.6321 | 287460.2446 | 287616.4051 | 287198.8132 | 286287.5925 | 284952.7372 | 283255.3779
Commercial_Lodging (ID)_Existing_Food Preparation_Natural Gas_Griddle_E2_Baseline Forecast | Commercial | Lodging (ID) | Existing | Food Preparation | Natural Gas | Griddle | E2 | ENERGY STAR | Baseline Forecast | 0 | 6792.8302 | 14305.5843 | 22398.5847 | 30950.7464 | 39857.2324 | 49027.4032 | 58383.0219 | 67856.6837 | 77390.4425 | 85457.5747 | 92245.356 | 97917.6271 | 102617.719 | 106471.0133 | 109587.1833 | 112062.1549 | 113979.823 | 115413.554 | 116427.5004 | 117077.7511 | 117413.3394 | 117477.1232 | 117306.5575 | 116934.3688 | 116389.1462 | 115695.8586
Commercial_Lodging (ID)_Existing_Food Preparation_Natural Gas_Griddle_E3_Baseline Forecast | Commercial | Lodging (ID) | Existing | Food Preparation | Natural Gas | Griddle | E3 |  | Baseline Forecast | 0 | 0 | 0 | 0 | 0 | 0 | 0 | 0 | 0 | 0 | 0 | 0 | 0 | 0 | 0 | 0 | 0 | 0 | 0 | 0 | 0 | 0 | 0 | 0 | 0 | 0 | 0
Commercial_Lodging (ID)_Existing_Food Preparation_Natural Gas_Griddle_E4_Baseline Forecast | Commercial | Lodging (ID) | Existing | Food Preparation | Natural Gas | Griddle | E4 |  | Baseline Forecast | 0 | 0 | 0 | 0 | 0 | 0 | 0 | 0 | 0 | 0 | 0 | 0 | 0 | 0 | 0 | 0 | 0 | 0 | 0 | 0 | 0 | 0 | 0 | 0 | 0 | 0 | 0
Commercial_Lodging (ID)_Existing_Food Preparation_Natural Gas_Griddle_E5_Baseline Forecast | Commercial | Lodging (ID) | Existing | Food Preparation | Natural Gas | Griddle | E5 |  | Baseline Forecast | 0 | 0 | 0 | 0 | 0 | 0 | 0 | 0 | 0 | 0 | 0 | 0 | 0 | 0 | 0 | 0 | 0 | 0 | 0 | 0 | 0 | 0 | 0 | 0 | 0 | 0 | 0
Commercial_Lodging (ID)_Existing_Food Preparation_Natural Gas_Griddle_E6_Baseline Forecast | Commercial | Lodging (ID) | Existing | Food Preparation | Natural Gas | Griddle | E6 |  | Baseline Forecast | 0 | 0 | 0 | 0 | 0 | 0 | 0 | 0 | 0 | 0 | 0 | 0 | 0 | 0 | 0 | 0 | 0 | 0 | 0 | 0 | 0 | 0 | 0 | 0 | 0 | 0 | 0
Commercial_Lodging (ID)_Existing_Food Preparation_Natural Gas_Griddle_E7_Baseline Forecast | Commercial | Lodging (ID) | Existing | Food Preparation | Natural Gas | Griddle | E7 |  | Baseline Forecast | 0 | 0 | 0 | 0 | 0 | 0 | 0 | 0 | 0 | 0 | 0 | 0 | 0 | 0 | 0 | 0 | 0 | 0 | 0 | 0 | 0 | 0 | 0 | 0 | 0 | 0 | 0
Commercial_Lodging (ID)_Existing_Food Preparation_Natural Gas_Griddle_E8_Baseline Forecast | Commercial | Lodging (ID) | Existing | Food Preparation | Natural Gas | Griddle | E8 |  | Baseline Forecast | 0 | 0 | 0 | 0 | 0 | 0 | 0 | 0 | 0 | 0 | 0 | 0 | 0 | 0 | 0 | 0 | 0 | 0 | 0 | 0 | 0 | 0 | 0 | 0 | 0 | 0 | 0
Commercial_Lodging (ID)_Existing_Food Preparation_Natural Gas_Griddle_E9_Baseline Forecast | Commercial | Lodging (ID) | Existing | Food Preparation | Natural Gas | Griddle | E9 |  | Baseline Forecast | 0 | 0 | 0 | 0 | 0 | 0 | 0 | 0 | 0 | 0 | 0 | 0 | 0 | 0 | 0 | 0 | 0 | 0 | 0 | 0 | 0 | 0 | 0 | 0 | 0 | 0 | 0
Commercial_Lodging (ID)_Existing_Food Preparation_Natural Gas_Griddle_E10_Baseline Forecast | Commercial | Lodging (ID) | Existing | Food Preparation | Natural Gas | Griddle | E10 |  | Baseline Forecast | 0 | 0 | 0 | 0 | 0 | 0 | 0 | 0 | 0 | 0 | 0 | 0 | 0 | 0 | 0 | 0 | 0 | 0 | 0 | 0 | 0 | 0 | 0 | 0 | 0 | 0 | 0
Commercial_Lodging (ID)_Existing_Food Preparation_Natural Gas_Griddle_Vintage_Baseline Forecast | Commercial | Lodging (ID) | Existing | Food Preparation | Natural Gas | Griddle | Vintage | Vintage | Baseline Forecast | 642317.7271 | 609012.3634 | 573376.5315 | 535889.5391 | 496966.6183 | 456967.0079 | 416201.0254 | 374936.2554 | 333402.9633 | 291798.8329 | 255386.3289 | 223517.6075 | 195625.6668 | 171214.2588 | 149849.0607 | 131149.9471 | 114784.2272 | 100460.7254 | 87924.6007 | 76952.8129 | 67350.1542 | 58945.776 | 51590.1492 | 45152.4041 | 39518.0015 | 34586.6954 | 30270.7488
Commercial_Lodging (ID)_Existing_Food Preparation_Natural Gas_Range_E1_Baseline Forecast | Commercial | Lodging (ID) | Existing | Food Preparation | Natural Gas | Range | E1 | Standard | Baseline Forecast | 0 | 158.3504 | 358.6027 | 589.4996 | 842.2287 | 1109.902 | 1387.1465 | 1669.7814 | 1954.564 | 2238.9892 | 2452.2688 | 2609.6732 | 2723.228 | 2802.4034 | 2854.6563 | 2885.8583 | 2900.6317 | 2902.6153 | 2894.673 | 2879.0584 | 2857.5443 | 2831.525 | 2802.0966 | 2770.1203 | 2736.2723 | 2701.0833 | 2664.9691
Commercial_Lodging (ID)_Existing_Food Preparation_Natural Gas_Range_E2_Baseline Forecast | Commercial | Lodging (ID) | Existing | Food Preparation | Natural Gas | Range | E2 | High Efficiency | Baseline Forecast | 0 | 227.87 | 516.038 | 848.3043 | 1211.9876 | 1597.176 | 1996.1376 | 2402.8562 | 2812.6652 | 3221.9601 | 3528.8747 | 3755.3834 | 3918.7915 | 4032.7268 | 4107.9201 | 4152.8204 | 4174.0797 | 4176.9342 | 4165.505 | 4143.0352 | 4112.0759 | 4074.6335 | 4032.2853 | 3986.2706 | 3937.5626 | 3886.9247 | 3834.9556
Commercial_Lodging (ID)_Existing_Food Preparation_Natural Gas_Range_E3_Baseline Forecast | Commercial | Lodging (ID) | Existing | Food Preparation | Natural Gas | Range | E3 |  | Baseline Forecast | 0 | 0 | 0 | 0 | 0 | 0 | 0 | 0 | 0 | 0 | 0 | 0 | 0 | 0 | 0 | 0 | 0 | 0 | 0 | 0 | 0 | 0 | 0 | 0 | 0 | 0 | 0
Commercial_Lodging (ID)_Existing_Food Preparation_Natural Gas_Range_E4_Baseline Forecast | Commercial | Lodging (ID) | Existing | Food Preparation | Natural Gas | Range | E4 |  | Baseline Forecast | 0 | 0 | 0 | 0 | 0 | 0 | 0 | 0 | 0 | 0 | 0 | 0 | 0 | 0 | 0 | 0 | 0 | 0 | 0 | 0 | 0 | 0 | 0 | 0 | 0 | 0 | 0
Commercial_Lodging (ID)_Existing_Food Preparation_Natural Gas_Range_E5_Baseline Forecast | Commercial | Lodging (ID) | Existing | Food Preparation | Natural Gas | Range | E5 |  | Baseline Forecast | 0 | 0 | 0 | 0 | 0 | 0 | 0 | 0 | 0 | 0 | 0 | 0 | 0 | 0 | 0 | 0 | 0 | 0 | 0 | 0 | 0 | 0 | 0 | 0 | 0 | 0 | 0
Commercial_Lodging (ID)_Existing_Food Preparation_Natural Gas_Range_E6_Baseline Forecast | Commercial | Lodging (ID) | Existing | Food Preparation | Natural Gas | Range | E6 |  | Baseline Forecast | 0 | 0 | 0 | 0 | 0 | 0 | 0 | 0 | 0 | 0 | 0 | 0 | 0 | 0 | 0 | 0 | 0 | 0 | 0 | 0 | 0 | 0 | 0 | 0 | 0 | 0 | 0
Commercial_Lodging (ID)_Existing_Food Preparation_Natural Gas_Range_E7_Baseline Forecast | Commercial | Lodging (ID) | Existing | Food Preparation | Natural Gas | Range | E7 |  | Baseline Forecast | 0 | 0 | 0 | 0 | 0 | 0 | 0 | 0 | 0 | 0 | 0 | 0 | 0 | 0 | 0 | 0 | 0 | 0 | 0 | 0 | 0 | 0 | 0 | 0 | 0 | 0 | 0
Commercial_Lodging (ID)_Existing_Food Preparation_Natural Gas_Range_E8_Baseline Forecast | Commercial | Lodging (ID) | Existing | Food Preparation | Natural Gas | Range | E8 |  | Baseline Forecast | 0 | 0 | 0 | 0 | 0 | 0 | 0 | 0 | 0 | 0 | 0 | 0 | 0 | 0 | 0 | 0 | 0 | 0 | 0 | 0 | 0 | 0 | 0 | 0 | 0 | 0 | 0
Commercial_Lodging (ID)_Existing_Food Preparation_Natural Gas_Range_E9_Baseline Forecast | Commercial | Lodging (ID) | Existing | Food Preparation | Natural Gas | Range | E9 |  | Baseline Forecast | 0 | 0 | 0 | 0 | 0 | 0 | 0 | 0 | 0 | 0 | 0 | 0 | 0 | 0 | 0 | 0 | 0 | 0 | 0 | 0 | 0 | 0 | 0 | 0 | 0 | 0 | 0
Commercial_Lodging (ID)_Existing_Food Preparation_Natural Gas_Range_E10_Baseline Forecast | Commercial | Lodging (ID) | Existing | Food Preparation | Natural Gas | Range | E10 |  | Baseline Forecast | 0 | 0 | 0 | 0 | 0 | 0 | 0 | 0 | 0 | 0 | 0 | 0 | 0 | 0 | 0 | 0 | 0 | 0 | 0 | 0 | 0 | 0 | 0 | 0 | 0 | 0 | 0
Commercial_Lodging (ID)_Existing_Food Preparation_Natural Gas_Range_Vintage_Baseline Forecast | Commercial | Lodging (ID) | Existing | Food Preparation | Natural Gas | Range | Vintage | Vintage | Baseline Forecast | 9806.3775 | 9269.2898 | 8632.3232 | 7922.8989 | 7162.4757 | 6367.8188 | 5551.9989 | 4725.1795 | 3895.2368 | 3068.2481 | 2416.8354 | 1903.7227 | 1499.5477 | 1181.1822 | 930.4081 | 732.8753 | 577.2803 | 454.7192 | 358.1788 | 282.1347 | 222.2353 | 175.0531 | 137.888 | 108.6133 | 85.5538 | 67.3901 | 53.0827
Commercial_Lodging (ID)_Existing_Food Preparation_Natural Gas_Steamer_E1_Baseline Forecast | Commercial | Lodging (ID) | Existing | Food Preparation | Natural Gas | Steamer | E1 | Standard | Baseline Forecast | 0 | 178.8057 | 376.5618 | 589.5916 | 814.7077 | 1049.1506 | 1290.5344 | 1536.7997 | 1786.1722 | 2037.1267 | 2249.4755 | 2428.1484 | 2577.4579 | 2701.1771 | 2802.6063 | 2884.6324 | 2949.7803 | 3000.2586 | 3037.9983 | 3064.6881 | 3081.8045 | 3090.638 | 3092.317 | 3087.8273 | 3078.0302 | 3063.6785 | 3045.4293
Commercial_Lodging (ID)_Existing_Food Preparation_Natural Gas_Steamer_E2_Baseline Forecast | Commercial | Lodging (ID) | Existing | Food Preparation | Natural Gas | Steamer | E2 | ENERGY STAR | Baseline Forecast | 0 | 178.8057 | 376.5618 | 589.5916 | 814.7077 | 1049.1506 | 1290.5344 | 1536.7997 | 1786.1722 | 2037.1267 | 2249.4755 | 2428.1484 | 2577.4579 | 2701.1771 | 2802.6063 | 2884.6324 | 2949.7803 | 3000.2586 | 3037.9983 | 3064.6881 | 3081.8045 | 3090.638 | 3092.317 | 3087.8273 | 3078.0302 | 3063.6785 | 3045.4293
Commercial_Lodging (ID)_Existing_Food Preparation_Natural Gas_Steamer_E3_Baseline Forecast | Commercial | Lodging (ID) | Existing | Food Preparation | Natural Gas | Steamer | E3 |  | Baseline Forecast | 0 | 0 | 0 | 0 | 0 | 0 | 0 | 0 | 0 | 0 | 0 | 0 | 0 | 0 | 0 | 0 | 0 | 0 | 0 | 0 | 0 | 0 | 0 | 0 | 0 | 0 | 0
Commercial_Lodging (ID)_Existing_Food Preparation_Natural Gas_Steamer_E4_Baseline Forecast | Commercial | Lodging (ID) | Existing | Food Preparation | Natural Gas | Steamer | E4 |  | Baseline Forecast | 0 | 0 | 0 | 0 | 0 | 0 | 0 | 0 | 0 | 0 | 0 | 0 | 0 | 0 | 0 | 0 | 0 | 0 | 0 | 0 | 0 | 0 | 0 | 0 | 0 | 0 | 0
Commercial_Lodging (ID)_Existing_Food Preparation_Natural Gas_Steamer_E5_Baseline Forecast | Commercial | Lodging (ID) | Existing | Food Preparation | Natural Gas | Steamer | E5 |  | Baseline Forecast | 0 | 0 | 0 | 0 | 0 | 0 | 0 | 0 | 0 | 0 | 0 | 0 | 0 | 0 | 0 | 0 | 0 | 0 | 0 | 0 | 0 | 0 | 0 | 0 | 0 | 0 | 0
Commercial_Lodging (ID)_Existing_Food Preparation_Natural Gas_Steamer_E6_Baseline Forecast | Commercial | Lodging (ID) | Existing | Food Preparation | Natural Gas | Steamer | E6 |  | Baseline Forecast | 0 | 0 | 0 | 0 | 0 | 0 | 0 | 0 | 0 | 0 | 0 | 0 | 0 | 0 | 0 | 0 | 0 | 0 | 0 | 0 | 0 | 0 | 0 | 0 | 0 | 0 | 0
Commercial_Lodging (ID)_Existing_Food Preparation_Natural Gas_Steamer_E7_Baseline Forecast | Commercial | Lodging (ID) | Existing | Food Preparation | Natural Gas | Steamer | E7 |  | Baseline Forecast | 0 | 0 | 0 | 0 | 0 | 0 | 0 | 0 | 0 | 0 | 0 | 0 | 0 | 0 | 0 | 0 | 0 | 0 | 0 | 0 | 0 | 0 | 0 | 0 | 0 | 0 | 0
Commercial_Lodging (ID)_Existing_Food Preparation_Natural Gas_Steamer_E8_Baseline Forecast | Commercial | Lodging (ID) | Existing | Food Preparation | Natural Gas | Steamer | E8 |  | Baseline Forecast | 0 | 0 | 0 | 0 | 0 | 0 | 0 | 0 | 0 | 0 | 0 | 0 | 0 | 0 | 0 | 0 | 0 | 0 | 0 | 0 | 0 | 0 | 0 | 0 | 0 | 0 | 0
Commercial_Lodging (ID)_Existing_Food Preparation_Natural Gas_Steamer_E9_Baseline Forecast | Commercial | Lodging (ID) | Existing | Food Preparation | Natural Gas | Steamer | E9 |  | Baseline Forecast | 0 | 0 | 0 | 0 | 0 | 0 | 0 | 0 | 0 | 0 | 0 | 0 | 0 | 0 | 0 | 0 | 0 | 0 | 0 | 0 | 0 | 0 | 0 | 0 | 0 | 0 | 0
Commercial_Lodging (ID)_Existing_Food Preparation_Natural Gas_Steamer_E10_Baseline Forecast | Commercial | Lodging (ID) | Existing | Food Preparation | Natural Gas | Steamer | E10 |  | Baseline Forecast | 0 | 0 | 0 | 0 | 0 | 0 | 0 | 0 | 0 | 0 | 0 | 0 | 0 | 0 | 0 | 0 | 0 | 0 | 0 | 0 | 0 | 0 | 0 | 0 | 0 | 0 | 0
Commercial_Lodging (ID)_Existing_Food Preparation_Natural Gas_Steamer_Vintage_Baseline Forecast | Commercial | Lodging (ID) | Existing | Food Preparation | Natural Gas | Steamer | Vintage | Vintage | Baseline Forecast | 9806.3775 | 9297.8987 | 8753.8402 | 8181.5197 | 7587.2766 | 6976.5955 | 6354.2141 | 5724.2176 | 5090.1216 | 4454.944 | 3899.0279 | 3412.4826 | 2986.6514 | 2613.9581 | 2287.7719 | 2002.2893 | 1752.4309 | 1533.7515 | 1342.3603 | 1174.8521 | 1028.2466 | 899.9355 | 787.6359 | 689.3497 | 603.3283 | 528.0412 | 462.1488
Commercial_Lodging (ID)_Existing_Food Preparation_Natural Gas_Food Prep Other_E1_Baseline Forecast | Commercial | Lodging (ID) | Existing | Food Preparation | Natural Gas | Food Prep Other | E1 | Standard | Baseline Forecast | 0 | 0 | 0 | 0 | 0 | 0 | 0 | 0 | 0 | 0 | 0 | 0 | 0 | 0 | 0 | 0 | 0 | 0 | 0 | 0 | 0 | 0 | 0 | 0 | 0 | 0 | 0
Commercial_Lodging (ID)_Existing_Food Preparation_Natural Gas_Food Prep Other_E2_Baseline Forecast | Commercial | Lodging (ID) | Existing | Food Preparation | Natural Gas | Food Prep Other | E2 | ENERGY STAR | Baseline Forecast | 0 | 0 | 0 | 0 | 0 | 0 | 0 | 0 | 0 | 0 | 0 | 0 | 0 | 0 | 0 | 0 | 0 | 0 | 0 | 0 | 0 | 0 | 0 | 0 | 0 | 0 | 0
Commercial_Lodging (ID)_Existing_Food Preparation_Natural Gas_Food Prep Other_E3_Baseline Forecast | Commercial | Lodging (ID) | Existing | Food Preparation | Natural Gas | Food Prep Other | E3 |  | Baseline Forecast | 0 | 0 | 0 | 0 | 0 | 0 | 0 | 0 | 0 | 0 | 0 | 0 | 0 | 0 | 0 | 0 | 0 | 0 | 0 | 0 | 0 | 0 | 0 | 0 | 0 | 0 | 0
Commercial_Lodging (ID)_Existing_Food Preparation_Natural Gas_Food Prep Other_E4_Baseline Forecast | Commercial | Lodging (ID) | Existing | Food Preparation | Natural Gas | Food Prep Other | E4 |  | Baseline Forecast | 0 | 0 | 0 | 0 | 0 | 0 | 0 | 0 | 0 | 0 | 0 | 0 | 0 | 0 | 0 | 0 | 0 | 0 | 0 | 0 | 0 | 0 | 0 | 0 | 0 | 0 | 0
Commercial_Lodging (ID)_Existing_Food Preparation_Natural Gas_Food Prep Other_E5_Baseline Forecast | Commercial | Lodging (ID) | Existing | Food Preparation | Natural Gas | Food Prep Other | E5 |  | Baseline Forecast | 0 | 0 | 0 | 0 | 0 | 0 | 0 | 0 | 0 | 0 | 0 | 0 | 0 | 0 | 0 | 0 | 0 | 0 | 0 | 0 | 0 | 0 | 0 | 0 | 0 | 0 | 0
Commercial_Lodging (ID)_Existing_Food Preparation_Natural Gas_Food Prep Other_E6_Baseline Forecast | Commercial | Lodging (ID) | Existing | Food Preparation | Natural Gas | Food Prep Other | E6 |  | Baseline Forecast | 0 | 0 | 0 | 0 | 0 | 0 | 0 | 0 | 0 | 0 | 0 | 0 | 0 | 0 | 0 | 0 | 0 | 0 | 0 | 0 | 0 | 0 | 0 | 0 | 0 | 0 | 0
Commercial_Lodging (ID)_Existing_Food Preparation_Natural Gas_Food Prep Other_E7_Baseline Forecast | Commercial | Lodging (ID) | Existing | Food Preparation | Natural Gas | Food Prep Other | E7 |  | Baseline Forecast | 0 | 0 | 0 | 0 | 0 | 0 | 0 | 0 | 0 | 0 | 0 | 0 | 0 | 0 | 0 | 0 | 0 | 0 | 0 | 0 | 0 | 0 | 0 | 0 | 0 | 0 | 0
Commercial_Lodging (ID)_Existing_Food Preparation_Natural Gas_Food Prep Other_E8_Baseline Forecast | Commercial | Lodging (ID) | Existing | Food Preparation | Natural Gas | Food Prep Other | E8 |  | Baseline Forecast | 0 | 0 | 0 | 0 | 0 | 0 | 0 | 0 | 0 | 0 | 0 | 0 | 0 | 0 | 0 | 0 | 0 | 0 | 0 | 0 | 0 | 0 | 0 | 0 | 0 | 0 | 0
Commercial_Lodging (ID)_Existing_Food Preparation_Natural Gas_Food Prep Other_E9_Baseline Forecast | Commercial | Lodging (ID) | Existing | Food Preparation | Natural Gas | Food Prep Other | E9 |  | Baseline Forecast | 0 | 0 | 0 | 0 | 0 | 0 | 0 | 0 | 0 | 0 | 0 | 0 | 0 | 0 | 0 | 0 | 0 | 0 | 0 | 0 | 0 | 0 | 0 | 0 | 0 | 0 | 0
Commercial_Lodging (ID)_Existing_Food Preparation_Natural Gas_Food Prep Other_E10_Baseline Forecast | Commercial | Lodging (ID) | Existing | Food Preparation | Natural Gas | Food Prep Other | E10 |  | Baseline Forecast | 0 | 0 | 0 | 0 | 0 | 0 | 0 | 0 | 0 | 0 | 0 | 0 | 0 | 0 | 0 | 0 | 0 | 0 | 0 | 0 | 0 | 0 | 0 | 0 | 0 | 0 | 0
Commercial_Lodging (ID)_Existing_Food Preparation_Natural Gas_Food Prep Other_Vintage_Baseline Forecast | Commercial | Lodging (ID) | Existing | Food Preparation | Natural Gas | Food Prep Other | Vintage | Vintage | Baseline Forecast | 0 | 0 | 0 | 0 | 0 | 0 | 0 | 0 | 0 | 0 | 0 | 0 | 0 | 0 | 0 | 0 | 0 | 0 | 0 | 0 | 0 | 0 | 0 | 0 | 0 | 0 | 0
Commercial_Lodging (ID)_Existing_Miscellaneous_Natural Gas_Pool Heater_E1_Baseline Forecast | Commercial | Lodging (ID) | Existing | Miscellaneous | Natural Gas | Pool Heater | E1 | Standard (EF .82) | Baseline Forecast | 0 | 26489.4086 | 51294.3625 | 74645.0008 | 96725.5926 | 117684.2134 | 133554.7853 | 145427.3614 | 154160.417 | 160430.0177 | 164768.5486 | 167595.2213 | 169240.1035 | 169963.047 | 169968.5976 | 169417.7388 | 168437.1426 | 167126.4562 | 165564.0414 | 163811.496 | 161917.2144 | 159919.1933 | 157847.2405 | 155724.7158 | 153569.9016 | 151397.0827 | 149217.3969
Commercial_Lodging (ID)_Existing_Miscellaneous_Natural Gas_Pool Heater_E2_Baseline Forecast | Commercial | Lodging (ID) | Existing | Miscellaneous | Natural Gas | Pool Heater | E2 | Condensing (EF .90) | Baseline Forecast | 0 | 2943.2676 | 5699.3736 | 8293.889 | 10747.2881 | 13076.0237 | 14839.4206 | 16158.5957 | 17128.9352 | 17825.5575 | 18307.6165 | 18621.6913 | 18804.4559 | 18884.783 | 18885.3997 | 18824.1932 | 18715.2381 | 18569.6062 | 18396.0046 | 18201.2773 | 17990.8016 | 17768.7993 | 17538.5823 | 17302.7462 | 17063.3224 | 16821.8981 | 16579.7108
Commercial_Lodging (ID)_Existing_Miscellaneous_Natural Gas_Pool Heater_E3_Baseline Forecast | Commercial | Lodging (ID) | Existing | Miscellaneous | Natural Gas | Pool Heater | E3 |  | Baseline Forecast | 0 | 0 | 0 | 0 | 0 | 0 | 0 | 0 | 0 | 0 | 0 | 0 | 0 | 0 | 0 | 0 | 0 | 0 | 0 | 0 | 0 | 0 | 0 | 0 | 0 | 0 | 0
Commercial_Lodging (ID)_Existing_Miscellaneous_Natural Gas_Pool Heater_E4_Baseline Forecast | Commercial | Lodging (ID) | Existing | Miscellaneous | Natural Gas | Pool Heater | E4 |  | Baseline Forecast | 0 | 0 | 0 | 0 | 0 | 0 | 0 | 0 | 0 | 0 | 0 | 0 | 0 | 0 | 0 | 0 | 0 | 0 | 0 | 0 | 0 | 0 | 0 | 0 | 0 | 0 | 0
Commercial_Lodging (ID)_Existing_Miscellaneous_Natural Gas_Pool Heater_E5_Baseline Forecast | Commercial | Lodging (ID) | Existing | Miscellaneous | Natural Gas | Pool Heater | E5 |  | Baseline Forecast | 0 | 0 | 0 | 0 | 0 | 0 | 0 | 0 | 0 | 0 | 0 | 0 | 0 | 0 | 0 | 0 | 0 | 0 | 0 | 0 | 0 | 0 | 0 | 0 | 0 | 0 | 0
Commercial_Lodging (ID)_Existing_Miscellaneous_Natural Gas_Pool Heater_E6_Baseline Forecast | Commercial | Lodging (ID) | Existing | Miscellaneous | Natural Gas | Pool Heater | E6 |  | Baseline Forecast | 0 | 0 | 0 | 0 | 0 | 0 | 0 | 0 | 0 | 0 | 0 | 0 | 0 | 0 | 0 | 0 | 0 | 0 | 0 | 0 | 0 | 0 | 0 | 0 | 0 | 0 | 0
Commercial_Lodging (ID)_Existing_Miscellaneous_Natural Gas_Pool Heater_E7_Baseline Forecast | Commercial | Lodging (ID) | Existing | Miscellaneous | Natural Gas | Pool Heater | E7 |  | Baseline Forecast | 0 | 0 | 0 | 0 | 0 | 0 | 0 | 0 | 0 | 0 | 0 | 0 | 0 | 0 | 0 | 0 | 0 | 0 | 0 | 0 | 0 | 0 | 0 | 0 | 0 | 0 | 0
Commercial_Lodging (ID)_Existing_Miscellaneous_Natural Gas_Pool Heater_E8_Baseline Forecast | Commercial | Lodging (ID) | Existing | Miscellaneous | Natural Gas | Pool Heater | E8 |  | Baseline Forecast | 0 | 0 | 0 | 0 | 0 | 0 | 0 | 0 | 0 | 0 | 0 | 0 | 0 | 0 | 0 | 0 | 0 | 0 | 0 | 0 | 0 | 0 | 0 | 0 | 0 | 0 | 0
Commercial_Lodging (ID)_Existing_Miscellaneous_Natural Gas_Pool Heater_E9_Baseline Forecast | Commercial | Lodging (ID) | Existing | Miscellaneous | Natural Gas | Pool Heater | E9 |  | Baseline Forecast | 0 | 0 | 0 | 0 | 0 | 0 | 0 | 0 | 0 | 0 | 0 | 0 | 0 | 0 | 0 | 0 | 0 | 0 | 0 | 0 | 0 | 0 | 0 | 0 | 0 | 0 | 0
Commercial_Lodging (ID)_Existing_Miscellaneous_Natural Gas_Pool Heater_E10_Baseline Forecast | Commercial | Lodging (ID) | Existing | Miscellaneous | Natural Gas | Pool Heater | E10 |  | Baseline Forecast | 0 | 0 | 0 | 0 | 0 | 0 | 0 | 0 | 0 | 0 | 0 | 0 | 0 | 0 | 0 | 0 | 0 | 0 | 0 | 0 | 0 | 0 | 0 | 0 | 0 | 0 | 0
Commercial_Lodging (ID)_Existing_Miscellaneous_Natural Gas_Pool Heater_Vintage_Baseline Forecast | Commercial | Lodging (ID) | Existing | Miscellaneous | Natural Gas | Pool Heater | Vintage | Vintage | Baseline Forecast | 249104.6814 | 215839.6255 | 184505.1456 | 154844.6245 | 126652.4257 | 99763.1415 | 78582.6591 | 61898.9561 | 48757.3316 | 38405.775 | 30251.9336 | 23829.2154 | 18770.0896 | 14785.0552 | 11646.0743 | 9173.5231 | 7225.9136 | 5691.7966 | 4483.3844 | 3531.5274 | 2781.7569 | 2191.1685 | 1725.9666 | 1359.5306 | 1070.8918 | 843.5332 | 664.4446
Commercial_Lodging (ID)_Existing_Miscellaneous_Natural Gas_Miscellaneous_E1_Baseline Forecast | Commercial | Lodging (ID) | Existing | Miscellaneous | Natural Gas | Miscellaneous | E1 | Standard | Baseline Forecast | 0 | 213110.9029 | 459632.5995 | 732249.8517 | 957029.2888 | 1141517.2133 | 1292081.119 | 1414093.6561 | 1512087.8899 | 1589888.3311 | 1650721.5203 | 1697309.3557 | 1731947.857 | 1756573.6393 | 1772820.0128 | 1782064.3292 | 1785467.9386 | 1784009.9127 | 1778515.5036 | 1769680.163 | 1758089.8123 | 1744237.9497 | 1728540.0876 | 1711345.9371 | 1692949.69 | 1673598.6978 | 1653500.7944
Commercial_Lodging (ID)_Existing_Miscellaneous_Natural Gas_Miscellaneous_E2_Baseline Forecast | Commercial | Lodging (ID) | Existing | Miscellaneous | Natural Gas | Miscellaneous | E2 |  | Baseline Forecast | 0 | 0 | 0 | 0 | 0 | 0 | 0 | 0 | 0 | 0 | 0 | 0 | 0 | 0 | 0 | 0 | 0 | 0 | 0 | 0 | 0 | 0 | 0 | 0 | 0 | 0 | 0
Commercial_Lodging (ID)_Existing_Miscellaneous_Natural Gas_Miscellaneous_E3_Baseline Forecast | Commercial | Lodging (ID) | Existing | Miscellaneous | Natural Gas | Miscellaneous | E3 |  | Baseline Forecast | 0 | 0 | 0 | 0 | 0 | 0 | 0 | 0 | 0 | 0 | 0 | 0 | 0 | 0 | 0 | 0 | 0 | 0 | 0 | 0 | 0 | 0 | 0 | 0 | 0 | 0 | 0
Commercial_Lodging (ID)_Existing_Miscellaneous_Natural Gas_Miscellaneous_E4_Baseline Forecast | Commercial | Lodging (ID) | Existing | Miscellaneous | Natural Gas | Miscellaneous | E4 |  | Baseline Forecast | 0 | 0 | 0 | 0 | 0 | 0 | 0 | 0 | 0 | 0 | 0 | 0 | 0 | 0 | 0 | 0 | 0 | 0 | 0 | 0 | 0 | 0 | 0 | 0 | 0 | 0 | 0
Commercial_Lodging (ID)_Existing_Miscellaneous_Natural Gas_Miscellaneous_E5_Baseline Forecast | Commercial | Lodging (ID) | Existing | Miscellaneous | Natural Gas | Miscellaneous | E5 |  | Baseline Forecast | 0 | 0 | 0 | 0 | 0 | 0 | 0 | 0 | 0 | 0 | 0 | 0 | 0 | 0 | 0 | 0 | 0 | 0 | 0 | 0 | 0 | 0 | 0 | 0 | 0 | 0 | 0
Commercial_Lodging (ID)_Existing_Miscellaneous_Natural Gas_Miscellaneous_E6_Baseline Forecast | Commercial | Lodging (ID) | Existing | Miscellaneous | Natural Gas | Miscellaneous | E6 |  | Baseline Forecast | 0 | 0 | 0 | 0 | 0 | 0 | 0 | 0 | 0 | 0 | 0 | 0 | 0 | 0 | 0 | 0 | 0 | 0 | 0 | 0 | 0 | 0 | 0 | 0 | 0 | 0 | 0
Commercial_Lodging (ID)_Existing_Miscellaneous_Natural Gas_Miscellaneous_E7_Baseline Forecast | Commercial | Lodging (ID) | Existing | Miscellaneous | Natural Gas | Miscellaneous | E7 |  | Baseline Forecast | 0 | 0 | 0 | 0 | 0 | 0 | 0 | 0 | 0 | 0 | 0 | 0 | 0 | 0 | 0 | 0 | 0 | 0 | 0 | 0 | 0 | 0 | 0 | 0 | 0 | 0 | 0
Commercial_Lodging (ID)_Existing_Miscellaneous_Natural Gas_Miscellaneous_E8_Baseline Forecast | Commercial | Lodging (ID) | Existing | Miscellaneous | Natural Gas | Miscellaneous | E8 |  | Baseline Forecast | 0 | 0 | 0 | 0 | 0 | 0 | 0 | 0 | 0 | 0 | 0 | 0 | 0 | 0 | 0 | 0 | 0 | 0 | 0 | 0 | 0 | 0 | 0 | 0 | 0 | 0 | 0
Commercial_Lodging (ID)_Existing_Miscellaneous_Natural Gas_Miscellaneous_E9_Baseline Forecast | Commercial | Lodging (ID) | Existing | Miscellaneous | Natural Gas | Miscellaneous | E9 |  | Baseline Forecast | 0 | 0 | 0 | 0 | 0 | 0 | 0 | 0 | 0 | 0 | 0 | 0 | 0 | 0 | 0 | 0 | 0 | 0 | 0 | 0 | 0 | 0 | 0 | 0 | 0 | 0 | 0
Commercial_Lodging (ID)_Existing_Miscellaneous_Natural Gas_Miscellaneous_E10_Baseline Forecast | Commercial | Lodging (ID) | Existing | Miscellaneous | Natural Gas | Miscellaneous | E10 |  | Baseline Forecast | 0 | 0 | 0 | 0 | 0 | 0 | 0 | 0 | 0 | 0 | 0 | 0 | 0 | 0 | 0 | 0 | 0 | 0 | 0 | 0 | 0 | 0 | 0 | 0 | 0 | 0 | 0
Commercial_Lodging (ID)_Existing_Miscellaneous_Natural Gas_Miscellaneous_Vintage_Baseline Forecast | Commercial | Lodging (ID) | Existing | Miscellaneous | Natural Gas | Miscellaneous | Vintage | Vintage | Baseline Forecast | 2525142.2094 | 2273182.9648 | 1988410.5934 | 1678131.1381 | 1416268.9166 | 1195268.712 | 1008754.2537 | 851344.2492 | 718497.1246 | 606379.9909 | 511758.0583 | 431901.3063 | 364505.7179 | 307626.8036 | 259623.5002 | 219110.8222 | 184919.9027 | 156064.2695 | 131711.3835 | 111158.6182 | 93812.9876 | 79174.0379 | 66819.4078 | 56392.6431 | 47592.912 | 40166.3257 | 33898.6133
Commercial_Lodging (ID)_New_Space Heating_Natural Gas_Furnace_E1_Baseline Forecast | Commercial | Lodging (ID) | New | Space Heating | Natural Gas | Furnace | E1 | AFUE 80% (Standard) | Baseline Forecast | 0 | 14745.1854 | 28458.4334 | 45290.3233 | 62592.9146 | 78136.3862 | 91572.5986 | 104569.9848 | 117191.7423 | 129332.4174 | 141311.4232 | 153035.8535 | 164571.0184 | 175945.1106 | 187248.2076 | 198441.1696 | 209495.7334 | 220372.3013 | 231134.6216 | 241725.4244 | 252060.7434 | 262240.4967 | 272371.4693 | 282432.4383 | 292371.941 | 302862.8807 | 312141.3754
Commercial_Lodging (ID)_New_Space Heating_Natural Gas_Furnace_E2_Baseline Forecast | Commercial | Lodging (ID) | New | Space Heating | Natural Gas | Furnace | E2 | AFUE 90% | Baseline Forecast | 0 | 0 | 0 | 0 | 0 | 0 | 0 | 0 | 0 | 0 | 0 | 297.6253 | 620.8326 | 963.9732 | 1333.6684 | 1730.8306 | 2138.7172 | 2558.6306 | 2989.6613 | 3423.7396 | 3865.9705 | 4312.9004 | 4733.9436 | 5246.7254 | 5722.5545 | 6212.1101 | 6653.3975
Commercial_Lodging (ID)_New_Space Heating_Natural Gas_Furnace_E3_Baseline Forecast | Commercial | Lodging (ID) | New | Space Heating | Natural Gas | Furnace | E3 | AFUE 96% | Baseline Forecast | 0 | 0 | 0 | 0 | 0 | 0 | 0 | 0 | 0 | 0 | 0 | 0 | 0 | 0 | 0 | 0 | 0 | 0 | 0 | 0 | 0 | 0 | 0 | 0 | 0 | 0 | 0
Commercial_Lodging (ID)_New_Space Heating_Natural Gas_Furnace_E4_Baseline Forecast | Commercial | Lodging (ID) | New | Space Heating | Natural Gas | Furnace | E4 |  | Baseline Forecast | 0 | 0 | 0 | 0 | 0 | 0 | 0 | 0 | 0 | 0 | 0 | 0 | 0 | 0 | 0 | 0 | 0 | 0 | 0 | 0 | 0 | 0 | 0 | 0 | 0 | 0 | 0
Commercial_Lodging (ID)_New_Space Heating_Natural Gas_Furnace_E5_Baseline Forecast | Commercial | Lodging (ID) | New | Space Heating | Natural Gas | Furnace | E5 |  | Baseline Forecast | 0 | 0 | 0 | 0 | 0 | 0 | 0 | 0 | 0 | 0 | 0 | 0 | 0 | 0 | 0 | 0 | 0 | 0 | 0 | 0 | 0 | 0 | 0 | 0 | 0 | 0 | 0
Commercial_Lodging (ID)_New_Space Heating_Natural Gas_Furnace_E6_Baseline Forecast | Commercial | Lodging (ID) | New | Space Heating | Natural Gas | Furnace | E6 |  | Baseline Forecast | 0 | 0 | 0 | 0 | 0 | 0 | 0 | 0 | 0 | 0 | 0 | 0 | 0 | 0 | 0 | 0 | 0 | 0 | 0 | 0 | 0 | 0 | 0 | 0 | 0 | 0 | 0
Commercial_Lodging (ID)_New_Space Heating_Natural Gas_Furnace_E7_Baseline Forecast | Commercial | Lodging (ID) | New | Space Heating | Natural Gas | Furnace | E7 |  | Baseline Forecast | 0 | 0 | 0 | 0 | 0 | 0 | 0 | 0 | 0 | 0 | 0 | 0 | 0 | 0 | 0 | 0 | 0 | 0 | 0 | 0 | 0 | 0 | 0 | 0 | 0 | 0 | 0
Commercial_Lodging (ID)_New_Space Heating_Natural Gas_Furnace_E8_Baseline Forecast | Commercial | Lodging (ID) | New | Space Heating | Natural Gas | Furnace | E8 |  | Baseline Forecast | 0 | 0 | 0 | 0 | 0 | 0 | 0 | 0 | 0 | 0 | 0 | 0 | 0 | 0 | 0 | 0 | 0 | 0 | 0 | 0 | 0 | 0 | 0 | 0 | 0 | 0 | 0
Commercial_Lodging (ID)_New_Space Heating_Natural Gas_Furnace_E9_Baseline Forecast | Commercial | Lodging (ID) | New | Space Heating | Natural Gas | Furnace | E9 |  | Baseline Forecast | 0 | 0 | 0 | 0 | 0 | 0 | 0 | 0 | 0 | 0 | 0 | 0 | 0 | 0 | 0 | 0 | 0 | 0 | 0 | 0 | 0 | 0 | 0 | 0 | 0 | 0 | 0
Commercial_Lodging (ID)_New_Space Heating_Natural Gas_Furnace_E10_Baseline Forecast | Commercial | Lodging (ID) | New | Space Heating | Natural Gas | Furnace | E10 |  | Baseline Forecast | 0 | 0 | 0 | 0 | 0 | 0 | 0 | 0 | 0 | 0 | 0 | 0 | 0 | 0 | 0 | 0 | 0 | 0 | 0 | 0 | 0 | 0 | 0 | 0 | 0 | 0 | 0
Commercial_Lodging (ID)_New_Space Heating_Natural Gas_Furnace_Vintage_Baseline Forecast | Commercial | Lodging (ID) | New | Space Heating | Natural Gas | Furnace | Vintage | Vintage | Baseline Forecast | 0 | 0 | 0 | 0 | 0 | 0 | 0 | 0 | 0 | 0 | 0 | 0 | 0 | 0 | 0 | 0 | 0 | 0 | 0 | 0 | 0 | 0 | 0 | 0 | 0 | 0 | 0
Commercial_Lodging (ID)_New_Space Heating_Natural Gas_Boiler_E1_Baseline Forecast | Commercial | Lodging (ID) | New | Space Heating | Natural Gas | Boiler | E1 | AFUE 80% (Standard) | Baseline Forecast | 0 | 6323.0378 | 12203.5598 | 19421.4192 | 26841.1251 | 33506.4845 | 39268.2078 | 44841.7535 | 50254.2219 | 55460.3923 | 60597.2356 | 64309.0545 | 67970.3359 | 71588.0405 | 75192.024 | 78770.4837 | 82309.524 | 85797.3212 | 89253.2768 | 92657.2173 | 95984.794 | 99265.7905 | 102523.7335 | 105788.3871 | 109004.1287 | 112394.365 | 115395.3552
Commercial_Lodging (ID)_New_Space Heating_Natural Gas_Boiler_E2_Baseline Forecast | Commercial | Lodging (ID) | New | Space Heating | Natural Gas | Boiler | E2 | AFUE 85% | Baseline Forecast | 0 | 0 | 0 | 0 | 0 | 0 | 0 | 0 | 0 | 0 | 0 | 0 | 0 | 0 | 0 | 0 | 0 | 0 | 0 | 0 | 0 | 0 | 0 | 0 | 0 | 0 | 0
Commercial_Lodging (ID)_New_Space Heating_Natural Gas_Boiler_E3_Baseline Forecast | Commercial | Lodging (ID) | New | Space Heating | Natural Gas | Boiler | E3 | AFUE 97% | Baseline Forecast | 0 | 4023.7514 | 7765.9017 | 12359.085 | 17080.716 | 21322.3083 | 24988.8595 | 28535.6613 | 31979.9594 | 35292.9769 | 38561.8772 | 43286.0103 | 47945.8231 | 52550.1743 | 57137.0624 | 61691.4656 | 66195.6988 | 70634.7134 | 75033.2024 | 79365.4902 | 83600.5879 | 87776.4017 | 91922.8745 | 96077.8882 | 100170.6503 | 104485.4965 | 108304.9385
Commercial_Lodging (ID)_New_Space Heating_Natural Gas_Boiler_E4_Baseline Forecast | Commercial | Lodging (ID) | New | Space Heating | Natural Gas | Boiler | E4 | Convert to NG Air Source Heat Pump | Baseline Forecast | 0 | 0 | 0 | 0 | 0 | 0 | 0 | 0 | 0 | 0 | 0 | 0 | 0 | 0 | 0 | 0 | 0 | 0 | 0 | 0 | 0 | 0 | 0 | 0 | 0 | 0 | 0
Commercial_Lodging (ID)_New_Space Heating_Natural Gas_Boiler_E5_Baseline Forecast | Commercial | Lodging (ID) | New | Space Heating | Natural Gas | Boiler | E5 |  | Baseline Forecast | 0 | 0 | 0 | 0 | 0 | 0 | 0 | 0 | 0 | 0 | 0 | 0 | 0 | 0 | 0 | 0 | 0 | 0 | 0 | 0 | 0 | 0 | 0 | 0 | 0 | 0 | 0
Commercial_Lodging (ID)_New_Space Heating_Natural Gas_Boiler_E6_Baseline Forecast | Commercial | Lodging (ID) | New | Space Heating | Natural Gas | Boiler | E6 |  | Baseline Forecast | 0 | 0 | 0 | 0 | 0 | 0 | 0 | 0 | 0 | 0 | 0 | 0 | 0 | 0 | 0 | 0 | 0 | 0 | 0 | 0 | 0 | 0 | 0 | 0 | 0 | 0 | 0
Commercial_Lodging (ID)_New_Space Heating_Natural Gas_Boiler_E7_Baseline Forecast | Commercial | Lodging (ID) | New | Space Heating | Natural Gas | Boiler | E7 |  | Baseline Forecast | 0 | 0 | 0 | 0 | 0 | 0 | 0 | 0 | 0 | 0 | 0 | 0 | 0 | 0 | 0 | 0 | 0 | 0 | 0 | 0 | 0 | 0 | 0 | 0 | 0 | 0 | 0
Commercial_Lodging (ID)_New_Space Heating_Natural Gas_Boiler_E8_Baseline Forecast | Commercial | Lodging (ID) | New | Space Heating | Natural Gas | Boiler | E8 |  | Baseline Forecast | 0 | 0 | 0 | 0 | 0 | 0 | 0 | 0 | 0 | 0 | 0 | 0 | 0 | 0 | 0 | 0 | 0 | 0 | 0 | 0 | 0 | 0 | 0 | 0 | 0 | 0 | 0
Commercial_Lodging (ID)_New_Space Heating_Natural Gas_Boiler_E9_Baseline Forecast | Commercial | Lodging (ID) | New | Space Heating | Natural Gas | Boiler | E9 |  | Baseline Forecast | 0 | 0 | 0 | 0 | 0 | 0 | 0 | 0 | 0 | 0 | 0 | 0 | 0 | 0 | 0 | 0 | 0 | 0 | 0 | 0 | 0 | 0 | 0 | 0 | 0 | 0 | 0
Commercial_Lodging (ID)_New_Space Heating_Natural Gas_Boiler_E10_Baseline Forecast | Commercial | Lodging (ID) | New | Space Heating | Natural Gas | Boiler | E10 |  | Baseline Forecast | 0 | 0 | 0 | 0 | 0 | 0 | 0 | 0 | 0 | 0 | 0 | 0 | 0 | 0 | 0 | 0 | 0 | 0 | 0 | 0 | 0 | 0 | 0 | 0 | 0 | 0 | 0
Commercial_Lodging (ID)_New_Space Heating_Natural Gas_Boiler_Vintage_Baseline Forecast | Commercial | Lodging (ID) | New | Space Heating | Natural Gas | Boiler | Vintage | Vintage | Baseline Forecast | 0 | 0 | 0 | 0 | 0 | 0 | 0 | 0 | 0 | 0 | 0 | 0 | 0 | 0 | 0 | 0 | 0 | 0 | 0 | 0 | 0 | 0 | 0 | 0 | 0 | 0 | 0
Commercial_Lodging (ID)_New_Space Heating_Natural Gas_Unit Heater_E1_Baseline Forecast | Commercial | Lodging (ID) | New | Space Heating | Natural Gas | Unit Heater | E1 | Standard | Baseline Forecast | 0 | 886.4093 | 1710.7834 | 2722.6353 | 3762.7834 | 4697.1818 | 5504.9019 | 6286.2419 | 7045.0009 | 7774.8396 | 8494.9595 | 9217.6674 | 9930.5354 | 10634.9188 | 11336.6306 | 12033.3728 | 12722.4399 | 13401.5298 | 14074.4199 | 14737.1825 | 15385.0767 | 16023.9015 | 16658.2376 | 17293.8804 | 17919.9998 | 18580.0941 | 19164.4004
Commercial_Lodging (ID)_New_Space Heating_Natural Gas_Unit Heater_E2_Baseline Forecast | Commercial | Lodging (ID) | New | Space Heating | Natural Gas | Unit Heater | E2 | Condensing | Baseline Forecast | 0 | 0 | 0 | 0 | 0 | 0 | 0 | 0 | 0 | 0 | 0 | 0 | 0 | 0 | 0 | 0 | 0 | 0 | 0 | 0 | 0 | 0 | 0 | 0 | 0 | 0 | 0
Commercial_Lodging (ID)_New_Space Heating_Natural Gas_Unit Heater_E3_Baseline Forecast | Commercial | Lodging (ID) | New | Space Heating | Natural Gas | Unit Heater | E3 | Infrared Radiant | Baseline Forecast | 0 | 0 | 0 | 0 | 0 | 0 | 0 | 0 | 0 | 0 | 0 | 0 | 0 | 0 | 0 | 0 | 0 | 0 | 0 | 0 | 0 | 0 | 0 | 0 | 0 | 0 | 0
Commercial_Lodging (ID)_New_Space Heating_Natural Gas_Unit Heater_E4_Baseline Forecast | Commercial | Lodging (ID) | New | Space Heating | Natural Gas | Unit Heater | E4 |  | Baseline Forecast | 0 | 0 | 0 | 0 | 0 | 0 | 0 | 0 | 0 | 0 | 0 | 0 | 0 | 0 | 0 | 0 | 0 | 0 | 0 | 0 | 0 | 0 | 0 | 0 | 0 | 0 | 0
Commercial_Lodging (ID)_New_Space Heating_Natural Gas_Unit Heater_E5_Baseline Forecast | Commercial | Lodging (ID) | New | Space Heating | Natural Gas | Unit Heater | E5 |  | Baseline Forecast | 0 | 0 | 0 | 0 | 0 | 0 | 0 | 0 | 0 | 0 | 0 | 0 | 0 | 0 | 0 | 0 | 0 | 0 | 0 | 0 | 0 | 0 | 0 | 0 | 0 | 0 | 0
Commercial_Lodging (ID)_New_Space Heating_Natural Gas_Unit Heater_E6_Baseline Forecast | Commercial | Lodging (ID) | New | Space Heating | Natural Gas | Unit Heater | E6 |  | Baseline Forecast | 0 | 0 | 0 | 0 | 0 | 0 | 0 | 0 | 0 | 0 | 0 | 0 | 0 | 0 | 0 | 0 | 0 | 0 | 0 | 0 | 0 | 0 | 0 | 0 | 0 | 0 | 0
Commercial_Lodging (ID)_New_Space Heating_Natural Gas_Unit Heater_E7_Baseline Forecast | Commercial | Lodging (ID) | New | Space Heating | Natural Gas | Unit Heater | E7 |  | Baseline Forecast | 0 | 0 | 0 | 0 | 0 | 0 | 0 | 0 | 0 | 0 | 0 | 0 | 0 | 0 | 0 | 0 | 0 | 0 | 0 | 0 | 0 | 0 | 0 | 0 | 0 | 0 | 0
Commercial_Lodging (ID)_New_Space Heating_Natural Gas_Unit Heater_E8_Baseline Forecast | Commercial | Lodging (ID) | New | Space Heating | Natural Gas | Unit Heater | E8 |  | Baseline Forecast | 0 | 0 | 0 | 0 | 0 | 0 | 0 | 0 | 0 | 0 | 0 | 0 | 0 | 0 | 0 | 0 | 0 | 0 | 0 | 0 | 0 | 0 | 0 | 0 | 0 | 0 | 0
Commercial_Lodging (ID)_New_Space Heating_Natural Gas_Unit Heater_E9_Baseline Forecast | Commercial | Lodging (ID) | New | Space Heating | Natural Gas | Unit Heater | E9 |  | Baseline Forecast | 0 | 0 | 0 | 0 | 0 | 0 | 0 | 0 | 0 | 0 | 0 | 0 | 0 | 0 | 0 | 0 | 0 | 0 | 0 | 0 | 0 | 0 | 0 | 0 | 0 | 0 | 0
Commercial_Lodging (ID)_New_Space Heating_Natural Gas_Unit Heater_E10_Baseline Forecast | Commercial | Lodging (ID) | New | Space Heating | Natural Gas | Unit Heater | E10 |  | Baseline Forecast | 0 | 0 | 0 | 0 | 0 | 0 | 0 | 0 | 0 | 0 | 0 | 0 | 0 | 0 | 0 | 0 | 0 | 0 | 0 | 0 | 0 | 0 | 0 | 0 | 0 | 0 | 0
Commercial_Lodging (ID)_New_Space Heating_Natural Gas_Unit Heater_Vintage_Baseline Forecast | Commercial | Lodging (ID) | New | Space Heating | Natural Gas | Unit Heater | Vintage | Vintage | Baseline Forecast | 0 | 0 | 0 | 0 | 0 | 0 | 0 | 0 | 0 | 0 | 0 | 0 | 0 | 0 | 0 | 0 | 0 | 0 | 0 | 0 | 0 | 0 | 0 | 0 | 0 | 0 | 0
Commercial_Lodging (ID)_New_Water Heating_Natural Gas_Water Heater_E1_Baseline Forecast | Commercial | Lodging (ID) | New | Water Heating | Natural Gas | Water Heater | E1 | TE 0.80 | Baseline Forecast | 0 | 22508.016 | 43440.8152 | 69134.1134 | 95545.921 | 119272.4933 | 139782.4073 | 159622.4681 | 178889.1448 | 197421.4657 | 215707.0041 | 234058.2567 | 252159.652 | 270045.6031 | 287863.7168 | 305555.6409 | 323052.6754 | 340296.3636 | 357382.6272 | 374211.7272 | 390663.2847 | 406884.5492 | 422991.8368 | 439132.3019 | 455030.9461 | 471792.2927 | 486629.2042
Commercial_Lodging (ID)_New_Water Heating_Natural Gas_Water Heater_E2_Baseline Forecast | Commercial | Lodging (ID) | New | Water Heating | Natural Gas | Water Heater | E2 | TE 0.90 | Baseline Forecast | 0 | 0 | 0 | 0 | 0 | 0 | 0 | 0 | 0 | 0 | 0 | 0 | 0 | 0 | 0 | 0 | 0 | 0 | 0 | 0 | 0 | 0 | 0 | 0 | 0 | 0 | 0
Commercial_Lodging (ID)_New_Water Heating_Natural Gas_Water Heater_E3_Baseline Forecast | Commercial | Lodging (ID) | New | Water Heating | Natural Gas | Water Heater | E3 | TE 0.94 | Baseline Forecast | 0 | 25381.3798 | 48986.4512 | 77959.7449 | 107743.2727 | 134498.7691 | 157626.97 | 179999.8045 | 201726.0569 | 222624.206 | 243244.0685 | 263938.0341 | 284350.2458 | 304519.5098 | 324612.2764 | 344562.744 | 364293.4425 | 383738.4526 | 403005.9413 | 421983.4371 | 440535.1933 | 458827.2576 | 476990.7947 | 495191.7447 | 513120.003 | 532021.096 | 548752.0813
Commercial_Lodging (ID)_New_Water Heating_Natural Gas_Water Heater_E4_Baseline Forecast | Commercial | Lodging (ID) | New | Water Heating | Natural Gas | Water Heater | E4 | Instantaneous TE 0.94 | Baseline Forecast | 0 | 0 | 0 | 0 | 0 | 0 | 0 | 0 | 0 | 0 | 0 | 0 | 0 | 0 | 0 | 0 | 0 | 0 | 0 | 0 | 0 | 0 | 0 | 0 | 0 | 0 | 0
Commercial_Lodging (ID)_New_Water Heating_Natural Gas_Water Heater_E5_Baseline Forecast | Commercial | Lodging (ID) | New | Water Heating | Natural Gas | Water Heater | E5 | Gas-Fired Absorption HPWH | Baseline Forecast | 0 | 0 | 0 | 0 | 0 | 0 | 0 | 0 | 0 | 0 | 0 | 0 | 0 | 0 | 0 | 0 | 0 | 0 | 0 | 0 | 0 | 0 | 0 | 0 | 0 | 0 | 0
Commercial_Lodging (ID)_New_Water Heating_Natural Gas_Water Heater_E6_Baseline Forecast | Commercial | Lodging (ID) | New | Water Heating | Natural Gas | Water Heater | E6 |  | Baseline Forecast | 0 | 0 | 0 | 0 | 0 | 0 | 0 | 0 | 0 | 0 | 0 | 0 | 0 | 0 | 0 | 0 | 0 | 0 | 0 | 0 | 0 | 0 | 0 | 0 | 0 | 0 | 0
Commercial_Lodging (ID)_New_Water Heating_Natural Gas_Water Heater_E7_Baseline Forecast | Commercial | Lodging (ID) | New | Water Heating | Natural Gas | Water Heater | E7 |  | Baseline Forecast | 0 | 0 | 0 | 0 | 0 | 0 | 0 | 0 | 0 | 0 | 0 | 0 | 0 | 0 | 0 | 0 | 0 | 0 | 0 | 0 | 0 | 0 | 0 | 0 | 0 | 0 | 0
Commercial_Lodging (ID)_New_Water Heating_Natural Gas_Water Heater_E8_Baseline Forecast | Commercial | Lodging (ID) | New | Water Heating | Natural Gas | Water Heater | E8 |  | Baseline Forecast | 0 | 0 | 0 | 0 | 0 | 0 | 0 | 0 | 0 | 0 | 0 | 0 | 0 | 0 | 0 | 0 | 0 | 0 | 0 | 0 | 0 | 0 | 0 | 0 | 0 | 0 | 0
Commercial_Lodging (ID)_New_Water Heating_Natural Gas_Water Heater_E9_Baseline Forecast | Commercial | Lodging (ID) | New | Water Heating | Natural Gas | Water Heater | E9 |  | Baseline Forecast | 0 | 0 | 0 | 0 | 0 | 0 | 0 | 0 | 0 | 0 | 0 | 0 | 0 | 0 | 0 | 0 | 0 | 0 | 0 | 0 | 0 | 0 | 0 | 0 | 0 | 0 | 0
Commercial_Lodging (ID)_New_Water Heating_Natural Gas_Water Heater_E10_Baseline Forecast | Commercial | Lodging (ID) | New | Water Heating | Natural Gas | Water Heater | E10 |  | Baseline Forecast | 0 | 0 | 0 | 0 | 0 | 0 | 0 | 0 | 0 | 0 | 0 | 0 | 0 | 0 | 0 | 0 | 0 | 0 | 0 | 0 | 0 | 0 | 0 | 0 | 0 | 0 | 0
Commercial_Lodging (ID)_New_Water Heating_Natural Gas_Water Heater_Vintage_Baseline Forecast | Commercial | Lodging (ID) | New | Water Heating | Natural Gas | Water Heater | Vintage | Vintage | Baseline Forecast | 0 | 0 | 0 | 0 | 0 | 0 | 0 | 0 | 0 | 0 | 0 | 0 | 0 | 0 | 0 | 0 | 0 | 0 | 0 | 0 | 0 | 0 | 0 | 0 | 0 | 0 | 0
Commercial_Lodging (ID)_New_Food Preparation_Natural Gas_Oven_E1_Baseline Forecast | Commercial | Lodging (ID) | New | Food Preparation | Natural Gas | Oven | E1 | Standard | Baseline Forecast | 0 | 2580.2271 | 4979.8777 | 7925.2526 | 10952.9944 | 13672.9118 | 16024.0846 | 18298.4682 | 20507.1214 | 22631.591 | 24727.7705 | 26831.4832 | 28906.5532 | 30956.9257 | 32999.5215 | 35027.6515 | 37033.4401 | 39010.1861 | 40968.8856 | 42898.1049 | 44784.0443 | 46643.5839 | 48490.0576 | 50340.3346 | 52162.8903 | 54084.3427 | 55785.1856
Commercial_Lodging (ID)_New_Food Preparation_Natural Gas_Oven_E2_Baseline Forecast | Commercial | Lodging (ID) | New | Food Preparation | Natural Gas | Oven | E2 | ENERGY STAR (>42% Baking Efficiency) | Baseline Forecast | 0 | 3713.0097 | 7166.1655 | 11404.6317 | 15761.6261 | 19675.6536 | 23059.0486 | 26331.942 | 29510.2478 | 32567.4114 | 35583.8648 | 38611.1587 | 41597.2351 | 44547.7711 | 47487.1163 | 50405.6448 | 53292.0235 | 56136.6093 | 58955.2256 | 61731.4193 | 64445.3321 | 67121.2549 | 69778.3756 | 72440.9694 | 75063.6714 | 77828.6882 | 80276.2428
Commercial_Lodging (ID)_New_Food Preparation_Natural Gas_Oven_E3_Baseline Forecast | Commercial | Lodging (ID) | New | Food Preparation | Natural Gas | Oven | E3 |  | Baseline Forecast | 0 | 0 | 0 | 0 | 0 | 0 | 0 | 0 | 0 | 0 | 0 | 0 | 0 | 0 | 0 | 0 | 0 | 0 | 0 | 0 | 0 | 0 | 0 | 0 | 0 | 0 | 0
Commercial_Lodging (ID)_New_Food Preparation_Natural Gas_Oven_E4_Baseline Forecast | Commercial | Lodging (ID) | New | Food Preparation | Natural Gas | Oven | E4 |  | Baseline Forecast | 0 | 0 | 0 | 0 | 0 | 0 | 0 | 0 | 0 | 0 | 0 | 0 | 0 | 0 | 0 | 0 | 0 | 0 | 0 | 0 | 0 | 0 | 0 | 0 | 0 | 0 | 0
Commercial_Lodging (ID)_New_Food Preparation_Natural Gas_Oven_E5_Baseline Forecast | Commercial | Lodging (ID) | New | Food Preparation | Natural Gas | Oven | E5 |  | Baseline Forecast | 0 | 0 | 0 | 0 | 0 | 0 | 0 | 0 | 0 | 0 | 0 | 0 | 0 | 0 | 0 | 0 | 0 | 0 | 0 | 0 | 0 | 0 | 0 | 0 | 0 | 0 | 0
Commercial_Lodging (ID)_New_Food Preparation_Natural Gas_Oven_E6_Baseline Forecast | Commercial | Lodging (ID) | New | Food Preparation | Natural Gas | Oven | E6 |  | Baseline Forecast | 0 | 0 | 0 | 0 | 0 | 0 | 0 | 0 | 0 | 0 | 0 | 0 | 0 | 0 | 0 | 0 | 0 | 0 | 0 | 0 | 0 | 0 | 0 | 0 | 0 | 0 | 0
Commercial_Lodging (ID)_New_Food Preparation_Natural Gas_Oven_E7_Baseline Forecast | Commercial | Lodging (ID) | New | Food Preparation | Natural Gas | Oven | E7 |  | Baseline Forecast | 0 | 0 | 0 | 0 | 0 | 0 | 0 | 0 | 0 | 0 | 0 | 0 | 0 | 0 | 0 | 0 | 0 | 0 | 0 | 0 | 0 | 0 | 0 | 0 | 0 | 0 | 0
Commercial_Lodging (ID)_New_Food Preparation_Natural Gas_Oven_E8_Baseline Forecast | Commercial | Lodging (ID) | New | Food Preparation | Natural Gas | Oven | E8 |  | Baseline Forecast | 0 | 0 | 0 | 0 | 0 | 0 | 0 | 0 | 0 | 0 | 0 | 0 | 0 | 0 | 0 | 0 | 0 | 0 | 0 | 0 | 0 | 0 | 0 | 0 | 0 | 0 | 0
Commercial_Lodging (ID)_New_Food Preparation_Natural Gas_Oven_E9_Baseline Forecast | Commercial | Lodging (ID) | New | Food Preparation | Natural Gas | Oven | E9 |  | Baseline Forecast | 0 | 0 | 0 | 0 | 0 | 0 | 0 | 0 | 0 | 0 | 0 | 0 | 0 | 0 | 0 | 0 | 0 | 0 | 0 | 0 | 0 | 0 | 0 | 0 | 0 | 0 | 0
Commercial_Lodging (ID)_New_Food Preparation_Natural Gas_Oven_E10_Baseline Forecast | Commercial | Lodging (ID) | New | Food Preparation | Natural Gas | Oven | E10 |  | Baseline Forecast | 0 | 0 | 0 | 0 | 0 | 0 | 0 | 0 | 0 | 0 | 0 | 0 | 0 | 0 | 0 | 0 | 0 | 0 | 0 | 0 | 0 | 0 | 0 | 0 | 0 | 0 | 0
Commercial_Lodging (ID)_New_Food Preparation_Natural Gas_Oven_Vintage_Baseline Forecast | Commercial | Lodging (ID) | New | Food Preparation | Natural Gas | Oven | Vintage | Vintage | Baseline Forecast | 0 | 0 | 0 | 0 | 0 | 0 | 0 | 0 | 0 | 0 | 0 | 0 | 0 | 0 | 0 | 0 | 0 | 0 | 0 | 0 | 0 | 0 | 0 | 0 | 0 | 0 | 0
Commercial_Lodging (ID)_New_Food Preparation_Natural Gas_Conveyor Oven_E1_Baseline Forecast | Commercial | Lodging (ID) | New | Food Preparation | Natural Gas | Conveyor Oven | E1 | Standard | Baseline Forecast | 0 | 1290.1135 | 2489.9389 | 3962.6263 | 5476.4972 | 6836.4559 | 8012.0423 | 9149.2341 | 10253.5607 | 11315.7955 | 12363.8852 | 13415.7416 | 14453.2766 | 15478.4628 | 16499.7607 | 17513.8257 | 18516.72 | 19505.0931 | 20484.4428 | 21449.0525 | 22392.0222 | 23321.792 | 24245.0288 | 25170.1673 | 26081.4452 | 27042.1713 | 27892.5928
Commercial_Lodging (ID)_New_Food Preparation_Natural Gas_Conveyor Oven_E2_Baseline Forecast | Commercial | Lodging (ID) | New | Food Preparation | Natural Gas | Conveyor Oven | E2 | ENERGY STAR (>42% Baking Efficiency) | Baseline Forecast | 0 | 1856.5049 | 3583.0828 | 5702.3159 | 7880.813 | 9837.8268 | 11529.5243 | 13165.971 | 14755.1239 | 16283.7057 | 17791.9324 | 19305.5793 | 20798.6176 | 22273.8855 | 23743.5581 | 25202.8224 | 26646.0118 | 28068.3046 | 29477.6128 | 30865.7097 | 32222.6661 | 33560.6274 | 34889.1878 | 36220.4847 | 37531.8357 | 38914.3441 | 40138.1214
Commercial_Lodging (ID)_New_Food Preparation_Natural Gas_Conveyor Oven_E3_Baseline Forecast | Commercial | Lodging (ID) | New | Food Preparation | Natural Gas | Conveyor Oven | E3 |  | Baseline Forecast | 0 | 0 | 0 | 0 | 0 | 0 | 0 | 0 | 0 | 0 | 0 | 0 | 0 | 0 | 0 | 0 | 0 | 0 | 0 | 0 | 0 | 0 | 0 | 0 | 0 | 0 | 0
Commercial_Lodging (ID)_New_Food Preparation_Natural Gas_Conveyor Oven_E4_Baseline Forecast | Commercial | Lodging (ID) | New | Food Preparation | Natural Gas | Conveyor Oven | E4 |  | Baseline Forecast | 0 | 0 | 0 | 0 | 0 | 0 | 0 | 0 | 0 | 0 | 0 | 0 | 0 | 0 | 0 | 0 | 0 | 0 | 0 | 0 | 0 | 0 | 0 | 0 | 0 | 0 | 0
Commercial_Lodging (ID)_New_Food Preparation_Natural Gas_Conveyor Oven_E5_Baseline Forecast | Commercial | Lodging (ID) | New | Food Preparation | Natural Gas | Conveyor Oven | E5 |  | Baseline Forecast | 0 | 0 | 0 | 0 | 0 | 0 | 0 | 0 | 0 | 0 | 0 | 0 | 0 | 0 | 0 | 0 | 0 | 0 | 0 | 0 | 0 | 0 | 0 | 0 | 0 | 0 | 0
Commercial_Lodging (ID)_New_Food Preparation_Natural Gas_Conveyor Oven_E6_Baseline Forecast | Commercial | Lodging (ID) | New | Food Preparation | Natural Gas | Conveyor Oven | E6 |  | Baseline Forecast | 0 | 0 | 0 | 0 | 0 | 0 | 0 | 0 | 0 | 0 | 0 | 0 | 0 | 0 | 0 | 0 | 0 | 0 | 0 | 0 | 0 | 0 | 0 | 0 | 0 | 0 | 0
Commercial_Lodging (ID)_New_Food Preparation_Natural Gas_Conveyor Oven_E7_Baseline Forecast | Commercial | Lodging (ID) | New | Food Preparation | Natural Gas | Conveyor Oven | E7 |  | Baseline Forecast | 0 | 0 | 0 | 0 | 0 | 0 | 0 | 0 | 0 | 0 | 0 | 0 | 0 | 0 | 0 | 0 | 0 | 0 | 0 | 0 | 0 | 0 | 0 | 0 | 0 | 0 | 0
Commercial_Lodging (ID)_New_Food Preparation_Natural Gas_Conveyor Oven_E8_Baseline Forecast | Commercial | Lodging (ID) | New | Food Preparation | Natural Gas | Conveyor Oven | E8 |  | Baseline Forecast | 0 | 0 | 0 | 0 | 0 | 0 | 0 | 0 | 0 | 0 | 0 | 0 | 0 | 0 | 0 | 0 | 0 | 0 | 0 | 0 | 0 | 0 | 0 | 0 | 0 | 0 | 0
Commercial_Lodging (ID)_New_Food Preparation_Natural Gas_Conveyor Oven_E9_Baseline Forecast | Commercial | Lodging (ID) | New | Food Preparation | Natural Gas | Conveyor Oven | E9 |  | Baseline Forecast | 0 | 0 | 0 | 0 | 0 | 0 | 0 | 0 | 0 | 0 | 0 | 0 | 0 | 0 | 0 | 0 | 0 | 0 | 0 | 0 | 0 | 0 | 0 | 0 | 0 | 0 | 0
Commercial_Lodging (ID)_New_Food Preparation_Natural Gas_Conveyor Oven_E10_Baseline Forecast | Commercial | Lodging (ID) | New | Food Preparation | Natural Gas | Conveyor Oven | E10 |  | Baseline Forecast | 0 | 0 | 0 | 0 | 0 | 0 | 0 | 0 | 0 | 0 | 0 | 0 | 0 | 0 | 0 | 0 | 0 | 0 | 0 | 0 | 0 | 0 | 0 | 0 | 0 | 0 | 0
Commercial_Lodging (ID)_New_Food Preparation_Natural Gas_Conveyor Oven_Vintage_Baseline Forecast | Commercial | Lodging (ID) | New | Food Preparation | Natural Gas | Conveyor Oven | Vintage | Vintage | Baseline Forecast | 0 | 0 | 0 | 0 | 0 | 0 | 0 | 0 | 0 | 0 | 0 | 0 | 0 | 0 | 0 | 0 | 0 | 0 | 0 | 0 | 0 | 0 | 0 | 0 | 0 | 0 | 0
Commercial_Lodging (ID)_New_Food Preparation_Natural Gas_Double Rack Oven_E1_Baseline Forecast | Commercial | Lodging (ID) | New | Food Preparation | Natural Gas | Double Rack Oven | E1 | Standard | Baseline Forecast | 0 | 1290.1135 | 2489.9389 | 3962.6263 | 5476.4972 | 6836.4559 | 8012.0423 | 9149.2341 | 10253.5607 | 11315.7955 | 12363.8852 | 13415.7416 | 14453.2766 | 15478.4628 | 16499.7607 | 17513.8257 | 18516.72 | 19505.0931 | 20484.4428 | 21449.0525 | 22392.0222 | 23321.792 | 24245.0288 | 25170.1673 | 26081.4452 | 27042.1713 | 27892.5928
Commercial_Lodging (ID)_New_Food Preparation_Natural Gas_Double Rack Oven_E2_Baseline Forecast | Commercial | Lodging (ID) | New | Food Preparation | Natural Gas | Double Rack Oven | E2 | FTSC Qualified (>50% Cooking Efficiency) | Baseline Forecast | 0 | 1856.5049 | 3583.0828 | 5702.3159 | 7880.813 | 9837.8268 | 11529.5243 | 13165.971 | 14755.1239 | 16283.7057 | 17791.9324 | 19305.5793 | 20798.6176 | 22273.8855 | 23743.5581 | 25202.8224 | 26646.0118 | 28068.3046 | 29477.6128 | 30865.7097 | 32222.6661 | 33560.6274 | 34889.1878 | 36220.4847 | 37531.8357 | 38914.3441 | 40138.1214
Commercial_Lodging (ID)_New_Food Preparation_Natural Gas_Double Rack Oven_E3_Baseline Forecast | Commercial | Lodging (ID) | New | Food Preparation | Natural Gas | Double Rack Oven | E3 |  | Baseline Forecast | 0 | 0 | 0 | 0 | 0 | 0 | 0 | 0 | 0 | 0 | 0 | 0 | 0 | 0 | 0 | 0 | 0 | 0 | 0 | 0 | 0 | 0 | 0 | 0 | 0 | 0 | 0
Commercial_Lodging (ID)_New_Food Preparation_Natural Gas_Double Rack Oven_E4_Baseline Forecast | Commercial | Lodging (ID) | New | Food Preparation | Natural Gas | Double Rack Oven | E4 |  | Baseline Forecast | 0 | 0 | 0 | 0 | 0 | 0 | 0 | 0 | 0 | 0 | 0 | 0 | 0 | 0 | 0 | 0 | 0 | 0 | 0 | 0 | 0 | 0 | 0 | 0 | 0 | 0 | 0
Commercial_Lodging (ID)_New_Food Preparation_Natural Gas_Double Rack Oven_E5_Baseline Forecast | Commercial | Lodging (ID) | New | Food Preparation | Natural Gas | Double Rack Oven | E5 |  | Baseline Forecast | 0 | 0 | 0 | 0 | 0 | 0 | 0 | 0 | 0 | 0 | 0 | 0 | 0 | 0 | 0 | 0 | 0 | 0 | 0 | 0 | 0 | 0 | 0 | 0 | 0 | 0 | 0
Commercial_Lodging (ID)_New_Food Preparation_Natural Gas_Double Rack Oven_E6_Baseline Forecast | Commercial | Lodging (ID) | New | Food Preparation | Natural Gas | Double Rack Oven | E6 |  | Baseline Forecast | 0 | 0 | 0 | 0 | 0 | 0 | 0 | 0 | 0 | 0 | 0 | 0 | 0 | 0 | 0 | 0 | 0 | 0 | 0 | 0 | 0 | 0 | 0 | 0 | 0 | 0 | 0
Commercial_Lodging (ID)_New_Food Preparation_Natural Gas_Double Rack Oven_E7_Baseline Forecast | Commercial | Lodging (ID) | New | Food Preparation | Natural Gas | Double Rack Oven | E7 |  | Baseline Forecast | 0 | 0 | 0 | 0 | 0 | 0 | 0 | 0 | 0 | 0 | 0 | 0 | 0 | 0 | 0 | 0 | 0 | 0 | 0 | 0 | 0 | 0 | 0 | 0 | 0 | 0 | 0
Commercial_Lodging (ID)_New_Food Preparation_Natural Gas_Double Rack Oven_E8_Baseline Forecast | Commercial | Lodging (ID) | New | Food Preparation | Natural Gas | Double Rack Oven | E8 |  | Baseline Forecast | 0 | 0 | 0 | 0 | 0 | 0 | 0 | 0 | 0 | 0 | 0 | 0 | 0 | 0 | 0 | 0 | 0 | 0 | 0 | 0 | 0 | 0 | 0 | 0 | 0 | 0 | 0
Commercial_Lodging (ID)_New_Food Preparation_Natural Gas_Double Rack Oven_E9_Baseline Forecast | Commercial | Lodging (ID) | New | Food Preparation | Natural Gas | Double Rack Oven | E9 |  | Baseline Forecast | 0 | 0 | 0 | 0 | 0 | 0 | 0 | 0 | 0 | 0 | 0 | 0 | 0 | 0 | 0 | 0 | 0 | 0 | 0 | 0 | 0 | 0 | 0 | 0 | 0 | 0 | 0
Commercial_Lodging (ID)_New_Food Preparation_Natural Gas_Double Rack Oven_E10_Baseline Forecast | Commercial | Lodging (ID) | New | Food Preparation | Natural Gas | Double Rack Oven | E10 |  | Baseline Forecast | 0 | 0 | 0 | 0 | 0 | 0 | 0 | 0 | 0 | 0 | 0 | 0 | 0 | 0 | 0 | 0 | 0 | 0 | 0 | 0 | 0 | 0 | 0 | 0 | 0 | 0 | 0
Commercial_Lodging (ID)_New_Food Preparation_Natural Gas_Double Rack Oven_Vintage_Baseline Forecast | Commercial | Lodging (ID) | New | Food Preparation | Natural Gas | Double Rack Oven | Vintage | Vintage | Baseline Forecast | 0 | 0 | 0 | 0 | 0 | 0 | 0 | 0 | 0 | 0 | 0 | 0 | 0 | 0 | 0 | 0 | 0 | 0 | 0 | 0 | 0 | 0 | 0 | 0 | 0 | 0 | 0
Commercial_Lodging (ID)_New_Food Preparation_Natural Gas_Fryer_E1_Baseline Forecast | Commercial | Lodging (ID) | New | Food Preparation | Natural Gas | Fryer | E1 | Standard | Baseline Forecast | 0 | 3537.8723 | 6828.1477 | 10866.6916 | 15018.1727 | 18747.5811 | 21971.3862 | 25089.9019 | 28118.2916 | 31031.2531 | 33905.4248 | 36789.9255 | 39635.153 | 42446.5163 | 45247.2168 | 48028.0825 | 50778.3149 | 53488.7256 | 56174.3919 | 58819.6364 | 61405.5378 | 63955.2412 | 66487.0293 | 69024.0323 | 71523.0252 | 74157.6202 | 76489.727
Commercial_Lodging (ID)_New_Food Preparation_Natural Gas_Fryer_E2_Baseline Forecast | Commercial | Lodging (ID) | New | Food Preparation | Natural Gas | Fryer | E2 | ENERGY STAR | Baseline Forecast | 0 | 1243.0362 | 2399.0789 | 3818.0268 | 5276.6553 | 6586.9879 | 7719.6762 | 8815.371 | 9879.3997 | 10902.8727 | 11912.7168 | 12926.19 | 13925.8646 | 14913.6409 | 15897.6708 | 16874.7317 | 17841.0296 | 18793.336 | 19736.9485 | 20666.3587 | 21574.9187 | 22470.7604 | 23360.3076 | 24251.687 | 25129.7116 | 26055.3801 | 26874.769
Commercial_Lodging (ID)_New_Food Preparation_Natural Gas_Fryer_E3_Baseline Forecast | Commercial | Lodging (ID) | New | Food Preparation | Natural Gas | Fryer | E3 |  | Baseline Forecast | 0 | 0 | 0 | 0 | 0 | 0 | 0 | 0 | 0 | 0 | 0 | 0 | 0 | 0 | 0 | 0 | 0 | 0 | 0 | 0 | 0 | 0 | 0 | 0 | 0 | 0 | 0
Commercial_Lodging (ID)_New_Food Preparation_Natural Gas_Fryer_E4_Baseline Forecast | Commercial | Lodging (ID) | New | Food Preparation | Natural Gas | Fryer | E4 |  | Baseline Forecast | 0 | 0 | 0 | 0 | 0 | 0 | 0 | 0 | 0 | 0 | 0 | 0 | 0 | 0 | 0 | 0 | 0 | 0 | 0 | 0 | 0 | 0 | 0 | 0 | 0 | 0 | 0
Commercial_Lodging (ID)_New_Food Preparation_Natural Gas_Fryer_E5_Baseline Forecast | Commercial | Lodging (ID) | New | Food Preparation | Natural Gas | Fryer | E5 |  | Baseline Forecast | 0 | 0 | 0 | 0 | 0 | 0 | 0 | 0 | 0 | 0 | 0 | 0 | 0 | 0 | 0 | 0 | 0 | 0 | 0 | 0 | 0 | 0 | 0 | 0 | 0 | 0 | 0
Commercial_Lodging (ID)_New_Food Preparation_Natural Gas_Fryer_E6_Baseline Forecast | Commercial | Lodging (ID) | New | Food Preparation | Natural Gas | Fryer | E6 |  | Baseline Forecast | 0 | 0 | 0 | 0 | 0 | 0 | 0 | 0 | 0 | 0 | 0 | 0 | 0 | 0 | 0 | 0 | 0 | 0 | 0 | 0 | 0 | 0 | 0 | 0 | 0 | 0 | 0
Commercial_Lodging (ID)_New_Food Preparation_Natural Gas_Fryer_E7_Baseline Forecast | Commercial | Lodging (ID) | New | Food Preparation | Natural Gas | Fryer | E7 |  | Baseline Forecast | 0 | 0 | 0 | 0 | 0 | 0 | 0 | 0 | 0 | 0 | 0 | 0 | 0 | 0 | 0 | 0 | 0 | 0 | 0 | 0 | 0 | 0 | 0 | 0 | 0 | 0 | 0
Commercial_Lodging (ID)_New_Food Preparation_Natural Gas_Fryer_E8_Baseline Forecast | Commercial | Lodging (ID) | New | Food Preparation | Natural Gas | Fryer | E8 |  | Baseline Forecast | 0 | 0 | 0 | 0 | 0 | 0 | 0 | 0 | 0 | 0 | 0 | 0 | 0 | 0 | 0 | 0 | 0 | 0 | 0 | 0 | 0 | 0 | 0 | 0 | 0 | 0 | 0
Commercial_Lodging (ID)_New_Food Preparation_Natural Gas_Fryer_E9_Baseline Forecast | Commercial | Lodging (ID) | New | Food Preparation | Natural Gas | Fryer | E9 |  | Baseline Forecast | 0 | 0 | 0 | 0 | 0 | 0 | 0 | 0 | 0 | 0 | 0 | 0 | 0 | 0 | 0 | 0 | 0 | 0 | 0 | 0 | 0 | 0 | 0 | 0 | 0 | 0 | 0
Commercial_Lodging (ID)_New_Food Preparation_Natural Gas_Fryer_E10_Baseline Forecast | Commercial | Lodging (ID) | New | Food Preparation | Natural Gas | Fryer | E10 |  | Baseline Forecast | 0 | 0 | 0 | 0 | 0 | 0 | 0 | 0 | 0 | 0 | 0 | 0 | 0 | 0 | 0 | 0 | 0 | 0 | 0 | 0 | 0 | 0 | 0 | 0 | 0 | 0 | 0
Commercial_Lodging (ID)_New_Food Preparation_Natural Gas_Fryer_Vintage_Baseline Forecast | Commercial | Lodging (ID) | New | Food Preparation | Natural Gas | Fryer | Vintage | Vintage | Baseline Forecast | 0 | 0 | 0 | 0 | 0 | 0 | 0 | 0 | 0 | 0 | 0 | 0 | 0 | 0 | 0 | 0 | 0 | 0 | 0 | 0 | 0 | 0 | 0 | 0 | 0 | 0 | 0
Commercial_Lodging (ID)_New_Food Preparation_Natural Gas_Broiler_E1_Baseline Forecast | Commercial | Lodging (ID) | New | Food Preparation | Natural Gas | Broiler | E1 | Standard | Baseline Forecast | 0 | 3537.8723 | 6828.1477 | 10866.6916 | 15018.1727 | 18747.5811 | 21971.3862 | 25089.9019 | 28118.2916 | 31031.2531 | 33905.4248 | 36789.9255 | 39635.153 | 42446.5163 | 45247.2168 | 48028.0825 | 50778.3149 | 53488.7256 | 56174.3919 | 58819.6364 | 61405.5378 | 63955.2412 | 66487.0293 | 69024.0323 | 71523.0252 | 74157.6202 | 76489.727
Commercial_Lodging (ID)_New_Food Preparation_Natural Gas_Broiler_E2_Baseline Forecast | Commercial | Lodging (ID) | New | Food Preparation | Natural Gas | Broiler | E2 | Infrared Burners | Baseline Forecast | 0 | 1243.0362 | 2399.0789 | 3818.0268 | 5276.6553 | 6586.9879 | 7719.6762 | 8815.371 | 9879.3997 | 10902.8727 | 11912.7168 | 12926.19 | 13925.8646 | 14913.6409 | 15897.6708 | 16874.7317 | 17841.0296 | 18793.336 | 19736.9485 | 20666.3587 | 21574.9187 | 22470.7604 | 23360.3076 | 24251.687 | 25129.7116 | 26055.3801 | 26874.769
Commercial_Lodging (ID)_New_Food Preparation_Natural Gas_Broiler_E3_Baseline Forecast | Commercial | Lodging (ID) | New | Food Preparation | Natural Gas | Broiler | E3 |  | Baseline Forecast | 0 | 0 | 0 | 0 | 0 | 0 | 0 | 0 | 0 | 0 | 0 | 0 | 0 | 0 | 0 | 0 | 0 | 0 | 0 | 0 | 0 | 0 | 0 | 0 | 0 | 0 | 0
Commercial_Lodging (ID)_New_Food Preparation_Natural Gas_Broiler_E4_Baseline Forecast | Commercial | Lodging (ID) | New | Food Preparation | Natural Gas | Broiler | E4 |  | Baseline Forecast | 0 | 0 | 0 | 0 | 0 | 0 | 0 | 0 | 0 | 0 | 0 | 0 | 0 | 0 | 0 | 0 | 0 | 0 | 0 | 0 | 0 | 0 | 0 | 0 | 0 | 0 | 0
Commercial_Lodging (ID)_New_Food Preparation_Natural Gas_Broiler_E5_Baseline Forecast | Commercial | Lodging (ID) | New | Food Preparation | Natural Gas | Broiler | E5 |  | Baseline Forecast | 0 | 0 | 0 | 0 | 0 | 0 | 0 | 0 | 0 | 0 | 0 | 0 | 0 | 0 | 0 | 0 | 0 | 0 | 0 | 0 | 0 | 0 | 0 | 0 | 0 | 0 | 0
Commercial_Lodging (ID)_New_Food Preparation_Natural Gas_Broiler_E6_Baseline Forecast | Commercial | Lodging (ID) | New | Food Preparation | Natural Gas | Broiler | E6 |  | Baseline Forecast | 0 | 0 | 0 | 0 | 0 | 0 | 0 | 0 | 0 | 0 | 0 | 0 | 0 | 0 | 0 | 0 | 0 | 0 | 0 | 0 | 0 | 0 | 0 | 0 | 0 | 0 | 0
Commercial_Lodging (ID)_New_Food Preparation_Natural Gas_Broiler_E7_Baseline Forecast | Commercial | Lodging (ID) | New | Food Preparation | Natural Gas | Broiler | E7 |  | Baseline Forecast | 0 | 0 | 0 | 0 | 0 | 0 | 0 | 0 | 0 | 0 | 0 | 0 | 0 | 0 | 0 | 0 | 0 | 0 | 0 | 0 | 0 | 0 | 0 | 0 | 0 | 0 | 0
Commercial_Lodging (ID)_New_Food Preparation_Natural Gas_Broiler_E8_Baseline Forecast | Commercial | Lodging (ID) | New | Food Preparation | Natural Gas | Broiler | E8 |  | Baseline Forecast | 0 | 0 | 0 | 0 | 0 | 0 | 0 | 0 | 0 | 0 | 0 | 0 | 0 | 0 | 0 | 0 | 0 | 0 | 0 | 0 | 0 | 0 | 0 | 0 | 0 | 0 | 0
Commercial_Lodging (ID)_New_Food Preparation_Natural Gas_Broiler_E9_Baseline Forecast | Commercial | Lodging (ID) | New | Food Preparation | Natural Gas | Broiler | E9 |  | Baseline Forecast | 0 | 0 | 0 | 0 | 0 | 0 | 0 | 0 | 0 | 0 | 0 | 0 | 0 | 0 | 0 | 0 | 0 | 0 | 0 | 0 | 0 | 0 | 0 | 0 | 0 | 0 | 0
Commercial_Lodging (ID)_New_Food Preparation_Natural Gas_Broiler_E10_Baseline Forecast | Commercial | Lodging (ID) | New | Food Preparation | Natural Gas | Broiler | E10 |  | Baseline Forecast | 0 | 0 | 0 | 0 | 0 | 0 | 0 | 0 | 0 | 0 | 0 | 0 | 0 | 0 | 0 | 0 | 0 | 0 | 0 | 0 | 0 | 0 | 0 | 0 | 0 | 0 | 0
Commercial_Lodging (ID)_New_Food Preparation_Natural Gas_Broiler_Vintage_Baseline Forecast | Commercial | Lodging (ID) | New | Food Preparation | Natural Gas | Broiler | Vintage | Vintage | Baseline Forecast | 0 | 0 | 0 | 0 | 0 | 0 | 0 | 0 | 0 | 0 | 0 | 0 | 0 | 0 | 0 | 0 | 0 | 0 | 0 | 0 | 0 | 0 | 0 | 0 | 0 | 0 | 0
Commercial_Lodging (ID)_New_Food Preparation_Natural Gas_Griddle_E1_Baseline Forecast | Commercial | Lodging (ID) | New | Food Preparation | Natural Gas | Griddle | E1 | Standard | Baseline Forecast | 0 | 9074.945 | 17514.7827 | 27873.9929 | 38522.8969 | 48089.1483 | 56358.484 | 64357.7435 | 72125.8219 | 79597.8173 | 86970.3132 | 94369.3042 | 101667.5559 | 108878.9433 | 116062.9795 | 123196.1377 | 130250.7189 | 137203.1541 | 144092.1177 | 150877.3962 | 157510.4543 | 164050.6613 | 170544.9143 | 177052.5439 | 183462.6745 | 190220.6357 | 196202.6892
Commercial_Lodging (ID)_New_Food Preparation_Natural Gas_Griddle_E2_Baseline Forecast | Commercial | Lodging (ID) | New | Food Preparation | Natural Gas | Griddle | E2 | ENERGY STAR | Baseline Forecast | 0 | 3706.6677 | 7153.9253 | 11385.152 | 15734.7044 | 19642.0465 | 23019.6625 | 26286.9657 | 29459.8427 | 32511.7845 | 35523.0857 | 38545.2088 | 41526.1848 | 44471.6811 | 47406.0057 | 50319.5492 | 53200.9979 | 56040.7249 | 58854.5269 | 61625.9787 | 64335.256 | 67006.6081 | 69659.1903 | 72317.2363 | 74935.4586 | 77695.7526 | 80139.1266
Commercial_Lodging (ID)_New_Food Preparation_Natural Gas_Griddle_E3_Baseline Forecast | Commercial | Lodging (ID) | New | Food Preparation | Natural Gas | Griddle | E3 |  | Baseline Forecast | 0 | 0 | 0 | 0 | 0 | 0 | 0 | 0 | 0 | 0 | 0 | 0 | 0 | 0 | 0 | 0 | 0 | 0 | 0 | 0 | 0 | 0 | 0 | 0 | 0 | 0 | 0
Commercial_Lodging (ID)_New_Food Preparation_Natural Gas_Griddle_E4_Baseline Forecast | Commercial | Lodging (ID) | New | Food Preparation | Natural Gas | Griddle | E4 |  | Baseline Forecast | 0 | 0 | 0 | 0 | 0 | 0 | 0 | 0 | 0 | 0 | 0 | 0 | 0 | 0 | 0 | 0 | 0 | 0 | 0 | 0 | 0 | 0 | 0 | 0 | 0 | 0 | 0
Commercial_Lodging (ID)_New_Food Preparation_Natural Gas_Griddle_E5_Baseline Forecast | Commercial | Lodging (ID) | New | Food Preparation | Natural Gas | Griddle | E5 |  | Baseline Forecast | 0 | 0 | 0 | 0 | 0 | 0 | 0 | 0 | 0 | 0 | 0 | 0 | 0 | 0 | 0 | 0 | 0 | 0 | 0 | 0 | 0 | 0 | 0 | 0 | 0 | 0 | 0
Commercial_Lodging (ID)_New_Food Preparation_Natural Gas_Griddle_E6_Baseline Forecast | Commercial | Lodging (ID) | New | Food Preparation | Natural Gas | Griddle | E6 |  | Baseline Forecast | 0 | 0 | 0 | 0 | 0 | 0 | 0 | 0 | 0 | 0 | 0 | 0 | 0 | 0 | 0 | 0 | 0 | 0 | 0 | 0 | 0 | 0 | 0 | 0 | 0 | 0 | 0
Commercial_Lodging (ID)_New_Food Preparation_Natural Gas_Griddle_E7_Baseline Forecast | Commercial | Lodging (ID) | New | Food Preparation | Natural Gas | Griddle | E7 |  | Baseline Forecast | 0 | 0 | 0 | 0 | 0 | 0 | 0 | 0 | 0 | 0 | 0 | 0 | 0 | 0 | 0 | 0 | 0 | 0 | 0 | 0 | 0 | 0 | 0 | 0 | 0 | 0 | 0
Commercial_Lodging (ID)_New_Food Preparation_Natural Gas_Griddle_E8_Baseline Forecast | Commercial | Lodging (ID) | New | Food Preparation | Natural Gas | Griddle | E8 |  | Baseline Forecast | 0 | 0 | 0 | 0 | 0 | 0 | 0 | 0 | 0 | 0 | 0 | 0 | 0 | 0 | 0 | 0 | 0 | 0 | 0 | 0 | 0 | 0 | 0 | 0 | 0 | 0 | 0
Commercial_Lodging (ID)_New_Food Preparation_Natural Gas_Griddle_E9_Baseline Forecast | Commercial | Lodging (ID) | New | Food Preparation | Natural Gas | Griddle | E9 |  | Baseline Forecast | 0 | 0 | 0 | 0 | 0 | 0 | 0 | 0 | 0 | 0 | 0 | 0 | 0 | 0 | 0 | 0 | 0 | 0 | 0 | 0 | 0 | 0 | 0 | 0 | 0 | 0 | 0
Commercial_Lodging (ID)_New_Food Preparation_Natural Gas_Griddle_E10_Baseline Forecast | Commercial | Lodging (ID) | New | Food Preparation | Natural Gas | Griddle | E10 |  | Baseline Forecast | 0 | 0 | 0 | 0 | 0 | 0 | 0 | 0 | 0 | 0 | 0 | 0 | 0 | 0 | 0 | 0 | 0 | 0 | 0 | 0 | 0 | 0 | 0 | 0 | 0 | 0 | 0
Commercial_Lodging (ID)_New_Food Preparation_Natural Gas_Griddle_Vintage_Baseline Forecast | Commercial | Lodging (ID) | New | Food Preparation | Natural Gas | Griddle | Vintage | Vintage | Baseline Forecast | 0 | 0 | 0 | 0 | 0 | 0 | 0 | 0 | 0 | 0 | 0 | 0 | 0 | 0 | 0 | 0 | 0 | 0 | 0 | 0 | 0 | 0 | 0 | 0 | 0 | 0 | 0
Commercial_Lodging (ID)_New_Food Preparation_Natural Gas_Range_E1_Baseline Forecast | Commercial | Lodging (ID) | New | Food Preparation | Natural Gas | Range | E1 | Standard | Baseline Forecast | 0 | 80.007 | 154.4148 | 245.7443 | 339.6277 | 423.9663 | 496.8708 | 567.3944 | 635.8797 | 701.7548 | 766.7526 | 831.984 | 896.3272 | 959.9047 | 1023.241 | 1086.1287 | 1148.3237 | 1209.6182 | 1270.353 | 1330.1738 | 1388.6525 | 1446.3127 | 1503.5677 | 1560.9406 | 1617.454 | 1677.0339 | 1729.7732
Commercial_Lodging (ID)_New_Food Preparation_Natural Gas_Range_E2_Baseline Forecast | Commercial | Lodging (ID) | New | Food Preparation | Natural Gas | Range | E2 | High Efficiency | Baseline Forecast | 0 | 115.1321 | 222.2067 | 353.632 | 488.7326 | 610.0978 | 715.0093 | 816.4943 | 915.0464 | 1009.8422 | 1103.3757 | 1197.2452 | 1289.8367 | 1381.3262 | 1472.4687 | 1562.9657 | 1652.4658 | 1740.6701 | 1828.069 | 1914.1525 | 1998.3049 | 2081.2792 | 2163.6706 | 2246.2316 | 2327.5557 | 2413.2927 | 2489.1858
Commercial_Lodging (ID)_New_Food Preparation_Natural Gas_Range_E3_Baseline Forecast | Commercial | Lodging (ID) | New | Food Preparation | Natural Gas | Range | E3 |  | Baseline Forecast | 0 | 0 | 0 | 0 | 0 | 0 | 0 | 0 | 0 | 0 | 0 | 0 | 0 | 0 | 0 | 0 | 0 | 0 | 0 | 0 | 0 | 0 | 0 | 0 | 0 | 0 | 0
Commercial_Lodging (ID)_New_Food Preparation_Natural Gas_Range_E4_Baseline Forecast | Commercial | Lodging (ID) | New | Food Preparation | Natural Gas | Range | E4 |  | Baseline Forecast | 0 | 0 | 0 | 0 | 0 | 0 | 0 | 0 | 0 | 0 | 0 | 0 | 0 | 0 | 0 | 0 | 0 | 0 | 0 | 0 | 0 | 0 | 0 | 0 | 0 | 0 | 0
Commercial_Lodging (ID)_New_Food Preparation_Natural Gas_Range_E5_Baseline Forecast | Commercial | Lodging (ID) | New | Food Preparation | Natural Gas | Range | E5 |  | Baseline Forecast | 0 | 0 | 0 | 0 | 0 | 0 | 0 | 0 | 0 | 0 | 0 | 0 | 0 | 0 | 0 | 0 | 0 | 0 | 0 | 0 | 0 | 0 | 0 | 0 | 0 | 0 | 0
Commercial_Lodging (ID)_New_Food Preparation_Natural Gas_Range_E6_Baseline Forecast | Commercial | Lodging (ID) | New | Food Preparation | Natural Gas | Range | E6 |  | Baseline Forecast | 0 | 0 | 0 | 0 | 0 | 0 | 0 | 0 | 0 | 0 | 0 | 0 | 0 | 0 | 0 | 0 | 0 | 0 | 0 | 0 | 0 | 0 | 0 | 0 | 0 | 0 | 0
Commercial_Lodging (ID)_New_Food Preparation_Natural Gas_Range_E7_Baseline Forecast | Commercial | Lodging (ID) | New | Food Preparation | Natural Gas | Range | E7 |  | Baseline Forecast | 0 | 0 | 0 | 0 | 0 | 0 | 0 | 0 | 0 | 0 | 0 | 0 | 0 | 0 | 0 | 0 | 0 | 0 | 0 | 0 | 0 | 0 | 0 | 0 | 0 | 0 | 0
Commercial_Lodging (ID)_New_Food Preparation_Natural Gas_Range_E8_Baseline Forecast | Commercial | Lodging (ID) | New | Food Preparation | Natural Gas | Range | E8 |  | Baseline Forecast | 0 | 0 | 0 | 0 | 0 | 0 | 0 | 0 | 0 | 0 | 0 | 0 | 0 | 0 | 0 | 0 | 0 | 0 | 0 | 0 | 0 | 0 | 0 | 0 | 0 | 0 | 0
Commercial_Lodging (ID)_New_Food Preparation_Natural Gas_Range_E9_Baseline Forecast | Commercial | Lodging (ID) | New | Food Preparation | Natural Gas | Range | E9 |  | Baseline Forecast | 0 | 0 | 0 | 0 | 0 | 0 | 0 | 0 | 0 | 0 | 0 | 0 | 0 | 0 | 0 | 0 | 0 | 0 | 0 | 0 | 0 | 0 | 0 | 0 | 0 | 0 | 0
Commercial_Lodging (ID)_New_Food Preparation_Natural Gas_Range_E10_Baseline Forecast | Commercial | Lodging (ID) | New | Food Preparation | Natural Gas | Range | E10 |  | Baseline Forecast | 0 | 0 | 0 | 0 | 0 | 0 | 0 | 0 | 0 | 0 | 0 | 0 | 0 | 0 | 0 | 0 | 0 | 0 | 0 | 0 | 0 | 0 | 0 | 0 | 0 | 0 | 0
Commercial_Lodging (ID)_New_Food Preparation_Natural Gas_Range_Vintage_Baseline Forecast | Commercial | Lodging (ID) | New | Food Preparation | Natural Gas | Range | Vintage | Vintage | Baseline Forecast | 0 | 0 | 0 | 0 | 0 | 0 | 0 | 0 | 0 | 0 | 0 | 0 | 0 | 0 | 0 | 0 | 0 | 0 | 0 | 0 | 0 | 0 | 0 | 0 | 0 | 0 | 0
Commercial_Lodging (ID)_New_Food Preparation_Natural Gas_Steamer_E1_Baseline Forecast | Commercial | Lodging (ID) | New | Food Preparation | Natural Gas | Steamer | E1 | Standard | Baseline Forecast | 0 | 97.5696 | 188.3107 | 299.6881 | 414.1802 | 517.032 | 605.94 | 691.9443 | 775.4631 | 855.7985 | 935.0641 | 1014.6146 | 1093.082 | 1170.6155 | 1247.8548 | 1324.5472 | 1400.3948 | 1475.1441 | 1549.211 | 1622.1632 | 1693.4787 | 1763.796 | 1833.6191 | 1903.5861 | 1972.5048 | 2045.1633 | 2109.4795
Commercial_Lodging (ID)_New_Food Preparation_Natural Gas_Steamer_E2_Baseline Forecast | Commercial | Lodging (ID) | New | Food Preparation | Natural Gas | Steamer | E2 | ENERGY STAR | Baseline Forecast | 0 | 97.5696 | 188.3107 | 299.6881 | 414.1802 | 517.032 | 605.94 | 691.9443 | 775.4631 | 855.7985 | 935.0641 | 1014.6146 | 1093.082 | 1170.6155 | 1247.8548 | 1324.5472 | 1400.3948 | 1475.1441 | 1549.211 | 1622.1632 | 1693.4787 | 1763.796 | 1833.6191 | 1903.5861 | 1972.5048 | 2045.1633 | 2109.4795
Commercial_Lodging (ID)_New_Food Preparation_Natural Gas_Steamer_E3_Baseline Forecast | Commercial | Lodging (ID) | New | Food Preparation | Natural Gas | Steamer | E3 |  | Baseline Forecast | 0 | 0 | 0 | 0 | 0 | 0 | 0 | 0 | 0 | 0 | 0 | 0 | 0 | 0 | 0 | 0 | 0 | 0 | 0 | 0 | 0 | 0 | 0 | 0 | 0 | 0 | 0
Commercial_Lodging (ID)_New_Food Preparation_Natural Gas_Steamer_E4_Baseline Forecast | Commercial | Lodging (ID) | New | Food Preparation | Natural Gas | Steamer | E4 |  | Baseline Forecast | 0 | 0 | 0 | 0 | 0 | 0 | 0 | 0 | 0 | 0 | 0 | 0 | 0 | 0 | 0 | 0 | 0 | 0 | 0 | 0 | 0 | 0 | 0 | 0 | 0 | 0 | 0
Commercial_Lodging (ID)_New_Food Preparation_Natural Gas_Steamer_E5_Baseline Forecast | Commercial | Lodging (ID) | New | Food Preparation | Natural Gas | Steamer | E5 |  | Baseline Forecast | 0 | 0 | 0 | 0 | 0 | 0 | 0 | 0 | 0 | 0 | 0 | 0 | 0 | 0 | 0 | 0 | 0 | 0 | 0 | 0 | 0 | 0 | 0 | 0 | 0 | 0 | 0
Commercial_Lodging (ID)_New_Food Preparation_Natural Gas_Steamer_E6_Baseline Forecast | Commercial | Lodging (ID) | New | Food Preparation | Natural Gas | Steamer | E6 |  | Baseline Forecast | 0 | 0 | 0 | 0 | 0 | 0 | 0 | 0 | 0 | 0 | 0 | 0 | 0 | 0 | 0 | 0 | 0 | 0 | 0 | 0 | 0 | 0 | 0 | 0 | 0 | 0 | 0
Commercial_Lodging (ID)_New_Food Preparation_Natural Gas_Steamer_E7_Baseline Forecast | Commercial | Lodging (ID) | New | Food Preparation | Natural Gas | Steamer | E7 |  | Baseline Forecast | 0 | 0 | 0 | 0 | 0 | 0 | 0 | 0 | 0 | 0 | 0 | 0 | 0 | 0 | 0 | 0 | 0 | 0 | 0 | 0 | 0 | 0 | 0 | 0 | 0 | 0 | 0
Commercial_Lodging (ID)_New_Food Preparation_Natural Gas_Steamer_E8_Baseline Forecast | Commercial | Lodging (ID) | New | Food Preparation | Natural Gas | Steamer | E8 |  | Baseline Forecast | 0 | 0 | 0 | 0 | 0 | 0 | 0 | 0 | 0 | 0 | 0 | 0 | 0 | 0 | 0 | 0 | 0 | 0 | 0 | 0 | 0 | 0 | 0 | 0 | 0 | 0 | 0
Commercial_Lodging (ID)_New_Food Preparation_Natural Gas_Steamer_E9_Baseline Forecast | Commercial | Lodging (ID) | New | Food Preparation | Natural Gas | Steamer | E9 |  | Baseline Forecast | 0 | 0 | 0 | 0 | 0 | 0 | 0 | 0 | 0 | 0 | 0 | 0 | 0 | 0 | 0 | 0 | 0 | 0 | 0 | 0 | 0 | 0 | 0 | 0 | 0 | 0 | 0
Commercial_Lodging (ID)_New_Food Preparation_Natural Gas_Steamer_E10_Baseline Forecast | Commercial | Lodging (ID) | New | Food Preparation | Natural Gas | Steamer | E10 |  | Baseline Forecast | 0 | 0 | 0 | 0 | 0 | 0 | 0 | 0 | 0 | 0 | 0 | 0 | 0 | 0 | 0 | 0 | 0 | 0 | 0 | 0 | 0 | 0 | 0 | 0 | 0 | 0 | 0
Commercial_Lodging (ID)_New_Food Preparation_Natural Gas_Steamer_Vintage_Baseline Forecast | Commercial | Lodging (ID) | New | Food Preparation | Natural Gas | Steamer | Vintage | Vintage | Baseline Forecast | 0 | 0 | 0 | 0 | 0 | 0 | 0 | 0 | 0 | 0 | 0 | 0 | 0 | 0 | 0 | 0 | 0 | 0 | 0 | 0 | 0 | 0 | 0 | 0 | 0 | 0 | 0
Commercial_Lodging (ID)_New_Food Preparation_Natural Gas_Food Prep Other_E1_Baseline Forecast | Commercial | Lodging (ID) | New | Food Preparation | Natural Gas | Food Prep Other | E1 | Standard | Baseline Forecast | 0 | 0 | 0 | 0 | 0 | 0 | 0 | 0 | 0 | 0 | 0 | 0 | 0 | 0 | 0 | 0 | 0 | 0 | 0 | 0 | 0 | 0 | 0 | 0 | 0 | 0 | 0
Commercial_Lodging (ID)_New_Food Preparation_Natural Gas_Food Prep Other_E2_Baseline Forecast | Commercial | Lodging (ID) | New | Food Preparation | Natural Gas | Food Prep Other | E2 | ENERGY STAR | Baseline Forecast | 0 | 0 | 0 | 0 | 0 | 0 | 0 | 0 | 0 | 0 | 0 | 0 | 0 | 0 | 0 | 0 | 0 | 0 | 0 | 0 | 0 | 0 | 0 | 0 | 0 | 0 | 0
Commercial_Lodging (ID)_New_Food Preparation_Natural Gas_Food Prep Other_E3_Baseline Forecast | Commercial | Lodging (ID) | New | Food Preparation | Natural Gas | Food Prep Other | E3 |  | Baseline Forecast | 0 | 0 | 0 | 0 | 0 | 0 | 0 | 0 | 0 | 0 | 0 | 0 | 0 | 0 | 0 | 0 | 0 | 0 | 0 | 0 | 0 | 0 | 0 | 0 | 0 | 0 | 0
Commercial_Lodging (ID)_New_Food Preparation_Natural Gas_Food Prep Other_E4_Baseline Forecast | Commercial | Lodging (ID) | New | Food Preparation | Natural Gas | Food Prep Other | E4 |  | Baseline Forecast | 0 | 0 | 0 | 0 | 0 | 0 | 0 | 0 | 0 | 0 | 0 | 0 | 0 | 0 | 0 | 0 | 0 | 0 | 0 | 0 | 0 | 0 | 0 | 0 | 0 | 0 | 0
Commercial_Lodging (ID)_New_Food Preparation_Natural Gas_Food Prep Other_E5_Baseline Forecast | Commercial | Lodging (ID) | New | Food Preparation | Natural Gas | Food Prep Other | E5 |  | Baseline Forecast | 0 | 0 | 0 | 0 | 0 | 0 | 0 | 0 | 0 | 0 | 0 | 0 | 0 | 0 | 0 | 0 | 0 | 0 | 0 | 0 | 0 | 0 | 0 | 0 | 0 | 0 | 0
Commercial_Lodging (ID)_New_Food Preparation_Natural Gas_Food Prep Other_E6_Baseline Forecast | Commercial | Lodging (ID) | New | Food Preparation | Natural Gas | Food Prep Other | E6 |  | Baseline Forecast | 0 | 0 | 0 | 0 | 0 | 0 | 0 | 0 | 0 | 0 | 0 | 0 | 0 | 0 | 0 | 0 | 0 | 0 | 0 | 0 | 0 | 0 | 0 | 0 | 0 | 0 | 0
Commercial_Lodging (ID)_New_Food Preparation_Natural Gas_Food Prep Other_E7_Baseline Forecast | Commercial | Lodging (ID) | New | Food Preparation | Natural Gas | Food Prep Other | E7 |  | Baseline Forecast | 0 | 0 | 0 | 0 | 0 | 0 | 0 | 0 | 0 | 0 | 0 | 0 | 0 | 0 | 0 | 0 | 0 | 0 | 0 | 0 | 0 | 0 | 0 | 0 | 0 | 0 | 0
Commercial_Lodging (ID)_New_Food Preparation_Natural Gas_Food Prep Other_E8_Baseline Forecast | Commercial | Lodging (ID) | New | Food Preparation | Natural Gas | Food Prep Other | E8 |  | Baseline Forecast | 0 | 0 | 0 | 0 | 0 | 0 | 0 | 0 | 0 | 0 | 0 | 0 | 0 | 0 | 0 | 0 | 0 | 0 | 0 | 0 | 0 | 0 | 0 | 0 | 0 | 0 | 0
Commercial_Lodging (ID)_New_Food Preparation_Natural Gas_Food Prep Other_E9_Baseline Forecast | Commercial | Lodging (ID) | New | Food Preparation | Natural Gas | Food Prep Other | E9 |  | Baseline Forecast | 0 | 0 | 0 | 0 | 0 | 0 | 0 | 0 | 0 | 0 | 0 | 0 | 0 | 0 | 0 | 0 | 0 | 0 | 0 | 0 | 0 | 0 | 0 | 0 | 0 | 0 | 0
Commercial_Lodging (ID)_New_Food Preparation_Natural Gas_Food Prep Other_E10_Baseline Forecast | Commercial | Lodging (ID) | New | Food Preparation | Natural Gas | Food Prep Other | E10 |  | Baseline Forecast | 0 | 0 | 0 | 0 | 0 | 0 | 0 | 0 | 0 | 0 | 0 | 0 | 0 | 0 | 0 | 0 | 0 | 0 | 0 | 0 | 0 | 0 | 0 | 0 | 0 | 0 | 0
Commercial_Lodging (ID)_New_Food Preparation_Natural Gas_Food Prep Other_Vintage_Baseline Forecast | Commercial | Lodging (ID) | New | Food Preparation | Natural Gas | Food Prep Other | Vintage | Vintage | Baseline Forecast | 0 | 0 | 0 | 0 | 0 | 0 | 0 | 0 | 0 | 0 | 0 | 0 | 0 | 0 | 0 | 0 | 0 | 0 | 0 | 0 | 0 | 0 | 0 | 0 | 0 | 0 | 0
Commercial_Lodging (ID)_New_Miscellaneous_Natural Gas_Pool Heater_E1_Baseline Forecast | Commercial | Lodging (ID) | New | Miscellaneous | Natural Gas | Pool Heater | E1 | Standard (EF .82) | Baseline Forecast | 0 | 4461.2868 | 8610.3518 | 13702.9896 | 18938.0422 | 23640.8576 | 27706.103 | 31638.5776 | 35457.4025 | 39130.6715 | 42755.0261 | 46392.4058 | 49980.2616 | 53525.4145 | 57057.1214 | 60563.8164 | 64031.8826 | 67449.7334 | 70836.3811 | 74172.0568 | 77432.9002 | 80648.0976 | 83840.7037 | 87039.8859 | 90191.1371 | 93513.3834 | 96454.1899
Commercial_Lodging (ID)_New_Miscellaneous_Natural Gas_Pool Heater_E2_Baseline Forecast | Commercial | Lodging (ID) | New | Miscellaneous | Natural Gas | Pool Heater | E2 | Condensing (EF .90) | Baseline Forecast | 0 | 495.6985 | 956.7058 | 1522.5544 | 2104.2269 | 2626.762 | 3078.4559 | 3515.3975 | 3939.7114 | 4347.8524 | 4750.5585 | 5154.7118 | 5553.3624 | 5947.2683 | 6339.6802 | 6729.3129 | 7114.6536 | 7494.4148 | 7870.709 | 8241.3396 | 8603.6556 | 8960.8997 | 9315.6337 | 9671.0984 | 10021.2375 | 10390.3759 | 10717.1322
Commercial_Lodging (ID)_New_Miscellaneous_Natural Gas_Pool Heater_E3_Baseline Forecast | Commercial | Lodging (ID) | New | Miscellaneous | Natural Gas | Pool Heater | E3 |  | Baseline Forecast | 0 | 0 | 0 | 0 | 0 | 0 | 0 | 0 | 0 | 0 | 0 | 0 | 0 | 0 | 0 | 0 | 0 | 0 | 0 | 0 | 0 | 0 | 0 | 0 | 0 | 0 | 0
Commercial_Lodging (ID)_New_Miscellaneous_Natural Gas_Pool Heater_E4_Baseline Forecast | Commercial | Lodging (ID) | New | Miscellaneous | Natural Gas | Pool Heater | E4 |  | Baseline Forecast | 0 | 0 | 0 | 0 | 0 | 0 | 0 | 0 | 0 | 0 | 0 | 0 | 0 | 0 | 0 | 0 | 0 | 0 | 0 | 0 | 0 | 0 | 0 | 0 | 0 | 0 | 0
Commercial_Lodging (ID)_New_Miscellaneous_Natural Gas_Pool Heater_E5_Baseline Forecast | Commercial | Lodging (ID) | New | Miscellaneous | Natural Gas | Pool Heater | E5 |  | Baseline Forecast | 0 | 0 | 0 | 0 | 0 | 0 | 0 | 0 | 0 | 0 | 0 | 0 | 0 | 0 | 0 | 0 | 0 | 0 | 0 | 0 | 0 | 0 | 0 | 0 | 0 | 0 | 0
Commercial_Lodging (ID)_New_Miscellaneous_Natural Gas_Pool Heater_E6_Baseline Forecast | Commercial | Lodging (ID) | New | Miscellaneous | Natural Gas | Pool Heater | E6 |  | Baseline Forecast | 0 | 0 | 0 | 0 | 0 | 0 | 0 | 0 | 0 | 0 | 0 | 0 | 0 | 0 | 0 | 0 | 0 | 0 | 0 | 0 | 0 | 0 | 0 | 0 | 0 | 0 | 0
Commercial_Lodging (ID)_New_Miscellaneous_Natural Gas_Pool Heater_E7_Baseline Forecast | Commercial | Lodging (ID) | New | Miscellaneous | Natural Gas | Pool Heater | E7 |  | Baseline Forecast | 0 | 0 | 0 | 0 | 0 | 0 | 0 | 0 | 0 | 0 | 0 | 0 | 0 | 0 | 0 | 0 | 0 | 0 | 0 | 0 | 0 | 0 | 0 | 0 | 0 | 0 | 0
Commercial_Lodging (ID)_New_Miscellaneous_Natural Gas_Pool Heater_E8_Baseline Forecast | Commercial | Lodging (ID) | New | Miscellaneous | Natural Gas | Pool Heater | E8 |  | Baseline Forecast | 0 | 0 | 0 | 0 | 0 | 0 | 0 | 0 | 0 | 0 | 0 | 0 | 0 | 0 | 0 | 0 | 0 | 0 | 0 | 0 | 0 | 0 | 0 | 0 | 0 | 0 | 0
Commercial_Lodging (ID)_New_Miscellaneous_Natural Gas_Pool Heater_E9_Baseline Forecast | Commercial | Lodging (ID) | New | Miscellaneous | Natural Gas | Pool Heater | E9 |  | Baseline Forecast | 0 | 0 | 0 | 0 | 0 | 0 | 0 | 0 | 0 | 0 | 0 | 0 | 0 | 0 | 0 | 0 | 0 | 0 | 0 | 0 | 0 | 0 | 0 | 0 | 0 | 0 | 0
Commercial_Lodging (ID)_New_Miscellaneous_Natural Gas_Pool Heater_E10_Baseline Forecast | Commercial | Lodging (ID) | New | Miscellaneous | Natural Gas | Pool Heater | E10 |  | Baseline Forecast | 0 | 0 | 0 | 0 | 0 | 0 | 0 | 0 | 0 | 0 | 0 | 0 | 0 | 0 | 0 | 0 | 0 | 0 | 0 | 0 | 0 | 0 | 0 | 0 | 0 | 0 | 0
Commercial_Lodging (ID)_New_Miscellaneous_Natural Gas_Pool Heater_Vintage_Baseline Forecast | Commercial | Lodging (ID) | New | Miscellaneous | Natural Gas | Pool Heater | Vintage | Vintage | Baseline Forecast | 0 | 0 | 0 | 0 | 0 | 0 | 0 | 0 | 0 | 0 | 0 | 0 | 0 | 0 | 0 | 0 | 0 | 0 | 0 | 0 | 0 | 0 | 0 | 0 | 0 | 0 | 0
Commercial_Lodging (ID)_New_Miscellaneous_Natural Gas_Miscellaneous_E1_Baseline Forecast | Commercial | Lodging (ID) | New | Miscellaneous | Natural Gas | Miscellaneous | E1 | Standard | Baseline Forecast | 0 | 50248.3247 | 96980.0354 | 154339.3864 | 213302.7835 | 266271.4907 | 312059.1255 | 356351.3376 | 399363.4905 | 440736.2209 | 481558.0184 | 522526.5203 | 562937.2251 | 602866.9585 | 642645.2474 | 682141.8227 | 721203.3139 | 759699.2189 | 797843.6791 | 835414.0309 | 872141.5328 | 908354.9143 | 944313.8463 | 980346.8458 | 1015839.9891 | 1053259.084 | 1086381.9477
Commercial_Lodging (ID)_New_Miscellaneous_Natural Gas_Miscellaneous_E2_Baseline Forecast | Commercial | Lodging (ID) | New | Miscellaneous | Natural Gas | Miscellaneous | E2 |  | Baseline Forecast | 0 | 0 | 0 | 0 | 0 | 0 | 0 | 0 | 0 | 0 | 0 | 0 | 0 | 0 | 0 | 0 | 0 | 0 | 0 | 0 | 0 | 0 | 0 | 0 | 0 | 0 | 0
Commercial_Lodging (ID)_New_Miscellaneous_Natural Gas_Miscellaneous_E3_Baseline Forecast | Commercial | Lodging (ID) | New | Miscellaneous | Natural Gas | Miscellaneous | E3 |  | Baseline Forecast | 0 | 0 | 0 | 0 | 0 | 0 | 0 | 0 | 0 | 0 | 0 | 0 | 0 | 0 | 0 | 0 | 0 | 0 | 0 | 0 | 0 | 0 | 0 | 0 | 0 | 0 | 0
Commercial_Lodging (ID)_New_Miscellaneous_Natural Gas_Miscellaneous_E4_Baseline Forecast | Commercial | Lodging (ID) | New | Miscellaneous | Natural Gas | Miscellaneous | E4 |  | Baseline Forecast | 0 | 0 | 0 | 0 | 0 | 0 | 0 | 0 | 0 | 0 | 0 | 0 | 0 | 0 | 0 | 0 | 0 | 0 | 0 | 0 | 0 | 0 | 0 | 0 | 0 | 0 | 0
Commercial_Lodging (ID)_New_Miscellaneous_Natural Gas_Miscellaneous_E5_Baseline Forecast | Commercial | Lodging (ID) | New | Miscellaneous | Natural Gas | Miscellaneous | E5 |  | Baseline Forecast | 0 | 0 | 0 | 0 | 0 | 0 | 0 | 0 | 0 | 0 | 0 | 0 | 0 | 0 | 0 | 0 | 0 | 0 | 0 | 0 | 0 | 0 | 0 | 0 | 0 | 0 | 0
Commercial_Lodging (ID)_New_Miscellaneous_Natural Gas_Miscellaneous_E6_Baseline Forecast | Commercial | Lodging (ID) | New | Miscellaneous | Natural Gas | Miscellaneous | E6 |  | Baseline Forecast | 0 | 0 | 0 | 0 | 0 | 0 | 0 | 0 | 0 | 0 | 0 | 0 | 0 | 0 | 0 | 0 | 0 | 0 | 0 | 0 | 0 | 0 | 0 | 0 | 0 | 0 | 0
Commercial_Lodging (ID)_New_Miscellaneous_Natural Gas_Miscellaneous_E7_Baseline Forecast | Commercial | Lodging (ID) | New | Miscellaneous | Natural Gas | Miscellaneous | E7 |  | Baseline Forecast | 0 | 0 | 0 | 0 | 0 | 0 | 0 | 0 | 0 | 0 | 0 | 0 | 0 | 0 | 0 | 0 | 0 | 0 | 0 | 0 | 0 | 0 | 0 | 0 | 0 | 0 | 0
Commercial_Lodging (ID)_New_Miscellaneous_Natural Gas_Miscellaneous_E8_Baseline Forecast | Commercial | Lodging (ID) | New | Miscellaneous | Natural Gas | Miscellaneous | E8 |  | Baseline Forecast | 0 | 0 | 0 | 0 | 0 | 0 | 0 | 0 | 0 | 0 | 0 | 0 | 0 | 0 | 0 | 0 | 0 | 0 | 0 | 0 | 0 | 0 | 0 | 0 | 0 | 0 | 0
Commercial_Lodging (ID)_New_Miscellaneous_Natural Gas_Miscellaneous_E9_Baseline Forecast | Commercial | Lodging (ID) | New | Miscellaneous | Natural Gas | Miscellaneous | E9 |  | Baseline Forecast | 0 | 0 | 0 | 0 | 0 | 0 | 0 | 0 | 0 | 0 | 0 | 0 | 0 | 0 | 0 | 0 | 0 | 0 | 0 | 0 | 0 | 0 | 0 | 0 | 0 | 0 | 0
Commercial_Lodging (ID)_New_Miscellaneous_Natural Gas_Miscellaneous_E10_Baseline Forecast | Commercial | Lodging (ID) | New | Miscellaneous | Natural Gas | Miscellaneous | E10 |  | Baseline Forecast | 0 | 0 | 0 | 0 | 0 | 0 | 0 | 0 | 0 | 0 | 0 | 0 | 0 | 0 | 0 | 0 | 0 | 0 | 0 | 0 | 0 | 0 | 0 | 0 | 0 | 0 | 0
Commercial_Lodging (ID)_New_Miscellaneous_Natural Gas_Miscellaneous_Vintage_Baseline Forecast | Commercial | Lodging (ID) | New | Miscellaneous | Natural Gas | Miscellaneous | Vintage | Vintage | Baseline Forecast | 0 | 0 | 0 | 0 | 0 | 0 | 0 | 0 | 0 | 0 | 0 | 0 | 0 | 0 | 0 | 0 | 0 | 0 | 0 | 0 | 0 | 0 | 0 | 0 | 0 | 0 | 0
Commercial_Warehouse (ID)_Existing_Space Heating_Natural Gas_Furnace_E1_Baseline Forecast | Commercial | Warehouse (ID) | Existing | Space Heating | Natural Gas | Furnace | E1 | AFUE 80% (Standard) | Baseline Forecast | 0 | 142861.6266 | 285583.3026 | 427617.2462 | 568488.9785 | 707789.1635 | 845166.3254 | 980320.3493 | 1112996.682 | 1242981.1582 | 1370095.3843 | 1494192.6221 | 1600405.8466 | 1690721.4899 | 1766912.8797 | 1830562.9765 | 1883084.6866 | 1925739.0105 | 1959651.256 | 1985825.5228 | 2005157.6435 | 2018446.7442 | 2026405.5731 | 2029669.7275 | 2028805.8975 | 2024319.2302 | 2016659.9088
Commercial_Warehouse (ID)_Existing_Space Heating_Natural Gas_Furnace_E2_Baseline Forecast | Commercial | Warehouse (ID) | Existing | Space Heating | Natural Gas | Furnace | E2 | AFUE 90% | Baseline Forecast | 0 | 0 | 0 | 0 | 0 | 0 | 0 | 0 | 0 | 0 | 0 | 0 | 0 | 0 | 0 | 0 | 0 | 0 | 0 | 0 | 0 | 0 | 0 | 0 | 0 | 0 | 0
Commercial_Warehouse (ID)_Existing_Space Heating_Natural Gas_Furnace_E3_Baseline Forecast | Commercial | Warehouse (ID) | Existing | Space Heating | Natural Gas | Furnace | E3 | AFUE 96% | Baseline Forecast | 0 | 0 | 0 | 0 | 0 | 0 | 0 | 0 | 0 | 0 | 0 | 0 | 0 | 0 | 0 | 0 | 0 | 0 | 0 | 0 | 0 | 0 | 0 | 0 | 0 | 0 | 0
Commercial_Warehouse (ID)_Existing_Space Heating_Natural Gas_Furnace_E4_Baseline Forecast | Commercial | Warehouse (ID) | Existing | Space Heating | Natural Gas | Furnace | E4 |  | Baseline Forecast | 0 | 0 | 0 | 0 | 0 | 0 | 0 | 0 | 0 | 0 | 0 | 0 | 0 | 0 | 0 | 0 | 0 | 0 | 0 | 0 | 0 | 0 | 0 | 0 | 0 | 0 | 0
Commercial_Warehouse (ID)_Existing_Space Heating_Natural Gas_Furnace_E5_Baseline Forecast | Commercial | Warehouse (ID) | Existing | Space Heating | Natural Gas | Furnace | E5 |  | Baseline Forecast | 0 | 0 | 0 | 0 | 0 | 0 | 0 | 0 | 0 | 0 | 0 | 0 | 0 | 0 | 0 | 0 | 0 | 0 | 0 | 0 | 0 | 0 | 0 | 0 | 0 | 0 | 0
Commercial_Warehouse (ID)_Existing_Space Heating_Natural Gas_Furnace_E6_Baseline Forecast | Commercial | Warehouse (ID) | Existing | Space Heating | Natural Gas | Furnace | E6 |  | Baseline Forecast | 0 | 0 | 0 | 0 | 0 | 0 | 0 | 0 | 0 | 0 | 0 | 0 | 0 | 0 | 0 | 0 | 0 | 0 | 0 | 0 | 0 | 0 | 0 | 0 | 0 | 0 | 0
Commercial_Warehouse (ID)_Existing_Space Heating_Natural Gas_Furnace_E7_Baseline Forecast | Commercial | Warehouse (ID) | Existing | Space Heating | Natural Gas | Furnace | E7 |  | Baseline Forecast | 0 | 0 | 0 | 0 | 0 | 0 | 0 | 0 | 0 | 0 | 0 | 0 | 0 | 0 | 0 | 0 | 0 | 0 | 0 | 0 | 0 | 0 | 0 | 0 | 0 | 0 | 0
Commercial_Warehouse (ID)_Existing_Space Heating_Natural Gas_Furnace_E8_Baseline Forecast | Commercial | Warehouse (ID) | Existing | Space Heating | Natural Gas | Furnace | E8 |  | Baseline Forecast | 0 | 0 | 0 | 0 | 0 | 0 | 0 | 0 | 0 | 0 | 0 | 0 | 0 | 0 | 0 | 0 | 0 | 0 | 0 | 0 | 0 | 0 | 0 | 0 | 0 | 0 | 0
Commercial_Warehouse (ID)_Existing_Space Heating_Natural Gas_Furnace_E9_Baseline Forecast | Commercial | Warehouse (ID) | Existing | Space Heating | Natural Gas | Furnace | E9 |  | Baseline Forecast | 0 | 0 | 0 | 0 | 0 | 0 | 0 | 0 | 0 | 0 | 0 | 0 | 0 | 0 | 0 | 0 | 0 | 0 | 0 | 0 | 0 | 0 | 0 | 0 | 0 | 0 | 0
Commercial_Warehouse (ID)_Existing_Space Heating_Natural Gas_Furnace_E10_Baseline Forecast | Commercial | Warehouse (ID) | Existing | Space Heating | Natural Gas | Furnace | E10 |  | Baseline Forecast | 0 | 0 | 0 | 0 | 0 | 0 | 0 | 0 | 0 | 0 | 0 | 0 | 0 | 0 | 0 | 0 | 0 | 0 | 0 | 0 | 0 | 0 | 0 | 0 | 0 | 0 | 0
Commercial_Warehouse (ID)_Existing_Space Heating_Natural Gas_Furnace_Vintage_Baseline Forecast | Commercial | Warehouse (ID) | Existing | Space Heating | Natural Gas | Furnace | Vintage | Vintage | Baseline Forecast | 3597857.2816 | 3392963.6329 | 3189279.4524 | 2987334.082 | 2787583.8786 | 2590420.3684 | 2396177.525 | 2205138.2623 | 2017540.2293 | 1833580.9788 | 1653422.5779 | 1477195.7201 | 1319751.6621 | 1179088.4756 | 1053417.6036 | 941141.1192 | 840831.4074 | 751213.0129 | 671146.4222 | 599613.5747 | 535704.9178 | 478607.8419 | 427596.3478 | 382021.8154 | 341304.7567 | 304927.4472 | 272427.3431
Commercial_Warehouse (ID)_Existing_Space Heating_Natural Gas_Boiler_E1_Baseline Forecast | Commercial | Warehouse (ID) | Existing | Space Heating | Natural Gas | Boiler | E1 | AFUE 80% (Standard) | Baseline Forecast | 0 | 2585.584 | 5359.2105 | 8284.0817 | 11327.762 | 14461.7024 | 17660.8168 | 20903.1026 | 24169.303 | 27442.6049 | 30708.369 | 33953.8896 | 37168.1795 | 40341.7783 | 43466.5815 | 46535.6876 | 49543.2619 | 52484.4153 | 55355.0952 | 58151.9895 | 60872.4401 | 63514.3659 | 66076.1945 | 68556.8011 | 70955.454 | 73271.7662 | 75505.6524
Commercial_Warehouse (ID)_Existing_Space Heating_Natural Gas_Boiler_E2_Baseline Forecast | Commercial | Warehouse (ID) | Existing | Space Heating | Natural Gas | Boiler | E2 | AFUE 85% | Baseline Forecast | 0 | 0 | 0 | 0 | 0 | 0 | 0 | 0 | 0 | 0 | 0 | 0 | 0 | 0 | 0 | 0 | 0 | 0 | 0 | 0 | 0 | 0 | 0 | 0 | 0 | 0 | 0
Commercial_Warehouse (ID)_Existing_Space Heating_Natural Gas_Boiler_E3_Baseline Forecast | Commercial | Warehouse (ID) | Existing | Space Heating | Natural Gas | Boiler | E3 | AFUE 97% | Baseline Forecast | 0 | 0 | 0 | 0 | 0 | 0 | 0 | 0 | 0 | 0 | 0 | 0 | 0 | 0 | 0 | 0 | 0 | 0 | 0 | 0 | 0 | 0 | 0 | 0 | 0 | 0 | 0
Commercial_Warehouse (ID)_Existing_Space Heating_Natural Gas_Boiler_E4_Baseline Forecast | Commercial | Warehouse (ID) | Existing | Space Heating | Natural Gas | Boiler | E4 | Convert to NG Air Source Heat Pump | Baseline Forecast | 0 | 0 | 0 | 0 | 0 | 0 | 0 | 0 | 0 | 0 | 0 | 0 | 0 | 0 | 0 | 0 | 0 | 0 | 0 | 0 | 0 | 0 | 0 | 0 | 0 | 0 | 0
Commercial_Warehouse (ID)_Existing_Space Heating_Natural Gas_Boiler_E5_Baseline Forecast | Commercial | Warehouse (ID) | Existing | Space Heating | Natural Gas | Boiler | E5 |  | Baseline Forecast | 0 | 0 | 0 | 0 | 0 | 0 | 0 | 0 | 0 | 0 | 0 | 0 | 0 | 0 | 0 | 0 | 0 | 0 | 0 | 0 | 0 | 0 | 0 | 0 | 0 | 0 | 0
Commercial_Warehouse (ID)_Existing_Space Heating_Natural Gas_Boiler_E6_Baseline Forecast | Commercial | Warehouse (ID) | Existing | Space Heating | Natural Gas | Boiler | E6 |  | Baseline Forecast | 0 | 0 | 0 | 0 | 0 | 0 | 0 | 0 | 0 | 0 | 0 | 0 | 0 | 0 | 0 | 0 | 0 | 0 | 0 | 0 | 0 | 0 | 0 | 0 | 0 | 0 | 0
Commercial_Warehouse (ID)_Existing_Space Heating_Natural Gas_Boiler_E7_Baseline Forecast | Commercial | Warehouse (ID) | Existing | Space Heating | Natural Gas | Boiler | E7 |  | Baseline Forecast | 0 | 0 | 0 | 0 | 0 | 0 | 0 | 0 | 0 | 0 | 0 | 0 | 0 | 0 | 0 | 0 | 0 | 0 | 0 | 0 | 0 | 0 | 0 | 0 | 0 | 0 | 0
Commercial_Warehouse (ID)_Existing_Space Heating_Natural Gas_Boiler_E8_Baseline Forecast | Commercial | Warehouse (ID) | Existing | Space Heating | Natural Gas | Boiler | E8 |  | Baseline Forecast | 0 | 0 | 0 | 0 | 0 | 0 | 0 | 0 | 0 | 0 | 0 | 0 | 0 | 0 | 0 | 0 | 0 | 0 | 0 | 0 | 0 | 0 | 0 | 0 | 0 | 0 | 0
Commercial_Warehouse (ID)_Existing_Space Heating_Natural Gas_Boiler_E9_Baseline Forecast | Commercial | Warehouse (ID) | Existing | Space Heating | Natural Gas | Boiler | E9 |  | Baseline Forecast | 0 | 0 | 0 | 0 | 0 | 0 | 0 | 0 | 0 | 0 | 0 | 0 | 0 | 0 | 0 | 0 | 0 | 0 | 0 | 0 | 0 | 0 | 0 | 0 | 0 | 0 | 0
Commercial_Warehouse (ID)_Existing_Space Heating_Natural Gas_Boiler_E10_Baseline Forecast | Commercial | Warehouse (ID) | Existing | Space Heating | Natural Gas | Boiler | E10 |  | Baseline Forecast | 0 | 0 | 0 | 0 | 0 | 0 | 0 | 0 | 0 | 0 | 0 | 0 | 0 | 0 | 0 | 0 | 0 | 0 | 0 | 0 | 0 | 0 | 0 | 0 | 0 | 0 | 0
Commercial_Warehouse (ID)_Existing_Space Heating_Natural Gas_Boiler_Vintage_Baseline Forecast | Commercial | Warehouse (ID) | Existing | Space Heating | Natural Gas | Boiler | Vintage | Vintage | Baseline Forecast | 173642.3789 | 168062.9607 | 162347.118 | 156530.7583 | 150645.4429 | 144718.861 | 138775.2542 | 132835.7947 | 126918.9236 | 121040.6524 | 115214.8321 | 109453.3942 | 103766.565 | 98163.0568 | 92650.2392 | 87234.2914 | 81920.338 | 76712.5709 | 71614.3568 | 66628.334 | 61756.4985 | 57000.2807 | 52360.6133 | 47837.9928 | 43432.5331 | 39144.0141 | 34971.9249
Commercial_Warehouse (ID)_Existing_Space Heating_Natural Gas_Unit Heater_E1_Baseline Forecast | Commercial | Warehouse (ID) | Existing | Space Heating | Natural Gas | Unit Heater | E1 | Standard | Baseline Forecast | 0 | 1053.5715 | 4047.498 | 9721.431 | 18685.3968 | 31435.385 | 48367.2243 | 69788.929 | 95931.6816 | 126959.597 | 162077.4815 | 200582.0808 | 241852.1155 | 285339.3806 | 330560.7987 | 377091.3222 | 424557.5965 | 465453.4276 | 500505.1712 | 530361.3165 | 555600.793 | 576740.3925 | 594241.3988 | 608515.5119 | 619930.1396 | 628813.1252 | 635456.9722
Commercial_Warehouse (ID)_Existing_Space Heating_Natural Gas_Unit Heater_E2_Baseline Forecast | Commercial | Warehouse (ID) | Existing | Space Heating | Natural Gas | Unit Heater | E2 | Condensing | Baseline Forecast | 0 | 0 | 0 | 0 | 0 | 0 | 0 | 0 | 0 | 0 | 0 | 0 | 0 | 0 | 0 | 0 | 0 | 0 | 0 | 0 | 0 | 0 | 0 | 0 | 0 | 0 | 0
Commercial_Warehouse (ID)_Existing_Space Heating_Natural Gas_Unit Heater_E3_Baseline Forecast | Commercial | Warehouse (ID) | Existing | Space Heating | Natural Gas | Unit Heater | E3 | Infrared Radiant | Baseline Forecast | 0 | 0 | 0 | 0 | 0 | 0 | 0 | 0 | 0 | 0 | 0 | 0 | 0 | 0 | 0 | 0 | 0 | 0 | 0 | 0 | 0 | 0 | 0 | 0 | 0 | 0 | 0
Commercial_Warehouse (ID)_Existing_Space Heating_Natural Gas_Unit Heater_E4_Baseline Forecast | Commercial | Warehouse (ID) | Existing | Space Heating | Natural Gas | Unit Heater | E4 |  | Baseline Forecast | 0 | 0 | 0 | 0 | 0 | 0 | 0 | 0 | 0 | 0 | 0 | 0 | 0 | 0 | 0 | 0 | 0 | 0 | 0 | 0 | 0 | 0 | 0 | 0 | 0 | 0 | 0
Commercial_Warehouse (ID)_Existing_Space Heating_Natural Gas_Unit Heater_E5_Baseline Forecast | Commercial | Warehouse (ID) | Existing | Space Heating | Natural Gas | Unit Heater | E5 |  | Baseline Forecast | 0 | 0 | 0 | 0 | 0 | 0 | 0 | 0 | 0 | 0 | 0 | 0 | 0 | 0 | 0 | 0 | 0 | 0 | 0 | 0 | 0 | 0 | 0 | 0 | 0 | 0 | 0
Commercial_Warehouse (ID)_Existing_Space Heating_Natural Gas_Unit Heater_E6_Baseline Forecast | Commercial | Warehouse (ID) | Existing | Space Heating | Natural Gas | Unit Heater | E6 |  | Baseline Forecast | 0 | 0 | 0 | 0 | 0 | 0 | 0 | 0 | 0 | 0 | 0 | 0 | 0 | 0 | 0 | 0 | 0 | 0 | 0 | 0 | 0 | 0 | 0 | 0 | 0 | 0 | 0
Commercial_Warehouse (ID)_Existing_Space Heating_Natural Gas_Unit Heater_E7_Baseline Forecast | Commercial | Warehouse (ID) | Existing | Space Heating | Natural Gas | Unit Heater | E7 |  | Baseline Forecast | 0 | 0 | 0 | 0 | 0 | 0 | 0 | 0 | 0 | 0 | 0 | 0 | 0 | 0 | 0 | 0 | 0 | 0 | 0 | 0 | 0 | 0 | 0 | 0 | 0 | 0 | 0
Commercial_Warehouse (ID)_Existing_Space Heating_Natural Gas_Unit Heater_E8_Baseline Forecast | Commercial | Warehouse (ID) | Existing | Space Heating | Natural Gas | Unit Heater | E8 |  | Baseline Forecast | 0 | 0 | 0 | 0 | 0 | 0 | 0 | 0 | 0 | 0 | 0 | 0 | 0 | 0 | 0 | 0 | 0 | 0 | 0 | 0 | 0 | 0 | 0 | 0 | 0 | 0 | 0
Commercial_Warehouse (ID)_Existing_Space Heating_Natural Gas_Unit Heater_E9_Baseline Forecast | Commercial | Warehouse (ID) | Existing | Space Heating | Natural Gas | Unit Heater | E9 |  | Baseline Forecast | 0 | 0 | 0 | 0 | 0 | 0 | 0 | 0 | 0 | 0 | 0 | 0 | 0 | 0 | 0 | 0 | 0 | 0 | 0 | 0 | 0 | 0 | 0 | 0 | 0 | 0 | 0
Commercial_Warehouse (ID)_Existing_Space Heating_Natural Gas_Unit Heater_E10_Baseline Forecast | Commercial | Warehouse (ID) | Existing | Space Heating | Natural Gas | Unit Heater | E10 |  | Baseline Forecast | 0 | 0 | 0 | 0 | 0 | 0 | 0 | 0 | 0 | 0 | 0 | 0 | 0 | 0 | 0 | 0 | 0 | 0 | 0 | 0 | 0 | 0 | 0 | 0 | 0 | 0 | 0
Commercial_Warehouse (ID)_Existing_Space Heating_Natural Gas_Unit Heater_Vintage_Baseline Forecast | Commercial | Warehouse (ID) | Existing | Space Heating | Natural Gas | Unit Heater | Vintage | Vintage | Baseline Forecast | 1273601.5717 | 1250589.3525 | 1226015.3755 | 1199133.462 | 1169327.1704 | 1136094.2069 | 1099032.5471 | 1057828.0877 | 1012243.6624 | 962109.2755 | 908214.3415 | 851256.4349 | 791851.2534 | 730541.5164 | 667804.9105 | 604061.1851 | 539678.4882 | 482157.897 | 430768.0271 | 384855.4474 | 343836.3715 | 307189.2347 | 274448.0624 | 245196.5448 | 219062.7438 | 195714.3635 | 174854.5254
Commercial_Warehouse (ID)_Existing_Water Heating_Natural Gas_Water Heater_E1_Baseline Forecast | Commercial | Warehouse (ID) | Existing | Water Heating | Natural Gas | Water Heater | E1 | TE 0.80 | Baseline Forecast | 0 | 44727.6873 | 92708.2973 | 143305.2711 | 195957.507 | 250171.1416 | 305512.2114 | 361600.0991 | 418101.6831 | 474726.1137 | 531220.1498 | 587363.9957 | 635579.6697 | 676745.7012 | 711646.4054 | 740981.9346 | 765377.2587 | 785390.1877 | 801518.5395 | 814206.5433 | 823850.56 | 830804.1939 | 835382.8578 | 837867.8528 | 838510.0124 | 837532.9581 | 835136.0082
Commercial_Warehouse (ID)_Existing_Water Heating_Natural Gas_Water Heater_E2_Baseline Forecast | Commercial | Warehouse (ID) | Existing | Water Heating | Natural Gas | Water Heater | E2 | TE 0.90 | Baseline Forecast | 0 | 0 | 0 | 0 | 0 | 0 | 0 | 0 | 0 | 0 | 0 | 0 | 0 | 0 | 0 | 0 | 0 | 0 | 0 | 0 | 0 | 0 | 0 | 0 | 0 | 0 | 0
Commercial_Warehouse (ID)_Existing_Water Heating_Natural Gas_Water Heater_E3_Baseline Forecast | Commercial | Warehouse (ID) | Existing | Water Heating | Natural Gas | Water Heater | E3 | TE 0.94 | Baseline Forecast | 0 | 50437.6048 | 104543.3991 | 161599.561 | 220973.3589 | 282107.8831 | 344513.7703 | 407761.8139 | 471476.366 | 535329.4474 | 599035.4881 | 662346.6334 | 716717.4999 | 763138.7695 | 802494.8827 | 835575.373 | 863084.9938 | 885652.7648 | 903840.0552 | 918147.8041 | 929022.9719 | 936864.3037 | 942027.4779 | 944829.7063 | 945553.8437 | 944452.0592 | 941749.1157
Commercial_Warehouse (ID)_Existing_Water Heating_Natural Gas_Water Heater_E4_Baseline Forecast | Commercial | Warehouse (ID) | Existing | Water Heating | Natural Gas | Water Heater | E4 | Instantaneous TE 0.94 | Baseline Forecast | 0 | 0 | 0 | 0 | 0 | 0 | 0 | 0 | 0 | 0 | 0 | 0 | 0 | 0 | 0 | 0 | 0 | 0 | 0 | 0 | 0 | 0 | 0 | 0 | 0 | 0 | 0
Commercial_Warehouse (ID)_Existing_Water Heating_Natural Gas_Water Heater_E5_Baseline Forecast | Commercial | Warehouse (ID) | Existing | Water Heating | Natural Gas | Water Heater | E5 | Gas-Fired Absorption HPWH | Baseline Forecast | 0 | 0 | 0 | 0 | 0 | 0 | 0 | 0 | 0 | 0 | 0 | 0 | 0 | 0 | 0 | 0 | 0 | 0 | 0 | 0 | 0 | 0 | 0 | 0 | 0 | 0 | 0
Commercial_Warehouse (ID)_Existing_Water Heating_Natural Gas_Water Heater_E6_Baseline Forecast | Commercial | Warehouse (ID) | Existing | Water Heating | Natural Gas | Water Heater | E6 |  | Baseline Forecast | 0 | 0 | 0 | 0 | 0 | 0 | 0 | 0 | 0 | 0 | 0 | 0 | 0 | 0 | 0 | 0 | 0 | 0 | 0 | 0 | 0 | 0 | 0 | 0 | 0 | 0 | 0
Commercial_Warehouse (ID)_Existing_Water Heating_Natural Gas_Water Heater_E7_Baseline Forecast | Commercial | Warehouse (ID) | Existing | Water Heating | Natural Gas | Water Heater | E7 |  | Baseline Forecast | 0 | 0 | 0 | 0 | 0 | 0 | 0 | 0 | 0 | 0 | 0 | 0 | 0 | 0 | 0 | 0 | 0 | 0 | 0 | 0 | 0 | 0 | 0 | 0 | 0 | 0 | 0
Commercial_Warehouse (ID)_Existing_Water Heating_Natural Gas_Water Heater_E8_Baseline Forecast | Commercial | Warehouse (ID) | Existing | Water Heating | Natural Gas | Water Heater | E8 |  | Baseline Forecast | 0 | 0 | 0 | 0 | 0 | 0 | 0 | 0 | 0 | 0 | 0 | 0 | 0 | 0 | 0 | 0 | 0 | 0 | 0 | 0 | 0 | 0 | 0 | 0 | 0 | 0 | 0
Commercial_Warehouse (ID)_Existing_Water Heating_Natural Gas_Water Heater_E9_Baseline Forecast | Commercial | Warehouse (ID) | Existing | Water Heating | Natural Gas | Water Heater | E9 |  | Baseline Forecast | 0 | 0 | 0 | 0 | 0 | 0 | 0 | 0 | 0 | 0 | 0 | 0 | 0 | 0 | 0 | 0 | 0 | 0 | 0 | 0 | 0 | 0 | 0 | 0 | 0 | 0 | 0
Commercial_Warehouse (ID)_Existing_Water Heating_Natural Gas_Water Heater_E10_Baseline Forecast | Commercial | Warehouse (ID) | Existing | Water Heating | Natural Gas | Water Heater | E10 |  | Baseline Forecast | 0 | 0 | 0 | 0 | 0 | 0 | 0 | 0 | 0 | 0 | 0 | 0 | 0 | 0 | 0 | 0 | 0 | 0 | 0 | 0 | 0 | 0 | 0 | 0 | 0 | 0 | 0
Commercial_Warehouse (ID)_Existing_Water Heating_Natural Gas_Water Heater_Vintage_Baseline Forecast | Commercial | Warehouse (ID) | Existing | Water Heating | Natural Gas | Water Heater | Vintage | Vintage | Baseline Forecast | 3195550.3354 | 3045289.3479 | 2889057.1739 | 2728191.8163 | 2563871.0128 | 2397129.718 | 2228875.7138 | 2059903.5464 | 1890906.9713 | 1722490.0624 | 1555177.13 | 1389421.5738 | 1241332.754 | 1109027.6956 | 990824.1168 | 885219.0385 | 790869.6739 | 706576.3544 | 631267.2759 | 563984.8703 | 503873.6302 | 450169.2308 | 402188.8112 | 359322.2921 | 321024.6183 | 286808.8283 | 256239.8623
Commercial_Warehouse (ID)_Existing_Food Preparation_Natural Gas_Oven_E1_Baseline Forecast | Commercial | Warehouse (ID) | Existing | Food Preparation | Natural Gas | Oven | E1 | Standard | Baseline Forecast | 0 | 673.0923 | 1521.4206 | 2496.316 | 3559.8058 | 4682.3205 | 5840.8908 | 7017.7296 | 8199.118 | 9374.5297 | 10248.1581 | 10885.3929 | 11337.6288 | 11645.2581 | 11840.023 | 11946.865 | 11985.3794 | 11970.9585 | 11915.6902 | 11829.0647 | 11718.5304 | 11589.9304 | 11447.8459 | 11295.8663 | 11136.8015 | 10972.8486 | 10805.7232
Commercial_Warehouse (ID)_Existing_Food Preparation_Natural Gas_Oven_E2_Baseline Forecast | Commercial | Warehouse (ID) | Existing | Food Preparation | Natural Gas | Oven | E2 | ENERGY STAR (>42% Baking Efficiency) | Baseline Forecast | 0 | 968.5962 | 2189.3614 | 3592.2596 | 5122.6473 | 6737.9735 | 8405.1843 | 10098.684 | 11798.7308 | 13490.1769 | 14747.3495 | 15664.3458 | 16315.1244 | 16757.8105 | 17038.0818 | 17191.8301 | 17247.2533 | 17226.5013 | 17146.9688 | 17022.3126 | 16863.2511 | 16678.1926 | 16473.7295 | 16255.0271 | 16026.129 | 15790.1967 | 15549.6992
Commercial_Warehouse (ID)_Existing_Food Preparation_Natural Gas_Oven_E3_Baseline Forecast | Commercial | Warehouse (ID) | Existing | Food Preparation | Natural Gas | Oven | E3 |  | Baseline Forecast | 0 | 0 | 0 | 0 | 0 | 0 | 0 | 0 | 0 | 0 | 0 | 0 | 0 | 0 | 0 | 0 | 0 | 0 | 0 | 0 | 0 | 0 | 0 | 0 | 0 | 0 | 0
Commercial_Warehouse (ID)_Existing_Food Preparation_Natural Gas_Oven_E4_Baseline Forecast | Commercial | Warehouse (ID) | Existing | Food Preparation | Natural Gas | Oven | E4 |  | Baseline Forecast | 0 | 0 | 0 | 0 | 0 | 0 | 0 | 0 | 0 | 0 | 0 | 0 | 0 | 0 | 0 | 0 | 0 | 0 | 0 | 0 | 0 | 0 | 0 | 0 | 0 | 0 | 0
Commercial_Warehouse (ID)_Existing_Food Preparation_Natural Gas_Oven_E5_Baseline Forecast | Commercial | Warehouse (ID) | Existing | Food Preparation | Natural Gas | Oven | E5 |  | Baseline Forecast | 0 | 0 | 0 | 0 | 0 | 0 | 0 | 0 | 0 | 0 | 0 | 0 | 0 | 0 | 0 | 0 | 0 | 0 | 0 | 0 | 0 | 0 | 0 | 0 | 0 | 0 | 0
Commercial_Warehouse (ID)_Existing_Food Preparation_Natural Gas_Oven_E6_Baseline Forecast | Commercial | Warehouse (ID) | Existing | Food Preparation | Natural Gas | Oven | E6 |  | Baseline Forecast | 0 | 0 | 0 | 0 | 0 | 0 | 0 | 0 | 0 | 0 | 0 | 0 | 0 | 0 | 0 | 0 | 0 | 0 | 0 | 0 | 0 | 0 | 0 | 0 | 0 | 0 | 0
Commercial_Warehouse (ID)_Existing_Food Preparation_Natural Gas_Oven_E7_Baseline Forecast | Commercial | Warehouse (ID) | Existing | Food Preparation | Natural Gas | Oven | E7 |  | Baseline Forecast | 0 | 0 | 0 | 0 | 0 | 0 | 0 | 0 | 0 | 0 | 0 | 0 | 0 | 0 | 0 | 0 | 0 | 0 | 0 | 0 | 0 | 0 | 0 | 0 | 0 | 0 | 0
Commercial_Warehouse (ID)_Existing_Food Preparation_Natural Gas_Oven_E8_Baseline Forecast | Commercial | Warehouse (ID) | Existing | Food Preparation | Natural Gas | Oven | E8 |  | Baseline Forecast | 0 | 0 | 0 | 0 | 0 | 0 | 0 | 0 | 0 | 0 | 0 | 0 | 0 | 0 | 0 | 0 | 0 | 0 | 0 | 0 | 0 | 0 | 0 | 0 | 0 | 0 | 0
Commercial_Warehouse (ID)_Existing_Food Preparation_Natural Gas_Oven_E9_Baseline Forecast | Commercial | Warehouse (ID) | Existing | Food Preparation | Natural Gas | Oven | E9 |  | Baseline Forecast | 0 | 0 | 0 | 0 | 0 | 0 | 0 | 0 | 0 | 0 | 0 | 0 | 0 | 0 | 0 | 0 | 0 | 0 | 0 | 0 | 0 | 0 | 0 | 0 | 0 | 0 | 0
Commercial_Warehouse (ID)_Existing_Food Preparation_Natural Gas_Oven_E10_Baseline Forecast | Commercial | Warehouse (ID) | Existing | Food Preparation | Natural Gas | Oven | E10 |  | Baseline Forecast | 0 | 0 | 0 | 0 | 0 | 0 | 0 | 0 | 0 | 0 | 0 | 0 | 0 | 0 | 0 | 0 | 0 | 0 | 0 | 0 | 0 | 0 | 0 | 0 | 0 | 0 | 0
Commercial_Warehouse (ID)_Existing_Food Preparation_Natural Gas_Oven_Vintage_Baseline Forecast | Commercial | Warehouse (ID) | Existing | Food Preparation | Natural Gas | Oven | Vintage | Vintage | Baseline Forecast | 41762.2508 | 39400.5235 | 36623.8056 | 33550.5881 | 30273.2768 | 26863.7853 | 23377.9338 | 19858.9056 | 16339.9648 | 12846.593 | 10100.08 | 7940.7526 | 6243.0744 | 4908.3482 | 3858.9772 | 3033.9545 | 2385.3159 | 1875.3518 | 1474.4145 | 1159.1949 | 911.367 | 716.523 | 563.3353 | 442.8981 | 348.2096 | 273.7648 | 215.2357
Commercial_Warehouse (ID)_Existing_Food Preparation_Natural Gas_Conveyor Oven_E1_Baseline Forecast | Commercial | Warehouse (ID) | Existing | Food Preparation | Natural Gas | Conveyor Oven | E1 | Standard | Baseline Forecast | 0 | 0 | 0 | 0 | 0 | 31.3929 | 117.2364 | 274.0906 | 513.462 | 842.9364 | 1238.29 | 1680.6072 | 2155.1424 | 2650.4254 | 3157.5591 | 3669.6655 | 4181.4522 | 4561.4718 | 4838.2806 | 5034.3231 | 5167.2386 | 5250.8891 | 5296.1666 | 5311.6281 | 5303.9954 | 5278.547 | 5239.427
Commercial_Warehouse (ID)_Existing_Food Preparation_Natural Gas_Conveyor Oven_E2_Baseline Forecast | Commercial | Warehouse (ID) | Existing | Food Preparation | Natural Gas | Conveyor Oven | E2 | ENERGY STAR (>42% Baking Efficiency) | Baseline Forecast | 0 | 0 | 0 | 0 | 0 | 45.1752 | 168.7061 | 394.4231 | 738.8844 | 1213.006 | 1781.9296 | 2418.4348 | 3101.3024 | 3814.0269 | 4543.8045 | 5280.7381 | 6017.2117 | 6564.0692 | 6962.4038 | 7244.5137 | 7435.7824 | 7556.1575 | 7621.3129 | 7643.5624 | 7632.5788 | 7595.9579 | 7539.6633
Commercial_Warehouse (ID)_Existing_Food Preparation_Natural Gas_Conveyor Oven_E3_Baseline Forecast | Commercial | Warehouse (ID) | Existing | Food Preparation | Natural Gas | Conveyor Oven | E3 |  | Baseline Forecast | 0 | 0 | 0 | 0 | 0 | 0 | 0 | 0 | 0 | 0 | 0 | 0 | 0 | 0 | 0 | 0 | 0 | 0 | 0 | 0 | 0 | 0 | 0 | 0 | 0 | 0 | 0
Commercial_Warehouse (ID)_Existing_Food Preparation_Natural Gas_Conveyor Oven_E4_Baseline Forecast | Commercial | Warehouse (ID) | Existing | Food Preparation | Natural Gas | Conveyor Oven | E4 |  | Baseline Forecast | 0 | 0 | 0 | 0 | 0 | 0 | 0 | 0 | 0 | 0 | 0 | 0 | 0 | 0 | 0 | 0 | 0 | 0 | 0 | 0 | 0 | 0 | 0 | 0 | 0 | 0 | 0
Commercial_Warehouse (ID)_Existing_Food Preparation_Natural Gas_Conveyor Oven_E5_Baseline Forecast | Commercial | Warehouse (ID) | Existing | Food Preparation | Natural Gas | Conveyor Oven | E5 |  | Baseline Forecast | 0 | 0 | 0 | 0 | 0 | 0 | 0 | 0 | 0 | 0 | 0 | 0 | 0 | 0 | 0 | 0 | 0 | 0 | 0 | 0 | 0 | 0 | 0 | 0 | 0 | 0 | 0
Commercial_Warehouse (ID)_Existing_Food Preparation_Natural Gas_Conveyor Oven_E6_Baseline Forecast | Commercial | Warehouse (ID) | Existing | Food Preparation | Natural Gas | Conveyor Oven | E6 |  | Baseline Forecast | 0 | 0 | 0 | 0 | 0 | 0 | 0 | 0 | 0 | 0 | 0 | 0 | 0 | 0 | 0 | 0 | 0 | 0 | 0 | 0 | 0 | 0 | 0 | 0 | 0 | 0 | 0
Commercial_Warehouse (ID)_Existing_Food Preparation_Natural Gas_Conveyor Oven_E7_Baseline Forecast | Commercial | Warehouse (ID) | Existing | Food Preparation | Natural Gas | Conveyor Oven | E7 |  | Baseline Forecast | 0 | 0 | 0 | 0 | 0 | 0 | 0 | 0 | 0 | 0 | 0 | 0 | 0 | 0 | 0 | 0 | 0 | 0 | 0 | 0 | 0 | 0 | 0 | 0 | 0 | 0 | 0
Commercial_Warehouse (ID)_Existing_Food Preparation_Natural Gas_Conveyor Oven_E8_Baseline Forecast | Commercial | Warehouse (ID) | Existing | Food Preparation | Natural Gas | Conveyor Oven | E8 |  | Baseline Forecast | 0 | 0 | 0 | 0 | 0 | 0 | 0 | 0 | 0 | 0 | 0 | 0 | 0 | 0 | 0 | 0 | 0 | 0 | 0 | 0 | 0 | 0 | 0 | 0 | 0 | 0 | 0
Commercial_Warehouse (ID)_Existing_Food Preparation_Natural Gas_Conveyor Oven_E9_Baseline Forecast | Commercial | Warehouse (ID) | Existing | Food Preparation | Natural Gas | Conveyor Oven | E9 |  | Baseline Forecast | 0 | 0 | 0 | 0 | 0 | 0 | 0 | 0 | 0 | 0 | 0 | 0 | 0 | 0 | 0 | 0 | 0 | 0 | 0 | 0 | 0 | 0 | 0 | 0 | 0 | 0 | 0
Commercial_Warehouse (ID)_Existing_Food Preparation_Natural Gas_Conveyor Oven_E10_Baseline Forecast | Commercial | Warehouse (ID) | Existing | Food Preparation | Natural Gas | Conveyor Oven | E10 |  | Baseline Forecast | 0 | 0 | 0 | 0 | 0 | 0 | 0 | 0 | 0 | 0 | 0 | 0 | 0 | 0 | 0 | 0 | 0 | 0 | 0 | 0 | 0 | 0 | 0 | 0 | 0 | 0 | 0
Commercial_Warehouse (ID)_Existing_Food Preparation_Natural Gas_Conveyor Oven_Vintage_Baseline Forecast | Commercial | Warehouse (ID) | Existing | Food Preparation | Natural Gas | Conveyor Oven | Vintage | Vintage | Baseline Forecast | 20881.1254 | 20521.106 | 20167.2938 | 19819.5818 | 19477.8649 | 19065.4715 | 18526.062 | 17819.1458 | 16916.5604 | 15799.7074 | 14527.5742 | 13146.2036 | 11691.469 | 10191.2561 | 8667.1775 | 7135.9212 | 5610.3105 | 4410.8648 | 3467.8523 | 2726.4494 | 2143.5533 | 1685.2764 | 1324.9759 | 1041.7052 | 818.9958 | 643.9002 | 506.2388
Commercial_Warehouse (ID)_Existing_Food Preparation_Natural Gas_Double Rack Oven_E1_Baseline Forecast | Commercial | Warehouse (ID) | Existing | Food Preparation | Natural Gas | Double Rack Oven | E1 | Standard | Baseline Forecast | 0 | 186.9701 | 438.9499 | 744.6073 | 1094.124 | 1479.0022 | 1891.8959 | 2326.4631 | 2777.2378 | 3239.5168 | 3629.3223 | 3956.0592 | 4227.9394 | 4452.1324 | 4634.8971 | 4781.6971 | 4897.3013 | 4985.8719 | 5051.041 | 5095.9778 | 5123.4471 | 5135.8608 | 5135.322 | 5123.6648 | 5102.4878 | 5073.1841 | 5036.9676
Commercial_Warehouse (ID)_Existing_Food Preparation_Natural Gas_Double Rack Oven_E2_Baseline Forecast | Commercial | Warehouse (ID) | Existing | Food Preparation | Natural Gas | Double Rack Oven | E2 | FTSC Qualified (>50% Cooking Efficiency) | Baseline Forecast | 0 | 269.0545 | 631.6596 | 1071.508 | 1574.4711 | 2128.3203 | 2722.4843 | 3347.8372 | 3996.5129 | 4661.7438 | 5222.6832 | 5692.8656 | 6084.1079 | 6406.7271 | 6669.73 | 6880.9787 | 7047.336 | 7174.7913 | 7268.5711 | 7333.2363 | 7372.7654 | 7390.6289 | 7389.8537 | 7373.0786 | 7342.6043 | 7300.4356 | 7248.3192
Commercial_Warehouse (ID)_Existing_Food Preparation_Natural Gas_Double Rack Oven_E3_Baseline Forecast | Commercial | Warehouse (ID) | Existing | Food Preparation | Natural Gas | Double Rack Oven | E3 |  | Baseline Forecast | 0 | 0 | 0 | 0 | 0 | 0 | 0 | 0 | 0 | 0 | 0 | 0 | 0 | 0 | 0 | 0 | 0 | 0 | 0 | 0 | 0 | 0 | 0 | 0 | 0 | 0 | 0
Commercial_Warehouse (ID)_Existing_Food Preparation_Natural Gas_Double Rack Oven_E4_Baseline Forecast | Commercial | Warehouse (ID) | Existing | Food Preparation | Natural Gas | Double Rack Oven | E4 |  | Baseline Forecast | 0 | 0 | 0 | 0 | 0 | 0 | 0 | 0 | 0 | 0 | 0 | 0 | 0 | 0 | 0 | 0 | 0 | 0 | 0 | 0 | 0 | 0 | 0 | 0 | 0 | 0 | 0
Commercial_Warehouse (ID)_Existing_Food Preparation_Natural Gas_Double Rack Oven_E5_Baseline Forecast | Commercial | Warehouse (ID) | Existing | Food Preparation | Natural Gas | Double Rack Oven | E5 |  | Baseline Forecast | 0 | 0 | 0 | 0 | 0 | 0 | 0 | 0 | 0 | 0 | 0 | 0 | 0 | 0 | 0 | 0 | 0 | 0 | 0 | 0 | 0 | 0 | 0 | 0 | 0 | 0 | 0
Commercial_Warehouse (ID)_Existing_Food Preparation_Natural Gas_Double Rack Oven_E6_Baseline Forecast | Commercial | Warehouse (ID) | Existing | Food Preparation | Natural Gas | Double Rack Oven | E6 |  | Baseline Forecast | 0 | 0 | 0 | 0 | 0 | 0 | 0 | 0 | 0 | 0 | 0 | 0 | 0 | 0 | 0 | 0 | 0 | 0 | 0 | 0 | 0 | 0 | 0 | 0 | 0 | 0 | 0
Commercial_Warehouse (ID)_Existing_Food Preparation_Natural Gas_Double Rack Oven_E7_Baseline Forecast | Commercial | Warehouse (ID) | Existing | Food Preparation | Natural Gas | Double Rack Oven | E7 |  | Baseline Forecast | 0 | 0 | 0 | 0 | 0 | 0 | 0 | 0 | 0 | 0 | 0 | 0 | 0 | 0 | 0 | 0 | 0 | 0 | 0 | 0 | 0 | 0 | 0 | 0 | 0 | 0 | 0
Commercial_Warehouse (ID)_Existing_Food Preparation_Natural Gas_Double Rack Oven_E8_Baseline Forecast | Commercial | Warehouse (ID) | Existing | Food Preparation | Natural Gas | Double Rack Oven | E8 |  | Baseline Forecast | 0 | 0 | 0 | 0 | 0 | 0 | 0 | 0 | 0 | 0 | 0 | 0 | 0 | 0 | 0 | 0 | 0 | 0 | 0 | 0 | 0 | 0 | 0 | 0 | 0 | 0 | 0
Commercial_Warehouse (ID)_Existing_Food Preparation_Natural Gas_Double Rack Oven_E9_Baseline Forecast | Commercial | Warehouse (ID) | Existing | Food Preparation | Natural Gas | Double Rack Oven | E9 |  | Baseline Forecast | 0 | 0 | 0 | 0 | 0 | 0 | 0 | 0 | 0 | 0 | 0 | 0 | 0 | 0 | 0 | 0 | 0 | 0 | 0 | 0 | 0 | 0 | 0 | 0 | 0 | 0 | 0
Commercial_Warehouse (ID)_Existing_Food Preparation_Natural Gas_Double Rack Oven_E10_Baseline Forecast | Commercial | Warehouse (ID) | Existing | Food Preparation | Natural Gas | Double Rack Oven | E10 |  | Baseline Forecast | 0 | 0 | 0 | 0 | 0 | 0 | 0 | 0 | 0 | 0 | 0 | 0 | 0 | 0 | 0 | 0 | 0 | 0 | 0 | 0 | 0 | 0 | 0 | 0 | 0 | 0 | 0
Commercial_Warehouse (ID)_Existing_Food Preparation_Natural Gas_Double Rack Oven_Vintage_Baseline Forecast | Commercial | Warehouse (ID) | Existing | Food Preparation | Natural Gas | Double Rack Oven | Vintage | Vintage | Baseline Forecast | 20881.1254 | 20065.0814 | 19096.6844 | 18003.4665 | 16809.2698 | 15534.7171 | 14197.6243 | 12813.3593 | 11395.1561 | 9954.3892 | 8695.7883 | 7596.3208 | 6635.8665 | 5796.8489 | 5063.9139 | 4423.649 | 3864.337 | 3375.7427 | 2948.9246 | 2576.0721 | 2250.3618 | 1965.8333 | 1717.2797 | 1500.1524 | 1310.4779 | 1144.7853 | 1000.0424
Commercial_Warehouse (ID)_Existing_Food Preparation_Natural Gas_Fryer_E1_Baseline Forecast | Commercial | Warehouse (ID) | Existing | Food Preparation | Natural Gas | Fryer | E1 | Standard | Baseline Forecast | 0 | 1840.681 | 3815.2298 | 5897.4499 | 8064.2503 | 10295.307 | 12572.7612 | 14880.9491 | 17206.162 | 19536.4304 | 21861.3326 | 24171.8234 | 26156.0458 | 27850.1538 | 29286.4244 | 30493.6711 | 31497.6132 | 32321.2064 | 32984.9374 | 33507.0875 | 33903.9683 | 34190.1315 | 34378.5575 | 34480.8227 | 34507.2495 | 34467.0407 | 34368.3989
Commercial_Warehouse (ID)_Existing_Food Preparation_Natural Gas_Fryer_E2_Baseline Forecast | Commercial | Warehouse (ID) | Existing | Food Preparation | Natural Gas | Fryer | E2 | ENERGY STAR | Baseline Forecast | 0 | 646.7258 | 1340.4861 | 2072.077 | 2833.3852 | 3617.27 | 4417.4566 | 5228.4416 | 6045.4083 | 6864.1512 | 7681.0087 | 8492.8028 | 9189.962 | 9785.1892 | 10289.8248 | 10713.9925 | 11066.729 | 11356.0995 | 11589.3023 | 11772.7605 | 11912.2051 | 12012.7489 | 12078.9527 | 12114.8836 | 12124.1687 | 12110.0413 | 12075.3834
Commercial_Warehouse (ID)_Existing_Food Preparation_Natural Gas_Fryer_E3_Baseline Forecast | Commercial | Warehouse (ID) | Existing | Food Preparation | Natural Gas | Fryer | E3 |  | Baseline Forecast | 0 | 0 | 0 | 0 | 0 | 0 | 0 | 0 | 0 | 0 | 0 | 0 | 0 | 0 | 0 | 0 | 0 | 0 | 0 | 0 | 0 | 0 | 0 | 0 | 0 | 0 | 0
Commercial_Warehouse (ID)_Existing_Food Preparation_Natural Gas_Fryer_E4_Baseline Forecast | Commercial | Warehouse (ID) | Existing | Food Preparation | Natural Gas | Fryer | E4 |  | Baseline Forecast | 0 | 0 | 0 | 0 | 0 | 0 | 0 | 0 | 0 | 0 | 0 | 0 | 0 | 0 | 0 | 0 | 0 | 0 | 0 | 0 | 0 | 0 | 0 | 0 | 0 | 0 | 0
Commercial_Warehouse (ID)_Existing_Food Preparation_Natural Gas_Fryer_E5_Baseline Forecast | Commercial | Warehouse (ID) | Existing | Food Preparation | Natural Gas | Fryer | E5 |  | Baseline Forecast | 0 | 0 | 0 | 0 | 0 | 0 | 0 | 0 | 0 | 0 | 0 | 0 | 0 | 0 | 0 | 0 | 0 | 0 | 0 | 0 | 0 | 0 | 0 | 0 | 0 | 0 | 0
Commercial_Warehouse (ID)_Existing_Food Preparation_Natural Gas_Fryer_E6_Baseline Forecast | Commercial | Warehouse (ID) | Existing | Food Preparation | Natural Gas | Fryer | E6 |  | Baseline Forecast | 0 | 0 | 0 | 0 | 0 | 0 | 0 | 0 | 0 | 0 | 0 | 0 | 0 | 0 | 0 | 0 | 0 | 0 | 0 | 0 | 0 | 0 | 0 | 0 | 0 | 0 | 0
Commercial_Warehouse (ID)_Existing_Food Preparation_Natural Gas_Fryer_E7_Baseline Forecast | Commercial | Warehouse (ID) | Existing | Food Preparation | Natural Gas | Fryer | E7 |  | Baseline Forecast | 0 | 0 | 0 | 0 | 0 | 0 | 0 | 0 | 0 | 0 | 0 | 0 | 0 | 0 | 0 | 0 | 0 | 0 | 0 | 0 | 0 | 0 | 0 | 0 | 0 | 0 | 0
Commercial_Warehouse (ID)_Existing_Food Preparation_Natural Gas_Fryer_E8_Baseline Forecast | Commercial | Warehouse (ID) | Existing | Food Preparation | Natural Gas | Fryer | E8 |  | Baseline Forecast | 0 | 0 | 0 | 0 | 0 | 0 | 0 | 0 | 0 | 0 | 0 | 0 | 0 | 0 | 0 | 0 | 0 | 0 | 0 | 0 | 0 | 0 | 0 | 0 | 0 | 0 | 0
Commercial_Warehouse (ID)_Existing_Food Preparation_Natural Gas_Fryer_E9_Baseline Forecast | Commercial | Warehouse (ID) | Existing | Food Preparation | Natural Gas | Fryer | E9 |  | Baseline Forecast | 0 | 0 | 0 | 0 | 0 | 0 | 0 | 0 | 0 | 0 | 0 | 0 | 0 | 0 | 0 | 0 | 0 | 0 | 0 | 0 | 0 | 0 | 0 | 0 | 0 | 0 | 0
Commercial_Warehouse (ID)_Existing_Food Preparation_Natural Gas_Fryer_E10_Baseline Forecast | Commercial | Warehouse (ID) | Existing | Food Preparation | Natural Gas | Fryer | E10 |  | Baseline Forecast | 0 | 0 | 0 | 0 | 0 | 0 | 0 | 0 | 0 | 0 | 0 | 0 | 0 | 0 | 0 | 0 | 0 | 0 | 0 | 0 | 0 | 0 | 0 | 0 | 0 | 0 | 0
Commercial_Warehouse (ID)_Existing_Food Preparation_Natural Gas_Fryer_Vintage_Baseline Forecast | Commercial | Warehouse (ID) | Existing | Food Preparation | Natural Gas | Fryer | Vintage | Vintage | Baseline Forecast | 83524.5015 | 79597.0171 | 75513.4593 | 71308.8006 | 67013.8242 | 62655.5816 | 58257.8002 | 53841.2476 | 49424.0571 | 45022.0177 | 40648.8338 | 36316.3562 | 32445.6474 | 28987.4906 | 25897.9148 | 23137.6355 | 20671.5552 | 18468.3174 | 16499.9074 | 14741.2966 | 13170.1239 | 11766.4116 | 10512.3113 | 9391.8769 | 8390.8618 | 7496.538 | 6697.5339
Commercial_Warehouse (ID)_Existing_Food Preparation_Natural Gas_Broiler_E1_Baseline Forecast | Commercial | Warehouse (ID) | Existing | Food Preparation | Natural Gas | Broiler | E1 | Standard | Baseline Forecast | 0 | 0 | 0 | 0 | 0 | 0 | 0 | 0 | 0 | 0 | 0 | 0 | 0 | 0 | 0 | 0 | 0 | 0 | 0 | 0 | 0 | 0 | 0 | 0 | 0 | 0 | 0
Commercial_Warehouse (ID)_Existing_Food Preparation_Natural Gas_Broiler_E2_Baseline Forecast | Commercial | Warehouse (ID) | Existing | Food Preparation | Natural Gas | Broiler | E2 | Infrared Burners | Baseline Forecast | 0 | 0 | 0 | 0 | 0 | 0 | 0 | 0 | 0 | 0 | 0 | 0 | 0 | 0 | 0 | 0 | 0 | 0 | 0 | 0 | 0 | 0 | 0 | 0 | 0 | 0 | 0
Commercial_Warehouse (ID)_Existing_Food Preparation_Natural Gas_Broiler_E3_Baseline Forecast | Commercial | Warehouse (ID) | Existing | Food Preparation | Natural Gas | Broiler | E3 |  | Baseline Forecast | 0 | 0 | 0 | 0 | 0 | 0 | 0 | 0 | 0 | 0 | 0 | 0 | 0 | 0 | 0 | 0 | 0 | 0 | 0 | 0 | 0 | 0 | 0 | 0 | 0 | 0 | 0
Commercial_Warehouse (ID)_Existing_Food Preparation_Natural Gas_Broiler_E4_Baseline Forecast | Commercial | Warehouse (ID) | Existing | Food Preparation | Natural Gas | Broiler | E4 |  | Baseline Forecast | 0 | 0 | 0 | 0 | 0 | 0 | 0 | 0 | 0 | 0 | 0 | 0 | 0 | 0 | 0 | 0 | 0 | 0 | 0 | 0 | 0 | 0 | 0 | 0 | 0 | 0 | 0
Commercial_Warehouse (ID)_Existing_Food Preparation_Natural Gas_Broiler_E5_Baseline Forecast | Commercial | Warehouse (ID) | Existing | Food Preparation | Natural Gas | Broiler | E5 |  | Baseline Forecast | 0 | 0 | 0 | 0 | 0 | 0 | 0 | 0 | 0 | 0 | 0 | 0 | 0 | 0 | 0 | 0 | 0 | 0 | 0 | 0 | 0 | 0 | 0 | 0 | 0 | 0 | 0
Commercial_Warehouse (ID)_Existing_Food Preparation_Natural Gas_Broiler_E6_Baseline Forecast | Commercial | Warehouse (ID) | Existing | Food Preparation | Natural Gas | Broiler | E6 |  | Baseline Forecast | 0 | 0 | 0 | 0 | 0 | 0 | 0 | 0 | 0 | 0 | 0 | 0 | 0 | 0 | 0 | 0 | 0 | 0 | 0 | 0 | 0 | 0 | 0 | 0 | 0 | 0 | 0
Commercial_Warehouse (ID)_Existing_Food Preparation_Natural Gas_Broiler_E7_Baseline Forecast | Commercial | Warehouse (ID) | Existing | Food Preparation | Natural Gas | Broiler | E7 |  | Baseline Forecast | 0 | 0 | 0 | 0 | 0 | 0 | 0 | 0 | 0 | 0 | 0 | 0 | 0 | 0 | 0 | 0 | 0 | 0 | 0 | 0 | 0 | 0 | 0 | 0 | 0 | 0 | 0
Commercial_Warehouse (ID)_Existing_Food Preparation_Natural Gas_Broiler_E8_Baseline Forecast | Commercial | Warehouse (ID) | Existing | Food Preparation | Natural Gas | Broiler | E8 |  | Baseline Forecast | 0 | 0 | 0 | 0 | 0 | 0 | 0 | 0 | 0 | 0 | 0 | 0 | 0 | 0 | 0 | 0 | 0 | 0 | 0 | 0 | 0 | 0 | 0 | 0 | 0 | 0 | 0
Commercial_Warehouse (ID)_Existing_Food Preparation_Natural Gas_Broiler_E9_Baseline Forecast | Commercial | Warehouse (ID) | Existing | Food Preparation | Natural Gas | Broiler | E9 |  | Baseline Forecast | 0 | 0 | 0 | 0 | 0 | 0 | 0 | 0 | 0 | 0 | 0 | 0 | 0 | 0 | 0 | 0 | 0 | 0 | 0 | 0 | 0 | 0 | 0 | 0 | 0 | 0 | 0
Commercial_Warehouse (ID)_Existing_Food Preparation_Natural Gas_Broiler_E10_Baseline Forecast | Commercial | Warehouse (ID) | Existing | Food Preparation | Natural Gas | Broiler | E10 |  | Baseline Forecast | 0 | 0 | 0 | 0 | 0 | 0 | 0 | 0 | 0 | 0 | 0 | 0 | 0 | 0 | 0 | 0 | 0 | 0 | 0 | 0 | 0 | 0 | 0 | 0 | 0 | 0 | 0
Commercial_Warehouse (ID)_Existing_Food Preparation_Natural Gas_Broiler_Vintage_Baseline Forecast | Commercial | Warehouse (ID) | Existing | Food Preparation | Natural Gas | Broiler | Vintage | Vintage | Baseline Forecast | 0 | 0 | 0 | 0 | 0 | 0 | 0 | 0 | 0 | 0 | 0 | 0 | 0 | 0 | 0 | 0 | 0 | 0 | 0 | 0 | 0 | 0 | 0 | 0 | 0 | 0 | 0
Commercial_Warehouse (ID)_Existing_Food Preparation_Natural Gas_Griddle_E1_Baseline Forecast | Commercial | Warehouse (ID) | Existing | Food Preparation | Natural Gas | Griddle | E1 | Standard | Baseline Forecast | 0 | 2158.5163 | 4537.2261 | 7090.6435 | 9779.4953 | 12569.9253 | 15432.7988 | 18343.0952 | 21279.3778 | 24223.3312 | 26697.915 | 28764.1496 | 30475.3115 | 31877.9125 | 33012.5559 | 33914.6837 | 34615.2299 | 35141.1908 | 35516.1234 | 35760.5804 | 35892.4912 | 35927.4932 | 35879.2225 | 35759.5673 | 35578.8892 | 35346.2168 | 35069.4143
Commercial_Warehouse (ID)_Existing_Food Preparation_Natural Gas_Griddle_E2_Baseline Forecast | Commercial | Warehouse (ID) | Existing | Food Preparation | Natural Gas | Griddle | E2 | ENERGY STAR | Baseline Forecast | 0 | 881.6475 | 1853.2332 | 2896.1783 | 3994.4417 | 5134.1949 | 6303.5375 | 7492.2501 | 8691.5768 | 9894.0367 | 10904.7822 | 11748.7372 | 12447.6624 | 13020.5558 | 13484.0017 | 13852.4764 | 14138.615 | 14353.4441 | 14506.5856 | 14606.4343 | 14660.3133 | 14674.6099 | 14654.8937 | 14606.0204 | 14532.2224 | 14437.1871 | 14324.127
Commercial_Warehouse (ID)_Existing_Food Preparation_Natural Gas_Griddle_E3_Baseline Forecast | Commercial | Warehouse (ID) | Existing | Food Preparation | Natural Gas | Griddle | E3 |  | Baseline Forecast | 0 | 0 | 0 | 0 | 0 | 0 | 0 | 0 | 0 | 0 | 0 | 0 | 0 | 0 | 0 | 0 | 0 | 0 | 0 | 0 | 0 | 0 | 0 | 0 | 0 | 0 | 0
Commercial_Warehouse (ID)_Existing_Food Preparation_Natural Gas_Griddle_E4_Baseline Forecast | Commercial | Warehouse (ID) | Existing | Food Preparation | Natural Gas | Griddle | E4 |  | Baseline Forecast | 0 | 0 | 0 | 0 | 0 | 0 | 0 | 0 | 0 | 0 | 0 | 0 | 0 | 0 | 0 | 0 | 0 | 0 | 0 | 0 | 0 | 0 | 0 | 0 | 0 | 0 | 0
Commercial_Warehouse (ID)_Existing_Food Preparation_Natural Gas_Griddle_E5_Baseline Forecast | Commercial | Warehouse (ID) | Existing | Food Preparation | Natural Gas | Griddle | E5 |  | Baseline Forecast | 0 | 0 | 0 | 0 | 0 | 0 | 0 | 0 | 0 | 0 | 0 | 0 | 0 | 0 | 0 | 0 | 0 | 0 | 0 | 0 | 0 | 0 | 0 | 0 | 0 | 0 | 0
Commercial_Warehouse (ID)_Existing_Food Preparation_Natural Gas_Griddle_E6_Baseline Forecast | Commercial | Warehouse (ID) | Existing | Food Preparation | Natural Gas | Griddle | E6 |  | Baseline Forecast | 0 | 0 | 0 | 0 | 0 | 0 | 0 | 0 | 0 | 0 | 0 | 0 | 0 | 0 | 0 | 0 | 0 | 0 | 0 | 0 | 0 | 0 | 0 | 0 | 0 | 0 | 0
Commercial_Warehouse (ID)_Existing_Food Preparation_Natural Gas_Griddle_E7_Baseline Forecast | Commercial | Warehouse (ID) | Existing | Food Preparation | Natural Gas | Griddle | E7 |  | Baseline Forecast | 0 | 0 | 0 | 0 | 0 | 0 | 0 | 0 | 0 | 0 | 0 | 0 | 0 | 0 | 0 | 0 | 0 | 0 | 0 | 0 | 0 | 0 | 0 | 0 | 0 | 0 | 0
Commercial_Warehouse (ID)_Existing_Food Preparation_Natural Gas_Griddle_E8_Baseline Forecast | Commercial | Warehouse (ID) | Existing | Food Preparation | Natural Gas | Griddle | E8 |  | Baseline Forecast | 0 | 0 | 0 | 0 | 0 | 0 | 0 | 0 | 0 | 0 | 0 | 0 | 0 | 0 | 0 | 0 | 0 | 0 | 0 | 0 | 0 | 0 | 0 | 0 | 0 | 0 | 0
Commercial_Warehouse (ID)_Existing_Food Preparation_Natural Gas_Griddle_E9_Baseline Forecast | Commercial | Warehouse (ID) | Existing | Food Preparation | Natural Gas | Griddle | E9 |  | Baseline Forecast | 0 | 0 | 0 | 0 | 0 | 0 | 0 | 0 | 0 | 0 | 0 | 0 | 0 | 0 | 0 | 0 | 0 | 0 | 0 | 0 | 0 | 0 | 0 | 0 | 0 | 0 | 0
Commercial_Warehouse (ID)_Existing_Food Preparation_Natural Gas_Griddle_E10_Baseline Forecast | Commercial | Warehouse (ID) | Existing | Food Preparation | Natural Gas | Griddle | E10 |  | Baseline Forecast | 0 | 0 | 0 | 0 | 0 | 0 | 0 | 0 | 0 | 0 | 0 | 0 | 0 | 0 | 0 | 0 | 0 | 0 | 0 | 0 | 0 | 0 | 0 | 0 | 0 | 0 | 0
Commercial_Warehouse (ID)_Existing_Food Preparation_Natural Gas_Griddle_Vintage_Baseline Forecast | Commercial | Warehouse (ID) | Existing | Food Preparation | Natural Gas | Griddle | Vintage | Vintage | Baseline Forecast | 83524.5015 | 79044.2601 | 74278.7159 | 69291.5056 | 64137.5227 | 58864.0385 | 53511.6816 | 48115.2931 | 42704.6727 | 37305.2314 | 32588.478 | 28468.0957 | 24868.6813 | 21724.3653 | 18977.6064 | 16578.139 | 14482.0524 | 12650.9883 | 11051.4381 | 9654.1298 | 8433.4927 | 7367.189 | 6435.7054 | 5621.9955 | 4911.1685 | 4290.2161 | 3747.775
Commercial_Warehouse (ID)_Existing_Food Preparation_Natural Gas_Range_E1_Baseline Forecast | Commercial | Warehouse (ID) | Existing | Food Preparation | Natural Gas | Range | E1 | Standard | Baseline Forecast | 0 | 1346.1846 | 3042.8413 | 4992.6319 | 7119.6115 | 9364.6411 | 11681.7816 | 14035.4592 | 16398.2361 | 18749.0594 | 20496.3162 | 21770.7857 | 22675.2576 | 23290.5163 | 23680.046 | 23893.73 | 23970.7589 | 23941.9171 | 23831.3804 | 23658.1294 | 23437.0609 | 23179.8609 | 22895.6918 | 22591.7326 | 22273.603 | 21945.6971 | 21611.4464
Commercial_Warehouse (ID)_Existing_Food Preparation_Natural Gas_Range_E2_Baseline Forecast | Commercial | Warehouse (ID) | Existing | Food Preparation | Natural Gas | Range | E2 | High Efficiency | Baseline Forecast | 0 | 1937.1924 | 4378.7228 | 7184.5191 | 10245.2946 | 13475.9469 | 16810.3687 | 20197.3681 | 23597.4617 | 26980.3538 | 29494.6989 | 31328.6916 | 32630.2487 | 33515.621 | 34076.1637 | 34383.6602 | 34494.5067 | 34453.0026 | 34293.9376 | 34044.6253 | 33726.5023 | 33356.3851 | 32947.459 | 32510.0543 | 32052.2579 | 31580.3934 | 31099.3984
Commercial_Warehouse (ID)_Existing_Food Preparation_Natural Gas_Range_E3_Baseline Forecast | Commercial | Warehouse (ID) | Existing | Food Preparation | Natural Gas | Range | E3 |  | Baseline Forecast | 0 | 0 | 0 | 0 | 0 | 0 | 0 | 0 | 0 | 0 | 0 | 0 | 0 | 0 | 0 | 0 | 0 | 0 | 0 | 0 | 0 | 0 | 0 | 0 | 0 | 0 | 0
Commercial_Warehouse (ID)_Existing_Food Preparation_Natural Gas_Range_E4_Baseline Forecast | Commercial | Warehouse (ID) | Existing | Food Preparation | Natural Gas | Range | E4 |  | Baseline Forecast | 0 | 0 | 0 | 0 | 0 | 0 | 0 | 0 | 0 | 0 | 0 | 0 | 0 | 0 | 0 | 0 | 0 | 0 | 0 | 0 | 0 | 0 | 0 | 0 | 0 | 0 | 0
Commercial_Warehouse (ID)_Existing_Food Preparation_Natural Gas_Range_E5_Baseline Forecast | Commercial | Warehouse (ID) | Existing | Food Preparation | Natural Gas | Range | E5 |  | Baseline Forecast | 0 | 0 | 0 | 0 | 0 | 0 | 0 | 0 | 0 | 0 | 0 | 0 | 0 | 0 | 0 | 0 | 0 | 0 | 0 | 0 | 0 | 0 | 0 | 0 | 0 | 0 | 0
Commercial_Warehouse (ID)_Existing_Food Preparation_Natural Gas_Range_E6_Baseline Forecast | Commercial | Warehouse (ID) | Existing | Food Preparation | Natural Gas | Range | E6 |  | Baseline Forecast | 0 | 0 | 0 | 0 | 0 | 0 | 0 | 0 | 0 | 0 | 0 | 0 | 0 | 0 | 0 | 0 | 0 | 0 | 0 | 0 | 0 | 0 | 0 | 0 | 0 | 0 | 0
Commercial_Warehouse (ID)_Existing_Food Preparation_Natural Gas_Range_E7_Baseline Forecast | Commercial | Warehouse (ID) | Existing | Food Preparation | Natural Gas | Range | E7 |  | Baseline Forecast | 0 | 0 | 0 | 0 | 0 | 0 | 0 | 0 | 0 | 0 | 0 | 0 | 0 | 0 | 0 | 0 | 0 | 0 | 0 | 0 | 0 | 0 | 0 | 0 | 0 | 0 | 0
Commercial_Warehouse (ID)_Existing_Food Preparation_Natural Gas_Range_E8_Baseline Forecast | Commercial | Warehouse (ID) | Existing | Food Preparation | Natural Gas | Range | E8 |  | Baseline Forecast | 0 | 0 | 0 | 0 | 0 | 0 | 0 | 0 | 0 | 0 | 0 | 0 | 0 | 0 | 0 | 0 | 0 | 0 | 0 | 0 | 0 | 0 | 0 | 0 | 0 | 0 | 0
Commercial_Warehouse (ID)_Existing_Food Preparation_Natural Gas_Range_E9_Baseline Forecast | Commercial | Warehouse (ID) | Existing | Food Preparation | Natural Gas | Range | E9 |  | Baseline Forecast | 0 | 0 | 0 | 0 | 0 | 0 | 0 | 0 | 0 | 0 | 0 | 0 | 0 | 0 | 0 | 0 | 0 | 0 | 0 | 0 | 0 | 0 | 0 | 0 | 0 | 0 | 0
Commercial_Warehouse (ID)_Existing_Food Preparation_Natural Gas_Range_E10_Baseline Forecast | Commercial | Warehouse (ID) | Existing | Food Preparation | Natural Gas | Range | E10 |  | Baseline Forecast | 0 | 0 | 0 | 0 | 0 | 0 | 0 | 0 | 0 | 0 | 0 | 0 | 0 | 0 | 0 | 0 | 0 | 0 | 0 | 0 | 0 | 0 | 0 | 0 | 0 | 0 | 0
Commercial_Warehouse (ID)_Existing_Food Preparation_Natural Gas_Range_Vintage_Baseline Forecast | Commercial | Warehouse (ID) | Existing | Food Preparation | Natural Gas | Range | Vintage | Vintage | Baseline Forecast | 83524.5015 | 78801.047 | 73247.6111 | 67101.1763 | 60546.5535 | 53727.5706 | 46755.8677 | 39717.8111 | 32679.9296 | 25693.186 | 20200.16 | 15881.5051 | 12486.1489 | 9816.6963 | 7717.9544 | 6067.909 | 4770.6319 | 3750.7037 | 2948.8291 | 2318.3898 | 1822.734 | 1433.0461 | 1126.6707 | 885.7963 | 696.4191 | 547.5295 | 430.4715
Commercial_Warehouse (ID)_Existing_Food Preparation_Natural Gas_Steamer_E1_Baseline Forecast | Commercial | Warehouse (ID) | Existing | Food Preparation | Natural Gas | Steamer | E1 | Standard | Baseline Forecast | 0 | 0 | 0 | 0 | 0 | 0 | 0 | 0 | 0 | 0 | 0 | 0 | 0 | 0 | 0 | 0 | 0 | 0 | 0 | 0 | 0 | 0 | 0 | 0 | 0 | 0 | 0
Commercial_Warehouse (ID)_Existing_Food Preparation_Natural Gas_Steamer_E2_Baseline Forecast | Commercial | Warehouse (ID) | Existing | Food Preparation | Natural Gas | Steamer | E2 | ENERGY STAR | Baseline Forecast | 0 | 0 | 0 | 0 | 0 | 0 | 0 | 0 | 0 | 0 | 0 | 0 | 0 | 0 | 0 | 0 | 0 | 0 | 0 | 0 | 0 | 0 | 0 | 0 | 0 | 0 | 0
Commercial_Warehouse (ID)_Existing_Food Preparation_Natural Gas_Steamer_E3_Baseline Forecast | Commercial | Warehouse (ID) | Existing | Food Preparation | Natural Gas | Steamer | E3 |  | Baseline Forecast | 0 | 0 | 0 | 0 | 0 | 0 | 0 | 0 | 0 | 0 | 0 | 0 | 0 | 0 | 0 | 0 | 0 | 0 | 0 | 0 | 0 | 0 | 0 | 0 | 0 | 0 | 0
Commercial_Warehouse (ID)_Existing_Food Preparation_Natural Gas_Steamer_E4_Baseline Forecast | Commercial | Warehouse (ID) | Existing | Food Preparation | Natural Gas | Steamer | E4 |  | Baseline Forecast | 0 | 0 | 0 | 0 | 0 | 0 | 0 | 0 | 0 | 0 | 0 | 0 | 0 | 0 | 0 | 0 | 0 | 0 | 0 | 0 | 0 | 0 | 0 | 0 | 0 | 0 | 0
Commercial_Warehouse (ID)_Existing_Food Preparation_Natural Gas_Steamer_E5_Baseline Forecast | Commercial | Warehouse (ID) | Existing | Food Preparation | Natural Gas | Steamer | E5 |  | Baseline Forecast | 0 | 0 | 0 | 0 | 0 | 0 | 0 | 0 | 0 | 0 | 0 | 0 | 0 | 0 | 0 | 0 | 0 | 0 | 0 | 0 | 0 | 0 | 0 | 0 | 0 | 0 | 0
Commercial_Warehouse (ID)_Existing_Food Preparation_Natural Gas_Steamer_E6_Baseline Forecast | Commercial | Warehouse (ID) | Existing | Food Preparation | Natural Gas | Steamer | E6 |  | Baseline Forecast | 0 | 0 | 0 | 0 | 0 | 0 | 0 | 0 | 0 | 0 | 0 | 0 | 0 | 0 | 0 | 0 | 0 | 0 | 0 | 0 | 0 | 0 | 0 | 0 | 0 | 0 | 0
Commercial_Warehouse (ID)_Existing_Food Preparation_Natural Gas_Steamer_E7_Baseline Forecast | Commercial | Warehouse (ID) | Existing | Food Preparation | Natural Gas | Steamer | E7 |  | Baseline Forecast | 0 | 0 | 0 | 0 | 0 | 0 | 0 | 0 | 0 | 0 | 0 | 0 | 0 | 0 | 0 | 0 | 0 | 0 | 0 | 0 | 0 | 0 | 0 | 0 | 0 | 0 | 0
Commercial_Warehouse (ID)_Existing_Food Preparation_Natural Gas_Steamer_E8_Baseline Forecast | Commercial | Warehouse (ID) | Existing | Food Preparation | Natural Gas | Steamer | E8 |  | Baseline Forecast | 0 | 0 | 0 | 0 | 0 | 0 | 0 | 0 | 0 | 0 | 0 | 0 | 0 | 0 | 0 | 0 | 0 | 0 | 0 | 0 | 0 | 0 | 0 | 0 | 0 | 0 | 0
Commercial_Warehouse (ID)_Existing_Food Preparation_Natural Gas_Steamer_E9_Baseline Forecast | Commercial | Warehouse (ID) | Existing | Food Preparation | Natural Gas | Steamer | E9 |  | Baseline Forecast | 0 | 0 | 0 | 0 | 0 | 0 | 0 | 0 | 0 | 0 | 0 | 0 | 0 | 0 | 0 | 0 | 0 | 0 | 0 | 0 | 0 | 0 | 0 | 0 | 0 | 0 | 0
Commercial_Warehouse (ID)_Existing_Food Preparation_Natural Gas_Steamer_E10_Baseline Forecast | Commercial | Warehouse (ID) | Existing | Food Preparation | Natural Gas | Steamer | E10 |  | Baseline Forecast | 0 | 0 | 0 | 0 | 0 | 0 | 0 | 0 | 0 | 0 | 0 | 0 | 0 | 0 | 0 | 0 | 0 | 0 | 0 | 0 | 0 | 0 | 0 | 0 | 0 | 0 | 0
Commercial_Warehouse (ID)_Existing_Food Preparation_Natural Gas_Steamer_Vintage_Baseline Forecast | Commercial | Warehouse (ID) | Existing | Food Preparation | Natural Gas | Steamer | Vintage | Vintage | Baseline Forecast | 0 | 0 | 0 | 0 | 0 | 0 | 0 | 0 | 0 | 0 | 0 | 0 | 0 | 0 | 0 | 0 | 0 | 0 | 0 | 0 | 0 | 0 | 0 | 0 | 0 | 0 | 0
Commercial_Warehouse (ID)_Existing_Food Preparation_Natural Gas_Food Prep Other_E1_Baseline Forecast | Commercial | Warehouse (ID) | Existing | Food Preparation | Natural Gas | Food Prep Other | E1 | Standard | Baseline Forecast | 0 | 0 | 0 | 0 | 0 | 0 | 0 | 0 | 0 | 0 | 0 | 0 | 0 | 0 | 0 | 0 | 0 | 0 | 0 | 0 | 0 | 0 | 0 | 0 | 0 | 0 | 0
Commercial_Warehouse (ID)_Existing_Food Preparation_Natural Gas_Food Prep Other_E2_Baseline Forecast | Commercial | Warehouse (ID) | Existing | Food Preparation | Natural Gas | Food Prep Other | E2 | ENERGY STAR | Baseline Forecast | 0 | 0 | 0 | 0 | 0 | 0 | 0 | 0 | 0 | 0 | 0 | 0 | 0 | 0 | 0 | 0 | 0 | 0 | 0 | 0 | 0 | 0 | 0 | 0 | 0 | 0 | 0
Commercial_Warehouse (ID)_Existing_Food Preparation_Natural Gas_Food Prep Other_E3_Baseline Forecast | Commercial | Warehouse (ID) | Existing | Food Preparation | Natural Gas | Food Prep Other | E3 |  | Baseline Forecast | 0 | 0 | 0 | 0 | 0 | 0 | 0 | 0 | 0 | 0 | 0 | 0 | 0 | 0 | 0 | 0 | 0 | 0 | 0 | 0 | 0 | 0 | 0 | 0 | 0 | 0 | 0
Commercial_Warehouse (ID)_Existing_Food Preparation_Natural Gas_Food Prep Other_E4_Baseline Forecast | Commercial | Warehouse (ID) | Existing | Food Preparation | Natural Gas | Food Prep Other | E4 |  | Baseline Forecast | 0 | 0 | 0 | 0 | 0 | 0 | 0 | 0 | 0 | 0 | 0 | 0 | 0 | 0 | 0 | 0 | 0 | 0 | 0 | 0 | 0 | 0 | 0 | 0 | 0 | 0 | 0
Commercial_Warehouse (ID)_Existing_Food Preparation_Natural Gas_Food Prep Other_E5_Baseline Forecast | Commercial | Warehouse (ID) | Existing | Food Preparation | Natural Gas | Food Prep Other | E5 |  | Baseline Forecast | 0 | 0 | 0 | 0 | 0 | 0 | 0 | 0 | 0 | 0 | 0 | 0 | 0 | 0 | 0 | 0 | 0 | 0 | 0 | 0 | 0 | 0 | 0 | 0 | 0 | 0 | 0
Commercial_Warehouse (ID)_Existing_Food Preparation_Natural Gas_Food Prep Other_E6_Baseline Forecast | Commercial | Warehouse (ID) | Existing | Food Preparation | Natural Gas | Food Prep Other | E6 |  | Baseline Forecast | 0 | 0 | 0 | 0 | 0 | 0 | 0 | 0 | 0 | 0 | 0 | 0 | 0 | 0 | 0 | 0 | 0 | 0 | 0 | 0 | 0 | 0 | 0 | 0 | 0 | 0 | 0
Commercial_Warehouse (ID)_Existing_Food Preparation_Natural Gas_Food Prep Other_E7_Baseline Forecast | Commercial | Warehouse (ID) | Existing | Food Preparation | Natural Gas | Food Prep Other | E7 |  | Baseline Forecast | 0 | 0 | 0 | 0 | 0 | 0 | 0 | 0 | 0 | 0 | 0 | 0 | 0 | 0 | 0 | 0 | 0 | 0 | 0 | 0 | 0 | 0 | 0 | 0 | 0 | 0 | 0
Commercial_Warehouse (ID)_Existing_Food Preparation_Natural Gas_Food Prep Other_E8_Baseline Forecast | Commercial | Warehouse (ID) | Existing | Food Preparation | Natural Gas | Food Prep Other | E8 |  | Baseline Forecast | 0 | 0 | 0 | 0 | 0 | 0 | 0 | 0 | 0 | 0 | 0 | 0 | 0 | 0 | 0 | 0 | 0 | 0 | 0 | 0 | 0 | 0 | 0 | 0 | 0 | 0 | 0
Commercial_Warehouse (ID)_Existing_Food Preparation_Natural Gas_Food Prep Other_E9_Baseline Forecast | Commercial | Warehouse (ID) | Existing | Food Preparation | Natural Gas | Food Prep Other | E9 |  | Baseline Forecast | 0 | 0 | 0 | 0 | 0 | 0 | 0 | 0 | 0 | 0 | 0 | 0 | 0 | 0 | 0 | 0 | 0 | 0 | 0 | 0 | 0 | 0 | 0 | 0 | 0 | 0 | 0
Commercial_Warehouse (ID)_Existing_Food Preparation_Natural Gas_Food Prep Other_E10_Baseline Forecast | Commercial | Warehouse (ID) | Existing | Food Preparation | Natural Gas | Food Prep Other | E10 |  | Baseline Forecast | 0 | 0 | 0 | 0 | 0 | 0 | 0 | 0 | 0 | 0 | 0 | 0 | 0 | 0 | 0 | 0 | 0 | 0 | 0 | 0 | 0 | 0 | 0 | 0 | 0 | 0 | 0
Commercial_Warehouse (ID)_Existing_Food Preparation_Natural Gas_Food Prep Other_Vintage_Baseline Forecast | Commercial | Warehouse (ID) | Existing | Food Preparation | Natural Gas | Food Prep Other | Vintage | Vintage | Baseline Forecast | 0 | 0 | 0 | 0 | 0 | 0 | 0 | 0 | 0 | 0 | 0 | 0 | 0 | 0 | 0 | 0 | 0 | 0 | 0 | 0 | 0 | 0 | 0 | 0 | 0 | 0 | 0
Commercial_Warehouse (ID)_Existing_Miscellaneous_Natural Gas_Pool Heater_E1_Baseline Forecast | Commercial | Warehouse (ID) | Existing | Miscellaneous | Natural Gas | Pool Heater | E1 | Standard (EF .82) | Baseline Forecast | 0 | 0 | 0 | 0 | 0 | 0 | 0 | 0 | 0 | 0 | 0 | 0 | 0 | 0 | 0 | 0 | 0 | 0 | 0 | 0 | 0 | 0 | 0 | 0 | 0 | 0 | 0
Commercial_Warehouse (ID)_Existing_Miscellaneous_Natural Gas_Pool Heater_E2_Baseline Forecast | Commercial | Warehouse (ID) | Existing | Miscellaneous | Natural Gas | Pool Heater | E2 | Condensing (EF .90) | Baseline Forecast | 0 | 0 | 0 | 0 | 0 | 0 | 0 | 0 | 0 | 0 | 0 | 0 | 0 | 0 | 0 | 0 | 0 | 0 | 0 | 0 | 0 | 0 | 0 | 0 | 0 | 0 | 0
Commercial_Warehouse (ID)_Existing_Miscellaneous_Natural Gas_Pool Heater_E3_Baseline Forecast | Commercial | Warehouse (ID) | Existing | Miscellaneous | Natural Gas | Pool Heater | E3 |  | Baseline Forecast | 0 | 0 | 0 | 0 | 0 | 0 | 0 | 0 | 0 | 0 | 0 | 0 | 0 | 0 | 0 | 0 | 0 | 0 | 0 | 0 | 0 | 0 | 0 | 0 | 0 | 0 | 0
Commercial_Warehouse (ID)_Existing_Miscellaneous_Natural Gas_Pool Heater_E4_Baseline Forecast | Commercial | Warehouse (ID) | Existing | Miscellaneous | Natural Gas | Pool Heater | E4 |  | Baseline Forecast | 0 | 0 | 0 | 0 | 0 | 0 | 0 | 0 | 0 | 0 | 0 | 0 | 0 | 0 | 0 | 0 | 0 | 0 | 0 | 0 | 0 | 0 | 0 | 0 | 0 | 0 | 0
Commercial_Warehouse (ID)_Existing_Miscellaneous_Natural Gas_Pool Heater_E5_Baseline Forecast | Commercial | Warehouse (ID) | Existing | Miscellaneous | Natural Gas | Pool Heater | E5 |  | Baseline Forecast | 0 | 0 | 0 | 0 | 0 | 0 | 0 | 0 | 0 | 0 | 0 | 0 | 0 | 0 | 0 | 0 | 0 | 0 | 0 | 0 | 0 | 0 | 0 | 0 | 0 | 0 | 0
Commercial_Warehouse (ID)_Existing_Miscellaneous_Natural Gas_Pool Heater_E6_Baseline Forecast | Commercial | Warehouse (ID) | Existing | Miscellaneous | Natural Gas | Pool Heater | E6 |  | Baseline Forecast | 0 | 0 | 0 | 0 | 0 | 0 | 0 | 0 | 0 | 0 | 0 | 0 | 0 | 0 | 0 | 0 | 0 | 0 | 0 | 0 | 0 | 0 | 0 | 0 | 0 | 0 | 0
Commercial_Warehouse (ID)_Existing_Miscellaneous_Natural Gas_Pool Heater_E7_Baseline Forecast | Commercial | Warehouse (ID) | Existing | Miscellaneous | Natural Gas | Pool Heater | E7 |  | Baseline Forecast | 0 | 0 | 0 | 0 | 0 | 0 | 0 | 0 | 0 | 0 | 0 | 0 | 0 | 0 | 0 | 0 | 0 | 0 | 0 | 0 | 0 | 0 | 0 | 0 | 0 | 0 | 0
Commercial_Warehouse (ID)_Existing_Miscellaneous_Natural Gas_Pool Heater_E8_Baseline Forecast | Commercial | Warehouse (ID) | Existing | Miscellaneous | Natural Gas | Pool Heater | E8 |  | Baseline Forecast | 0 | 0 | 0 | 0 | 0 | 0 | 0 | 0 | 0 | 0 | 0 | 0 | 0 | 0 | 0 | 0 | 0 | 0 | 0 | 0 | 0 | 0 | 0 | 0 | 0 | 0 | 0
Commercial_Warehouse (ID)_Existing_Miscellaneous_Natural Gas_Pool Heater_E9_Baseline Forecast | Commercial | Warehouse (ID) | Existing | Miscellaneous | Natural Gas | Pool Heater | E9 |  | Baseline Forecast | 0 | 0 | 0 | 0 | 0 | 0 | 0 | 0 | 0 | 0 | 0 | 0 | 0 | 0 | 0 | 0 | 0 | 0 | 0 | 0 | 0 | 0 | 0 | 0 | 0 | 0 | 0
Commercial_Warehouse (ID)_Existing_Miscellaneous_Natural Gas_Pool Heater_E10_Baseline Forecast | Commercial | Warehouse (ID) | Existing | Miscellaneous | Natural Gas | Pool Heater | E10 |  | Baseline Forecast | 0 | 0 | 0 | 0 | 0 | 0 | 0 | 0 | 0 | 0 | 0 | 0 | 0 | 0 | 0 | 0 | 0 | 0 | 0 | 0 | 0 | 0 | 0 | 0 | 0 | 0 | 0
Commercial_Warehouse (ID)_Existing_Miscellaneous_Natural Gas_Pool Heater_Vintage_Baseline Forecast | Commercial | Warehouse (ID) | Existing | Miscellaneous | Natural Gas | Pool Heater | Vintage | Vintage | Baseline Forecast | 0 | 0 | 0 | 0 | 0 | 0 | 0 | 0 | 0 | 0 | 0 | 0 | 0 | 0 | 0 | 0 | 0 | 0 | 0 | 0 | 0 | 0 | 0 | 0 | 0 | 0 | 0
Commercial_Warehouse (ID)_Existing_Miscellaneous_Natural Gas_Miscellaneous_E1_Baseline Forecast | Commercial | Warehouse (ID) | Existing | Miscellaneous | Natural Gas | Miscellaneous | E1 | Standard | Baseline Forecast | 0 | 444076.7334 | 955968.1403 | 1520099.907 | 1982979.9081 | 2360781.506 | 2667124.9039 | 2913479.6773 | 3109503.8514 | 3263329.5269 | 3381803.4791 | 3470689.8304 | 3534840.7725 | 3578340.3757 | 3604625.7282 | 3616588.9784 | 3616663.2906 | 3606895.2505 | 3589005.8556 | 3564441.8911 | 3534419.2052 | 3499959.1633 | 3461919.3534 | 3421019.4514 | 3377863.0077 | 3332955.7992 | 3286721.2871
Commercial_Warehouse (ID)_Existing_Miscellaneous_Natural Gas_Miscellaneous_E2_Baseline Forecast | Commercial | Warehouse (ID) | Existing | Miscellaneous | Natural Gas | Miscellaneous | E2 |  | Baseline Forecast | 0 | 0 | 0 | 0 | 0 | 0 | 0 | 0 | 0 | 0 | 0 | 0 | 0 | 0 | 0 | 0 | 0 | 0 | 0 | 0 | 0 | 0 | 0 | 0 | 0 | 0 | 0
Commercial_Warehouse (ID)_Existing_Miscellaneous_Natural Gas_Miscellaneous_E3_Baseline Forecast | Commercial | Warehouse (ID) | Existing | Miscellaneous | Natural Gas | Miscellaneous | E3 |  | Baseline Forecast | 0 | 0 | 0 | 0 | 0 | 0 | 0 | 0 | 0 | 0 | 0 | 0 | 0 | 0 | 0 | 0 | 0 | 0 | 0 | 0 | 0 | 0 | 0 | 0 | 0 | 0 | 0
Commercial_Warehouse (ID)_Existing_Miscellaneous_Natural Gas_Miscellaneous_E4_Baseline Forecast | Commercial | Warehouse (ID) | Existing | Miscellaneous | Natural Gas | Miscellaneous | E4 |  | Baseline Forecast | 0 | 0 | 0 | 0 | 0 | 0 | 0 | 0 | 0 | 0 | 0 | 0 | 0 | 0 | 0 | 0 | 0 | 0 | 0 | 0 | 0 | 0 | 0 | 0 | 0 | 0 | 0
Commercial_Warehouse (ID)_Existing_Miscellaneous_Natural Gas_Miscellaneous_E5_Baseline Forecast | Commercial | Warehouse (ID) | Existing | Miscellaneous | Natural Gas | Miscellaneous | E5 |  | Baseline Forecast | 0 | 0 | 0 | 0 | 0 | 0 | 0 | 0 | 0 | 0 | 0 | 0 | 0 | 0 | 0 | 0 | 0 | 0 | 0 | 0 | 0 | 0 | 0 | 0 | 0 | 0 | 0
Commercial_Warehouse (ID)_Existing_Miscellaneous_Natural Gas_Miscellaneous_E6_Baseline Forecast | Commercial | Warehouse (ID) | Existing | Miscellaneous | Natural Gas | Miscellaneous | E6 |  | Baseline Forecast | 0 | 0 | 0 | 0 | 0 | 0 | 0 | 0 | 0 | 0 | 0 | 0 | 0 | 0 | 0 | 0 | 0 | 0 | 0 | 0 | 0 | 0 | 0 | 0 | 0 | 0 | 0
Commercial_Warehouse (ID)_Existing_Miscellaneous_Natural Gas_Miscellaneous_E7_Baseline Forecast | Commercial | Warehouse (ID) | Existing | Miscellaneous | Natural Gas | Miscellaneous | E7 |  | Baseline Forecast | 0 | 0 | 0 | 0 | 0 | 0 | 0 | 0 | 0 | 0 | 0 | 0 | 0 | 0 | 0 | 0 | 0 | 0 | 0 | 0 | 0 | 0 | 0 | 0 | 0 | 0 | 0
Commercial_Warehouse (ID)_Existing_Miscellaneous_Natural Gas_Miscellaneous_E8_Baseline Forecast | Commercial | Warehouse (ID) | Existing | Miscellaneous | Natural Gas | Miscellaneous | E8 |  | Baseline Forecast | 0 | 0 | 0 | 0 | 0 | 0 | 0 | 0 | 0 | 0 | 0 | 0 | 0 | 0 | 0 | 0 | 0 | 0 | 0 | 0 | 0 | 0 | 0 | 0 | 0 | 0 | 0
Commercial_Warehouse (ID)_Existing_Miscellaneous_Natural Gas_Miscellaneous_E9_Baseline Forecast | Commercial | Warehouse (ID) | Existing | Miscellaneous | Natural Gas | Miscellaneous | E9 |  | Baseline Forecast | 0 | 0 | 0 | 0 | 0 | 0 | 0 | 0 | 0 | 0 | 0 | 0 | 0 | 0 | 0 | 0 | 0 | 0 | 0 | 0 | 0 | 0 | 0 | 0 | 0 | 0 | 0
Commercial_Warehouse (ID)_Existing_Miscellaneous_Natural Gas_Miscellaneous_E10_Baseline Forecast | Commercial | Warehouse (ID) | Existing | Miscellaneous | Natural Gas | Miscellaneous | E10 |  | Baseline Forecast | 0 | 0 | 0 | 0 | 0 | 0 | 0 | 0 | 0 | 0 | 0 | 0 | 0 | 0 | 0 | 0 | 0 | 0 | 0 | 0 | 0 | 0 | 0 | 0 | 0 | 0 | 0
Commercial_Warehouse (ID)_Existing_Miscellaneous_Natural Gas_Miscellaneous_Vintage_Baseline Forecast | Commercial | Warehouse (ID) | Existing | Miscellaneous | Natural Gas | Miscellaneous | Vintage | Vintage | Baseline Forecast | 5271788.1214 | 4736818.4894 | 4135601.3027 | 3483683.856 | 2934531.7211 | 2471945.4399 | 2082279.1637 | 1754038.1132 | 1477539.4944 | 1244626.8647 | 1048429.5265 | 883159.8474 | 743942.5316 | 626670.8024 | 527885.2572 | 444671.8177 | 374575.7676 | 315529.3412 | 265790.7258 | 223892.6804 | 188599.2529 | 158869.3214 | 133825.8816 | 112730.1761 | 94959.9021 | 79990.8535 | 67381.4578
Commercial_Warehouse (ID)_New_Space Heating_Natural Gas_Furnace_E1_Baseline Forecast | Commercial | Warehouse (ID) | New | Space Heating | Natural Gas | Furnace | E1 | AFUE 80% (Standard) | Baseline Forecast | 0 | 78274.8744 | 151321.2751 | 239297.4689 | 329351.7372 | 410662.4056 | 481544.0968 | 550102.6901 | 616649.8189 | 680678.1329 | 743743.0996 | 806843.1945 | 868979.0074 | 930264.2778 | 991172.7025 | 1051522.7617 | 1111099.9304 | 1169722.1772 | 1227698.4371 | 1284715.194 | 1340393.1958 | 1395204.3935 | 1449522.2628 | 1503818.2939 | 1557221.0972 | 1613247.2527 | 1663034.4979
Commercial_Warehouse (ID)_New_Space Heating_Natural Gas_Furnace_E2_Baseline Forecast | Commercial | Warehouse (ID) | New | Space Heating | Natural Gas | Furnace | E2 | AFUE 90% | Baseline Forecast | 0 | 0 | 0 | 0 | 0 | 0 | 0 | 0 | 0 | 0 | 0 | 0 | 0 | 0 | 0 | 0 | 0 | 0 | 0 | 0 | 0 | 0 | 0 | 0 | 0 | 0 | 0
Commercial_Warehouse (ID)_New_Space Heating_Natural Gas_Furnace_E3_Baseline Forecast | Commercial | Warehouse (ID) | New | Space Heating | Natural Gas | Furnace | E3 | AFUE 96% | Baseline Forecast | 0 | 0 | 0 | 0 | 0 | 0 | 0 | 0 | 0 | 0 | 0 | 0 | 0 | 0 | 0 | 0 | 0 | 0 | 0 | 0 | 0 | 0 | 0 | 0 | 0 | 0 | 0
Commercial_Warehouse (ID)_New_Space Heating_Natural Gas_Furnace_E4_Baseline Forecast | Commercial | Warehouse (ID) | New | Space Heating | Natural Gas | Furnace | E4 |  | Baseline Forecast | 0 | 0 | 0 | 0 | 0 | 0 | 0 | 0 | 0 | 0 | 0 | 0 | 0 | 0 | 0 | 0 | 0 | 0 | 0 | 0 | 0 | 0 | 0 | 0 | 0 | 0 | 0
Commercial_Warehouse (ID)_New_Space Heating_Natural Gas_Furnace_E5_Baseline Forecast | Commercial | Warehouse (ID) | New | Space Heating | Natural Gas | Furnace | E5 |  | Baseline Forecast | 0 | 0 | 0 | 0 | 0 | 0 | 0 | 0 | 0 | 0 | 0 | 0 | 0 | 0 | 0 | 0 | 0 | 0 | 0 | 0 | 0 | 0 | 0 | 0 | 0 | 0 | 0
Commercial_Warehouse (ID)_New_Space Heating_Natural Gas_Furnace_E6_Baseline Forecast | Commercial | Warehouse (ID) | New | Space Heating | Natural Gas | Furnace | E6 |  | Baseline Forecast | 0 | 0 | 0 | 0 | 0 | 0 | 0 | 0 | 0 | 0 | 0 | 0 | 0 | 0 | 0 | 0 | 0 | 0 | 0 | 0 | 0 | 0 | 0 | 0 | 0 | 0 | 0
Commercial_Warehouse (ID)_New_Space Heating_Natural Gas_Furnace_E7_Baseline Forecast | Commercial | Warehouse (ID) | New | Space Heating | Natural Gas | Furnace | E7 |  | Baseline Forecast | 0 | 0 | 0 | 0 | 0 | 0 | 0 | 0 | 0 | 0 | 0 | 0 | 0 | 0 | 0 | 0 | 0 | 0 | 0 | 0 | 0 | 0 | 0 | 0 | 0 | 0 | 0
Commercial_Warehouse (ID)_New_Space Heating_Natural Gas_Furnace_E8_Baseline Forecast | Commercial | Warehouse (ID) | New | Space Heating | Natural Gas | Furnace | E8 |  | Baseline Forecast | 0 | 0 | 0 | 0 | 0 | 0 | 0 | 0 | 0 | 0 | 0 | 0 | 0 | 0 | 0 | 0 | 0 | 0 | 0 | 0 | 0 | 0 | 0 | 0 | 0 | 0 | 0
Commercial_Warehouse (ID)_New_Space Heating_Natural Gas_Furnace_E9_Baseline Forecast | Commercial | Warehouse (ID) | New | Space Heating | Natural Gas | Furnace | E9 |  | Baseline Forecast | 0 | 0 | 0 | 0 | 0 | 0 | 0 | 0 | 0 | 0 | 0 | 0 | 0 | 0 | 0 | 0 | 0 | 0 | 0 | 0 | 0 | 0 | 0 | 0 | 0 | 0 | 0
Commercial_Warehouse (ID)_New_Space Heating_Natural Gas_Furnace_E10_Baseline Forecast | Commercial | Warehouse (ID) | New | Space Heating | Natural Gas | Furnace | E10 |  | Baseline Forecast | 0 | 0 | 0 | 0 | 0 | 0 | 0 | 0 | 0 | 0 | 0 | 0 | 0 | 0 | 0 | 0 | 0 | 0 | 0 | 0 | 0 | 0 | 0 | 0 | 0 | 0 | 0
Commercial_Warehouse (ID)_New_Space Heating_Natural Gas_Furnace_Vintage_Baseline Forecast | Commercial | Warehouse (ID) | New | Space Heating | Natural Gas | Furnace | Vintage | Vintage | Baseline Forecast | 0 | 0 | 0 | 0 | 0 | 0 | 0 | 0 | 0 | 0 | 0 | 0 | 0 | 0 | 0 | 0 | 0 | 0 | 0 | 0 | 0 | 0 | 0 | 0 | 0 | 0 | 0
Commercial_Warehouse (ID)_New_Space Heating_Natural Gas_Boiler_E1_Baseline Forecast | Commercial | Warehouse (ID) | New | Space Heating | Natural Gas | Boiler | E1 | AFUE 80% (Standard) | Baseline Forecast | 0 | 3777.7584 | 7303.1763 | 11549.1468 | 15895.4107 | 19819.6847 | 23240.628 | 26549.4521 | 29761.1976 | 32851.3782 | 35895.065 | 38940.4472 | 41939.2906 | 44897.0844 | 47836.6907 | 50749.3487 | 53624.7049 | 56453.974 | 59252.066 | 62003.8498 | 64691.0216 | 67336.3591 | 69957.8872 | 72578.3614 | 75155.7259 | 77859.7006 | 80262.5685
Commercial_Warehouse (ID)_New_Space Heating_Natural Gas_Boiler_E2_Baseline Forecast | Commercial | Warehouse (ID) | New | Space Heating | Natural Gas | Boiler | E2 | AFUE 85% | Baseline Forecast | 0 | 0 | 0 | 0 | 0 | 0 | 0 | 0 | 0 | 0 | 0 | 0 | 0 | 0 | 0 | 0 | 0 | 0 | 0 | 0 | 0 | 0 | 0 | 0 | 0 | 0 | 0
Commercial_Warehouse (ID)_New_Space Heating_Natural Gas_Boiler_E3_Baseline Forecast | Commercial | Warehouse (ID) | New | Space Heating | Natural Gas | Boiler | E3 | AFUE 97% | Baseline Forecast | 0 | 0 | 0 | 0 | 0 | 0 | 0 | 0 | 0 | 0 | 0 | 0 | 0 | 0 | 0 | 0 | 0 | 0 | 0 | 0 | 0 | 0 | 0 | 0 | 0 | 0 | 0
Commercial_Warehouse (ID)_New_Space Heating_Natural Gas_Boiler_E4_Baseline Forecast | Commercial | Warehouse (ID) | New | Space Heating | Natural Gas | Boiler | E4 | Convert to NG Air Source Heat Pump | Baseline Forecast | 0 | 0 | 0 | 0 | 0 | 0 | 0 | 0 | 0 | 0 | 0 | 0 | 0 | 0 | 0 | 0 | 0 | 0 | 0 | 0 | 0 | 0 | 0 | 0 | 0 | 0 | 0
Commercial_Warehouse (ID)_New_Space Heating_Natural Gas_Boiler_E5_Baseline Forecast | Commercial | Warehouse (ID) | New | Space Heating | Natural Gas | Boiler | E5 |  | Baseline Forecast | 0 | 0 | 0 | 0 | 0 | 0 | 0 | 0 | 0 | 0 | 0 | 0 | 0 | 0 | 0 | 0 | 0 | 0 | 0 | 0 | 0 | 0 | 0 | 0 | 0 | 0 | 0
Commercial_Warehouse (ID)_New_Space Heating_Natural Gas_Boiler_E6_Baseline Forecast | Commercial | Warehouse (ID) | New | Space Heating | Natural Gas | Boiler | E6 |  | Baseline Forecast | 0 | 0 | 0 | 0 | 0 | 0 | 0 | 0 | 0 | 0 | 0 | 0 | 0 | 0 | 0 | 0 | 0 | 0 | 0 | 0 | 0 | 0 | 0 | 0 | 0 | 0 | 0
Commercial_Warehouse (ID)_New_Space Heating_Natural Gas_Boiler_E7_Baseline Forecast | Commercial | Warehouse (ID) | New | Space Heating | Natural Gas | Boiler | E7 |  | Baseline Forecast | 0 | 0 | 0 | 0 | 0 | 0 | 0 | 0 | 0 | 0 | 0 | 0 | 0 | 0 | 0 | 0 | 0 | 0 | 0 | 0 | 0 | 0 | 0 | 0 | 0 | 0 | 0
Commercial_Warehouse (ID)_New_Space Heating_Natural Gas_Boiler_E8_Baseline Forecast | Commercial | Warehouse (ID) | New | Space Heating | Natural Gas | Boiler | E8 |  | Baseline Forecast | 0 | 0 | 0 | 0 | 0 | 0 | 0 | 0 | 0 | 0 | 0 | 0 | 0 | 0 | 0 | 0 | 0 | 0 | 0 | 0 | 0 | 0 | 0 | 0 | 0 | 0 | 0
Commercial_Warehouse (ID)_New_Space Heating_Natural Gas_Boiler_E9_Baseline Forecast | Commercial | Warehouse (ID) | New | Space Heating | Natural Gas | Boiler | E9 |  | Baseline Forecast | 0 | 0 | 0 | 0 | 0 | 0 | 0 | 0 | 0 | 0 | 0 | 0 | 0 | 0 | 0 | 0 | 0 | 0 | 0 | 0 | 0 | 0 | 0 | 0 | 0 | 0 | 0
Commercial_Warehouse (ID)_New_Space Heating_Natural Gas_Boiler_E10_Baseline Forecast | Commercial | Warehouse (ID) | New | Space Heating | Natural Gas | Boiler | E10 |  | Baseline Forecast | 0 | 0 | 0 | 0 | 0 | 0 | 0 | 0 | 0 | 0 | 0 | 0 | 0 | 0 | 0 | 0 | 0 | 0 | 0 | 0 | 0 | 0 | 0 | 0 | 0 | 0 | 0
Commercial_Warehouse (ID)_New_Space Heating_Natural Gas_Boiler_Vintage_Baseline Forecast | Commercial | Warehouse (ID) | New | Space Heating | Natural Gas | Boiler | Vintage | Vintage | Baseline Forecast | 0 | 0 | 0 | 0 | 0 | 0 | 0 | 0 | 0 | 0 | 0 | 0 | 0 | 0 | 0 | 0 | 0 | 0 | 0 | 0 | 0 | 0 | 0 | 0 | 0 | 0 | 0
Commercial_Warehouse (ID)_New_Space Heating_Natural Gas_Unit Heater_E1_Baseline Forecast | Commercial | Warehouse (ID) | New | Space Heating | Natural Gas | Unit Heater | E1 | Standard | Baseline Forecast | 0 | 27708.4373 | 53566.053 | 84708.6498 | 116586.8619 | 145369.9367 | 170461.2692 | 194730.2508 | 218287.1963 | 240952.5092 | 263276.808 | 285613.5417 | 307608.9303 | 329303.2362 | 350864.143 | 372227.3946 | 393317.0515 | 414068.6767 | 434591.6296 | 454774.9292 | 474484.3242 | 493886.8803 | 513114.8035 | 532334.9963 | 551238.9964 | 571071.634 | 588695.7666
Commercial_Warehouse (ID)_New_Space Heating_Natural Gas_Unit Heater_E2_Baseline Forecast | Commercial | Warehouse (ID) | New | Space Heating | Natural Gas | Unit Heater | E2 | Condensing | Baseline Forecast | 0 | 0 | 0 | 0 | 0 | 0 | 0 | 0 | 0 | 0 | 0 | 0 | 0 | 0 | 0 | 0 | 0 | 0 | 0 | 0 | 0 | 0 | 0 | 0 | 0 | 0 | 0
Commercial_Warehouse (ID)_New_Space Heating_Natural Gas_Unit Heater_E3_Baseline Forecast | Commercial | Warehouse (ID) | New | Space Heating | Natural Gas | Unit Heater | E3 | Infrared Radiant | Baseline Forecast | 0 | 0 | 0 | 0 | 0 | 0 | 0 | 0 | 0 | 0 | 0 | 0 | 0 | 0 | 0 | 0 | 0 | 0 | 0 | 0 | 0 | 0 | 0 | 0 | 0 | 0 | 0
Commercial_Warehouse (ID)_New_Space Heating_Natural Gas_Unit Heater_E4_Baseline Forecast | Commercial | Warehouse (ID) | New | Space Heating | Natural Gas | Unit Heater | E4 |  | Baseline Forecast | 0 | 0 | 0 | 0 | 0 | 0 | 0 | 0 | 0 | 0 | 0 | 0 | 0 | 0 | 0 | 0 | 0 | 0 | 0 | 0 | 0 | 0 | 0 | 0 | 0 | 0 | 0
Commercial_Warehouse (ID)_New_Space Heating_Natural Gas_Unit Heater_E5_Baseline Forecast | Commercial | Warehouse (ID) | New | Space Heating | Natural Gas | Unit Heater | E5 |  | Baseline Forecast | 0 | 0 | 0 | 0 | 0 | 0 | 0 | 0 | 0 | 0 | 0 | 0 | 0 | 0 | 0 | 0 | 0 | 0 | 0 | 0 | 0 | 0 | 0 | 0 | 0 | 0 | 0
Commercial_Warehouse (ID)_New_Space Heating_Natural Gas_Unit Heater_E6_Baseline Forecast | Commercial | Warehouse (ID) | New | Space Heating | Natural Gas | Unit Heater | E6 |  | Baseline Forecast | 0 | 0 | 0 | 0 | 0 | 0 | 0 | 0 | 0 | 0 | 0 | 0 | 0 | 0 | 0 | 0 | 0 | 0 | 0 | 0 | 0 | 0 | 0 | 0 | 0 | 0 | 0
Commercial_Warehouse (ID)_New_Space Heating_Natural Gas_Unit Heater_E7_Baseline Forecast | Commercial | Warehouse (ID) | New | Space Heating | Natural Gas | Unit Heater | E7 |  | Baseline Forecast | 0 | 0 | 0 | 0 | 0 | 0 | 0 | 0 | 0 | 0 | 0 | 0 | 0 | 0 | 0 | 0 | 0 | 0 | 0 | 0 | 0 | 0 | 0 | 0 | 0 | 0 | 0
Commercial_Warehouse (ID)_New_Space Heating_Natural Gas_Unit Heater_E8_Baseline Forecast | Commercial | Warehouse (ID) | New | Space Heating | Natural Gas | Unit Heater | E8 |  | Baseline Forecast | 0 | 0 | 0 | 0 | 0 | 0 | 0 | 0 | 0 | 0 | 0 | 0 | 0 | 0 | 0 | 0 | 0 | 0 | 0 | 0 | 0 | 0 | 0 | 0 | 0 | 0 | 0
Commercial_Warehouse (ID)_New_Space Heating_Natural Gas_Unit Heater_E9_Baseline Forecast | Commercial | Warehouse (ID) | New | Space Heating | Natural Gas | Unit Heater | E9 |  | Baseline Forecast | 0 | 0 | 0 | 0 | 0 | 0 | 0 | 0 | 0 | 0 | 0 | 0 | 0 | 0 | 0 | 0 | 0 | 0 | 0 | 0 | 0 | 0 | 0 | 0 | 0 | 0 | 0
Commercial_Warehouse (ID)_New_Space Heating_Natural Gas_Unit Heater_E10_Baseline Forecast | Commercial | Warehouse (ID) | New | Space Heating | Natural Gas | Unit Heater | E10 |  | Baseline Forecast | 0 | 0 | 0 | 0 | 0 | 0 | 0 | 0 | 0 | 0 | 0 | 0 | 0 | 0 | 0 | 0 | 0 | 0 | 0 | 0 | 0 | 0 | 0 | 0 | 0 | 0 | 0
Commercial_Warehouse (ID)_New_Space Heating_Natural Gas_Unit Heater_Vintage_Baseline Forecast | Commercial | Warehouse (ID) | New | Space Heating | Natural Gas | Unit Heater | Vintage | Vintage | Baseline Forecast | 0 | 0 | 0 | 0 | 0 | 0 | 0 | 0 | 0 | 0 | 0 | 0 | 0 | 0 | 0 | 0 | 0 | 0 | 0 | 0 | 0 | 0 | 0 | 0 | 0 | 0 | 0
Commercial_Warehouse (ID)_New_Water Heating_Natural Gas_Water Heater_E1_Baseline Forecast | Commercial | Warehouse (ID) | New | Water Heating | Natural Gas | Water Heater | E1 | TE 0.80 | Baseline Forecast | 0 | 35943.0274 | 69485.1927 | 109882.9674 | 151234.9728 | 188572.0059 | 221120.1586 | 252601.5684 | 283159.3341 | 312560.4856 | 341519.2778 | 370494.2005 | 399026.3348 | 427167.9085 | 455136.4385 | 482848.5728 | 510205.8036 | 537124.5439 | 563746.6537 | 589928.1694 | 615494.9423 | 640663.6876 | 665605.9016 | 690538.0876 | 715060.1125 | 740786.7541 | 763648.5514
Commercial_Warehouse (ID)_New_Water Heating_Natural Gas_Water Heater_E2_Baseline Forecast | Commercial | Warehouse (ID) | New | Water Heating | Natural Gas | Water Heater | E2 | TE 0.90 | Baseline Forecast | 0 | 0 | 0 | 0 | 0 | 0 | 0 | 0 | 0 | 0 | 0 | 0 | 0 | 0 | 0 | 0 | 0 | 0 | 0 | 0 | 0 | 0 | 0 | 0 | 0 | 0 | 0
Commercial_Warehouse (ID)_New_Water Heating_Natural Gas_Water Heater_E3_Baseline Forecast | Commercial | Warehouse (ID) | New | Water Heating | Natural Gas | Water Heater | E3 | TE 0.94 | Baseline Forecast | 0 | 40531.4989 | 78355.6428 | 123910.5802 | 170541.5651 | 212645.0279 | 249348.264 | 284848.5771 | 319307.3342 | 352461.8241 | 385117.4835 | 417791.3325 | 449965.8668 | 481699.9819 | 513238.9626 | 544488.8161 | 575338.4593 | 605693.6346 | 635714.3116 | 665238.1484 | 694068.7647 | 722450.5414 | 750576.8677 | 778691.886 | 806344.3822 | 835355.2759 | 861135.6006
Commercial_Warehouse (ID)_New_Water Heating_Natural Gas_Water Heater_E4_Baseline Forecast | Commercial | Warehouse (ID) | New | Water Heating | Natural Gas | Water Heater | E4 | Instantaneous TE 0.94 | Baseline Forecast | 0 | 0 | 0 | 0 | 0 | 0 | 0 | 0 | 0 | 0 | 0 | 0 | 0 | 0 | 0 | 0 | 0 | 0 | 0 | 0 | 0 | 0 | 0 | 0 | 0 | 0 | 0
Commercial_Warehouse (ID)_New_Water Heating_Natural Gas_Water Heater_E5_Baseline Forecast | Commercial | Warehouse (ID) | New | Water Heating | Natural Gas | Water Heater | E5 | Gas-Fired Absorption HPWH | Baseline Forecast | 0 | 0 | 0 | 0 | 0 | 0 | 0 | 0 | 0 | 0 | 0 | 0 | 0 | 0 | 0 | 0 | 0 | 0 | 0 | 0 | 0 | 0 | 0 | 0 | 0 | 0 | 0
Commercial_Warehouse (ID)_New_Water Heating_Natural Gas_Water Heater_E6_Baseline Forecast | Commercial | Warehouse (ID) | New | Water Heating | Natural Gas | Water Heater | E6 |  | Baseline Forecast | 0 | 0 | 0 | 0 | 0 | 0 | 0 | 0 | 0 | 0 | 0 | 0 | 0 | 0 | 0 | 0 | 0 | 0 | 0 | 0 | 0 | 0 | 0 | 0 | 0 | 0 | 0
Commercial_Warehouse (ID)_New_Water Heating_Natural Gas_Water Heater_E7_Baseline Forecast | Commercial | Warehouse (ID) | New | Water Heating | Natural Gas | Water Heater | E7 |  | Baseline Forecast | 0 | 0 | 0 | 0 | 0 | 0 | 0 | 0 | 0 | 0 | 0 | 0 | 0 | 0 | 0 | 0 | 0 | 0 | 0 | 0 | 0 | 0 | 0 | 0 | 0 | 0 | 0
Commercial_Warehouse (ID)_New_Water Heating_Natural Gas_Water Heater_E8_Baseline Forecast | Commercial | Warehouse (ID) | New | Water Heating | Natural Gas | Water Heater | E8 |  | Baseline Forecast | 0 | 0 | 0 | 0 | 0 | 0 | 0 | 0 | 0 | 0 | 0 | 0 | 0 | 0 | 0 | 0 | 0 | 0 | 0 | 0 | 0 | 0 | 0 | 0 | 0 | 0 | 0
Commercial_Warehouse (ID)_New_Water Heating_Natural Gas_Water Heater_E9_Baseline Forecast | Commercial | Warehouse (ID) | New | Water Heating | Natural Gas | Water Heater | E9 |  | Baseline Forecast | 0 | 0 | 0 | 0 | 0 | 0 | 0 | 0 | 0 | 0 | 0 | 0 | 0 | 0 | 0 | 0 | 0 | 0 | 0 | 0 | 0 | 0 | 0 | 0 | 0 | 0 | 0
Commercial_Warehouse (ID)_New_Water Heating_Natural Gas_Water Heater_E10_Baseline Forecast | Commercial | Warehouse (ID) | New | Water Heating | Natural Gas | Water Heater | E10 |  | Baseline Forecast | 0 | 0 | 0 | 0 | 0 | 0 | 0 | 0 | 0 | 0 | 0 | 0 | 0 | 0 | 0 | 0 | 0 | 0 | 0 | 0 | 0 | 0 | 0 | 0 | 0 | 0 | 0
Commercial_Warehouse (ID)_New_Water Heating_Natural Gas_Water Heater_Vintage_Baseline Forecast | Commercial | Warehouse (ID) | New | Water Heating | Natural Gas | Water Heater | Vintage | Vintage | Baseline Forecast | 0 | 0 | 0 | 0 | 0 | 0 | 0 | 0 | 0 | 0 | 0 | 0 | 0 | 0 | 0 | 0 | 0 | 0 | 0 | 0 | 0 | 0 | 0 | 0 | 0 | 0 | 0
Commercial_Warehouse (ID)_New_Food Preparation_Natural Gas_Oven_E1_Baseline Forecast | Commercial | Warehouse (ID) | New | Food Preparation | Natural Gas | Oven | E1 | Standard | Baseline Forecast | 0 | 372.5171 | 720.1514 | 1138.8379 | 1567.4142 | 1954.3789 | 2291.7112 | 2617.9876 | 2934.6913 | 3239.4078 | 3539.5396 | 3839.8385 | 4135.5484 | 4427.2104 | 4717.0791 | 5004.2904 | 5287.8234 | 5566.8119 | 5842.7261 | 6114.0739 | 6379.0504 | 6639.9018 | 6898.4054 | 7156.805 | 7410.9537 | 7677.5872 | 7914.5291
Commercial_Warehouse (ID)_New_Food Preparation_Natural Gas_Oven_E2_Baseline Forecast | Commercial | Warehouse (ID) | New | Food Preparation | Natural Gas | Oven | E2 | ENERGY STAR (>42% Baking Efficiency) | Baseline Forecast | 0 | 536.0612 | 1036.3154 | 1638.8156 | 2255.5473 | 2812.3989 | 3297.8283 | 3767.3481 | 4223.0924 | 4661.5868 | 5093.4838 | 5525.6213 | 5951.155 | 6370.8638 | 6787.9918 | 7201.2959 | 7609.3068 | 8010.7781 | 8407.8253 | 8798.3014 | 9179.6092 | 9554.9806 | 9926.9736 | 10298.817 | 10664.5431 | 11048.2352 | 11389.2004
Commercial_Warehouse (ID)_New_Food Preparation_Natural Gas_Oven_E3_Baseline Forecast | Commercial | Warehouse (ID) | New | Food Preparation | Natural Gas | Oven | E3 |  | Baseline Forecast | 0 | 0 | 0 | 0 | 0 | 0 | 0 | 0 | 0 | 0 | 0 | 0 | 0 | 0 | 0 | 0 | 0 | 0 | 0 | 0 | 0 | 0 | 0 | 0 | 0 | 0 | 0
Commercial_Warehouse (ID)_New_Food Preparation_Natural Gas_Oven_E4_Baseline Forecast | Commercial | Warehouse (ID) | New | Food Preparation | Natural Gas | Oven | E4 |  | Baseline Forecast | 0 | 0 | 0 | 0 | 0 | 0 | 0 | 0 | 0 | 0 | 0 | 0 | 0 | 0 | 0 | 0 | 0 | 0 | 0 | 0 | 0 | 0 | 0 | 0 | 0 | 0 | 0
Commercial_Warehouse (ID)_New_Food Preparation_Natural Gas_Oven_E5_Baseline Forecast | Commercial | Warehouse (ID) | New | Food Preparation | Natural Gas | Oven | E5 |  | Baseline Forecast | 0 | 0 | 0 | 0 | 0 | 0 | 0 | 0 | 0 | 0 | 0 | 0 | 0 | 0 | 0 | 0 | 0 | 0 | 0 | 0 | 0 | 0 | 0 | 0 | 0 | 0 | 0
Commercial_Warehouse (ID)_New_Food Preparation_Natural Gas_Oven_E6_Baseline Forecast | Commercial | Warehouse (ID) | New | Food Preparation | Natural Gas | Oven | E6 |  | Baseline Forecast | 0 | 0 | 0 | 0 | 0 | 0 | 0 | 0 | 0 | 0 | 0 | 0 | 0 | 0 | 0 | 0 | 0 | 0 | 0 | 0 | 0 | 0 | 0 | 0 | 0 | 0 | 0
Commercial_Warehouse (ID)_New_Food Preparation_Natural Gas_Oven_E7_Baseline Forecast | Commercial | Warehouse (ID) | New | Food Preparation | Natural Gas | Oven | E7 |  | Baseline Forecast | 0 | 0 | 0 | 0 | 0 | 0 | 0 | 0 | 0 | 0 | 0 | 0 | 0 | 0 | 0 | 0 | 0 | 0 | 0 | 0 | 0 | 0 | 0 | 0 | 0 | 0 | 0
Commercial_Warehouse (ID)_New_Food Preparation_Natural Gas_Oven_E8_Baseline Forecast | Commercial | Warehouse (ID) | New | Food Preparation | Natural Gas | Oven | E8 |  | Baseline Forecast | 0 | 0 | 0 | 0 | 0 | 0 | 0 | 0 | 0 | 0 | 0 | 0 | 0 | 0 | 0 | 0 | 0 | 0 | 0 | 0 | 0 | 0 | 0 | 0 | 0 | 0 | 0
Commercial_Warehouse (ID)_New_Food Preparation_Natural Gas_Oven_E9_Baseline Forecast | Commercial | Warehouse (ID) | New | Food Preparation | Natural Gas | Oven | E9 |  | Baseline Forecast | 0 | 0 | 0 | 0 | 0 | 0 | 0 | 0 | 0 | 0 | 0 | 0 | 0 | 0 | 0 | 0 | 0 | 0 | 0 | 0 | 0 | 0 | 0 | 0 | 0 | 0 | 0
Commercial_Warehouse (ID)_New_Food Preparation_Natural Gas_Oven_E10_Baseline Forecast | Commercial | Warehouse (ID) | New | Food Preparation | Natural Gas | Oven | E10 |  | Baseline Forecast | 0 | 0 | 0 | 0 | 0 | 0 | 0 | 0 | 0 | 0 | 0 | 0 | 0 | 0 | 0 | 0 | 0 | 0 | 0 | 0 | 0 | 0 | 0 | 0 | 0 | 0 | 0
Commercial_Warehouse (ID)_New_Food Preparation_Natural Gas_Oven_Vintage_Baseline Forecast | Commercial | Warehouse (ID) | New | Food Preparation | Natural Gas | Oven | Vintage | Vintage | Baseline Forecast | 0 | 0 | 0 | 0 | 0 | 0 | 0 | 0 | 0 | 0 | 0 | 0 | 0 | 0 | 0 | 0 | 0 | 0 | 0 | 0 | 0 | 0 | 0 | 0 | 0 | 0 | 0
Commercial_Warehouse (ID)_New_Food Preparation_Natural Gas_Conveyor Oven_E1_Baseline Forecast | Commercial | Warehouse (ID) | New | Food Preparation | Natural Gas | Conveyor Oven | E1 | Standard | Baseline Forecast | 0 | 186.2585 | 360.0757 | 569.419 | 783.7071 | 977.1895 | 1145.8556 | 1308.9938 | 1467.3457 | 1619.7039 | 1769.7698 | 1919.9193 | 2067.7742 | 2213.6052 | 2358.5395 | 2502.1452 | 2643.9117 | 2783.4059 | 2921.363 | 3057.0369 | 3189.5252 | 3319.9509 | 3449.2027 | 3578.4025 | 3705.4769 | 3838.7936 | 3957.2645
Commercial_Warehouse (ID)_New_Food Preparation_Natural Gas_Conveyor Oven_E2_Baseline Forecast | Commercial | Warehouse (ID) | New | Food Preparation | Natural Gas | Conveyor Oven | E2 | ENERGY STAR (>42% Baking Efficiency) | Baseline Forecast | 0 | 268.0306 | 518.1577 | 819.4078 | 1127.7736 | 1406.1995 | 1648.9141 | 1883.674 | 2111.5462 | 2330.7934 | 2546.7419 | 2762.8106 | 2975.5775 | 3185.4319 | 3393.9959 | 3600.6479 | 3804.6534 | 4005.389 | 4203.9127 | 4399.1507 | 4589.8046 | 4777.4903 | 4963.4868 | 5149.4085 | 5332.2716 | 5524.1176 | 5694.6002
Commercial_Warehouse (ID)_New_Food Preparation_Natural Gas_Conveyor Oven_E3_Baseline Forecast | Commercial | Warehouse (ID) | New | Food Preparation | Natural Gas | Conveyor Oven | E3 |  | Baseline Forecast | 0 | 0 | 0 | 0 | 0 | 0 | 0 | 0 | 0 | 0 | 0 | 0 | 0 | 0 | 0 | 0 | 0 | 0 | 0 | 0 | 0 | 0 | 0 | 0 | 0 | 0 | 0
Commercial_Warehouse (ID)_New_Food Preparation_Natural Gas_Conveyor Oven_E4_Baseline Forecast | Commercial | Warehouse (ID) | New | Food Preparation | Natural Gas | Conveyor Oven | E4 |  | Baseline Forecast | 0 | 0 | 0 | 0 | 0 | 0 | 0 | 0 | 0 | 0 | 0 | 0 | 0 | 0 | 0 | 0 | 0 | 0 | 0 | 0 | 0 | 0 | 0 | 0 | 0 | 0 | 0
Commercial_Warehouse (ID)_New_Food Preparation_Natural Gas_Conveyor Oven_E5_Baseline Forecast | Commercial | Warehouse (ID) | New | Food Preparation | Natural Gas | Conveyor Oven | E5 |  | Baseline Forecast | 0 | 0 | 0 | 0 | 0 | 0 | 0 | 0 | 0 | 0 | 0 | 0 | 0 | 0 | 0 | 0 | 0 | 0 | 0 | 0 | 0 | 0 | 0 | 0 | 0 | 0 | 0
Commercial_Warehouse (ID)_New_Food Preparation_Natural Gas_Conveyor Oven_E6_Baseline Forecast | Commercial | Warehouse (ID) | New | Food Preparation | Natural Gas | Conveyor Oven | E6 |  | Baseline Forecast | 0 | 0 | 0 | 0 | 0 | 0 | 0 | 0 | 0 | 0 | 0 | 0 | 0 | 0 | 0 | 0 | 0 | 0 | 0 | 0 | 0 | 0 | 0 | 0 | 0 | 0 | 0
Commercial_Warehouse (ID)_New_Food Preparation_Natural Gas_Conveyor Oven_E7_Baseline Forecast | Commercial | Warehouse (ID) | New | Food Preparation | Natural Gas | Conveyor Oven | E7 |  | Baseline Forecast | 0 | 0 | 0 | 0 | 0 | 0 | 0 | 0 | 0 | 0 | 0 | 0 | 0 | 0 | 0 | 0 | 0 | 0 | 0 | 0 | 0 | 0 | 0 | 0 | 0 | 0 | 0
Commercial_Warehouse (ID)_New_Food Preparation_Natural Gas_Conveyor Oven_E8_Baseline Forecast | Commercial | Warehouse (ID) | New | Food Preparation | Natural Gas | Conveyor Oven | E8 |  | Baseline Forecast | 0 | 0 | 0 | 0 | 0 | 0 | 0 | 0 | 0 | 0 | 0 | 0 | 0 | 0 | 0 | 0 | 0 | 0 | 0 | 0 | 0 | 0 | 0 | 0 | 0 | 0 | 0
Commercial_Warehouse (ID)_New_Food Preparation_Natural Gas_Conveyor Oven_E9_Baseline Forecast | Commercial | Warehouse (ID) | New | Food Preparation | Natural Gas | Conveyor Oven | E9 |  | Baseline Forecast | 0 | 0 | 0 | 0 | 0 | 0 | 0 | 0 | 0 | 0 | 0 | 0 | 0 | 0 | 0 | 0 | 0 | 0 | 0 | 0 | 0 | 0 | 0 | 0 | 0 | 0 | 0
Commercial_Warehouse (ID)_New_Food Preparation_Natural Gas_Conveyor Oven_E10_Baseline Forecast | Commercial | Warehouse (ID) | New | Food Preparation | Natural Gas | Conveyor Oven | E10 |  | Baseline Forecast | 0 | 0 | 0 | 0 | 0 | 0 | 0 | 0 | 0 | 0 | 0 | 0 | 0 | 0 | 0 | 0 | 0 | 0 | 0 | 0 | 0 | 0 | 0 | 0 | 0 | 0 | 0
Commercial_Warehouse (ID)_New_Food Preparation_Natural Gas_Conveyor Oven_Vintage_Baseline Forecast | Commercial | Warehouse (ID) | New | Food Preparation | Natural Gas | Conveyor Oven | Vintage | Vintage | Baseline Forecast | 0 | 0 | 0 | 0 | 0 | 0 | 0 | 0 | 0 | 0 | 0 | 0 | 0 | 0 | 0 | 0 | 0 | 0 | 0 | 0 | 0 | 0 | 0 | 0 | 0 | 0 | 0
Commercial_Warehouse (ID)_New_Food Preparation_Natural Gas_Double Rack Oven_E1_Baseline Forecast | Commercial | Warehouse (ID) | New | Food Preparation | Natural Gas | Double Rack Oven | E1 | Standard | Baseline Forecast | 0 | 186.2585 | 360.0757 | 569.419 | 783.7071 | 977.1895 | 1145.8556 | 1308.9938 | 1467.3457 | 1619.7039 | 1769.7698 | 1919.9193 | 2067.7742 | 2213.6052 | 2358.5395 | 2502.1452 | 2643.9117 | 2783.4059 | 2921.363 | 3057.0369 | 3189.5252 | 3319.9509 | 3449.2027 | 3578.4025 | 3705.4769 | 3838.7936 | 3957.2645
Commercial_Warehouse (ID)_New_Food Preparation_Natural Gas_Double Rack Oven_E2_Baseline Forecast | Commercial | Warehouse (ID) | New | Food Preparation | Natural Gas | Double Rack Oven | E2 | FTSC Qualified (>50% Cooking Efficiency) | Baseline Forecast | 0 | 268.0306 | 518.1577 | 819.4078 | 1127.7736 | 1406.1995 | 1648.9141 | 1883.674 | 2111.5462 | 2330.7934 | 2546.7419 | 2762.8106 | 2975.5775 | 3185.4319 | 3393.9959 | 3600.6479 | 3804.6534 | 4005.389 | 4203.9127 | 4399.1507 | 4589.8046 | 4777.4903 | 4963.4868 | 5149.4085 | 5332.2716 | 5524.1176 | 5694.6002
Commercial_Warehouse (ID)_New_Food Preparation_Natural Gas_Double Rack Oven_E3_Baseline Forecast | Commercial | Warehouse (ID) | New | Food Preparation | Natural Gas | Double Rack Oven | E3 |  | Baseline Forecast | 0 | 0 | 0 | 0 | 0 | 0 | 0 | 0 | 0 | 0 | 0 | 0 | 0 | 0 | 0 | 0 | 0 | 0 | 0 | 0 | 0 | 0 | 0 | 0 | 0 | 0 | 0
Commercial_Warehouse (ID)_New_Food Preparation_Natural Gas_Double Rack Oven_E4_Baseline Forecast | Commercial | Warehouse (ID) | New | Food Preparation | Natural Gas | Double Rack Oven | E4 |  | Baseline Forecast | 0 | 0 | 0 | 0 | 0 | 0 | 0 | 0 | 0 | 0 | 0 | 0 | 0 | 0 | 0 | 0 | 0 | 0 | 0 | 0 | 0 | 0 | 0 | 0 | 0 | 0 | 0
Commercial_Warehouse (ID)_New_Food Preparation_Natural Gas_Double Rack Oven_E5_Baseline Forecast | Commercial | Warehouse (ID) | New | Food Preparation | Natural Gas | Double Rack Oven | E5 |  | Baseline Forecast | 0 | 0 | 0 | 0 | 0 | 0 | 0 | 0 | 0 | 0 | 0 | 0 | 0 | 0 | 0 | 0 | 0 | 0 | 0 | 0 | 0 | 0 | 0 | 0 | 0 | 0 | 0
Commercial_Warehouse (ID)_New_Food Preparation_Natural Gas_Double Rack Oven_E6_Baseline Forecast | Commercial | Warehouse (ID) | New | Food Preparation | Natural Gas | Double Rack Oven | E6 |  | Baseline Forecast | 0 | 0 | 0 | 0 | 0 | 0 | 0 | 0 | 0 | 0 | 0 | 0 | 0 | 0 | 0 | 0 | 0 | 0 | 0 | 0 | 0 | 0 | 0 | 0 | 0 | 0 | 0
Commercial_Warehouse (ID)_New_Food Preparation_Natural Gas_Double Rack Oven_E7_Baseline Forecast | Commercial | Warehouse (ID) | New | Food Preparation | Natural Gas | Double Rack Oven | E7 |  | Baseline Forecast | 0 | 0 | 0 | 0 | 0 | 0 | 0 | 0 | 0 | 0 | 0 | 0 | 0 | 0 | 0 | 0 | 0 | 0 | 0 | 0 | 0 | 0 | 0 | 0 | 0 | 0 | 0
Commercial_Warehouse (ID)_New_Food Preparation_Natural Gas_Double Rack Oven_E8_Baseline Forecast | Commercial | Warehouse (ID) | New | Food Preparation | Natural Gas | Double Rack Oven | E8 |  | Baseline Forecast | 0 | 0 | 0 | 0 | 0 | 0 | 0 | 0 | 0 | 0 | 0 | 0 | 0 | 0 | 0 | 0 | 0 | 0 | 0 | 0 | 0 | 0 | 0 | 0 | 0 | 0 | 0
Commercial_Warehouse (ID)_New_Food Preparation_Natural Gas_Double Rack Oven_E9_Baseline Forecast | Commercial | Warehouse (ID) | New | Food Preparation | Natural Gas | Double Rack Oven | E9 |  | Baseline Forecast | 0 | 0 | 0 | 0 | 0 | 0 | 0 | 0 | 0 | 0 | 0 | 0 | 0 | 0 | 0 | 0 | 0 | 0 | 0 | 0 | 0 | 0 | 0 | 0 | 0 | 0 | 0
Commercial_Warehouse (ID)_New_Food Preparation_Natural Gas_Double Rack Oven_E10_Baseline Forecast | Commercial | Warehouse (ID) | New | Food Preparation | Natural Gas | Double Rack Oven | E10 |  | Baseline Forecast | 0 | 0 | 0 | 0 | 0 | 0 | 0 | 0 | 0 | 0 | 0 | 0 | 0 | 0 | 0 | 0 | 0 | 0 | 0 | 0 | 0 | 0 | 0 | 0 | 0 | 0 | 0
Commercial_Warehouse (ID)_New_Food Preparation_Natural Gas_Double Rack Oven_Vintage_Baseline Forecast | Commercial | Warehouse (ID) | New | Food Preparation | Natural Gas | Double Rack Oven | Vintage | Vintage | Baseline Forecast | 0 | 0 | 0 | 0 | 0 | 0 | 0 | 0 | 0 | 0 | 0 | 0 | 0 | 0 | 0 | 0 | 0 | 0 | 0 | 0 | 0 | 0 | 0 | 0 | 0 | 0 | 0
Commercial_Warehouse (ID)_New_Food Preparation_Natural Gas_Fryer_E1_Baseline Forecast | Commercial | Warehouse (ID) | New | Food Preparation | Natural Gas | Fryer | E1 | Standard | Baseline Forecast | 0 | 1344.6958 | 2599.5709 | 4110.9272 | 5657.983 | 7054.8312 | 8272.5184 | 9450.2968 | 10593.5199 | 11693.472 | 12776.8745 | 13860.8805 | 14928.321 | 15981.1499 | 17027.5049 | 18064.2676 | 19087.7527 | 20094.8331 | 21090.816 | 22070.3155 | 23026.8162 | 23968.426 | 24901.5609 | 25834.3205 | 26751.7353 | 27714.2171 | 28569.5197
Commercial_Warehouse (ID)_New_Food Preparation_Natural Gas_Fryer_E2_Baseline Forecast | Commercial | Warehouse (ID) | New | Food Preparation | Natural Gas | Fryer | E2 | ENERGY STAR | Baseline Forecast | 0 | 472.4607 | 913.3628 | 1444.3798 | 1987.94 | 2478.7245 | 2906.5605 | 3320.3746 | 3722.0475 | 4108.5172 | 4489.1721 | 4870.0391 | 5245.0858 | 5614.9986 | 5982.6368 | 6346.9048 | 6706.5077 | 7060.3468 | 7410.2867 | 7754.4352 | 8090.503 | 8421.3389 | 8749.1971 | 9076.9234 | 9399.2584 | 9737.4276 | 10037.9393
Commercial_Warehouse (ID)_New_Food Preparation_Natural Gas_Fryer_E3_Baseline Forecast | Commercial | Warehouse (ID) | New | Food Preparation | Natural Gas | Fryer | E3 |  | Baseline Forecast | 0 | 0 | 0 | 0 | 0 | 0 | 0 | 0 | 0 | 0 | 0 | 0 | 0 | 0 | 0 | 0 | 0 | 0 | 0 | 0 | 0 | 0 | 0 | 0 | 0 | 0 | 0
Commercial_Warehouse (ID)_New_Food Preparation_Natural Gas_Fryer_E4_Baseline Forecast | Commercial | Warehouse (ID) | New | Food Preparation | Natural Gas | Fryer | E4 |  | Baseline Forecast | 0 | 0 | 0 | 0 | 0 | 0 | 0 | 0 | 0 | 0 | 0 | 0 | 0 | 0 | 0 | 0 | 0 | 0 | 0 | 0 | 0 | 0 | 0 | 0 | 0 | 0 | 0
Commercial_Warehouse (ID)_New_Food Preparation_Natural Gas_Fryer_E5_Baseline Forecast | Commercial | Warehouse (ID) | New | Food Preparation | Natural Gas | Fryer | E5 |  | Baseline Forecast | 0 | 0 | 0 | 0 | 0 | 0 | 0 | 0 | 0 | 0 | 0 | 0 | 0 | 0 | 0 | 0 | 0 | 0 | 0 | 0 | 0 | 0 | 0 | 0 | 0 | 0 | 0
Commercial_Warehouse (ID)_New_Food Preparation_Natural Gas_Fryer_E6_Baseline Forecast | Commercial | Warehouse (ID) | New | Food Preparation | Natural Gas | Fryer | E6 |  | Baseline Forecast | 0 | 0 | 0 | 0 | 0 | 0 | 0 | 0 | 0 | 0 | 0 | 0 | 0 | 0 | 0 | 0 | 0 | 0 | 0 | 0 | 0 | 0 | 0 | 0 | 0 | 0 | 0
Commercial_Warehouse (ID)_New_Food Preparation_Natural Gas_Fryer_E7_Baseline Forecast | Commercial | Warehouse (ID) | New | Food Preparation | Natural Gas | Fryer | E7 |  | Baseline Forecast | 0 | 0 | 0 | 0 | 0 | 0 | 0 | 0 | 0 | 0 | 0 | 0 | 0 | 0 | 0 | 0 | 0 | 0 | 0 | 0 | 0 | 0 | 0 | 0 | 0 | 0 | 0
Commercial_Warehouse (ID)_New_Food Preparation_Natural Gas_Fryer_E8_Baseline Forecast | Commercial | Warehouse (ID) | New | Food Preparation | Natural Gas | Fryer | E8 |  | Baseline Forecast | 0 | 0 | 0 | 0 | 0 | 0 | 0 | 0 | 0 | 0 | 0 | 0 | 0 | 0 | 0 | 0 | 0 | 0 | 0 | 0 | 0 | 0 | 0 | 0 | 0 | 0 | 0
Commercial_Warehouse (ID)_New_Food Preparation_Natural Gas_Fryer_E9_Baseline Forecast | Commercial | Warehouse (ID) | New | Food Preparation | Natural Gas | Fryer | E9 |  | Baseline Forecast | 0 | 0 | 0 | 0 | 0 | 0 | 0 | 0 | 0 | 0 | 0 | 0 | 0 | 0 | 0 | 0 | 0 | 0 | 0 | 0 | 0 | 0 | 0 | 0 | 0 | 0 | 0
Commercial_Warehouse (ID)_New_Food Preparation_Natural Gas_Fryer_E10_Baseline Forecast | Commercial | Warehouse (ID) | New | Food Preparation | Natural Gas | Fryer | E10 |  | Baseline Forecast | 0 | 0 | 0 | 0 | 0 | 0 | 0 | 0 | 0 | 0 | 0 | 0 | 0 | 0 | 0 | 0 | 0 | 0 | 0 | 0 | 0 | 0 | 0 | 0 | 0 | 0 | 0
Commercial_Warehouse (ID)_New_Food Preparation_Natural Gas_Fryer_Vintage_Baseline Forecast | Commercial | Warehouse (ID) | New | Food Preparation | Natural Gas | Fryer | Vintage | Vintage | Baseline Forecast | 0 | 0 | 0 | 0 | 0 | 0 | 0 | 0 | 0 | 0 | 0 | 0 | 0 | 0 | 0 | 0 | 0 | 0 | 0 | 0 | 0 | 0 | 0 | 0 | 0 | 0 | 0
Commercial_Warehouse (ID)_New_Food Preparation_Natural Gas_Broiler_E1_Baseline Forecast | Commercial | Warehouse (ID) | New | Food Preparation | Natural Gas | Broiler | E1 | Standard | Baseline Forecast | 0 | 0 | 0 | 0 | 0 | 0 | 0 | 0 | 0 | 0 | 0 | 0 | 0 | 0 | 0 | 0 | 0 | 0 | 0 | 0 | 0 | 0 | 0 | 0 | 0 | 0 | 0
Commercial_Warehouse (ID)_New_Food Preparation_Natural Gas_Broiler_E2_Baseline Forecast | Commercial | Warehouse (ID) | New | Food Preparation | Natural Gas | Broiler | E2 | Infrared Burners | Baseline Forecast | 0 | 0 | 0 | 0 | 0 | 0 | 0 | 0 | 0 | 0 | 0 | 0 | 0 | 0 | 0 | 0 | 0 | 0 | 0 | 0 | 0 | 0 | 0 | 0 | 0 | 0 | 0
Commercial_Warehouse (ID)_New_Food Preparation_Natural Gas_Broiler_E3_Baseline Forecast | Commercial | Warehouse (ID) | New | Food Preparation | Natural Gas | Broiler | E3 |  | Baseline Forecast | 0 | 0 | 0 | 0 | 0 | 0 | 0 | 0 | 0 | 0 | 0 | 0 | 0 | 0 | 0 | 0 | 0 | 0 | 0 | 0 | 0 | 0 | 0 | 0 | 0 | 0 | 0
Commercial_Warehouse (ID)_New_Food Preparation_Natural Gas_Broiler_E4_Baseline Forecast | Commercial | Warehouse (ID) | New | Food Preparation | Natural Gas | Broiler | E4 |  | Baseline Forecast | 0 | 0 | 0 | 0 | 0 | 0 | 0 | 0 | 0 | 0 | 0 | 0 | 0 | 0 | 0 | 0 | 0 | 0 | 0 | 0 | 0 | 0 | 0 | 0 | 0 | 0 | 0
Commercial_Warehouse (ID)_New_Food Preparation_Natural Gas_Broiler_E5_Baseline Forecast | Commercial | Warehouse (ID) | New | Food Preparation | Natural Gas | Broiler | E5 |  | Baseline Forecast | 0 | 0 | 0 | 0 | 0 | 0 | 0 | 0 | 0 | 0 | 0 | 0 | 0 | 0 | 0 | 0 | 0 | 0 | 0 | 0 | 0 | 0 | 0 | 0 | 0 | 0 | 0
Commercial_Warehouse (ID)_New_Food Preparation_Natural Gas_Broiler_E6_Baseline Forecast | Commercial | Warehouse (ID) | New | Food Preparation | Natural Gas | Broiler | E6 |  | Baseline Forecast | 0 | 0 | 0 | 0 | 0 | 0 | 0 | 0 | 0 | 0 | 0 | 0 | 0 | 0 | 0 | 0 | 0 | 0 | 0 | 0 | 0 | 0 | 0 | 0 | 0 | 0 | 0
Commercial_Warehouse (ID)_New_Food Preparation_Natural Gas_Broiler_E7_Baseline Forecast | Commercial | Warehouse (ID) | New | Food Preparation | Natural Gas | Broiler | E7 |  | Baseline Forecast | 0 | 0 | 0 | 0 | 0 | 0 | 0 | 0 | 0 | 0 | 0 | 0 | 0 | 0 | 0 | 0 | 0 | 0 | 0 | 0 | 0 | 0 | 0 | 0 | 0 | 0 | 0
Commercial_Warehouse (ID)_New_Food Preparation_Natural Gas_Broiler_E8_Baseline Forecast | Commercial | Warehouse (ID) | New | Food Preparation | Natural Gas | Broiler | E8 |  | Baseline Forecast | 0 | 0 | 0 | 0 | 0 | 0 | 0 | 0 | 0 | 0 | 0 | 0 | 0 | 0 | 0 | 0 | 0 | 0 | 0 | 0 | 0 | 0 | 0 | 0 | 0 | 0 | 0
Commercial_Warehouse (ID)_New_Food Preparation_Natural Gas_Broiler_E9_Baseline Forecast | Commercial | Warehouse (ID) | New | Food Preparation | Natural Gas | Broiler | E9 |  | Baseline Forecast | 0 | 0 | 0 | 0 | 0 | 0 | 0 | 0 | 0 | 0 | 0 | 0 | 0 | 0 | 0 | 0 | 0 | 0 | 0 | 0 | 0 | 0 | 0 | 0 | 0 | 0 | 0
Commercial_Warehouse (ID)_New_Food Preparation_Natural Gas_Broiler_E10_Baseline Forecast | Commercial | Warehouse (ID) | New | Food Preparation | Natural Gas | Broiler | E10 |  | Baseline Forecast | 0 | 0 | 0 | 0 | 0 | 0 | 0 | 0 | 0 | 0 | 0 | 0 | 0 | 0 | 0 | 0 | 0 | 0 | 0 | 0 | 0 | 0 | 0 | 0 | 0 | 0 | 0
Commercial_Warehouse (ID)_New_Food Preparation_Natural Gas_Broiler_Vintage_Baseline Forecast | Commercial | Warehouse (ID) | New | Food Preparation | Natural Gas | Broiler | Vintage | Vintage | Baseline Forecast | 0 | 0 | 0 | 0 | 0 | 0 | 0 | 0 | 0 | 0 | 0 | 0 | 0 | 0 | 0 | 0 | 0 | 0 | 0 | 0 | 0 | 0 | 0 | 0 | 0 | 0 | 0
Commercial_Warehouse (ID)_New_Food Preparation_Natural Gas_Griddle_E1_Baseline Forecast | Commercial | Warehouse (ID) | New | Food Preparation | Natural Gas | Griddle | E1 | Standard | Baseline Forecast | 0 | 1290.1811 | 2494.1829 | 3944.268 | 5428.6053 | 6768.8245 | 7937.1461 | 9067.1767 | 10164.0529 | 11219.4123 | 12258.8931 | 13298.9529 | 14323.1188 | 15333.2654 | 16337.2006 | 17331.9324 | 18313.9249 | 19280.1777 | 20235.7829 | 21175.5729 | 22093.2966 | 22996.7331 | 23892.0381 | 24786.9832 | 25667.2055 | 26590.6677 | 27411.2959
Commercial_Warehouse (ID)_New_Food Preparation_Natural Gas_Griddle_E2_Baseline Forecast | Commercial | Warehouse (ID) | New | Food Preparation | Natural Gas | Griddle | E2 | ENERGY STAR | Baseline Forecast | 0 | 526.9754 | 1018.7508 | 1611.039 | 2217.3177 | 2764.7311 | 3241.9329 | 3703.4947 | 4151.5146 | 4582.5769 | 5007.1535 | 5431.9667 | 5850.288 | 6262.8831 | 6672.9411 | 7079.24 | 7480.3355 | 7875.0022 | 8265.3198 | 8649.1777 | 9024.0226 | 9393.0318 | 9758.7198 | 10124.2608 | 10483.7882 | 10860.977 | 11196.1631
Commercial_Warehouse (ID)_New_Food Preparation_Natural Gas_Griddle_E3_Baseline Forecast | Commercial | Warehouse (ID) | New | Food Preparation | Natural Gas | Griddle | E3 |  | Baseline Forecast | 0 | 0 | 0 | 0 | 0 | 0 | 0 | 0 | 0 | 0 | 0 | 0 | 0 | 0 | 0 | 0 | 0 | 0 | 0 | 0 | 0 | 0 | 0 | 0 | 0 | 0 | 0
Commercial_Warehouse (ID)_New_Food Preparation_Natural Gas_Griddle_E4_Baseline Forecast | Commercial | Warehouse (ID) | New | Food Preparation | Natural Gas | Griddle | E4 |  | Baseline Forecast | 0 | 0 | 0 | 0 | 0 | 0 | 0 | 0 | 0 | 0 | 0 | 0 | 0 | 0 | 0 | 0 | 0 | 0 | 0 | 0 | 0 | 0 | 0 | 0 | 0 | 0 | 0
Commercial_Warehouse (ID)_New_Food Preparation_Natural Gas_Griddle_E5_Baseline Forecast | Commercial | Warehouse (ID) | New | Food Preparation | Natural Gas | Griddle | E5 |  | Baseline Forecast | 0 | 0 | 0 | 0 | 0 | 0 | 0 | 0 | 0 | 0 | 0 | 0 | 0 | 0 | 0 | 0 | 0 | 0 | 0 | 0 | 0 | 0 | 0 | 0 | 0 | 0 | 0
Commercial_Warehouse (ID)_New_Food Preparation_Natural Gas_Griddle_E6_Baseline Forecast | Commercial | Warehouse (ID) | New | Food Preparation | Natural Gas | Griddle | E6 |  | Baseline Forecast | 0 | 0 | 0 | 0 | 0 | 0 | 0 | 0 | 0 | 0 | 0 | 0 | 0 | 0 | 0 | 0 | 0 | 0 | 0 | 0 | 0 | 0 | 0 | 0 | 0 | 0 | 0
Commercial_Warehouse (ID)_New_Food Preparation_Natural Gas_Griddle_E7_Baseline Forecast | Commercial | Warehouse (ID) | New | Food Preparation | Natural Gas | Griddle | E7 |  | Baseline Forecast | 0 | 0 | 0 | 0 | 0 | 0 | 0 | 0 | 0 | 0 | 0 | 0 | 0 | 0 | 0 | 0 | 0 | 0 | 0 | 0 | 0 | 0 | 0 | 0 | 0 | 0 | 0
Commercial_Warehouse (ID)_New_Food Preparation_Natural Gas_Griddle_E8_Baseline Forecast | Commercial | Warehouse (ID) | New | Food Preparation | Natural Gas | Griddle | E8 |  | Baseline Forecast | 0 | 0 | 0 | 0 | 0 | 0 | 0 | 0 | 0 | 0 | 0 | 0 | 0 | 0 | 0 | 0 | 0 | 0 | 0 | 0 | 0 | 0 | 0 | 0 | 0 | 0 | 0
Commercial_Warehouse (ID)_New_Food Preparation_Natural Gas_Griddle_E9_Baseline Forecast | Commercial | Warehouse (ID) | New | Food Preparation | Natural Gas | Griddle | E9 |  | Baseline Forecast | 0 | 0 | 0 | 0 | 0 | 0 | 0 | 0 | 0 | 0 | 0 | 0 | 0 | 0 | 0 | 0 | 0 | 0 | 0 | 0 | 0 | 0 | 0 | 0 | 0 | 0 | 0
Commercial_Warehouse (ID)_New_Food Preparation_Natural Gas_Griddle_E10_Baseline Forecast | Commercial | Warehouse (ID) | New | Food Preparation | Natural Gas | Griddle | E10 |  | Baseline Forecast | 0 | 0 | 0 | 0 | 0 | 0 | 0 | 0 | 0 | 0 | 0 | 0 | 0 | 0 | 0 | 0 | 0 | 0 | 0 | 0 | 0 | 0 | 0 | 0 | 0 | 0 | 0
Commercial_Warehouse (ID)_New_Food Preparation_Natural Gas_Griddle_Vintage_Baseline Forecast | Commercial | Warehouse (ID) | New | Food Preparation | Natural Gas | Griddle | Vintage | Vintage | Baseline Forecast | 0 | 0 | 0 | 0 | 0 | 0 | 0 | 0 | 0 | 0 | 0 | 0 | 0 | 0 | 0 | 0 | 0 | 0 | 0 | 0 | 0 | 0 | 0 | 0 | 0 | 0 | 0
Commercial_Warehouse (ID)_New_Food Preparation_Natural Gas_Range_E1_Baseline Forecast | Commercial | Warehouse (ID) | New | Food Preparation | Natural Gas | Range | E1 | Standard | Baseline Forecast | 0 | 745.0342 | 1440.3028 | 2277.6759 | 3134.8284 | 3908.7578 | 4583.4224 | 5235.9753 | 5869.3827 | 6478.8156 | 7079.0791 | 7679.6771 | 8271.0968 | 8854.4209 | 9434.1581 | 10008.5807 | 10575.6468 | 11133.6238 | 11685.4521 | 12228.1478 | 12758.1009 | 13279.8036 | 13796.8108 | 14313.61 | 14821.9074 | 15355.1743 | 15829.0582
Commercial_Warehouse (ID)_New_Food Preparation_Natural Gas_Range_E2_Baseline Forecast | Commercial | Warehouse (ID) | New | Food Preparation | Natural Gas | Range | E2 | High Efficiency | Baseline Forecast | 0 | 1072.1224 | 2072.6309 | 3277.6311 | 4511.0946 | 5624.7979 | 6595.6566 | 7534.6961 | 8446.1848 | 9323.1736 | 10186.9675 | 11051.2426 | 11902.31 | 12741.7276 | 13575.9836 | 14402.5917 | 15218.6137 | 16021.5561 | 16815.6506 | 17596.6029 | 18359.2183 | 19109.9613 | 19853.9472 | 20597.634 | 21329.0863 | 22096.4704 | 22778.4008
Commercial_Warehouse (ID)_New_Food Preparation_Natural Gas_Range_E3_Baseline Forecast | Commercial | Warehouse (ID) | New | Food Preparation | Natural Gas | Range | E3 |  | Baseline Forecast | 0 | 0 | 0 | 0 | 0 | 0 | 0 | 0 | 0 | 0 | 0 | 0 | 0 | 0 | 0 | 0 | 0 | 0 | 0 | 0 | 0 | 0 | 0 | 0 | 0 | 0 | 0
Commercial_Warehouse (ID)_New_Food Preparation_Natural Gas_Range_E4_Baseline Forecast | Commercial | Warehouse (ID) | New | Food Preparation | Natural Gas | Range | E4 |  | Baseline Forecast | 0 | 0 | 0 | 0 | 0 | 0 | 0 | 0 | 0 | 0 | 0 | 0 | 0 | 0 | 0 | 0 | 0 | 0 | 0 | 0 | 0 | 0 | 0 | 0 | 0 | 0 | 0
Commercial_Warehouse (ID)_New_Food Preparation_Natural Gas_Range_E5_Baseline Forecast | Commercial | Warehouse (ID) | New | Food Preparation | Natural Gas | Range | E5 |  | Baseline Forecast | 0 | 0 | 0 | 0 | 0 | 0 | 0 | 0 | 0 | 0 | 0 | 0 | 0 | 0 | 0 | 0 | 0 | 0 | 0 | 0 | 0 | 0 | 0 | 0 | 0 | 0 | 0
Commercial_Warehouse (ID)_New_Food Preparation_Natural Gas_Range_E6_Baseline Forecast | Commercial | Warehouse (ID) | New | Food Preparation | Natural Gas | Range | E6 |  | Baseline Forecast | 0 | 0 | 0 | 0 | 0 | 0 | 0 | 0 | 0 | 0 | 0 | 0 | 0 | 0 | 0 | 0 | 0 | 0 | 0 | 0 | 0 | 0 | 0 | 0 | 0 | 0 | 0
Commercial_Warehouse (ID)_New_Food Preparation_Natural Gas_Range_E7_Baseline Forecast | Commercial | Warehouse (ID) | New | Food Preparation | Natural Gas | Range | E7 |  | Baseline Forecast | 0 | 0 | 0 | 0 | 0 | 0 | 0 | 0 | 0 | 0 | 0 | 0 | 0 | 0 | 0 | 0 | 0 | 0 | 0 | 0 | 0 | 0 | 0 | 0 | 0 | 0 | 0
Commercial_Warehouse (ID)_New_Food Preparation_Natural Gas_Range_E8_Baseline Forecast | Commercial | Warehouse (ID) | New | Food Preparation | Natural Gas | Range | E8 |  | Baseline Forecast | 0 | 0 | 0 | 0 | 0 | 0 | 0 | 0 | 0 | 0 | 0 | 0 | 0 | 0 | 0 | 0 | 0 | 0 | 0 | 0 | 0 | 0 | 0 | 0 | 0 | 0 | 0
Commercial_Warehouse (ID)_New_Food Preparation_Natural Gas_Range_E9_Baseline Forecast | Commercial | Warehouse (ID) | New | Food Preparation | Natural Gas | Range | E9 |  | Baseline Forecast | 0 | 0 | 0 | 0 | 0 | 0 | 0 | 0 | 0 | 0 | 0 | 0 | 0 | 0 | 0 | 0 | 0 | 0 | 0 | 0 | 0 | 0 | 0 | 0 | 0 | 0 | 0
Commercial_Warehouse (ID)_New_Food Preparation_Natural Gas_Range_E10_Baseline Forecast | Commercial | Warehouse (ID) | New | Food Preparation | Natural Gas | Range | E10 |  | Baseline Forecast | 0 | 0 | 0 | 0 | 0 | 0 | 0 | 0 | 0 | 0 | 0 | 0 | 0 | 0 | 0 | 0 | 0 | 0 | 0 | 0 | 0 | 0 | 0 | 0 | 0 | 0 | 0
Commercial_Warehouse (ID)_New_Food Preparation_Natural Gas_Range_Vintage_Baseline Forecast | Commercial | Warehouse (ID) | New | Food Preparation | Natural Gas | Range | Vintage | Vintage | Baseline Forecast | 0 | 0 | 0 | 0 | 0 | 0 | 0 | 0 | 0 | 0 | 0 | 0 | 0 | 0 | 0 | 0 | 0 | 0 | 0 | 0 | 0 | 0 | 0 | 0 | 0 | 0 | 0
Commercial_Warehouse (ID)_New_Food Preparation_Natural Gas_Steamer_E1_Baseline Forecast | Commercial | Warehouse (ID) | New | Food Preparation | Natural Gas | Steamer | E1 | Standard | Baseline Forecast | 0 | 0 | 0 | 0 | 0 | 0 | 0 | 0 | 0 | 0 | 0 | 0 | 0 | 0 | 0 | 0 | 0 | 0 | 0 | 0 | 0 | 0 | 0 | 0 | 0 | 0 | 0
Commercial_Warehouse (ID)_New_Food Preparation_Natural Gas_Steamer_E2_Baseline Forecast | Commercial | Warehouse (ID) | New | Food Preparation | Natural Gas | Steamer | E2 | ENERGY STAR | Baseline Forecast | 0 | 0 | 0 | 0 | 0 | 0 | 0 | 0 | 0 | 0 | 0 | 0 | 0 | 0 | 0 | 0 | 0 | 0 | 0 | 0 | 0 | 0 | 0 | 0 | 0 | 0 | 0
Commercial_Warehouse (ID)_New_Food Preparation_Natural Gas_Steamer_E3_Baseline Forecast | Commercial | Warehouse (ID) | New | Food Preparation | Natural Gas | Steamer | E3 |  | Baseline Forecast | 0 | 0 | 0 | 0 | 0 | 0 | 0 | 0 | 0 | 0 | 0 | 0 | 0 | 0 | 0 | 0 | 0 | 0 | 0 | 0 | 0 | 0 | 0 | 0 | 0 | 0 | 0
Commercial_Warehouse (ID)_New_Food Preparation_Natural Gas_Steamer_E4_Baseline Forecast | Commercial | Warehouse (ID) | New | Food Preparation | Natural Gas | Steamer | E4 |  | Baseline Forecast | 0 | 0 | 0 | 0 | 0 | 0 | 0 | 0 | 0 | 0 | 0 | 0 | 0 | 0 | 0 | 0 | 0 | 0 | 0 | 0 | 0 | 0 | 0 | 0 | 0 | 0 | 0
Commercial_Warehouse (ID)_New_Food Preparation_Natural Gas_Steamer_E5_Baseline Forecast | Commercial | Warehouse (ID) | New | Food Preparation | Natural Gas | Steamer | E5 |  | Baseline Forecast | 0 | 0 | 0 | 0 | 0 | 0 | 0 | 0 | 0 | 0 | 0 | 0 | 0 | 0 | 0 | 0 | 0 | 0 | 0 | 0 | 0 | 0 | 0 | 0 | 0 | 0 | 0
Commercial_Warehouse (ID)_New_Food Preparation_Natural Gas_Steamer_E6_Baseline Forecast | Commercial | Warehouse (ID) | New | Food Preparation | Natural Gas | Steamer | E6 |  | Baseline Forecast | 0 | 0 | 0 | 0 | 0 | 0 | 0 | 0 | 0 | 0 | 0 | 0 | 0 | 0 | 0 | 0 | 0 | 0 | 0 | 0 | 0 | 0 | 0 | 0 | 0 | 0 | 0
Commercial_Warehouse (ID)_New_Food Preparation_Natural Gas_Steamer_E7_Baseline Forecast | Commercial | Warehouse (ID) | New | Food Preparation | Natural Gas | Steamer | E7 |  | Baseline Forecast | 0 | 0 | 0 | 0 | 0 | 0 | 0 | 0 | 0 | 0 | 0 | 0 | 0 | 0 | 0 | 0 | 0 | 0 | 0 | 0 | 0 | 0 | 0 | 0 | 0 | 0 | 0
Commercial_Warehouse (ID)_New_Food Preparation_Natural Gas_Steamer_E8_Baseline Forecast | Commercial | Warehouse (ID) | New | Food Preparation | Natural Gas | Steamer | E8 |  | Baseline Forecast | 0 | 0 | 0 | 0 | 0 | 0 | 0 | 0 | 0 | 0 | 0 | 0 | 0 | 0 | 0 | 0 | 0 | 0 | 0 | 0 | 0 | 0 | 0 | 0 | 0 | 0 | 0
Commercial_Warehouse (ID)_New_Food Preparation_Natural Gas_Steamer_E9_Baseline Forecast | Commercial | Warehouse (ID) | New | Food Preparation | Natural Gas | Steamer | E9 |  | Baseline Forecast | 0 | 0 | 0 | 0 | 0 | 0 | 0 | 0 | 0 | 0 | 0 | 0 | 0 | 0 | 0 | 0 | 0 | 0 | 0 | 0 | 0 | 0 | 0 | 0 | 0 | 0 | 0
Commercial_Warehouse (ID)_New_Food Preparation_Natural Gas_Steamer_E10_Baseline Forecast | Commercial | Warehouse (ID) | New | Food Preparation | Natural Gas | Steamer | E10 |  | Baseline Forecast | 0 | 0 | 0 | 0 | 0 | 0 | 0 | 0 | 0 | 0 | 0 | 0 | 0 | 0 | 0 | 0 | 0 | 0 | 0 | 0 | 0 | 0 | 0 | 0 | 0 | 0 | 0
Commercial_Warehouse (ID)_New_Food Preparation_Natural Gas_Steamer_Vintage_Baseline Forecast | Commercial | Warehouse (ID) | New | Food Preparation | Natural Gas | Steamer | Vintage | Vintage | Baseline Forecast | 0 | 0 | 0 | 0 | 0 | 0 | 0 | 0 | 0 | 0 | 0 | 0 | 0 | 0 | 0 | 0 | 0 | 0 | 0 | 0 | 0 | 0 | 0 | 0 | 0 | 0 | 0
Commercial_Warehouse (ID)_New_Food Preparation_Natural Gas_Food Prep Other_E1_Baseline Forecast | Commercial | Warehouse (ID) | New | Food Preparation | Natural Gas | Food Prep Other | E1 | Standard | Baseline Forecast | 0 | 0 | 0 | 0 | 0 | 0 | 0 | 0 | 0 | 0 | 0 | 0 | 0 | 0 | 0 | 0 | 0 | 0 | 0 | 0 | 0 | 0 | 0 | 0 | 0 | 0 | 0
Commercial_Warehouse (ID)_New_Food Preparation_Natural Gas_Food Prep Other_E2_Baseline Forecast | Commercial | Warehouse (ID) | New | Food Preparation | Natural Gas | Food Prep Other | E2 | ENERGY STAR | Baseline Forecast | 0 | 0 | 0 | 0 | 0 | 0 | 0 | 0 | 0 | 0 | 0 | 0 | 0 | 0 | 0 | 0 | 0 | 0 | 0 | 0 | 0 | 0 | 0 | 0 | 0 | 0 | 0
Commercial_Warehouse (ID)_New_Food Preparation_Natural Gas_Food Prep Other_E3_Baseline Forecast | Commercial | Warehouse (ID) | New | Food Preparation | Natural Gas | Food Prep Other | E3 |  | Baseline Forecast | 0 | 0 | 0 | 0 | 0 | 0 | 0 | 0 | 0 | 0 | 0 | 0 | 0 | 0 | 0 | 0 | 0 | 0 | 0 | 0 | 0 | 0 | 0 | 0 | 0 | 0 | 0
Commercial_Warehouse (ID)_New_Food Preparation_Natural Gas_Food Prep Other_E4_Baseline Forecast | Commercial | Warehouse (ID) | New | Food Preparation | Natural Gas | Food Prep Other | E4 |  | Baseline Forecast | 0 | 0 | 0 | 0 | 0 | 0 | 0 | 0 | 0 | 0 | 0 | 0 | 0 | 0 | 0 | 0 | 0 | 0 | 0 | 0 | 0 | 0 | 0 | 0 | 0 | 0 | 0
Commercial_Warehouse (ID)_New_Food Preparation_Natural Gas_Food Prep Other_E5_Baseline Forecast | Commercial | Warehouse (ID) | New | Food Preparation | Natural Gas | Food Prep Other | E5 |  | Baseline Forecast | 0 | 0 | 0 | 0 | 0 | 0 | 0 | 0 | 0 | 0 | 0 | 0 | 0 | 0 | 0 | 0 | 0 | 0 | 0 | 0 | 0 | 0 | 0 | 0 | 0 | 0 | 0
Commercial_Warehouse (ID)_New_Food Preparation_Natural Gas_Food Prep Other_E6_Baseline Forecast | Commercial | Warehouse (ID) | New | Food Preparation | Natural Gas | Food Prep Other | E6 |  | Baseline Forecast | 0 | 0 | 0 | 0 | 0 | 0 | 0 | 0 | 0 | 0 | 0 | 0 | 0 | 0 | 0 | 0 | 0 | 0 | 0 | 0 | 0 | 0 | 0 | 0 | 0 | 0 | 0
Commercial_Warehouse (ID)_New_Food Preparation_Natural Gas_Food Prep Other_E7_Baseline Forecast | Commercial | Warehouse (ID) | New | Food Preparation | Natural Gas | Food Prep Other | E7 |  | Baseline Forecast | 0 | 0 | 0 | 0 | 0 | 0 | 0 | 0 | 0 | 0 | 0 | 0 | 0 | 0 | 0 | 0 | 0 | 0 | 0 | 0 | 0 | 0 | 0 | 0 | 0 | 0 | 0
Commercial_Warehouse (ID)_New_Food Preparation_Natural Gas_Food Prep Other_E8_Baseline Forecast | Commercial | Warehouse (ID) | New | Food Preparation | Natural Gas | Food Prep Other | E8 |  | Baseline Forecast | 0 | 0 | 0 | 0 | 0 | 0 | 0 | 0 | 0 | 0 | 0 | 0 | 0 | 0 | 0 | 0 | 0 | 0 | 0 | 0 | 0 | 0 | 0 | 0 | 0 | 0 | 0
Commercial_Warehouse (ID)_New_Food Preparation_Natural Gas_Food Prep Other_E9_Baseline Forecast | Commercial | Warehouse (ID) | New | Food Preparation | Natural Gas | Food Prep Other | E9 |  | Baseline Forecast | 0 | 0 | 0 | 0 | 0 | 0 | 0 | 0 | 0 | 0 | 0 | 0 | 0 | 0 | 0 | 0 | 0 | 0 | 0 | 0 | 0 | 0 | 0 | 0 | 0 | 0 | 0
Commercial_Warehouse (ID)_New_Food Preparation_Natural Gas_Food Prep Other_E10_Baseline Forecast | Commercial | Warehouse (ID) | New | Food Preparation | Natural Gas | Food Prep Other | E10 |  | Baseline Forecast | 0 | 0 | 0 | 0 | 0 | 0 | 0 | 0 | 0 | 0 | 0 | 0 | 0 | 0 | 0 | 0 | 0 | 0 | 0 | 0 | 0 | 0 | 0 | 0 | 0 | 0 | 0
Commercial_Warehouse (ID)_New_Food Preparation_Natural Gas_Food Prep Other_Vintage_Baseline Forecast | Commercial | Warehouse (ID) | New | Food Preparation | Natural Gas | Food Prep Other | Vintage | Vintage | Baseline Forecast | 0 | 0 | 0 | 0 | 0 | 0 | 0 | 0 | 0 | 0 | 0 | 0 | 0 | 0 | 0 | 0 | 0 | 0 | 0 | 0 | 0 | 0 | 0 | 0 | 0 | 0 | 0
Commercial_Warehouse (ID)_New_Miscellaneous_Natural Gas_Pool Heater_E1_Baseline Forecast | Commercial | Warehouse (ID) | New | Miscellaneous | Natural Gas | Pool Heater | E1 | Standard (EF .82) | Baseline Forecast | 0 | 0 | 0 | 0 | 0 | 0 | 0 | 0 | 0 | 0 | 0 | 0 | 0 | 0 | 0 | 0 | 0 | 0 | 0 | 0 | 0 | 0 | 0 | 0 | 0 | 0 | 0
Commercial_Warehouse (ID)_New_Miscellaneous_Natural Gas_Pool Heater_E2_Baseline Forecast | Commercial | Warehouse (ID) | New | Miscellaneous | Natural Gas | Pool Heater | E2 | Condensing (EF .90) | Baseline Forecast | 0 | 0 | 0 | 0 | 0 | 0 | 0 | 0 | 0 | 0 | 0 | 0 | 0 | 0 | 0 | 0 | 0 | 0 | 0 | 0 | 0 | 0 | 0 | 0 | 0 | 0 | 0
Commercial_Warehouse (ID)_New_Miscellaneous_Natural Gas_Pool Heater_E3_Baseline Forecast | Commercial | Warehouse (ID) | New | Miscellaneous | Natural Gas | Pool Heater | E3 |  | Baseline Forecast | 0 | 0 | 0 | 0 | 0 | 0 | 0 | 0 | 0 | 0 | 0 | 0 | 0 | 0 | 0 | 0 | 0 | 0 | 0 | 0 | 0 | 0 | 0 | 0 | 0 | 0 | 0
Commercial_Warehouse (ID)_New_Miscellaneous_Natural Gas_Pool Heater_E4_Baseline Forecast | Commercial | Warehouse (ID) | New | Miscellaneous | Natural Gas | Pool Heater | E4 |  | Baseline Forecast | 0 | 0 | 0 | 0 | 0 | 0 | 0 | 0 | 0 | 0 | 0 | 0 | 0 | 0 | 0 | 0 | 0 | 0 | 0 | 0 | 0 | 0 | 0 | 0 | 0 | 0 | 0
Commercial_Warehouse (ID)_New_Miscellaneous_Natural Gas_Pool Heater_E5_Baseline Forecast | Commercial | Warehouse (ID) | New | Miscellaneous | Natural Gas | Pool Heater | E5 |  | Baseline Forecast | 0 | 0 | 0 | 0 | 0 | 0 | 0 | 0 | 0 | 0 | 0 | 0 | 0 | 0 | 0 | 0 | 0 | 0 | 0 | 0 | 0 | 0 | 0 | 0 | 0 | 0 | 0
Commercial_Warehouse (ID)_New_Miscellaneous_Natural Gas_Pool Heater_E6_Baseline Forecast | Commercial | Warehouse (ID) | New | Miscellaneous | Natural Gas | Pool Heater | E6 |  | Baseline Forecast | 0 | 0 | 0 | 0 | 0 | 0 | 0 | 0 | 0 | 0 | 0 | 0 | 0 | 0 | 0 | 0 | 0 | 0 | 0 | 0 | 0 | 0 | 0 | 0 | 0 | 0 | 0
Commercial_Warehouse (ID)_New_Miscellaneous_Natural Gas_Pool Heater_E7_Baseline Forecast | Commercial | Warehouse (ID) | New | Miscellaneous | Natural Gas | Pool Heater | E7 |  | Baseline Forecast | 0 | 0 | 0 | 0 | 0 | 0 | 0 | 0 | 0 | 0 | 0 | 0 | 0 | 0 | 0 | 0 | 0 | 0 | 0 | 0 | 0 | 0 | 0 | 0 | 0 | 0 | 0
Commercial_Warehouse (ID)_New_Miscellaneous_Natural Gas_Pool Heater_E8_Baseline Forecast | Commercial | Warehouse (ID) | New | Miscellaneous | Natural Gas | Pool Heater | E8 |  | Baseline Forecast | 0 | 0 | 0 | 0 | 0 | 0 | 0 | 0 | 0 | 0 | 0 | 0 | 0 | 0 | 0 | 0 | 0 | 0 | 0 | 0 | 0 | 0 | 0 | 0 | 0 | 0 | 0
Commercial_Warehouse (ID)_New_Miscellaneous_Natural Gas_Pool Heater_E9_Baseline Forecast | Commercial | Warehouse (ID) | New | Miscellaneous | Natural Gas | Pool Heater | E9 |  | Baseline Forecast | 0 | 0 | 0 | 0 | 0 | 0 | 0 | 0 | 0 | 0 | 0 | 0 | 0 | 0 | 0 | 0 | 0 | 0 | 0 | 0 | 0 | 0 | 0 | 0 | 0 | 0 | 0
Commercial_Warehouse (ID)_New_Miscellaneous_Natural Gas_Pool Heater_E10_Baseline Forecast | Commercial | Warehouse (ID) | New | Miscellaneous | Natural Gas | Pool Heater | E10 |  | Baseline Forecast | 0 | 0 | 0 | 0 | 0 | 0 | 0 | 0 | 0 | 0 | 0 | 0 | 0 | 0 | 0 | 0 | 0 | 0 | 0 | 0 | 0 | 0 | 0 | 0 | 0 | 0 | 0
Commercial_Warehouse (ID)_New_Miscellaneous_Natural Gas_Pool Heater_Vintage_Baseline Forecast | Commercial | Warehouse (ID) | New | Miscellaneous | Natural Gas | Pool Heater | Vintage | Vintage | Baseline Forecast | 0 | 0 | 0 | 0 | 0 | 0 | 0 | 0 | 0 | 0 | 0 | 0 | 0 | 0 | 0 | 0 | 0 | 0 | 0 | 0 | 0 | 0 | 0 | 0 | 0 | 0 | 0
Commercial_Warehouse (ID)_New_Miscellaneous_Natural Gas_Miscellaneous_E1_Baseline Forecast | Commercial | Warehouse (ID) | New | Miscellaneous | Natural Gas | Miscellaneous | E1 | Standard | Baseline Forecast | 0 | 114692.8632 | 221724.665 | 350632.4612 | 482585.1722 | 601726.256 | 705586.2006 | 806042.208 | 903550.9015 | 997368.8822 | 1089775.311 | 1182233.2115 | 1273278.1905 | 1363076.9055 | 1452323.4442 | 1540751.8339 | 1628047.7396 | 1713944.4387 | 1798894.6006 | 1882438.8432 | 1964021.4646 | 2044333.9947 | 2123923.6714 | 2203481.3496 | 2281730.2189 | 2363822.9752 | 2436774.1201
Commercial_Warehouse (ID)_New_Miscellaneous_Natural Gas_Miscellaneous_E2_Baseline Forecast | Commercial | Warehouse (ID) | New | Miscellaneous | Natural Gas | Miscellaneous | E2 |  | Baseline Forecast | 0 | 0 | 0 | 0 | 0 | 0 | 0 | 0 | 0 | 0 | 0 | 0 | 0 | 0 | 0 | 0 | 0 | 0 | 0 | 0 | 0 | 0 | 0 | 0 | 0 | 0 | 0
Commercial_Warehouse (ID)_New_Miscellaneous_Natural Gas_Miscellaneous_E3_Baseline Forecast | Commercial | Warehouse (ID) | New | Miscellaneous | Natural Gas | Miscellaneous | E3 |  | Baseline Forecast | 0 | 0 | 0 | 0 | 0 | 0 | 0 | 0 | 0 | 0 | 0 | 0 | 0 | 0 | 0 | 0 | 0 | 0 | 0 | 0 | 0 | 0 | 0 | 0 | 0 | 0 | 0
Commercial_Warehouse (ID)_New_Miscellaneous_Natural Gas_Miscellaneous_E4_Baseline Forecast | Commercial | Warehouse (ID) | New | Miscellaneous | Natural Gas | Miscellaneous | E4 |  | Baseline Forecast | 0 | 0 | 0 | 0 | 0 | 0 | 0 | 0 | 0 | 0 | 0 | 0 | 0 | 0 | 0 | 0 | 0 | 0 | 0 | 0 | 0 | 0 | 0 | 0 | 0 | 0 | 0
Commercial_Warehouse (ID)_New_Miscellaneous_Natural Gas_Miscellaneous_E5_Baseline Forecast | Commercial | Warehouse (ID) | New | Miscellaneous | Natural Gas | Miscellaneous | E5 |  | Baseline Forecast | 0 | 0 | 0 | 0 | 0 | 0 | 0 | 0 | 0 | 0 | 0 | 0 | 0 | 0 | 0 | 0 | 0 | 0 | 0 | 0 | 0 | 0 | 0 | 0 | 0 | 0 | 0
Commercial_Warehouse (ID)_New_Miscellaneous_Natural Gas_Miscellaneous_E6_Baseline Forecast | Commercial | Warehouse (ID) | New | Miscellaneous | Natural Gas | Miscellaneous | E6 |  | Baseline Forecast | 0 | 0 | 0 | 0 | 0 | 0 | 0 | 0 | 0 | 0 | 0 | 0 | 0 | 0 | 0 | 0 | 0 | 0 | 0 | 0 | 0 | 0 | 0 | 0 | 0 | 0 | 0
Commercial_Warehouse (ID)_New_Miscellaneous_Natural Gas_Miscellaneous_E7_Baseline Forecast | Commercial | Warehouse (ID) | New | Miscellaneous | Natural Gas | Miscellaneous | E7 |  | Baseline Forecast | 0 | 0 | 0 | 0 | 0 | 0 | 0 | 0 | 0 | 0 | 0 | 0 | 0 | 0 | 0 | 0 | 0 | 0 | 0 | 0 | 0 | 0 | 0 | 0 | 0 | 0 | 0
Commercial_Warehouse (ID)_New_Miscellaneous_Natural Gas_Miscellaneous_E8_Baseline Forecast | Commercial | Warehouse (ID) | New | Miscellaneous | Natural Gas | Miscellaneous | E8 |  | Baseline Forecast | 0 | 0 | 0 | 0 | 0 | 0 | 0 | 0 | 0 | 0 | 0 | 0 | 0 | 0 | 0 | 0 | 0 | 0 | 0 | 0 | 0 | 0 | 0 | 0 | 0 | 0 | 0
Commercial_Warehouse (ID)_New_Miscellaneous_Natural Gas_Miscellaneous_E9_Baseline Forecast | Commercial | Warehouse (ID) | New | Miscellaneous | Natural Gas | Miscellaneous | E9 |  | Baseline Forecast | 0 | 0 | 0 | 0 | 0 | 0 | 0 | 0 | 0 | 0 | 0 | 0 | 0 | 0 | 0 | 0 | 0 | 0 | 0 | 0 | 0 | 0 | 0 | 0 | 0 | 0 | 0
Commercial_Warehouse (ID)_New_Miscellaneous_Natural Gas_Miscellaneous_E10_Baseline Forecast | Commercial | Warehouse (ID) | New | Miscellaneous | Natural Gas | Miscellaneous | E10 |  | Baseline Forecast | 0 | 0 | 0 | 0 | 0 | 0 | 0 | 0 | 0 | 0 | 0 | 0 | 0 | 0 | 0 | 0 | 0 | 0 | 0 | 0 | 0 | 0 | 0 | 0 | 0 | 0 | 0
Commercial_Warehouse (ID)_New_Miscellaneous_Natural Gas_Miscellaneous_Vintage_Baseline Forecast | Commercial | Warehouse (ID) | New | Miscellaneous | Natural Gas | Miscellaneous | Vintage | Vintage | Baseline Forecast | 0 | 0 | 0 | 0 | 0 | 0 | 0 | 0 | 0 | 0 | 0 | 0 | 0 | 0 | 0 | 0 | 0 | 0 | 0 | 0 | 0 | 0 | 0 | 0 | 0 | 0 | 0
Commercial_Miscellaneous (ID)_Existing_Space Heating_Natural Gas_Furnace_E1_Baseline Forecast | Commercial | Miscellaneous (ID) | Existing | Space Heating | Natural Gas | Furnace | E1 | AFUE 80% (Standard) | Baseline Forecast | 0 | 258185.9855 | 516119.0459 | 772809.2052 | 1027398.9637 | 1279148.551 | 1527422.7641 | 1771679.2217 | 2011457.884 | 2246371.7015 | 2476098.2734 | 2700372.4077 | 2892325.7452 | 3055548.2558 | 3193244.7775 | 3308276.1078 | 3403195.715 | 3480282.5362 | 3541570.2782 | 3588873.5957 | 3623811.4776 | 3647828.1407 | 3662211.6957 | 3668110.823 | 3666549.6705 | 3658441.1626 | 3644598.891
Commercial_Miscellaneous (ID)_Existing_Space Heating_Natural Gas_Furnace_E2_Baseline Forecast | Commercial | Miscellaneous (ID) | Existing | Space Heating | Natural Gas | Furnace | E2 | AFUE 90% | Baseline Forecast | 0 | 0 | 0 | 0 | 0 | 0 | 0 | 0 | 0 | 0 | 0 | 0 | 0 | 0 | 0 | 0 | 0 | 0 | 0 | 0 | 0 | 0 | 0 | 0 | 0 | 0 | 0
Commercial_Miscellaneous (ID)_Existing_Space Heating_Natural Gas_Furnace_E3_Baseline Forecast | Commercial | Miscellaneous (ID) | Existing | Space Heating | Natural Gas | Furnace | E3 | AFUE 96% | Baseline Forecast | 0 | 0 | 0 | 0 | 0 | 0 | 0 | 0 | 0 | 0 | 0 | 0 | 0 | 0 | 0 | 0 | 0 | 0 | 0 | 0 | 0 | 0 | 0 | 0 | 0 | 0 | 0
Commercial_Miscellaneous (ID)_Existing_Space Heating_Natural Gas_Furnace_E4_Baseline Forecast | Commercial | Miscellaneous (ID) | Existing | Space Heating | Natural Gas | Furnace | E4 |  | Baseline Forecast | 0 | 0 | 0 | 0 | 0 | 0 | 0 | 0 | 0 | 0 | 0 | 0 | 0 | 0 | 0 | 0 | 0 | 0 | 0 | 0 | 0 | 0 | 0 | 0 | 0 | 0 | 0
Commercial_Miscellaneous (ID)_Existing_Space Heating_Natural Gas_Furnace_E5_Baseline Forecast | Commercial | Miscellaneous (ID) | Existing | Space Heating | Natural Gas | Furnace | E5 |  | Baseline Forecast | 0 | 0 | 0 | 0 | 0 | 0 | 0 | 0 | 0 | 0 | 0 | 0 | 0 | 0 | 0 | 0 | 0 | 0 | 0 | 0 | 0 | 0 | 0 | 0 | 0 | 0 | 0
Commercial_Miscellaneous (ID)_Existing_Space Heating_Natural Gas_Furnace_E6_Baseline Forecast | Commercial | Miscellaneous (ID) | Existing | Space Heating | Natural Gas | Furnace | E6 |  | Baseline Forecast | 0 | 0 | 0 | 0 | 0 | 0 | 0 | 0 | 0 | 0 | 0 | 0 | 0 | 0 | 0 | 0 | 0 | 0 | 0 | 0 | 0 | 0 | 0 | 0 | 0 | 0 | 0
Commercial_Miscellaneous (ID)_Existing_Space Heating_Natural Gas_Furnace_E7_Baseline Forecast | Commercial | Miscellaneous (ID) | Existing | Space Heating | Natural Gas | Furnace | E7 |  | Baseline Forecast | 0 | 0 | 0 | 0 | 0 | 0 | 0 | 0 | 0 | 0 | 0 | 0 | 0 | 0 | 0 | 0 | 0 | 0 | 0 | 0 | 0 | 0 | 0 | 0 | 0 | 0 | 0
Commercial_Miscellaneous (ID)_Existing_Space Heating_Natural Gas_Furnace_E8_Baseline Forecast | Commercial | Miscellaneous (ID) | Existing | Space Heating | Natural Gas | Furnace | E8 |  | Baseline Forecast | 0 | 0 | 0 | 0 | 0 | 0 | 0 | 0 | 0 | 0 | 0 | 0 | 0 | 0 | 0 | 0 | 0 | 0 | 0 | 0 | 0 | 0 | 0 | 0 | 0 | 0 | 0
Commercial_Miscellaneous (ID)_Existing_Space Heating_Natural Gas_Furnace_E9_Baseline Forecast | Commercial | Miscellaneous (ID) | Existing | Space Heating | Natural Gas | Furnace | E9 |  | Baseline Forecast | 0 | 0 | 0 | 0 | 0 | 0 | 0 | 0 | 0 | 0 | 0 | 0 | 0 | 0 | 0 | 0 | 0 | 0 | 0 | 0 | 0 | 0 | 0 | 0 | 0 | 0 | 0
Commercial_Miscellaneous (ID)_Existing_Space Heating_Natural Gas_Furnace_E10_Baseline Forecast | Commercial | Miscellaneous (ID) | Existing | Space Heating | Natural Gas | Furnace | E10 |  | Baseline Forecast | 0 | 0 | 0 | 0 | 0 | 0 | 0 | 0 | 0 | 0 | 0 | 0 | 0 | 0 | 0 | 0 | 0 | 0 | 0 | 0 | 0 | 0 | 0 | 0 | 0 | 0 | 0
Commercial_Miscellaneous (ID)_Existing_Space Heating_Natural Gas_Furnace_Vintage_Baseline Forecast | Commercial | Miscellaneous (ID) | Existing | Space Heating | Natural Gas | Furnace | Vintage | Vintage | Baseline Forecast | 6502210.2146 | 6131917.1564 | 5763809.9039 | 5398845.1075 | 5037847.516 | 4681524.7136 | 4330480.2718 | 3985225.486 | 3646189.846 | 3313730.378 | 2988139.9771 | 2669654.8385 | 2385114.8243 | 2130901.959 | 1903783.8819 | 1700872.7472 | 1519588.5045 | 1357626.0934 | 1212926.1336 | 1083648.74 | 968150.1282 | 864961.7133 | 772771.4367 | 690407.0829 | 616821.375 | 551078.6579 | 492343.0016
Commercial_Miscellaneous (ID)_Existing_Space Heating_Natural Gas_Boiler_E1_Baseline Forecast | Commercial | Miscellaneous (ID) | Existing | Space Heating | Natural Gas | Boiler | E1 | AFUE 80% (Standard) | Baseline Forecast | 0 | 34631.4634 | 71961.0831 | 111035.5891 | 151907.9463 | 193767.9541 | 236736.116 | 280034.5962 | 323913.3889 | 367616.1915 | 411499.8114 | 454820.6081 | 498024.4162 | 540372.8513 | 582386.9958 | 623491.4536 | 664106.9043 | 703491.8917 | 741586.7364 | 779222.1762 | 815654.3428 | 850696.1882 | 885181.7457 | 918574.6983 | 950865.2269 | 982048.1452 | 1012122.3202
Commercial_Miscellaneous (ID)_Existing_Space Heating_Natural Gas_Boiler_E2_Baseline Forecast | Commercial | Miscellaneous (ID) | Existing | Space Heating | Natural Gas | Boiler | E2 | AFUE 85% | Baseline Forecast | 0 | 0 | 0 | 0 | 0 | 0 | 0 | 0 | 0 | 0 | 0 | 0 | 0 | 0 | 0 | 0 | 0 | 0 | 0 | 0 | 0 | 0 | 0 | 0 | 0 | 0 | 0
Commercial_Miscellaneous (ID)_Existing_Space Heating_Natural Gas_Boiler_E3_Baseline Forecast | Commercial | Miscellaneous (ID) | Existing | Space Heating | Natural Gas | Boiler | E3 | AFUE 97% | Baseline Forecast | 0 | 11019.102 | 22660.0888 | 35226.5372 | 48092.8033 | 61565.0343 | 75079.809 | 89026.4926 | 102815.0959 | 116905.0707 | 130681.1431 | 144662.623 | 158209.6879 | 171893.6925 | 185050.4617 | 198133.5406 | 210619.2343 | 223162.6748 | 235751.9929 | 247497.972 | 259097.5484 | 270701.0279 | 281446.6153 | 291850.7676 | 301910.3856 | 311623.8231 | 320990.7053
Commercial_Miscellaneous (ID)_Existing_Space Heating_Natural Gas_Boiler_E4_Baseline Forecast | Commercial | Miscellaneous (ID) | Existing | Space Heating | Natural Gas | Boiler | E4 | Convert to NG Air Source Heat Pump | Baseline Forecast | 0 | 0 | 0 | 0 | 0 | 0 | 0 | 0 | 0 | 0 | 0 | 0 | 0 | 0 | 0 | 0 | 0 | 0 | 0 | 0 | 0 | 0 | 0 | 0 | 0 | 0 | 0
Commercial_Miscellaneous (ID)_Existing_Space Heating_Natural Gas_Boiler_E5_Baseline Forecast | Commercial | Miscellaneous (ID) | Existing | Space Heating | Natural Gas | Boiler | E5 |  | Baseline Forecast | 0 | 0 | 0 | 0 | 0 | 0 | 0 | 0 | 0 | 0 | 0 | 0 | 0 | 0 | 0 | 0 | 0 | 0 | 0 | 0 | 0 | 0 | 0 | 0 | 0 | 0 | 0
Commercial_Miscellaneous (ID)_Existing_Space Heating_Natural Gas_Boiler_E6_Baseline Forecast | Commercial | Miscellaneous (ID) | Existing | Space Heating | Natural Gas | Boiler | E6 |  | Baseline Forecast | 0 | 0 | 0 | 0 | 0 | 0 | 0 | 0 | 0 | 0 | 0 | 0 | 0 | 0 | 0 | 0 | 0 | 0 | 0 | 0 | 0 | 0 | 0 | 0 | 0 | 0 | 0
Commercial_Miscellaneous (ID)_Existing_Space Heating_Natural Gas_Boiler_E7_Baseline Forecast | Commercial | Miscellaneous (ID) | Existing | Space Heating | Natural Gas | Boiler | E7 |  | Baseline Forecast | 0 | 0 | 0 | 0 | 0 | 0 | 0 | 0 | 0 | 0 | 0 | 0 | 0 | 0 | 0 | 0 | 0 | 0 | 0 | 0 | 0 | 0 | 0 | 0 | 0 | 0 | 0
Commercial_Miscellaneous (ID)_Existing_Space Heating_Natural Gas_Boiler_E8_Baseline Forecast | Commercial | Miscellaneous (ID) | Existing | Space Heating | Natural Gas | Boiler | E8 |  | Baseline Forecast | 0 | 0 | 0 | 0 | 0 | 0 | 0 | 0 | 0 | 0 | 0 | 0 | 0 | 0 | 0 | 0 | 0 | 0 | 0 | 0 | 0 | 0 | 0 | 0 | 0 | 0 | 0
Commercial_Miscellaneous (ID)_Existing_Space Heating_Natural Gas_Boiler_E9_Baseline Forecast | Commercial | Miscellaneous (ID) | Existing | Space Heating | Natural Gas | Boiler | E9 |  | Baseline Forecast | 0 | 0 | 0 | 0 | 0 | 0 | 0 | 0 | 0 | 0 | 0 | 0 | 0 | 0 | 0 | 0 | 0 | 0 | 0 | 0 | 0 | 0 | 0 | 0 | 0 | 0 | 0
Commercial_Miscellaneous (ID)_Existing_Space Heating_Natural Gas_Boiler_E10_Baseline Forecast | Commercial | Miscellaneous (ID) | Existing | Space Heating | Natural Gas | Boiler | E10 |  | Baseline Forecast | 0 | 0 | 0 | 0 | 0 | 0 | 0 | 0 | 0 | 0 | 0 | 0 | 0 | 0 | 0 | 0 | 0 | 0 | 0 | 0 | 0 | 0 | 0 | 0 | 0 | 0 | 0
Commercial_Miscellaneous (ID)_Existing_Space Heating_Natural Gas_Boiler_Vintage_Baseline Forecast | Commercial | Miscellaneous (ID) | Existing | Space Heating | Natural Gas | Boiler | Vintage | Vintage | Baseline Forecast | 3065795.866 | 2967286.7512 | 2866368.9496 | 2763676.4413 | 2659766.4635 | 2555127.8934 | 2450188.7347 | 2345322.8009 | 2240855.6827 | 2137070.0748 | 2034210.5318 | 1932487.7124 | 1832082.1679 | 1733147.7236 | 1635814.4949 | 1540191.5798 | 1446369.4598 | 1354422.1424 | 1264409.0707 | 1176376.8277 | 1090360.6541 | 1006385.8025 | 924468.7435 | 844618.2403 | 766836.3057 | 691119.0547 | 617457.4627
Commercial_Miscellaneous (ID)_Existing_Space Heating_Natural Gas_Unit Heater_E1_Baseline Forecast | Commercial | Miscellaneous (ID) | Existing | Space Heating | Natural Gas | Unit Heater | E1 | Standard | Baseline Forecast | 0 | 40.2579 | 154.6585 | 371.4644 | 713.9855 | 1201.1738 | 1848.1543 | 2666.6965 | 3665.6341 | 4851.2381 | 6193.1235 | 7664.4182 | 9241.3826 | 10903.0693 | 12631.0196 | 14408.9919 | 16222.7201 | 17785.3859 | 19124.7439 | 20265.5735 | 21229.9962 | 22037.7589 | 22706.4878 | 23251.9143 | 23688.0772 | 24027.504 | 24281.3712
Commercial_Miscellaneous (ID)_Existing_Space Heating_Natural Gas_Unit Heater_E2_Baseline Forecast | Commercial | Miscellaneous (ID) | Existing | Space Heating | Natural Gas | Unit Heater | E2 | Condensing | Baseline Forecast | 0 | 0 | 0 | 0 | 0 | 0 | 0 | 0 | 0 | 0 | 0 | 0 | 0 | 0 | 0 | 0 | 0 | 0 | 0 | 0 | 0 | 0 | 0 | 0 | 0 | 0 | 0
Commercial_Miscellaneous (ID)_Existing_Space Heating_Natural Gas_Unit Heater_E3_Baseline Forecast | Commercial | Miscellaneous (ID) | Existing | Space Heating | Natural Gas | Unit Heater | E3 | Infrared Radiant | Baseline Forecast | 0 | 0 | 0 | 0 | 0 | 0 | 0 | 0 | 0 | 0 | 0 | 0 | 0 | 0 | 0 | 0 | 0 | 0 | 0 | 0 | 0 | 0 | 0 | 0 | 0 | 0 | 0
Commercial_Miscellaneous (ID)_Existing_Space Heating_Natural Gas_Unit Heater_E4_Baseline Forecast | Commercial | Miscellaneous (ID) | Existing | Space Heating | Natural Gas | Unit Heater | E4 |  | Baseline Forecast | 0 | 0 | 0 | 0 | 0 | 0 | 0 | 0 | 0 | 0 | 0 | 0 | 0 | 0 | 0 | 0 | 0 | 0 | 0 | 0 | 0 | 0 | 0 | 0 | 0 | 0 | 0
Commercial_Miscellaneous (ID)_Existing_Space Heating_Natural Gas_Unit Heater_E5_Baseline Forecast | Commercial | Miscellaneous (ID) | Existing | Space Heating | Natural Gas | Unit Heater | E5 |  | Baseline Forecast | 0 | 0 | 0 | 0 | 0 | 0 | 0 | 0 | 0 | 0 | 0 | 0 | 0 | 0 | 0 | 0 | 0 | 0 | 0 | 0 | 0 | 0 | 0 | 0 | 0 | 0 | 0
Commercial_Miscellaneous (ID)_Existing_Space Heating_Natural Gas_Unit Heater_E6_Baseline Forecast | Commercial | Miscellaneous (ID) | Existing | Space Heating | Natural Gas | Unit Heater | E6 |  | Baseline Forecast | 0 | 0 | 0 | 0 | 0 | 0 | 0 | 0 | 0 | 0 | 0 | 0 | 0 | 0 | 0 | 0 | 0 | 0 | 0 | 0 | 0 | 0 | 0 | 0 | 0 | 0 | 0
Commercial_Miscellaneous (ID)_Existing_Space Heating_Natural Gas_Unit Heater_E7_Baseline Forecast | Commercial | Miscellaneous (ID) | Existing | Space Heating | Natural Gas | Unit Heater | E7 |  | Baseline Forecast | 0 | 0 | 0 | 0 | 0 | 0 | 0 | 0 | 0 | 0 | 0 | 0 | 0 | 0 | 0 | 0 | 0 | 0 | 0 | 0 | 0 | 0 | 0 | 0 | 0 | 0 | 0
Commercial_Miscellaneous (ID)_Existing_Space Heating_Natural Gas_Unit Heater_E8_Baseline Forecast | Commercial | Miscellaneous (ID) | Existing | Space Heating | Natural Gas | Unit Heater | E8 |  | Baseline Forecast | 0 | 0 | 0 | 0 | 0 | 0 | 0 | 0 | 0 | 0 | 0 | 0 | 0 | 0 | 0 | 0 | 0 | 0 | 0 | 0 | 0 | 0 | 0 | 0 | 0 | 0 | 0
Commercial_Miscellaneous (ID)_Existing_Space Heating_Natural Gas_Unit Heater_E9_Baseline Forecast | Commercial | Miscellaneous (ID) | Existing | Space Heating | Natural Gas | Unit Heater | E9 |  | Baseline Forecast | 0 | 0 | 0 | 0 | 0 | 0 | 0 | 0 | 0 | 0 | 0 | 0 | 0 | 0 | 0 | 0 | 0 | 0 | 0 | 0 | 0 | 0 | 0 | 0 | 0 | 0 | 0
Commercial_Miscellaneous (ID)_Existing_Space Heating_Natural Gas_Unit Heater_E10_Baseline Forecast | Commercial | Miscellaneous (ID) | Existing | Space Heating | Natural Gas | Unit Heater | E10 |  | Baseline Forecast | 0 | 0 | 0 | 0 | 0 | 0 | 0 | 0 | 0 | 0 | 0 | 0 | 0 | 0 | 0 | 0 | 0 | 0 | 0 | 0 | 0 | 0 | 0 | 0 | 0 | 0 | 0
Commercial_Miscellaneous (ID)_Existing_Space Heating_Natural Gas_Unit Heater_Vintage_Baseline Forecast | Commercial | Miscellaneous (ID) | Existing | Space Heating | Natural Gas | Unit Heater | Vintage | Vintage | Baseline Forecast | 48665.439 | 47786.1218 | 46847.1285 | 45819.9469 | 44681.0222 | 43411.1614 | 41995.0027 | 40420.544 | 38678.7229 | 36763.0437 | 34703.6708 | 32527.259 | 30257.3346 | 27914.6355 | 25517.4145 | 23081.7105 | 20621.5909 | 18423.6784 | 16460.0261 | 14705.666 | 13138.2909 | 11737.9715 | 10486.9025 | 9369.1762 | 8370.5806 | 7478.4184 | 6681.3456
Commercial_Miscellaneous (ID)_Existing_Water Heating_Natural Gas_Water Heater_E1_Baseline Forecast | Commercial | Miscellaneous (ID) | Existing | Water Heating | Natural Gas | Water Heater | E1 | TE 0.80 | Baseline Forecast | 0 | 120629.3577 | 250031.7595 | 386490.4234 | 528492.0733 | 674704.7734 | 823958.1353 | 975225.6448 | 1127608.882 | 1280323.4333 | 1432686.3141 | 1584104.7413 | 1714141.1044 | 1825164.7732 | 1919291.0243 | 1998408.1496 | 2064201.676 | 2118176.002 | 2161673.7288 | 2195892.9302 | 2221902.5814 | 2240656.343 | 2253004.8752 | 2259706.8392 | 2261438.7262 | 2258803.6374 | 2252339.1287
Commercial_Miscellaneous (ID)_Existing_Water Heating_Natural Gas_Water Heater_E2_Baseline Forecast | Commercial | Miscellaneous (ID) | Existing | Water Heating | Natural Gas | Water Heater | E2 | TE 0.90 | Baseline Forecast | 0 | 0 | 0 | 0 | 0 | 0 | 0 | 0 | 0 | 0 | 0 | 0 | 0 | 0 | 0 | 0 | 0 | 0 | 0 | 0 | 0 | 0 | 0 | 0 | 0 | 0 | 0
Commercial_Miscellaneous (ID)_Existing_Water Heating_Natural Gas_Water Heater_E3_Baseline Forecast | Commercial | Miscellaneous (ID) | Existing | Water Heating | Natural Gas | Water Heater | E3 | TE 0.94 | Baseline Forecast | 0 | 136028.8501 | 281950.7075 | 435829.6264 | 595959.1465 | 760837.2976 | 929144.2802 | 1099722.5356 | 1271558.952 | 1443768.978 | 1615582.4393 | 1786330.8785 | 1932967.6283 | 2058164.5315 | 2164306.8997 | 2253524.0836 | 2327716.7836 | 2388581.449 | 2437632.0771 | 2476219.6872 | 2505549.7195 | 2526697.5783 | 2540622.5188 | 2548180.0527 | 2550133.0317 | 2547161.5486 | 2539871.7834
Commercial_Miscellaneous (ID)_Existing_Water Heating_Natural Gas_Water Heater_E4_Baseline Forecast | Commercial | Miscellaneous (ID) | Existing | Water Heating | Natural Gas | Water Heater | E4 | Instantaneous TE 0.94 | Baseline Forecast | 0 | 0 | 0 | 0 | 0 | 0 | 0 | 0 | 0 | 0 | 0 | 0 | 0 | 0 | 0 | 0 | 0 | 0 | 0 | 0 | 0 | 0 | 0 | 0 | 0 | 0 | 0
Commercial_Miscellaneous (ID)_Existing_Water Heating_Natural Gas_Water Heater_E5_Baseline Forecast | Commercial | Miscellaneous (ID) | Existing | Water Heating | Natural Gas | Water Heater | E5 | Gas-Fired Absorption HPWH | Baseline Forecast | 0 | 0 | 0 | 0 | 0 | 0 | 0 | 0 | 0 | 0 | 0 | 0 | 0 | 0 | 0 | 0 | 0 | 0 | 0 | 0 | 0 | 0 | 0 | 0 | 0 | 0 | 0
Commercial_Miscellaneous (ID)_Existing_Water Heating_Natural Gas_Water Heater_E6_Baseline Forecast | Commercial | Miscellaneous (ID) | Existing | Water Heating | Natural Gas | Water Heater | E6 |  | Baseline Forecast | 0 | 0 | 0 | 0 | 0 | 0 | 0 | 0 | 0 | 0 | 0 | 0 | 0 | 0 | 0 | 0 | 0 | 0 | 0 | 0 | 0 | 0 | 0 | 0 | 0 | 0 | 0
Commercial_Miscellaneous (ID)_Existing_Water Heating_Natural Gas_Water Heater_E7_Baseline Forecast | Commercial | Miscellaneous (ID) | Existing | Water Heating | Natural Gas | Water Heater | E7 |  | Baseline Forecast | 0 | 0 | 0 | 0 | 0 | 0 | 0 | 0 | 0 | 0 | 0 | 0 | 0 | 0 | 0 | 0 | 0 | 0 | 0 | 0 | 0 | 0 | 0 | 0 | 0 | 0 | 0
Commercial_Miscellaneous (ID)_Existing_Water Heating_Natural Gas_Water Heater_E8_Baseline Forecast | Commercial | Miscellaneous (ID) | Existing | Water Heating | Natural Gas | Water Heater | E8 |  | Baseline Forecast | 0 | 0 | 0 | 0 | 0 | 0 | 0 | 0 | 0 | 0 | 0 | 0 | 0 | 0 | 0 | 0 | 0 | 0 | 0 | 0 | 0 | 0 | 0 | 0 | 0 | 0 | 0
Commercial_Miscellaneous (ID)_Existing_Water Heating_Natural Gas_Water Heater_E9_Baseline Forecast | Commercial | Miscellaneous (ID) | Existing | Water Heating | Natural Gas | Water Heater | E9 |  | Baseline Forecast | 0 | 0 | 0 | 0 | 0 | 0 | 0 | 0 | 0 | 0 | 0 | 0 | 0 | 0 | 0 | 0 | 0 | 0 | 0 | 0 | 0 | 0 | 0 | 0 | 0 | 0 | 0
Commercial_Miscellaneous (ID)_Existing_Water Heating_Natural Gas_Water Heater_E10_Baseline Forecast | Commercial | Miscellaneous (ID) | Existing | Water Heating | Natural Gas | Water Heater | E10 |  | Baseline Forecast | 0 | 0 | 0 | 0 | 0 | 0 | 0 | 0 | 0 | 0 | 0 | 0 | 0 | 0 | 0 | 0 | 0 | 0 | 0 | 0 | 0 | 0 | 0 | 0 | 0 | 0 | 0
Commercial_Miscellaneous (ID)_Existing_Water Heating_Natural Gas_Water Heater_Vintage_Baseline Forecast | Commercial | Miscellaneous (ID) | Existing | Water Heating | Natural Gas | Water Heater | Vintage | Vintage | Baseline Forecast | 8618312.4512 | 8213062.6494 | 7791708.7202 | 7357859.2204 | 6914690.4768 | 6464993.7343 | 6011217.2552 | 5555503.9098 | 5099724.7374 | 4645508.9088 | 4194270.475 | 3747232.2426 | 3347840.7183 | 2991017.5696 | 2672225.7283 | 2387411.7009 | 2132954.0274 | 1905617.2345 | 1702510.6954 | 1521051.8752 | 1358933.4935 | 1214094.187 | 1084692.2987 | 969082.4613 | 865794.6754 | 773515.6191 | 691071.9481
Commercial_Miscellaneous (ID)_Existing_Food Preparation_Natural Gas_Oven_E1_Baseline Forecast | Commercial | Miscellaneous (ID) | Existing | Food Preparation | Natural Gas | Oven | E1 | Standard | Baseline Forecast | 0 | 54351.5103 | 122853.1552 | 201574.9521 | 287450.6604 | 378092.5767 | 471645.9372 | 566674.4592 | 662070.3648 | 756983.6512 | 827528.246 | 878984.2985 | 915501.8865 | 940342.6391 | 956069.7007 | 964697.083 | 967807.0855 | 966642.6119 | 962179.7497 | 955184.8329 | 946259.3038 | 935874.9844 | 924401.8058 | 912129.6095 | 899285.2874 | 886046.2566 | 872551.0537
Commercial_Miscellaneous (ID)_Existing_Food Preparation_Natural Gas_Oven_E2_Baseline Forecast | Commercial | Miscellaneous (ID) | Existing | Food Preparation | Natural Gas | Oven | E2 | ENERGY STAR (>42% Baking Efficiency) | Baseline Forecast | 0 | 78213.149 | 176788.6868 | 290071.2725 | 413648.5113 | 544084.4397 | 678710.0071 | 815458.3681 | 952735.403 | 1089317.9371 | 1190833.3296 | 1264879.8441 | 1317429.544 | 1353175.9928 | 1375807.618 | 1388222.6317 | 1392698.0011 | 1391022.2951 | 1384600.1276 | 1374534.2717 | 1361690.2177 | 1346746.9287 | 1330236.7449 | 1312576.7552 | 1294093.4623 | 1275042.1741 | 1255622.248
Commercial_Miscellaneous (ID)_Existing_Food Preparation_Natural Gas_Oven_E3_Baseline Forecast | Commercial | Miscellaneous (ID) | Existing | Food Preparation | Natural Gas | Oven | E3 |  | Baseline Forecast | 0 | 0 | 0 | 0 | 0 | 0 | 0 | 0 | 0 | 0 | 0 | 0 | 0 | 0 | 0 | 0 | 0 | 0 | 0 | 0 | 0 | 0 | 0 | 0 | 0 | 0 | 0
Commercial_Miscellaneous (ID)_Existing_Food Preparation_Natural Gas_Oven_E4_Baseline Forecast | Commercial | Miscellaneous (ID) | Existing | Food Preparation | Natural Gas | Oven | E4 |  | Baseline Forecast | 0 | 0 | 0 | 0 | 0 | 0 | 0 | 0 | 0 | 0 | 0 | 0 | 0 | 0 | 0 | 0 | 0 | 0 | 0 | 0 | 0 | 0 | 0 | 0 | 0 | 0 | 0
Commercial_Miscellaneous (ID)_Existing_Food Preparation_Natural Gas_Oven_E5_Baseline Forecast | Commercial | Miscellaneous (ID) | Existing | Food Preparation | Natural Gas | Oven | E5 |  | Baseline Forecast | 0 | 0 | 0 | 0 | 0 | 0 | 0 | 0 | 0 | 0 | 0 | 0 | 0 | 0 | 0 | 0 | 0 | 0 | 0 | 0 | 0 | 0 | 0 | 0 | 0 | 0 | 0
Commercial_Miscellaneous (ID)_Existing_Food Preparation_Natural Gas_Oven_E6_Baseline Forecast | Commercial | Miscellaneous (ID) | Existing | Food Preparation | Natural Gas | Oven | E6 |  | Baseline Forecast | 0 | 0 | 0 | 0 | 0 | 0 | 0 | 0 | 0 | 0 | 0 | 0 | 0 | 0 | 0 | 0 | 0 | 0 | 0 | 0 | 0 | 0 | 0 | 0 | 0 | 0 | 0
Commercial_Miscellaneous (ID)_Existing_Food Preparation_Natural Gas_Oven_E7_Baseline Forecast | Commercial | Miscellaneous (ID) | Existing | Food Preparation | Natural Gas | Oven | E7 |  | Baseline Forecast | 0 | 0 | 0 | 0 | 0 | 0 | 0 | 0 | 0 | 0 | 0 | 0 | 0 | 0 | 0 | 0 | 0 | 0 | 0 | 0 | 0 | 0 | 0 | 0 | 0 | 0 | 0
Commercial_Miscellaneous (ID)_Existing_Food Preparation_Natural Gas_Oven_E8_Baseline Forecast | Commercial | Miscellaneous (ID) | Existing | Food Preparation | Natural Gas | Oven | E8 |  | Baseline Forecast | 0 | 0 | 0 | 0 | 0 | 0 | 0 | 0 | 0 | 0 | 0 | 0 | 0 | 0 | 0 | 0 | 0 | 0 | 0 | 0 | 0 | 0 | 0 | 0 | 0 | 0 | 0
Commercial_Miscellaneous (ID)_Existing_Food Preparation_Natural Gas_Oven_E9_Baseline Forecast | Commercial | Miscellaneous (ID) | Existing | Food Preparation | Natural Gas | Oven | E9 |  | Baseline Forecast | 0 | 0 | 0 | 0 | 0 | 0 | 0 | 0 | 0 | 0 | 0 | 0 | 0 | 0 | 0 | 0 | 0 | 0 | 0 | 0 | 0 | 0 | 0 | 0 | 0 | 0 | 0
Commercial_Miscellaneous (ID)_Existing_Food Preparation_Natural Gas_Oven_E10_Baseline Forecast | Commercial | Miscellaneous (ID) | Existing | Food Preparation | Natural Gas | Oven | E10 |  | Baseline Forecast | 0 | 0 | 0 | 0 | 0 | 0 | 0 | 0 | 0 | 0 | 0 | 0 | 0 | 0 | 0 | 0 | 0 | 0 | 0 | 0 | 0 | 0 | 0 | 0 | 0 | 0 | 0
Commercial_Miscellaneous (ID)_Existing_Food Preparation_Natural Gas_Oven_Vintage_Baseline Forecast | Commercial | Miscellaneous (ID) | Existing | Food Preparation | Natural Gas | Oven | Vintage | Vintage | Baseline Forecast | 3372258.8768 | 3181551.8231 | 2957334.7011 | 2709175.5504 | 2444536.021 | 2169223.0868 | 1887744.1571 | 1603586.2378 | 1319435.3824 | 1037349.1972 | 815571.093 | 641207.6179 | 504121.8513 | 396344.0762 | 311608.4461 | 244988.7094 | 192611.8129 | 151432.7356 | 119057.4611 | 93603.797 | 73591.9508 | 57858.4992 | 45488.7511 | 35763.5698 | 28117.5653 | 22106.2237 | 17380.0655
Commercial_Miscellaneous (ID)_Existing_Food Preparation_Natural Gas_Conveyor Oven_E1_Baseline Forecast | Commercial | Miscellaneous (ID) | Existing | Food Preparation | Natural Gas | Conveyor Oven | E1 | Standard | Baseline Forecast | 0 | 0 | 0 | 0 | 0 | 2534.9481 | 9466.7199 | 22132.5383 | 41461.5317 | 68066.2468 | 99990.6484 | 135707.3085 | 174025.5326 | 214019.1336 | 254969.6519 | 296321.7196 | 337647.9724 | 368334.1679 | 390686.1939 | 406516.419 | 417249.2125 | 424003.9054 | 427660.0139 | 428908.5197 | 428292.1851 | 426237.2505 | 423078.3539
Commercial_Miscellaneous (ID)_Existing_Food Preparation_Natural Gas_Conveyor Oven_E2_Baseline Forecast | Commercial | Miscellaneous (ID) | Existing | Food Preparation | Natural Gas | Conveyor Oven | E2 | ENERGY STAR (>42% Baking Efficiency) | Baseline Forecast | 0 | 0 | 0 | 0 | 0 | 3647.8521 | 13622.8409 | 31849.2624 | 59664.1553 | 97948.9893 | 143888.9819 | 195286.1268 | 250426.9859 | 307978.7532 | 366907.5479 | 426414.1819 | 485883.6676 | 530041.8513 | 562206.9619 | 584987.042 | 600431.7936 | 610151.9614 | 615413.1908 | 617209.821 | 616322.9005 | 613365.7994 | 608820.0703
Commercial_Miscellaneous (ID)_Existing_Food Preparation_Natural Gas_Conveyor Oven_E3_Baseline Forecast | Commercial | Miscellaneous (ID) | Existing | Food Preparation | Natural Gas | Conveyor Oven | E3 |  | Baseline Forecast | 0 | 0 | 0 | 0 | 0 | 0 | 0 | 0 | 0 | 0 | 0 | 0 | 0 | 0 | 0 | 0 | 0 | 0 | 0 | 0 | 0 | 0 | 0 | 0 | 0 | 0 | 0
Commercial_Miscellaneous (ID)_Existing_Food Preparation_Natural Gas_Conveyor Oven_E4_Baseline Forecast | Commercial | Miscellaneous (ID) | Existing | Food Preparation | Natural Gas | Conveyor Oven | E4 |  | Baseline Forecast | 0 | 0 | 0 | 0 | 0 | 0 | 0 | 0 | 0 | 0 | 0 | 0 | 0 | 0 | 0 | 0 | 0 | 0 | 0 | 0 | 0 | 0 | 0 | 0 | 0 | 0 | 0
Commercial_Miscellaneous (ID)_Existing_Food Preparation_Natural Gas_Conveyor Oven_E5_Baseline Forecast | Commercial | Miscellaneous (ID) | Existing | Food Preparation | Natural Gas | Conveyor Oven | E5 |  | Baseline Forecast | 0 | 0 | 0 | 0 | 0 | 0 | 0 | 0 | 0 | 0 | 0 | 0 | 0 | 0 | 0 | 0 | 0 | 0 | 0 | 0 | 0 | 0 | 0 | 0 | 0 | 0 | 0
Commercial_Miscellaneous (ID)_Existing_Food Preparation_Natural Gas_Conveyor Oven_E6_Baseline Forecast | Commercial | Miscellaneous (ID) | Existing | Food Preparation | Natural Gas | Conveyor Oven | E6 |  | Baseline Forecast | 0 | 0 | 0 | 0 | 0 | 0 | 0 | 0 | 0 | 0 | 0 | 0 | 0 | 0 | 0 | 0 | 0 | 0 | 0 | 0 | 0 | 0 | 0 | 0 | 0 | 0 | 0
Commercial_Miscellaneous (ID)_Existing_Food Preparation_Natural Gas_Conveyor Oven_E7_Baseline Forecast | Commercial | Miscellaneous (ID) | Existing | Food Preparation | Natural Gas | Conveyor Oven | E7 |  | Baseline Forecast | 0 | 0 | 0 | 0 | 0 | 0 | 0 | 0 | 0 | 0 | 0 | 0 | 0 | 0 | 0 | 0 | 0 | 0 | 0 | 0 | 0 | 0 | 0 | 0 | 0 | 0 | 0
Commercial_Miscellaneous (ID)_Existing_Food Preparation_Natural Gas_Conveyor Oven_E8_Baseline Forecast | Commercial | Miscellaneous (ID) | Existing | Food Preparation | Natural Gas | Conveyor Oven | E8 |  | Baseline Forecast | 0 | 0 | 0 | 0 | 0 | 0 | 0 | 0 | 0 | 0 | 0 | 0 | 0 | 0 | 0 | 0 | 0 | 0 | 0 | 0 | 0 | 0 | 0 | 0 | 0 | 0 | 0
Commercial_Miscellaneous (ID)_Existing_Food Preparation_Natural Gas_Conveyor Oven_E9_Baseline Forecast | Commercial | Miscellaneous (ID) | Existing | Food Preparation | Natural Gas | Conveyor Oven | E9 |  | Baseline Forecast | 0 | 0 | 0 | 0 | 0 | 0 | 0 | 0 | 0 | 0 | 0 | 0 | 0 | 0 | 0 | 0 | 0 | 0 | 0 | 0 | 0 | 0 | 0 | 0 | 0 | 0 | 0
Commercial_Miscellaneous (ID)_Existing_Food Preparation_Natural Gas_Conveyor Oven_E10_Baseline Forecast | Commercial | Miscellaneous (ID) | Existing | Food Preparation | Natural Gas | Conveyor Oven | E10 |  | Baseline Forecast | 0 | 0 | 0 | 0 | 0 | 0 | 0 | 0 | 0 | 0 | 0 | 0 | 0 | 0 | 0 | 0 | 0 | 0 | 0 | 0 | 0 | 0 | 0 | 0 | 0 | 0 | 0
Commercial_Miscellaneous (ID)_Existing_Food Preparation_Natural Gas_Conveyor Oven_Vintage_Baseline Forecast | Commercial | Miscellaneous (ID) | Existing | Food Preparation | Natural Gas | Conveyor Oven | Vintage | Vintage | Baseline Forecast | 1686129.4384 | 1657058.2412 | 1628488.2715 | 1600410.8875 | 1572817.5964 | 1539517.2514 | 1495960.4899 | 1438877.7319 | 1365994.8881 | 1275810.1567 | 1173086.704 | 1061542.445 | 944074.1225 | 822933.4672 | 699865.6826 | 576218.3106 | 453026.8097 | 356172.8021 | 280025.5134 | 220157.9898 | 173089.7299 | 136084.3394 | 106990.4461 | 84116.6266 | 66133.072 | 51994.2773 | 40878.2594
Commercial_Miscellaneous (ID)_Existing_Food Preparation_Natural Gas_Double Rack Oven_E1_Baseline Forecast | Commercial | Miscellaneous (ID) | Existing | Food Preparation | Natural Gas | Double Rack Oven | E1 | Standard | Baseline Forecast | 0 | 15097.6418 | 35444.7509 | 60126.2735 | 88349.3907 | 119427.9128 | 152768.6502 | 187859.51 | 224259.1017 | 261587.6595 | 293064.0463 | 319447.7171 | 341401.7673 | 359505.1216 | 374263.1824 | 386117.1309 | 395452.0529 | 402604.0366 | 407866.3729 | 411494.9719 | 413713.0944 | 414715.485 | 414671.9823 | 413730.6733 | 412020.6479 | 409654.4059 | 406729.9591
Commercial_Miscellaneous (ID)_Existing_Food Preparation_Natural Gas_Double Rack Oven_E2_Baseline Forecast | Commercial | Miscellaneous (ID) | Existing | Food Preparation | Natural Gas | Double Rack Oven | E2 | FTSC Qualified (>50% Cooking Efficiency) | Baseline Forecast | 0 | 21725.8747 | 51005.861 | 86523.1741 | 127136.9281 | 171859.6794 | 219837.8137 | 270334.4168 | 322714.3172 | 376431.0222 | 421726.3105 | 459693.0563 | 491285.47 | 517336.6384 | 538573.8478 | 555631.9688 | 569065.1493 | 579357.0283 | 586929.6585 | 592151.301 | 595343.2334 | 596785.6979 | 596723.0965 | 595368.5299 | 592907.7616 | 589502.6817 | 585294.3313
Commercial_Miscellaneous (ID)_Existing_Food Preparation_Natural Gas_Double Rack Oven_E3_Baseline Forecast | Commercial | Miscellaneous (ID) | Existing | Food Preparation | Natural Gas | Double Rack Oven | E3 |  | Baseline Forecast | 0 | 0 | 0 | 0 | 0 | 0 | 0 | 0 | 0 | 0 | 0 | 0 | 0 | 0 | 0 | 0 | 0 | 0 | 0 | 0 | 0 | 0 | 0 | 0 | 0 | 0 | 0
Commercial_Miscellaneous (ID)_Existing_Food Preparation_Natural Gas_Double Rack Oven_E4_Baseline Forecast | Commercial | Miscellaneous (ID) | Existing | Food Preparation | Natural Gas | Double Rack Oven | E4 |  | Baseline Forecast | 0 | 0 | 0 | 0 | 0 | 0 | 0 | 0 | 0 | 0 | 0 | 0 | 0 | 0 | 0 | 0 | 0 | 0 | 0 | 0 | 0 | 0 | 0 | 0 | 0 | 0 | 0
Commercial_Miscellaneous (ID)_Existing_Food Preparation_Natural Gas_Double Rack Oven_E5_Baseline Forecast | Commercial | Miscellaneous (ID) | Existing | Food Preparation | Natural Gas | Double Rack Oven | E5 |  | Baseline Forecast | 0 | 0 | 0 | 0 | 0 | 0 | 0 | 0 | 0 | 0 | 0 | 0 | 0 | 0 | 0 | 0 | 0 | 0 | 0 | 0 | 0 | 0 | 0 | 0 | 0 | 0 | 0
Commercial_Miscellaneous (ID)_Existing_Food Preparation_Natural Gas_Double Rack Oven_E6_Baseline Forecast | Commercial | Miscellaneous (ID) | Existing | Food Preparation | Natural Gas | Double Rack Oven | E6 |  | Baseline Forecast | 0 | 0 | 0 | 0 | 0 | 0 | 0 | 0 | 0 | 0 | 0 | 0 | 0 | 0 | 0 | 0 | 0 | 0 | 0 | 0 | 0 | 0 | 0 | 0 | 0 | 0 | 0
Commercial_Miscellaneous (ID)_Existing_Food Preparation_Natural Gas_Double Rack Oven_E7_Baseline Forecast | Commercial | Miscellaneous (ID) | Existing | Food Preparation | Natural Gas | Double Rack Oven | E7 |  | Baseline Forecast | 0 | 0 | 0 | 0 | 0 | 0 | 0 | 0 | 0 | 0 | 0 | 0 | 0 | 0 | 0 | 0 | 0 | 0 | 0 | 0 | 0 | 0 | 0 | 0 | 0 | 0 | 0
Commercial_Miscellaneous (ID)_Existing_Food Preparation_Natural Gas_Double Rack Oven_E8_Baseline Forecast | Commercial | Miscellaneous (ID) | Existing | Food Preparation | Natural Gas | Double Rack Oven | E8 |  | Baseline Forecast | 0 | 0 | 0 | 0 | 0 | 0 | 0 | 0 | 0 | 0 | 0 | 0 | 0 | 0 | 0 | 0 | 0 | 0 | 0 | 0 | 0 | 0 | 0 | 0 | 0 | 0 | 0
Commercial_Miscellaneous (ID)_Existing_Food Preparation_Natural Gas_Double Rack Oven_E9_Baseline Forecast | Commercial | Miscellaneous (ID) | Existing | Food Preparation | Natural Gas | Double Rack Oven | E9 |  | Baseline Forecast | 0 | 0 | 0 | 0 | 0 | 0 | 0 | 0 | 0 | 0 | 0 | 0 | 0 | 0 | 0 | 0 | 0 | 0 | 0 | 0 | 0 | 0 | 0 | 0 | 0 | 0 | 0
Commercial_Miscellaneous (ID)_Existing_Food Preparation_Natural Gas_Double Rack Oven_E10_Baseline Forecast | Commercial | Miscellaneous (ID) | Existing | Food Preparation | Natural Gas | Double Rack Oven | E10 |  | Baseline Forecast | 0 | 0 | 0 | 0 | 0 | 0 | 0 | 0 | 0 | 0 | 0 | 0 | 0 | 0 | 0 | 0 | 0 | 0 | 0 | 0 | 0 | 0 | 0 | 0 | 0 | 0 | 0
Commercial_Miscellaneous (ID)_Existing_Food Preparation_Natural Gas_Double Rack Oven_Vintage_Baseline Forecast | Commercial | Miscellaneous (ID) | Existing | Food Preparation | Natural Gas | Double Rack Oven | Vintage | Vintage | Baseline Forecast | 1686129.4384 | 1620234.7247 | 1542037.6596 | 1453761.4399 | 1357331.2776 | 1254412.4593 | 1146443.5869 | 1034665.6057 | 920147.1562 | 803806.7112 | 702175.9776 | 613395.1069 | 535839.4037 | 468089.594 | 408905.8523 | 357205.1123 | 312041.2475 | 272587.7565 | 238122.6378 | 208015.1779 | 181714.4083 | 158739.0233 | 138668.5721 | 121135.7641 | 105819.748 | 92440.2396 | 80752.3932
Commercial_Miscellaneous (ID)_Existing_Food Preparation_Natural Gas_Fryer_E1_Baseline Forecast | Commercial | Miscellaneous (ID) | Existing | Food Preparation | Natural Gas | Fryer | E1 | Standard | Baseline Forecast | 0 | 6381.5377 | 13227.1872 | 20446.1272 | 27958.3025 | 35693.2509 | 43589.0564 | 51591.4144 | 59652.7967 | 67731.7062 | 75792.0116 | 83802.3535 | 90681.5408 | 96554.9181 | 101534.3877 | 105719.844 | 109200.455 | 112055.8063 | 114356.9243 | 116167.1895 | 117543.1528 | 118535.2648 | 119188.5272 | 119543.0747 | 119634.695 | 119495.2935 | 119153.3078
Commercial_Miscellaneous (ID)_Existing_Food Preparation_Natural Gas_Fryer_E2_Baseline Forecast | Commercial | Miscellaneous (ID) | Existing | Food Preparation | Natural Gas | Fryer | E2 | ENERGY STAR | Baseline Forecast | 0 | 2242.1619 | 4647.3901 | 7183.7744 | 9823.1874 | 12540.8719 | 15315.0739 | 18126.7132 | 20959.0907 | 23797.6265 | 26629.6257 | 29444.0702 | 31861.0819 | 33924.7009 | 35674.2443 | 37144.8101 | 38367.7274 | 39370.959 | 40179.4599 | 40815.499 | 41298.9456 | 41647.5255 | 41877.0501 | 42001.6208 | 42033.8118 | 41984.8328 | 41864.6757
Commercial_Miscellaneous (ID)_Existing_Food Preparation_Natural Gas_Fryer_E3_Baseline Forecast | Commercial | Miscellaneous (ID) | Existing | Food Preparation | Natural Gas | Fryer | E3 |  | Baseline Forecast | 0 | 0 | 0 | 0 | 0 | 0 | 0 | 0 | 0 | 0 | 0 | 0 | 0 | 0 | 0 | 0 | 0 | 0 | 0 | 0 | 0 | 0 | 0 | 0 | 0 | 0 | 0
Commercial_Miscellaneous (ID)_Existing_Food Preparation_Natural Gas_Fryer_E4_Baseline Forecast | Commercial | Miscellaneous (ID) | Existing | Food Preparation | Natural Gas | Fryer | E4 |  | Baseline Forecast | 0 | 0 | 0 | 0 | 0 | 0 | 0 | 0 | 0 | 0 | 0 | 0 | 0 | 0 | 0 | 0 | 0 | 0 | 0 | 0 | 0 | 0 | 0 | 0 | 0 | 0 | 0
Commercial_Miscellaneous (ID)_Existing_Food Preparation_Natural Gas_Fryer_E5_Baseline Forecast | Commercial | Miscellaneous (ID) | Existing | Food Preparation | Natural Gas | Fryer | E5 |  | Baseline Forecast | 0 | 0 | 0 | 0 | 0 | 0 | 0 | 0 | 0 | 0 | 0 | 0 | 0 | 0 | 0 | 0 | 0 | 0 | 0 | 0 | 0 | 0 | 0 | 0 | 0 | 0 | 0
Commercial_Miscellaneous (ID)_Existing_Food Preparation_Natural Gas_Fryer_E6_Baseline Forecast | Commercial | Miscellaneous (ID) | Existing | Food Preparation | Natural Gas | Fryer | E6 |  | Baseline Forecast | 0 | 0 | 0 | 0 | 0 | 0 | 0 | 0 | 0 | 0 | 0 | 0 | 0 | 0 | 0 | 0 | 0 | 0 | 0 | 0 | 0 | 0 | 0 | 0 | 0 | 0 | 0
Commercial_Miscellaneous (ID)_Existing_Food Preparation_Natural Gas_Fryer_E7_Baseline Forecast | Commercial | Miscellaneous (ID) | Existing | Food Preparation | Natural Gas | Fryer | E7 |  | Baseline Forecast | 0 | 0 | 0 | 0 | 0 | 0 | 0 | 0 | 0 | 0 | 0 | 0 | 0 | 0 | 0 | 0 | 0 | 0 | 0 | 0 | 0 | 0 | 0 | 0 | 0 | 0 | 0
Commercial_Miscellaneous (ID)_Existing_Food Preparation_Natural Gas_Fryer_E8_Baseline Forecast | Commercial | Miscellaneous (ID) | Existing | Food Preparation | Natural Gas | Fryer | E8 |  | Baseline Forecast | 0 | 0 | 0 | 0 | 0 | 0 | 0 | 0 | 0 | 0 | 0 | 0 | 0 | 0 | 0 | 0 | 0 | 0 | 0 | 0 | 0 | 0 | 0 | 0 | 0 | 0 | 0
Commercial_Miscellaneous (ID)_Existing_Food Preparation_Natural Gas_Fryer_E9_Baseline Forecast | Commercial | Miscellaneous (ID) | Existing | Food Preparation | Natural Gas | Fryer | E9 |  | Baseline Forecast | 0 | 0 | 0 | 0 | 0 | 0 | 0 | 0 | 0 | 0 | 0 | 0 | 0 | 0 | 0 | 0 | 0 | 0 | 0 | 0 | 0 | 0 | 0 | 0 | 0 | 0 | 0
Commercial_Miscellaneous (ID)_Existing_Food Preparation_Natural Gas_Fryer_E10_Baseline Forecast | Commercial | Miscellaneous (ID) | Existing | Food Preparation | Natural Gas | Fryer | E10 |  | Baseline Forecast | 0 | 0 | 0 | 0 | 0 | 0 | 0 | 0 | 0 | 0 | 0 | 0 | 0 | 0 | 0 | 0 | 0 | 0 | 0 | 0 | 0 | 0 | 0 | 0 | 0 | 0 | 0
Commercial_Miscellaneous (ID)_Existing_Food Preparation_Natural Gas_Fryer_Vintage_Baseline Forecast | Commercial | Miscellaneous (ID) | Existing | Food Preparation | Natural Gas | Fryer | Vintage | Vintage | Baseline Forecast | 289574.7533 | 275958.3856 | 261800.9202 | 247223.6044 | 232333.1627 | 217223.3806 | 201976.5196 | 186664.58 | 171350.4286 | 156088.8055 | 140927.2227 | 125906.7663 | 112487.2364 | 100498.0012 | 89786.6155 | 80216.8822 | 71667.1204 | 64028.6186 | 57204.2517 | 51107.2468 | 45660.0794 | 40793.4879 | 36445.5926 | 32561.1094 | 29090.6463 | 25990.0759 | 23219.9737
Commercial_Miscellaneous (ID)_Existing_Food Preparation_Natural Gas_Broiler_E1_Baseline Forecast | Commercial | Miscellaneous (ID) | Existing | Food Preparation | Natural Gas | Broiler | E1 | Standard | Baseline Forecast | 0 | 88898.7589 | 186866.2131 | 292029.0169 | 402769.7074 | 517693.9106 | 635601.7052 | 755462.6152 | 876393.7736 | 997640.8565 | 1099556.8918 | 1184655.0168 | 1255129.4268 | 1312895.7209 | 1359626.1476 | 1396780.3927 | 1425632.4747 | 1447294.2388 | 1462735.8808 | 1472803.875 | 1478236.6352 | 1479678.1957 | 1477690.1616 | 1472762.1482 | 1465320.9002 | 1455738.2572 | 1444338.1125
Commercial_Miscellaneous (ID)_Existing_Food Preparation_Natural Gas_Broiler_E2_Baseline Forecast | Commercial | Miscellaneous (ID) | Existing | Food Preparation | Natural Gas | Broiler | E2 | Infrared Burners | Baseline Forecast | 0 | 31234.6991 | 65655.6965 | 102604.7897 | 141513.681 | 181892.4551 | 223319.5181 | 265432.8107 | 307922.1367 | 350522.4631 | 386330.7998 | 416230.1411 | 440991.4202 | 461287.6857 | 477706.4843 | 490760.6785 | 500897.8965 | 508508.7866 | 513934.2284 | 517471.6318 | 519380.4394 | 519886.9336 | 519188.4352 | 517456.971 | 514842.4784 | 511475.6039 | 507470.1476
Commercial_Miscellaneous (ID)_Existing_Food Preparation_Natural Gas_Broiler_E3_Baseline Forecast | Commercial | Miscellaneous (ID) | Existing | Food Preparation | Natural Gas | Broiler | E3 |  | Baseline Forecast | 0 | 0 | 0 | 0 | 0 | 0 | 0 | 0 | 0 | 0 | 0 | 0 | 0 | 0 | 0 | 0 | 0 | 0 | 0 | 0 | 0 | 0 | 0 | 0 | 0 | 0 | 0
Commercial_Miscellaneous (ID)_Existing_Food Preparation_Natural Gas_Broiler_E4_Baseline Forecast | Commercial | Miscellaneous (ID) | Existing | Food Preparation | Natural Gas | Broiler | E4 |  | Baseline Forecast | 0 | 0 | 0 | 0 | 0 | 0 | 0 | 0 | 0 | 0 | 0 | 0 | 0 | 0 | 0 | 0 | 0 | 0 | 0 | 0 | 0 | 0 | 0 | 0 | 0 | 0 | 0
Commercial_Miscellaneous (ID)_Existing_Food Preparation_Natural Gas_Broiler_E5_Baseline Forecast | Commercial | Miscellaneous (ID) | Existing | Food Preparation | Natural Gas | Broiler | E5 |  | Baseline Forecast | 0 | 0 | 0 | 0 | 0 | 0 | 0 | 0 | 0 | 0 | 0 | 0 | 0 | 0 | 0 | 0 | 0 | 0 | 0 | 0 | 0 | 0 | 0 | 0 | 0 | 0 | 0
Commercial_Miscellaneous (ID)_Existing_Food Preparation_Natural Gas_Broiler_E6_Baseline Forecast | Commercial | Miscellaneous (ID) | Existing | Food Preparation | Natural Gas | Broiler | E6 |  | Baseline Forecast | 0 | 0 | 0 | 0 | 0 | 0 | 0 | 0 | 0 | 0 | 0 | 0 | 0 | 0 | 0 | 0 | 0 | 0 | 0 | 0 | 0 | 0 | 0 | 0 | 0 | 0 | 0
Commercial_Miscellaneous (ID)_Existing_Food Preparation_Natural Gas_Broiler_E7_Baseline Forecast | Commercial | Miscellaneous (ID) | Existing | Food Preparation | Natural Gas | Broiler | E7 |  | Baseline Forecast | 0 | 0 | 0 | 0 | 0 | 0 | 0 | 0 | 0 | 0 | 0 | 0 | 0 | 0 | 0 | 0 | 0 | 0 | 0 | 0 | 0 | 0 | 0 | 0 | 0 | 0 | 0
Commercial_Miscellaneous (ID)_Existing_Food Preparation_Natural Gas_Broiler_E8_Baseline Forecast | Commercial | Miscellaneous (ID) | Existing | Food Preparation | Natural Gas | Broiler | E8 |  | Baseline Forecast | 0 | 0 | 0 | 0 | 0 | 0 | 0 | 0 | 0 | 0 | 0 | 0 | 0 | 0 | 0 | 0 | 0 | 0 | 0 | 0 | 0 | 0 | 0 | 0 | 0 | 0 | 0
Commercial_Miscellaneous (ID)_Existing_Food Preparation_Natural Gas_Broiler_E9_Baseline Forecast | Commercial | Miscellaneous (ID) | Existing | Food Preparation | Natural Gas | Broiler | E9 |  | Baseline Forecast | 0 | 0 | 0 | 0 | 0 | 0 | 0 | 0 | 0 | 0 | 0 | 0 | 0 | 0 | 0 | 0 | 0 | 0 | 0 | 0 | 0 | 0 | 0 | 0 | 0 | 0 | 0
Commercial_Miscellaneous (ID)_Existing_Food Preparation_Natural Gas_Broiler_E10_Baseline Forecast | Commercial | Miscellaneous (ID) | Existing | Food Preparation | Natural Gas | Broiler | E10 |  | Baseline Forecast | 0 | 0 | 0 | 0 | 0 | 0 | 0 | 0 | 0 | 0 | 0 | 0 | 0 | 0 | 0 | 0 | 0 | 0 | 0 | 0 | 0 | 0 | 0 | 0 | 0 | 0 | 0
Commercial_Miscellaneous (ID)_Existing_Food Preparation_Natural Gas_Broiler_Vintage_Baseline Forecast | Commercial | Miscellaneous (ID) | Existing | Food Preparation | Natural Gas | Broiler | Vintage | Vintage | Baseline Forecast | 3300508.6879 | 3123469.9077 | 2935157.2602 | 2738085.3774 | 2534423.396 | 2326039.2672 | 2114538.4504 | 1901297.7017 | 1687494.5773 | 1474133.1939 | 1287748.5372 | 1124929.7567 | 982697.2587 | 858448.18 | 749908.7549 | 655092.7055 | 572264.8921 | 499909.5609 | 436702.605 | 381487.3331 | 333253.3025 | 291117.8274 | 254309.8263 | 222155.7103 | 194067.0573 | 169529.8431 | 148095.0354
Commercial_Miscellaneous (ID)_Existing_Food Preparation_Natural Gas_Griddle_E1_Baseline Forecast | Commercial | Miscellaneous (ID) | Existing | Food Preparation | Natural Gas | Griddle | E1 | Standard | Baseline Forecast | 0 | 94607.499 | 198866.0503 | 310782.0093 | 428634.0455 | 550938.2438 | 676417.6284 | 803975.5499 | 932672.4471 | 1061705.5564 | 1170166.2517 | 1260729.0546 | 1335729.063 | 1397204.8887 | 1446936.1656 | 1486476.315 | 1517181.1679 | 1540233.9681 | 1556667.2136 | 1567381.736 | 1573163.3674 | 1574697.4995 | 1572581.8014 | 1567337.3297 | 1559418.2331 | 1549220.2292 | 1537088.0106
Commercial_Miscellaneous (ID)_Existing_Food Preparation_Natural Gas_Griddle_E2_Baseline Forecast | Commercial | Miscellaneous (ID) | Existing | Food Preparation | Natural Gas | Griddle | E2 | ENERGY STAR | Baseline Forecast | 0 | 38642.4996 | 81226.9783 | 126939.1306 | 175075.8777 | 225031.1137 | 276283.2567 | 328384.3795 | 380950.7178 | 433654.3822 | 477955.2296 | 514945.6702 | 545579.4764 | 570689.3207 | 591002.0958 | 607152.2977 | 619693.7165 | 629109.6489 | 635821.8196 | 640198.1739 | 642559.6853 | 643186.3026 | 642322.1442 | 640180.0361 | 636945.4755 | 632780.0936 | 627824.6804
Commercial_Miscellaneous (ID)_Existing_Food Preparation_Natural Gas_Griddle_E3_Baseline Forecast | Commercial | Miscellaneous (ID) | Existing | Food Preparation | Natural Gas | Griddle | E3 |  | Baseline Forecast | 0 | 0 | 0 | 0 | 0 | 0 | 0 | 0 | 0 | 0 | 0 | 0 | 0 | 0 | 0 | 0 | 0 | 0 | 0 | 0 | 0 | 0 | 0 | 0 | 0 | 0 | 0
Commercial_Miscellaneous (ID)_Existing_Food Preparation_Natural Gas_Griddle_E4_Baseline Forecast | Commercial | Miscellaneous (ID) | Existing | Food Preparation | Natural Gas | Griddle | E4 |  | Baseline Forecast | 0 | 0 | 0 | 0 | 0 | 0 | 0 | 0 | 0 | 0 | 0 | 0 | 0 | 0 | 0 | 0 | 0 | 0 | 0 | 0 | 0 | 0 | 0 | 0 | 0 | 0 | 0
Commercial_Miscellaneous (ID)_Existing_Food Preparation_Natural Gas_Griddle_E5_Baseline Forecast | Commercial | Miscellaneous (ID) | Existing | Food Preparation | Natural Gas | Griddle | E5 |  | Baseline Forecast | 0 | 0 | 0 | 0 | 0 | 0 | 0 | 0 | 0 | 0 | 0 | 0 | 0 | 0 | 0 | 0 | 0 | 0 | 0 | 0 | 0 | 0 | 0 | 0 | 0 | 0 | 0
Commercial_Miscellaneous (ID)_Existing_Food Preparation_Natural Gas_Griddle_E6_Baseline Forecast | Commercial | Miscellaneous (ID) | Existing | Food Preparation | Natural Gas | Griddle | E6 |  | Baseline Forecast | 0 | 0 | 0 | 0 | 0 | 0 | 0 | 0 | 0 | 0 | 0 | 0 | 0 | 0 | 0 | 0 | 0 | 0 | 0 | 0 | 0 | 0 | 0 | 0 | 0 | 0 | 0
Commercial_Miscellaneous (ID)_Existing_Food Preparation_Natural Gas_Griddle_E7_Baseline Forecast | Commercial | Miscellaneous (ID) | Existing | Food Preparation | Natural Gas | Griddle | E7 |  | Baseline Forecast | 0 | 0 | 0 | 0 | 0 | 0 | 0 | 0 | 0 | 0 | 0 | 0 | 0 | 0 | 0 | 0 | 0 | 0 | 0 | 0 | 0 | 0 | 0 | 0 | 0 | 0 | 0
Commercial_Miscellaneous (ID)_Existing_Food Preparation_Natural Gas_Griddle_E8_Baseline Forecast | Commercial | Miscellaneous (ID) | Existing | Food Preparation | Natural Gas | Griddle | E8 |  | Baseline Forecast | 0 | 0 | 0 | 0 | 0 | 0 | 0 | 0 | 0 | 0 | 0 | 0 | 0 | 0 | 0 | 0 | 0 | 0 | 0 | 0 | 0 | 0 | 0 | 0 | 0 | 0 | 0
Commercial_Miscellaneous (ID)_Existing_Food Preparation_Natural Gas_Griddle_E9_Baseline Forecast | Commercial | Miscellaneous (ID) | Existing | Food Preparation | Natural Gas | Griddle | E9 |  | Baseline Forecast | 0 | 0 | 0 | 0 | 0 | 0 | 0 | 0 | 0 | 0 | 0 | 0 | 0 | 0 | 0 | 0 | 0 | 0 | 0 | 0 | 0 | 0 | 0 | 0 | 0 | 0 | 0
Commercial_Miscellaneous (ID)_Existing_Food Preparation_Natural Gas_Griddle_E10_Baseline Forecast | Commercial | Miscellaneous (ID) | Existing | Food Preparation | Natural Gas | Griddle | E10 |  | Baseline Forecast | 0 | 0 | 0 | 0 | 0 | 0 | 0 | 0 | 0 | 0 | 0 | 0 | 0 | 0 | 0 | 0 | 0 | 0 | 0 | 0 | 0 | 0 | 0 | 0 | 0 | 0 | 0
Commercial_Miscellaneous (ID)_Existing_Food Preparation_Natural Gas_Griddle_Vintage_Baseline Forecast | Commercial | Miscellaneous (ID) | Existing | Food Preparation | Natural Gas | Griddle | Vintage | Vintage | Baseline Forecast | 3660868.3809 | 3464499.962 | 3255626.7603 | 3037037.963 | 2811139.5398 | 2580003.3907 | 2345410.2641 | 2108887.2343 | 1871740.427 | 1635083.5914 | 1428348.8844 | 1247753.0485 | 1089991.1688 | 952176.1934 | 831786.1 | 726617.7425 | 634746.5337 | 554491.2248 | 484383.1389 | 423139.2938 | 369638.9233 | 322902.9675 | 282076.1555 | 246411.3542 | 215255.8957 | 188039.633 | 164264.507
Commercial_Miscellaneous (ID)_Existing_Food Preparation_Natural Gas_Range_E1_Baseline Forecast | Commercial | Miscellaneous (ID) | Existing | Food Preparation | Natural Gas | Range | E1 | Standard | Baseline Forecast | 0 | 65593.1038 | 148263.0328 | 243266.9612 | 346904.4537 | 456293.9552 | 569197.0787 | 683880.4733 | 799007.238 | 913551.5626 | 998686.9875 | 1060785.7621 | 1104856.3303 | 1134834.928 | 1153814.8381 | 1164226.6332 | 1167979.8815 | 1166574.5583 | 1161188.6366 | 1152746.952 | 1141975.3442 | 1129443.2225 | 1115597.0315 | 1100786.5609 | 1085285.6309 | 1069308.3542 | 1053021.921
Commercial_Miscellaneous (ID)_Existing_Food Preparation_Natural Gas_Range_E2_Baseline Forecast | Commercial | Miscellaneous (ID) | Existing | Food Preparation | Natural Gas | Range | E2 | High Efficiency | Baseline Forecast | 0 | 94390.0761 | 213354.1204 | 350067.0905 | 499203.97 | 656618.1307 | 819088.4791 | 984120.6811 | 1149790.9034 | 1314622.9804 | 1437134.9333 | 1526496.5845 | 1589915.2071 | 1633055.1403 | 1660367.6939 | 1675350.5209 | 1680751.5369 | 1678729.2424 | 1670978.7697 | 1658830.9797 | 1643330.3733 | 1625296.3445 | 1605371.3379 | 1584058.7096 | 1561752.4933 | 1538760.8024 | 1515324.2278
Commercial_Miscellaneous (ID)_Existing_Food Preparation_Natural Gas_Range_E3_Baseline Forecast | Commercial | Miscellaneous (ID) | Existing | Food Preparation | Natural Gas | Range | E3 |  | Baseline Forecast | 0 | 0 | 0 | 0 | 0 | 0 | 0 | 0 | 0 | 0 | 0 | 0 | 0 | 0 | 0 | 0 | 0 | 0 | 0 | 0 | 0 | 0 | 0 | 0 | 0 | 0 | 0
Commercial_Miscellaneous (ID)_Existing_Food Preparation_Natural Gas_Range_E4_Baseline Forecast | Commercial | Miscellaneous (ID) | Existing | Food Preparation | Natural Gas | Range | E4 |  | Baseline Forecast | 0 | 0 | 0 | 0 | 0 | 0 | 0 | 0 | 0 | 0 | 0 | 0 | 0 | 0 | 0 | 0 | 0 | 0 | 0 | 0 | 0 | 0 | 0 | 0 | 0 | 0 | 0
Commercial_Miscellaneous (ID)_Existing_Food Preparation_Natural Gas_Range_E5_Baseline Forecast | Commercial | Miscellaneous (ID) | Existing | Food Preparation | Natural Gas | Range | E5 |  | Baseline Forecast | 0 | 0 | 0 | 0 | 0 | 0 | 0 | 0 | 0 | 0 | 0 | 0 | 0 | 0 | 0 | 0 | 0 | 0 | 0 | 0 | 0 | 0 | 0 | 0 | 0 | 0 | 0
Commercial_Miscellaneous (ID)_Existing_Food Preparation_Natural Gas_Range_E6_Baseline Forecast | Commercial | Miscellaneous (ID) | Existing | Food Preparation | Natural Gas | Range | E6 |  | Baseline Forecast | 0 | 0 | 0 | 0 | 0 | 0 | 0 | 0 | 0 | 0 | 0 | 0 | 0 | 0 | 0 | 0 | 0 | 0 | 0 | 0 | 0 | 0 | 0 | 0 | 0 | 0 | 0
Commercial_Miscellaneous (ID)_Existing_Food Preparation_Natural Gas_Range_E7_Baseline Forecast | Commercial | Miscellaneous (ID) | Existing | Food Preparation | Natural Gas | Range | E7 |  | Baseline Forecast | 0 | 0 | 0 | 0 | 0 | 0 | 0 | 0 | 0 | 0 | 0 | 0 | 0 | 0 | 0 | 0 | 0 | 0 | 0 | 0 | 0 | 0 | 0 | 0 | 0 | 0 | 0
Commercial_Miscellaneous (ID)_Existing_Food Preparation_Natural Gas_Range_E8_Baseline Forecast | Commercial | Miscellaneous (ID) | Existing | Food Preparation | Natural Gas | Range | E8 |  | Baseline Forecast | 0 | 0 | 0 | 0 | 0 | 0 | 0 | 0 | 0 | 0 | 0 | 0 | 0 | 0 | 0 | 0 | 0 | 0 | 0 | 0 | 0 | 0 | 0 | 0 | 0 | 0 | 0
Commercial_Miscellaneous (ID)_Existing_Food Preparation_Natural Gas_Range_E9_Baseline Forecast | Commercial | Miscellaneous (ID) | Existing | Food Preparation | Natural Gas | Range | E9 |  | Baseline Forecast | 0 | 0 | 0 | 0 | 0 | 0 | 0 | 0 | 0 | 0 | 0 | 0 | 0 | 0 | 0 | 0 | 0 | 0 | 0 | 0 | 0 | 0 | 0 | 0 | 0 | 0 | 0
Commercial_Miscellaneous (ID)_Existing_Food Preparation_Natural Gas_Range_E10_Baseline Forecast | Commercial | Miscellaneous (ID) | Existing | Food Preparation | Natural Gas | Range | E10 |  | Baseline Forecast | 0 | 0 | 0 | 0 | 0 | 0 | 0 | 0 | 0 | 0 | 0 | 0 | 0 | 0 | 0 | 0 | 0 | 0 | 0 | 0 | 0 | 0 | 0 | 0 | 0 | 0 | 0
Commercial_Miscellaneous (ID)_Existing_Food Preparation_Natural Gas_Range_Vintage_Baseline Forecast | Commercial | Miscellaneous (ID) | Existing | Food Preparation | Natural Gas | Range | Vintage | Vintage | Baseline Forecast | 4069747.5586 | 3839596.3174 | 3569004.0769 | 3269517.8469 | 2950142.58 | 2617886.3142 | 2278188.732 | 1935258.0614 | 1592335.9156 | 1251905.4785 | 984256.721 | 773829.422 | 608390.0284 | 478320.4361 | 376058.8256 | 295660.0422 | 232449.9642 | 182753.765 | 143682.2704 | 112963.9919 | 88813.0695 | 69825.4477 | 54897.2486 | 43160.5954 | 33933.1578 | 26678.4827 | 20974.8071
Commercial_Miscellaneous (ID)_Existing_Food Preparation_Natural Gas_Steamer_E1_Baseline Forecast | Commercial | Miscellaneous (ID) | Existing | Food Preparation | Natural Gas | Steamer | E1 | Standard | Baseline Forecast | 0 | 2610.0113 | 5486.2739 | 8573.7873 | 11825.0639 | 15199.1659 | 18660.8642 | 22179.9047 | 25730.367 | 29290.1047 | 32282.2951 | 34780.7222 | 36849.8063 | 38545.7882 | 39917.764 | 41008.5891 | 41855.668 | 42491.6437 | 42945.0005 | 43240.5905 | 43400.0929 | 43442.4162 | 43384.0488 | 43239.3654 | 43020.8951 | 42739.5547 | 42404.8537
Commercial_Miscellaneous (ID)_Existing_Food Preparation_Natural Gas_Steamer_E2_Baseline Forecast | Commercial | Miscellaneous (ID) | Existing | Food Preparation | Natural Gas | Steamer | E2 | ENERGY STAR | Baseline Forecast | 0 | 2610.0113 | 5486.2739 | 8573.7873 | 11825.0639 | 15199.1659 | 18660.8642 | 22179.9047 | 25730.367 | 29290.1047 | 32282.2951 | 34780.7222 | 36849.8063 | 38545.7882 | 39917.764 | 41008.5891 | 41855.668 | 42491.6437 | 42945.0005 | 43240.5905 | 43400.0929 | 43442.4162 | 43384.0488 | 43239.3654 | 43020.8951 | 42739.5547 | 42404.8537
Commercial_Miscellaneous (ID)_Existing_Food Preparation_Natural Gas_Steamer_E3_Baseline Forecast | Commercial | Miscellaneous (ID) | Existing | Food Preparation | Natural Gas | Steamer | E3 |  | Baseline Forecast | 0 | 0 | 0 | 0 | 0 | 0 | 0 | 0 | 0 | 0 | 0 | 0 | 0 | 0 | 0 | 0 | 0 | 0 | 0 | 0 | 0 | 0 | 0 | 0 | 0 | 0 | 0
Commercial_Miscellaneous (ID)_Existing_Food Preparation_Natural Gas_Steamer_E4_Baseline Forecast | Commercial | Miscellaneous (ID) | Existing | Food Preparation | Natural Gas | Steamer | E4 |  | Baseline Forecast | 0 | 0 | 0 | 0 | 0 | 0 | 0 | 0 | 0 | 0 | 0 | 0 | 0 | 0 | 0 | 0 | 0 | 0 | 0 | 0 | 0 | 0 | 0 | 0 | 0 | 0 | 0
Commercial_Miscellaneous (ID)_Existing_Food Preparation_Natural Gas_Steamer_E5_Baseline Forecast | Commercial | Miscellaneous (ID) | Existing | Food Preparation | Natural Gas | Steamer | E5 |  | Baseline Forecast | 0 | 0 | 0 | 0 | 0 | 0 | 0 | 0 | 0 | 0 | 0 | 0 | 0 | 0 | 0 | 0 | 0 | 0 | 0 | 0 | 0 | 0 | 0 | 0 | 0 | 0 | 0
Commercial_Miscellaneous (ID)_Existing_Food Preparation_Natural Gas_Steamer_E6_Baseline Forecast | Commercial | Miscellaneous (ID) | Existing | Food Preparation | Natural Gas | Steamer | E6 |  | Baseline Forecast | 0 | 0 | 0 | 0 | 0 | 0 | 0 | 0 | 0 | 0 | 0 | 0 | 0 | 0 | 0 | 0 | 0 | 0 | 0 | 0 | 0 | 0 | 0 | 0 | 0 | 0 | 0
Commercial_Miscellaneous (ID)_Existing_Food Preparation_Natural Gas_Steamer_E7_Baseline Forecast | Commercial | Miscellaneous (ID) | Existing | Food Preparation | Natural Gas | Steamer | E7 |  | Baseline Forecast | 0 | 0 | 0 | 0 | 0 | 0 | 0 | 0 | 0 | 0 | 0 | 0 | 0 | 0 | 0 | 0 | 0 | 0 | 0 | 0 | 0 | 0 | 0 | 0 | 0 | 0 | 0
Commercial_Miscellaneous (ID)_Existing_Food Preparation_Natural Gas_Steamer_E8_Baseline Forecast | Commercial | Miscellaneous (ID) | Existing | Food Preparation | Natural Gas | Steamer | E8 |  | Baseline Forecast | 0 | 0 | 0 | 0 | 0 | 0 | 0 | 0 | 0 | 0 | 0 | 0 | 0 | 0 | 0 | 0 | 0 | 0 | 0 | 0 | 0 | 0 | 0 | 0 | 0 | 0 | 0
Commercial_Miscellaneous (ID)_Existing_Food Preparation_Natural Gas_Steamer_E9_Baseline Forecast | Commercial | Miscellaneous (ID) | Existing | Food Preparation | Natural Gas | Steamer | E9 |  | Baseline Forecast | 0 | 0 | 0 | 0 | 0 | 0 | 0 | 0 | 0 | 0 | 0 | 0 | 0 | 0 | 0 | 0 | 0 | 0 | 0 | 0 | 0 | 0 | 0 | 0 | 0 | 0 | 0
Commercial_Miscellaneous (ID)_Existing_Food Preparation_Natural Gas_Steamer_E10_Baseline Forecast | Commercial | Miscellaneous (ID) | Existing | Food Preparation | Natural Gas | Steamer | E10 |  | Baseline Forecast | 0 | 0 | 0 | 0 | 0 | 0 | 0 | 0 | 0 | 0 | 0 | 0 | 0 | 0 | 0 | 0 | 0 | 0 | 0 | 0 | 0 | 0 | 0 | 0 | 0 | 0 | 0
Commercial_Miscellaneous (ID)_Existing_Food Preparation_Natural Gas_Steamer_Vintage_Baseline Forecast | Commercial | Miscellaneous (ID) | Existing | Food Preparation | Natural Gas | Steamer | Vintage | Vintage | Baseline Forecast | 143413.2552 | 135720.5901 | 127538.0545 | 118974.9139 | 110125.4211 | 101070.7423 | 91880.6375 | 82614.9295 | 73324.7851 | 64053.8353 | 55955.0745 | 48880.295 | 42700.0278 | 37301.1737 | 32584.9333 | 28464.9992 | 24865.9764 | 21722.0023 | 18975.5423 | 16576.3358 | 14480.4772 | 12649.6123 | 11050.236 | 9653.0797 | 8432.5754 | 7366.3877 | 6435.0054
Commercial_Miscellaneous (ID)_Existing_Food Preparation_Natural Gas_Food Prep Other_E1_Baseline Forecast | Commercial | Miscellaneous (ID) | Existing | Food Preparation | Natural Gas | Food Prep Other | E1 | Standard | Baseline Forecast | 0 | 0 | 0 | 0 | 0 | 0 | 0 | 0 | 0 | 0 | 0 | 0 | 0 | 0 | 0 | 0 | 0 | 0 | 0 | 0 | 0 | 0 | 0 | 0 | 0 | 0 | 0
Commercial_Miscellaneous (ID)_Existing_Food Preparation_Natural Gas_Food Prep Other_E2_Baseline Forecast | Commercial | Miscellaneous (ID) | Existing | Food Preparation | Natural Gas | Food Prep Other | E2 | ENERGY STAR | Baseline Forecast | 0 | 0 | 0 | 0 | 0 | 0 | 0 | 0 | 0 | 0 | 0 | 0 | 0 | 0 | 0 | 0 | 0 | 0 | 0 | 0 | 0 | 0 | 0 | 0 | 0 | 0 | 0
Commercial_Miscellaneous (ID)_Existing_Food Preparation_Natural Gas_Food Prep Other_E3_Baseline Forecast | Commercial | Miscellaneous (ID) | Existing | Food Preparation | Natural Gas | Food Prep Other | E3 |  | Baseline Forecast | 0 | 0 | 0 | 0 | 0 | 0 | 0 | 0 | 0 | 0 | 0 | 0 | 0 | 0 | 0 | 0 | 0 | 0 | 0 | 0 | 0 | 0 | 0 | 0 | 0 | 0 | 0
Commercial_Miscellaneous (ID)_Existing_Food Preparation_Natural Gas_Food Prep Other_E4_Baseline Forecast | Commercial | Miscellaneous (ID) | Existing | Food Preparation | Natural Gas | Food Prep Other | E4 |  | Baseline Forecast | 0 | 0 | 0 | 0 | 0 | 0 | 0 | 0 | 0 | 0 | 0 | 0 | 0 | 0 | 0 | 0 | 0 | 0 | 0 | 0 | 0 | 0 | 0 | 0 | 0 | 0 | 0
Commercial_Miscellaneous (ID)_Existing_Food Preparation_Natural Gas_Food Prep Other_E5_Baseline Forecast | Commercial | Miscellaneous (ID) | Existing | Food Preparation | Natural Gas | Food Prep Other | E5 |  | Baseline Forecast | 0 | 0 | 0 | 0 | 0 | 0 | 0 | 0 | 0 | 0 | 0 | 0 | 0 | 0 | 0 | 0 | 0 | 0 | 0 | 0 | 0 | 0 | 0 | 0 | 0 | 0 | 0
Commercial_Miscellaneous (ID)_Existing_Food Preparation_Natural Gas_Food Prep Other_E6_Baseline Forecast | Commercial | Miscellaneous (ID) | Existing | Food Preparation | Natural Gas | Food Prep Other | E6 |  | Baseline Forecast | 0 | 0 | 0 | 0 | 0 | 0 | 0 | 0 | 0 | 0 | 0 | 0 | 0 | 0 | 0 | 0 | 0 | 0 | 0 | 0 | 0 | 0 | 0 | 0 | 0 | 0 | 0
Commercial_Miscellaneous (ID)_Existing_Food Preparation_Natural Gas_Food Prep Other_E7_Baseline Forecast | Commercial | Miscellaneous (ID) | Existing | Food Preparation | Natural Gas | Food Prep Other | E7 |  | Baseline Forecast | 0 | 0 | 0 | 0 | 0 | 0 | 0 | 0 | 0 | 0 | 0 | 0 | 0 | 0 | 0 | 0 | 0 | 0 | 0 | 0 | 0 | 0 | 0 | 0 | 0 | 0 | 0
Commercial_Miscellaneous (ID)_Existing_Food Preparation_Natural Gas_Food Prep Other_E8_Baseline Forecast | Commercial | Miscellaneous (ID) | Existing | Food Preparation | Natural Gas | Food Prep Other | E8 |  | Baseline Forecast | 0 | 0 | 0 | 0 | 0 | 0 | 0 | 0 | 0 | 0 | 0 | 0 | 0 | 0 | 0 | 0 | 0 | 0 | 0 | 0 | 0 | 0 | 0 | 0 | 0 | 0 | 0
Commercial_Miscellaneous (ID)_Existing_Food Preparation_Natural Gas_Food Prep Other_E9_Baseline Forecast | Commercial | Miscellaneous (ID) | Existing | Food Preparation | Natural Gas | Food Prep Other | E9 |  | Baseline Forecast | 0 | 0 | 0 | 0 | 0 | 0 | 0 | 0 | 0 | 0 | 0 | 0 | 0 | 0 | 0 | 0 | 0 | 0 | 0 | 0 | 0 | 0 | 0 | 0 | 0 | 0 | 0
Commercial_Miscellaneous (ID)_Existing_Food Preparation_Natural Gas_Food Prep Other_E10_Baseline Forecast | Commercial | Miscellaneous (ID) | Existing | Food Preparation | Natural Gas | Food Prep Other | E10 |  | Baseline Forecast | 0 | 0 | 0 | 0 | 0 | 0 | 0 | 0 | 0 | 0 | 0 | 0 | 0 | 0 | 0 | 0 | 0 | 0 | 0 | 0 | 0 | 0 | 0 | 0 | 0 | 0 | 0
Commercial_Miscellaneous (ID)_Existing_Food Preparation_Natural Gas_Food Prep Other_Vintage_Baseline Forecast | Commercial | Miscellaneous (ID) | Existing | Food Preparation | Natural Gas | Food Prep Other | Vintage | Vintage | Baseline Forecast | 0 | 0 | 0 | 0 | 0 | 0 | 0 | 0 | 0 | 0 | 0 | 0 | 0 | 0 | 0 | 0 | 0 | 0 | 0 | 0 | 0 | 0 | 0 | 0 | 0 | 0 | 0
Commercial_Miscellaneous (ID)_Existing_Miscellaneous_Natural Gas_Pool Heater_E1_Baseline Forecast | Commercial | Miscellaneous (ID) | Existing | Miscellaneous | Natural Gas | Pool Heater | E1 | Standard (EF .82) | Baseline Forecast | 0 | 13138.4731 | 25393.4972 | 36883.6465 | 47703.9969 | 57931.1064 | 65619.5597 | 71318.1761 | 75458.3361 | 78379.0913 | 80346.9053 | 81571.1742 | 82216.429 | 82411.9291 | 82259.205 | 81837.9878 | 81210.8716 | 80426.9789 | 79524.842 | 78534.6689 | 77480.1244 | 76379.7303 | 75247.9666 | 74096.137 | 72933.0491 | 71765.5497 | 70598.9454
Commercial_Miscellaneous (ID)_Existing_Miscellaneous_Natural Gas_Pool Heater_E2_Baseline Forecast | Commercial | Miscellaneous (ID) | Existing | Miscellaneous | Natural Gas | Pool Heater | E2 | Condensing (EF .90) | Baseline Forecast | 0 | 1459.8303 | 2821.4997 | 4098.1829 | 5300.4441 | 6436.7896 | 7291.0622 | 7924.2418 | 8384.2596 | 8708.7879 | 8927.4339 | 9063.4638 | 9135.1588 | 9156.881 | 9139.9117 | 9093.1098 | 9023.4302 | 8936.331 | 8836.0936 | 8726.0743 | 8608.9027 | 8486.6367 | 8360.8852 | 8232.9041 | 8103.6721 | 7973.95 | 7844.3273
Commercial_Miscellaneous (ID)_Existing_Miscellaneous_Natural Gas_Pool Heater_E3_Baseline Forecast | Commercial | Miscellaneous (ID) | Existing | Miscellaneous | Natural Gas | Pool Heater | E3 |  | Baseline Forecast | 0 | 0 | 0 | 0 | 0 | 0 | 0 | 0 | 0 | 0 | 0 | 0 | 0 | 0 | 0 | 0 | 0 | 0 | 0 | 0 | 0 | 0 | 0 | 0 | 0 | 0 | 0
Commercial_Miscellaneous (ID)_Existing_Miscellaneous_Natural Gas_Pool Heater_E4_Baseline Forecast | Commercial | Miscellaneous (ID) | Existing | Miscellaneous | Natural Gas | Pool Heater | E4 |  | Baseline Forecast | 0 | 0 | 0 | 0 | 0 | 0 | 0 | 0 | 0 | 0 | 0 | 0 | 0 | 0 | 0 | 0 | 0 | 0 | 0 | 0 | 0 | 0 | 0 | 0 | 0 | 0 | 0
Commercial_Miscellaneous (ID)_Existing_Miscellaneous_Natural Gas_Pool Heater_E5_Baseline Forecast | Commercial | Miscellaneous (ID) | Existing | Miscellaneous | Natural Gas | Pool Heater | E5 |  | Baseline Forecast | 0 | 0 | 0 | 0 | 0 | 0 | 0 | 0 | 0 | 0 | 0 | 0 | 0 | 0 | 0 | 0 | 0 | 0 | 0 | 0 | 0 | 0 | 0 | 0 | 0 | 0 | 0
Commercial_Miscellaneous (ID)_Existing_Miscellaneous_Natural Gas_Pool Heater_E6_Baseline Forecast | Commercial | Miscellaneous (ID) | Existing | Miscellaneous | Natural Gas | Pool Heater | E6 |  | Baseline Forecast | 0 | 0 | 0 | 0 | 0 | 0 | 0 | 0 | 0 | 0 | 0 | 0 | 0 | 0 | 0 | 0 | 0 | 0 | 0 | 0 | 0 | 0 | 0 | 0 | 0 | 0 | 0
Commercial_Miscellaneous (ID)_Existing_Miscellaneous_Natural Gas_Pool Heater_E7_Baseline Forecast | Commercial | Miscellaneous (ID) | Existing | Miscellaneous | Natural Gas | Pool Heater | E7 |  | Baseline Forecast | 0 | 0 | 0 | 0 | 0 | 0 | 0 | 0 | 0 | 0 | 0 | 0 | 0 | 0 | 0 | 0 | 0 | 0 | 0 | 0 | 0 | 0 | 0 | 0 | 0 | 0 | 0
Commercial_Miscellaneous (ID)_Existing_Miscellaneous_Natural Gas_Pool Heater_E8_Baseline Forecast | Commercial | Miscellaneous (ID) | Existing | Miscellaneous | Natural Gas | Pool Heater | E8 |  | Baseline Forecast | 0 | 0 | 0 | 0 | 0 | 0 | 0 | 0 | 0 | 0 | 0 | 0 | 0 | 0 | 0 | 0 | 0 | 0 | 0 | 0 | 0 | 0 | 0 | 0 | 0 | 0 | 0
Commercial_Miscellaneous (ID)_Existing_Miscellaneous_Natural Gas_Pool Heater_E9_Baseline Forecast | Commercial | Miscellaneous (ID) | Existing | Miscellaneous | Natural Gas | Pool Heater | E9 |  | Baseline Forecast | 0 | 0 | 0 | 0 | 0 | 0 | 0 | 0 | 0 | 0 | 0 | 0 | 0 | 0 | 0 | 0 | 0 | 0 | 0 | 0 | 0 | 0 | 0 | 0 | 0 | 0 | 0
Commercial_Miscellaneous (ID)_Existing_Miscellaneous_Natural Gas_Pool Heater_E10_Baseline Forecast | Commercial | Miscellaneous (ID) | Existing | Miscellaneous | Natural Gas | Pool Heater | E10 |  | Baseline Forecast | 0 | 0 | 0 | 0 | 0 | 0 | 0 | 0 | 0 | 0 | 0 | 0 | 0 | 0 | 0 | 0 | 0 | 0 | 0 | 0 | 0 | 0 | 0 | 0 | 0 | 0 | 0
Commercial_Miscellaneous (ID)_Existing_Miscellaneous_Natural Gas_Pool Heater_Vintage_Baseline Forecast | Commercial | Miscellaneous (ID) | Existing | Miscellaneous | Natural Gas | Pool Heater | Vintage | Vintage | Baseline Forecast | 123786.7838 | 107054.2254 | 91340.0746 | 76511.9477 | 62463.5814 | 49109.2985 | 38610.0692 | 30355.5026 | 23865.7055 | 18763.3823 | 14751.9005 | 11598.0459 | 9118.4637 | 7168.9991 | 5636.3165 | 4431.3109 | 3483.9272 | 2739.0876 | 2153.4896 | 1693.0883 | 1331.1177 | 1046.5339 | 822.7922 | 646.8849 | 508.5854 | 399.8533 | 314.3674
Commercial_Miscellaneous (ID)_Existing_Miscellaneous_Natural Gas_Miscellaneous_E1_Baseline Forecast | Commercial | Miscellaneous (ID) | Existing | Miscellaneous | Natural Gas | Miscellaneous | E1 | Standard | Baseline Forecast | 0 | 858299.5687 | 1847669.5149 | 2938008.2236 | 3832650.2426 | 4562855.0116 | 5154947.2932 | 5631095.1745 | 6009965.4271 | 6307275.5561 | 6536258.8251 | 6708055.9748 | 6832045.1906 | 6916120.0539 | 6966923.6764 | 6990045.9246 | 6990189.5532 | 6971310.148 | 6936734.0067 | 6889257.4365 | 6831230.3966 | 6764626.9542 | 6691104.6326 | 6612054.4018 | 6528642.788 | 6441847.3431 | 6352486.5212
Commercial_Miscellaneous (ID)_Existing_Miscellaneous_Natural Gas_Miscellaneous_E2_Baseline Forecast | Commercial | Miscellaneous (ID) | Existing | Miscellaneous | Natural Gas | Miscellaneous | E2 |  | Baseline Forecast | 0 | 0 | 0 | 0 | 0 | 0 | 0 | 0 | 0 | 0 | 0 | 0 | 0 | 0 | 0 | 0 | 0 | 0 | 0 | 0 | 0 | 0 | 0 | 0 | 0 | 0 | 0
Commercial_Miscellaneous (ID)_Existing_Miscellaneous_Natural Gas_Miscellaneous_E3_Baseline Forecast | Commercial | Miscellaneous (ID) | Existing | Miscellaneous | Natural Gas | Miscellaneous | E3 |  | Baseline Forecast | 0 | 0 | 0 | 0 | 0 | 0 | 0 | 0 | 0 | 0 | 0 | 0 | 0 | 0 | 0 | 0 | 0 | 0 | 0 | 0 | 0 | 0 | 0 | 0 | 0 | 0 | 0
Commercial_Miscellaneous (ID)_Existing_Miscellaneous_Natural Gas_Miscellaneous_E4_Baseline Forecast | Commercial | Miscellaneous (ID) | Existing | Miscellaneous | Natural Gas | Miscellaneous | E4 |  | Baseline Forecast | 0 | 0 | 0 | 0 | 0 | 0 | 0 | 0 | 0 | 0 | 0 | 0 | 0 | 0 | 0 | 0 | 0 | 0 | 0 | 0 | 0 | 0 | 0 | 0 | 0 | 0 | 0
Commercial_Miscellaneous (ID)_Existing_Miscellaneous_Natural Gas_Miscellaneous_E5_Baseline Forecast | Commercial | Miscellaneous (ID) | Existing | Miscellaneous | Natural Gas | Miscellaneous | E5 |  | Baseline Forecast | 0 | 0 | 0 | 0 | 0 | 0 | 0 | 0 | 0 | 0 | 0 | 0 | 0 | 0 | 0 | 0 | 0 | 0 | 0 | 0 | 0 | 0 | 0 | 0 | 0 | 0 | 0
Commercial_Miscellaneous (ID)_Existing_Miscellaneous_Natural Gas_Miscellaneous_E6_Baseline Forecast | Commercial | Miscellaneous (ID) | Existing | Miscellaneous | Natural Gas | Miscellaneous | E6 |  | Baseline Forecast | 0 | 0 | 0 | 0 | 0 | 0 | 0 | 0 | 0 | 0 | 0 | 0 | 0 | 0 | 0 | 0 | 0 | 0 | 0 | 0 | 0 | 0 | 0 | 0 | 0 | 0 | 0
Commercial_Miscellaneous (ID)_Existing_Miscellaneous_Natural Gas_Miscellaneous_E7_Baseline Forecast | Commercial | Miscellaneous (ID) | Existing | Miscellaneous | Natural Gas | Miscellaneous | E7 |  | Baseline Forecast | 0 | 0 | 0 | 0 | 0 | 0 | 0 | 0 | 0 | 0 | 0 | 0 | 0 | 0 | 0 | 0 | 0 | 0 | 0 | 0 | 0 | 0 | 0 | 0 | 0 | 0 | 0
Commercial_Miscellaneous (ID)_Existing_Miscellaneous_Natural Gas_Miscellaneous_E8_Baseline Forecast | Commercial | Miscellaneous (ID) | Existing | Miscellaneous | Natural Gas | Miscellaneous | E8 |  | Baseline Forecast | 0 | 0 | 0 | 0 | 0 | 0 | 0 | 0 | 0 | 0 | 0 | 0 | 0 | 0 | 0 | 0 | 0 | 0 | 0 | 0 | 0 | 0 | 0 | 0 | 0 | 0 | 0
Commercial_Miscellaneous (ID)_Existing_Miscellaneous_Natural Gas_Miscellaneous_E9_Baseline Forecast | Commercial | Miscellaneous (ID) | Existing | Miscellaneous | Natural Gas | Miscellaneous | E9 |  | Baseline Forecast | 0 | 0 | 0 | 0 | 0 | 0 | 0 | 0 | 0 | 0 | 0 | 0 | 0 | 0 | 0 | 0 | 0 | 0 | 0 | 0 | 0 | 0 | 0 | 0 | 0 | 0 | 0
Commercial_Miscellaneous (ID)_Existing_Miscellaneous_Natural Gas_Miscellaneous_E10_Baseline Forecast | Commercial | Miscellaneous (ID) | Existing | Miscellaneous | Natural Gas | Miscellaneous | E10 |  | Baseline Forecast | 0 | 0 | 0 | 0 | 0 | 0 | 0 | 0 | 0 | 0 | 0 | 0 | 0 | 0 | 0 | 0 | 0 | 0 | 0 | 0 | 0 | 0 | 0 | 0 | 0 | 0 | 0
Commercial_Miscellaneous (ID)_Existing_Miscellaneous_Natural Gas_Miscellaneous_Vintage_Baseline Forecast | Commercial | Miscellaneous (ID) | Existing | Miscellaneous | Natural Gas | Miscellaneous | Vintage | Vintage | Baseline Forecast | 10189170.3187 | 9155195.3997 | 7993178.9885 | 6733170.478 | 5671783.9987 | 4777709.6738 | 4024573.1735 | 3390157.6979 | 2855748.6026 | 2405581.3352 | 2026376.3957 | 1706947.6042 | 1437872.1198 | 1211212.4753 | 1020282.43 | 859449.7316 | 723969.971 | 609846.6258 | 513713.1675 | 432733.752 | 364519.5645 | 307058.3523 | 258655.0653 | 217881.853 | 183535.9451 | 154604.1705 | 130233.0698
Commercial_Miscellaneous (ID)_New_Space Heating_Natural Gas_Furnace_E1_Baseline Forecast | Commercial | Miscellaneous (ID) | New | Space Heating | Natural Gas | Furnace | E1 | AFUE 80% (Standard) | Baseline Forecast | 0 | 141461.8891 | 273474.6443 | 432469.1961 | 595219.3381 | 742167.6513 | 870268.2458 | 994170.4328 | 1114437.4102 | 1230152.2717 | 1344126.1286 | 1458163.4707 | 1570458.1189 | 1681215.6281 | 1791292.0847 | 1900359.4381 | 2008029.9888 | 2113974.7615 | 2218752.0776 | 2321795.3364 | 2422419.1365 | 2521476.4091 | 2619642.1164 | 2717768.3566 | 2814280.3153 | 2915533.3145 | 3005511.0731
Commercial_Miscellaneous (ID)_New_Space Heating_Natural Gas_Furnace_E2_Baseline Forecast | Commercial | Miscellaneous (ID) | New | Space Heating | Natural Gas | Furnace | E2 | AFUE 90% | Baseline Forecast | 0 | 0 | 0 | 0 | 0 | 0 | 0 | 0 | 0 | 0 | 0 | 0 | 0 | 0 | 0 | 0 | 0 | 0 | 0 | 0 | 0 | 0 | 0 | 0 | 0 | 0 | 0
Commercial_Miscellaneous (ID)_New_Space Heating_Natural Gas_Furnace_E3_Baseline Forecast | Commercial | Miscellaneous (ID) | New | Space Heating | Natural Gas | Furnace | E3 | AFUE 96% | Baseline Forecast | 0 | 0 | 0 | 0 | 0 | 0 | 0 | 0 | 0 | 0 | 0 | 0 | 0 | 0 | 0 | 0 | 0 | 0 | 0 | 0 | 0 | 0 | 0 | 0 | 0 | 0 | 0
Commercial_Miscellaneous (ID)_New_Space Heating_Natural Gas_Furnace_E4_Baseline Forecast | Commercial | Miscellaneous (ID) | New | Space Heating | Natural Gas | Furnace | E4 |  | Baseline Forecast | 0 | 0 | 0 | 0 | 0 | 0 | 0 | 0 | 0 | 0 | 0 | 0 | 0 | 0 | 0 | 0 | 0 | 0 | 0 | 0 | 0 | 0 | 0 | 0 | 0 | 0 | 0
Commercial_Miscellaneous (ID)_New_Space Heating_Natural Gas_Furnace_E5_Baseline Forecast | Commercial | Miscellaneous (ID) | New | Space Heating | Natural Gas | Furnace | E5 |  | Baseline Forecast | 0 | 0 | 0 | 0 | 0 | 0 | 0 | 0 | 0 | 0 | 0 | 0 | 0 | 0 | 0 | 0 | 0 | 0 | 0 | 0 | 0 | 0 | 0 | 0 | 0 | 0 | 0
Commercial_Miscellaneous (ID)_New_Space Heating_Natural Gas_Furnace_E6_Baseline Forecast | Commercial | Miscellaneous (ID) | New | Space Heating | Natural Gas | Furnace | E6 |  | Baseline Forecast | 0 | 0 | 0 | 0 | 0 | 0 | 0 | 0 | 0 | 0 | 0 | 0 | 0 | 0 | 0 | 0 | 0 | 0 | 0 | 0 | 0 | 0 | 0 | 0 | 0 | 0 | 0
Commercial_Miscellaneous (ID)_New_Space Heating_Natural Gas_Furnace_E7_Baseline Forecast | Commercial | Miscellaneous (ID) | New | Space Heating | Natural Gas | Furnace | E7 |  | Baseline Forecast | 0 | 0 | 0 | 0 | 0 | 0 | 0 | 0 | 0 | 0 | 0 | 0 | 0 | 0 | 0 | 0 | 0 | 0 | 0 | 0 | 0 | 0 | 0 | 0 | 0 | 0 | 0
Commercial_Miscellaneous (ID)_New_Space Heating_Natural Gas_Furnace_E8_Baseline Forecast | Commercial | Miscellaneous (ID) | New | Space Heating | Natural Gas | Furnace | E8 |  | Baseline Forecast | 0 | 0 | 0 | 0 | 0 | 0 | 0 | 0 | 0 | 0 | 0 | 0 | 0 | 0 | 0 | 0 | 0 | 0 | 0 | 0 | 0 | 0 | 0 | 0 | 0 | 0 | 0
Commercial_Miscellaneous (ID)_New_Space Heating_Natural Gas_Furnace_E9_Baseline Forecast | Commercial | Miscellaneous (ID) | New | Space Heating | Natural Gas | Furnace | E9 |  | Baseline Forecast | 0 | 0 | 0 | 0 | 0 | 0 | 0 | 0 | 0 | 0 | 0 | 0 | 0 | 0 | 0 | 0 | 0 | 0 | 0 | 0 | 0 | 0 | 0 | 0 | 0 | 0 | 0
Commercial_Miscellaneous (ID)_New_Space Heating_Natural Gas_Furnace_E10_Baseline Forecast | Commercial | Miscellaneous (ID) | New | Space Heating | Natural Gas | Furnace | E10 |  | Baseline Forecast | 0 | 0 | 0 | 0 | 0 | 0 | 0 | 0 | 0 | 0 | 0 | 0 | 0 | 0 | 0 | 0 | 0 | 0 | 0 | 0 | 0 | 0 | 0 | 0 | 0 | 0 | 0
Commercial_Miscellaneous (ID)_New_Space Heating_Natural Gas_Furnace_Vintage_Baseline Forecast | Commercial | Miscellaneous (ID) | New | Space Heating | Natural Gas | Furnace | Vintage | Vintage | Baseline Forecast | 0 | 0 | 0 | 0 | 0 | 0 | 0 | 0 | 0 | 0 | 0 | 0 | 0 | 0 | 0 | 0 | 0 | 0 | 0 | 0 | 0 | 0 | 0 | 0 | 0 | 0 | 0
Commercial_Miscellaneous (ID)_New_Space Heating_Natural Gas_Boiler_E1_Baseline Forecast | Commercial | Miscellaneous (ID) | New | Space Heating | Natural Gas | Boiler | E1 | AFUE 80% (Standard) | Baseline Forecast | 0 | 58997.9926 | 114055.1363 | 180164.4139 | 247835.2503 | 308741.2746 | 361657.6544 | 412659.2004 | 462164.3941 | 509618.5787 | 556358.7844 | 602941.1905 | 648811.7343 | 693866.2068 | 738643.6374 | 783010.5802 | 828210.1985 | 872523.3627 | 916348.2187 | 959280.6313 | 1001368.2102 | 1042800.5628 | 1083700.7701 | 1124584.5337 | 1164795.7157 | 1206982.2264 | 1244470.9695
Commercial_Miscellaneous (ID)_New_Space Heating_Natural Gas_Boiler_E2_Baseline Forecast | Commercial | Miscellaneous (ID) | New | Space Heating | Natural Gas | Boiler | E2 | AFUE 85% | Baseline Forecast | 0 | 0 | 0 | 0 | 0 | 0 | 0 | 0 | 0 | 0 | 0 | 0 | 0 | 0 | 0 | 0 | 0 | 0 | 0 | 0 | 0 | 0 | 0 | 0 | 0 | 0 | 0
Commercial_Miscellaneous (ID)_New_Space Heating_Natural Gas_Boiler_E3_Baseline Forecast | Commercial | Miscellaneous (ID) | New | Space Heating | Natural Gas | Boiler | E3 | AFUE 97% | Baseline Forecast | 0 | 7701.3697 | 14888.3162 | 23745.0615 | 32811.0109 | 41191.2009 | 48674.3254 | 56092.732 | 63293.4875 | 70398.9269 | 77397.4604 | 84583.7269 | 91660.1744 | 98827.9314 | 105951.6135 | 113009.9908 | 118577.0992 | 124216.9565 | 129794.6654 | 135447.2088 | 140803.8097 | 146077.0182 | 151461.9985 | 156844.8138 | 162139.076 | 167693.4128 | 172629.2348
Commercial_Miscellaneous (ID)_New_Space Heating_Natural Gas_Boiler_E4_Baseline Forecast | Commercial | Miscellaneous (ID) | New | Space Heating | Natural Gas | Boiler | E4 | Convert to NG Air Source Heat Pump | Baseline Forecast | 0 | 0 | 0 | 0 | 0 | 0 | 0 | 0 | 0 | 0 | 0 | 0 | 0 | 0 | 0 | 0 | 0 | 0 | 0 | 0 | 0 | 0 | 0 | 0 | 0 | 0 | 0
Commercial_Miscellaneous (ID)_New_Space Heating_Natural Gas_Boiler_E5_Baseline Forecast | Commercial | Miscellaneous (ID) | New | Space Heating | Natural Gas | Boiler | E5 |  | Baseline Forecast | 0 | 0 | 0 | 0 | 0 | 0 | 0 | 0 | 0 | 0 | 0 | 0 | 0 | 0 | 0 | 0 | 0 | 0 | 0 | 0 | 0 | 0 | 0 | 0 | 0 | 0 | 0
Commercial_Miscellaneous (ID)_New_Space Heating_Natural Gas_Boiler_E6_Baseline Forecast | Commercial | Miscellaneous (ID) | New | Space Heating | Natural Gas | Boiler | E6 |  | Baseline Forecast | 0 | 0 | 0 | 0 | 0 | 0 | 0 | 0 | 0 | 0 | 0 | 0 | 0 | 0 | 0 | 0 | 0 | 0 | 0 | 0 | 0 | 0 | 0 | 0 | 0 | 0 | 0
Commercial_Miscellaneous (ID)_New_Space Heating_Natural Gas_Boiler_E7_Baseline Forecast | Commercial | Miscellaneous (ID) | New | Space Heating | Natural Gas | Boiler | E7 |  | Baseline Forecast | 0 | 0 | 0 | 0 | 0 | 0 | 0 | 0 | 0 | 0 | 0 | 0 | 0 | 0 | 0 | 0 | 0 | 0 | 0 | 0 | 0 | 0 | 0 | 0 | 0 | 0 | 0
Commercial_Miscellaneous (ID)_New_Space Heating_Natural Gas_Boiler_E8_Baseline Forecast | Commercial | Miscellaneous (ID) | New | Space Heating | Natural Gas | Boiler | E8 |  | Baseline Forecast | 0 | 0 | 0 | 0 | 0 | 0 | 0 | 0 | 0 | 0 | 0 | 0 | 0 | 0 | 0 | 0 | 0 | 0 | 0 | 0 | 0 | 0 | 0 | 0 | 0 | 0 | 0
Commercial_Miscellaneous (ID)_New_Space Heating_Natural Gas_Boiler_E9_Baseline Forecast | Commercial | Miscellaneous (ID) | New | Space Heating | Natural Gas | Boiler | E9 |  | Baseline Forecast | 0 | 0 | 0 | 0 | 0 | 0 | 0 | 0 | 0 | 0 | 0 | 0 | 0 | 0 | 0 | 0 | 0 | 0 | 0 | 0 | 0 | 0 | 0 | 0 | 0 | 0 | 0
Commercial_Miscellaneous (ID)_New_Space Heating_Natural Gas_Boiler_E10_Baseline Forecast | Commercial | Miscellaneous (ID) | New | Space Heating | Natural Gas | Boiler | E10 |  | Baseline Forecast | 0 | 0 | 0 | 0 | 0 | 0 | 0 | 0 | 0 | 0 | 0 | 0 | 0 | 0 | 0 | 0 | 0 | 0 | 0 | 0 | 0 | 0 | 0 | 0 | 0 | 0 | 0
Commercial_Miscellaneous (ID)_New_Space Heating_Natural Gas_Boiler_Vintage_Baseline Forecast | Commercial | Miscellaneous (ID) | New | Space Heating | Natural Gas | Boiler | Vintage | Vintage | Baseline Forecast | 0 | 0 | 0 | 0 | 0 | 0 | 0 | 0 | 0 | 0 | 0 | 0 | 0 | 0 | 0 | 0 | 0 | 0 | 0 | 0 | 0 | 0 | 0 | 0 | 0 | 0 | 0
Commercial_Miscellaneous (ID)_New_Space Heating_Natural Gas_Unit Heater_E1_Baseline Forecast | Commercial | Miscellaneous (ID) | New | Space Heating | Natural Gas | Unit Heater | E1 | Standard | Baseline Forecast | 0 | 1058.7638 | 2046.8061 | 3236.7922 | 4454.8868 | 5554.7135 | 6513.4754 | 7440.8146 | 8340.9462 | 9207.0078 | 10060.039 | 10913.5453 | 11754.0085 | 12582.967 | 13406.8283 | 14223.137 | 15028.9913 | 15821.9292 | 16606.1294 | 17377.351 | 18130.4644 | 18871.8532 | 19606.5691 | 20340.9896 | 21063.3281 | 21821.1507 | 22494.5843
Commercial_Miscellaneous (ID)_New_Space Heating_Natural Gas_Unit Heater_E2_Baseline Forecast | Commercial | Miscellaneous (ID) | New | Space Heating | Natural Gas | Unit Heater | E2 | Condensing | Baseline Forecast | 0 | 0 | 0 | 0 | 0 | 0 | 0 | 0 | 0 | 0 | 0 | 0 | 0 | 0 | 0 | 0 | 0 | 0 | 0 | 0 | 0 | 0 | 0 | 0 | 0 | 0 | 0
Commercial_Miscellaneous (ID)_New_Space Heating_Natural Gas_Unit Heater_E3_Baseline Forecast | Commercial | Miscellaneous (ID) | New | Space Heating | Natural Gas | Unit Heater | E3 | Infrared Radiant | Baseline Forecast | 0 | 0 | 0 | 0 | 0 | 0 | 0 | 0 | 0 | 0 | 0 | 0 | 0 | 0 | 0 | 0 | 0 | 0 | 0 | 0 | 0 | 0 | 0 | 0 | 0 | 0 | 0
Commercial_Miscellaneous (ID)_New_Space Heating_Natural Gas_Unit Heater_E4_Baseline Forecast | Commercial | Miscellaneous (ID) | New | Space Heating | Natural Gas | Unit Heater | E4 |  | Baseline Forecast | 0 | 0 | 0 | 0 | 0 | 0 | 0 | 0 | 0 | 0 | 0 | 0 | 0 | 0 | 0 | 0 | 0 | 0 | 0 | 0 | 0 | 0 | 0 | 0 | 0 | 0 | 0
Commercial_Miscellaneous (ID)_New_Space Heating_Natural Gas_Unit Heater_E5_Baseline Forecast | Commercial | Miscellaneous (ID) | New | Space Heating | Natural Gas | Unit Heater | E5 |  | Baseline Forecast | 0 | 0 | 0 | 0 | 0 | 0 | 0 | 0 | 0 | 0 | 0 | 0 | 0 | 0 | 0 | 0 | 0 | 0 | 0 | 0 | 0 | 0 | 0 | 0 | 0 | 0 | 0
Commercial_Miscellaneous (ID)_New_Space Heating_Natural Gas_Unit Heater_E6_Baseline Forecast | Commercial | Miscellaneous (ID) | New | Space Heating | Natural Gas | Unit Heater | E6 |  | Baseline Forecast | 0 | 0 | 0 | 0 | 0 | 0 | 0 | 0 | 0 | 0 | 0 | 0 | 0 | 0 | 0 | 0 | 0 | 0 | 0 | 0 | 0 | 0 | 0 | 0 | 0 | 0 | 0
Commercial_Miscellaneous (ID)_New_Space Heating_Natural Gas_Unit Heater_E7_Baseline Forecast | Commercial | Miscellaneous (ID) | New | Space Heating | Natural Gas | Unit Heater | E7 |  | Baseline Forecast | 0 | 0 | 0 | 0 | 0 | 0 | 0 | 0 | 0 | 0 | 0 | 0 | 0 | 0 | 0 | 0 | 0 | 0 | 0 | 0 | 0 | 0 | 0 | 0 | 0 | 0 | 0
Commercial_Miscellaneous (ID)_New_Space Heating_Natural Gas_Unit Heater_E8_Baseline Forecast | Commercial | Miscellaneous (ID) | New | Space Heating | Natural Gas | Unit Heater | E8 |  | Baseline Forecast | 0 | 0 | 0 | 0 | 0 | 0 | 0 | 0 | 0 | 0 | 0 | 0 | 0 | 0 | 0 | 0 | 0 | 0 | 0 | 0 | 0 | 0 | 0 | 0 | 0 | 0 | 0
Commercial_Miscellaneous (ID)_New_Space Heating_Natural Gas_Unit Heater_E9_Baseline Forecast | Commercial | Miscellaneous (ID) | New | Space Heating | Natural Gas | Unit Heater | E9 |  | Baseline Forecast | 0 | 0 | 0 | 0 | 0 | 0 | 0 | 0 | 0 | 0 | 0 | 0 | 0 | 0 | 0 | 0 | 0 | 0 | 0 | 0 | 0 | 0 | 0 | 0 | 0 | 0 | 0
Commercial_Miscellaneous (ID)_New_Space Heating_Natural Gas_Unit Heater_E10_Baseline Forecast | Commercial | Miscellaneous (ID) | New | Space Heating | Natural Gas | Unit Heater | E10 |  | Baseline Forecast | 0 | 0 | 0 | 0 | 0 | 0 | 0 | 0 | 0 | 0 | 0 | 0 | 0 | 0 | 0 | 0 | 0 | 0 | 0 | 0 | 0 | 0 | 0 | 0 | 0 | 0 | 0
Commercial_Miscellaneous (ID)_New_Space Heating_Natural Gas_Unit Heater_Vintage_Baseline Forecast | Commercial | Miscellaneous (ID) | New | Space Heating | Natural Gas | Unit Heater | Vintage | Vintage | Baseline Forecast | 0 | 0 | 0 | 0 | 0 | 0 | 0 | 0 | 0 | 0 | 0 | 0 | 0 | 0 | 0 | 0 | 0 | 0 | 0 | 0 | 0 | 0 | 0 | 0 | 0 | 0 | 0
Commercial_Miscellaneous (ID)_New_Water Heating_Natural Gas_Water Heater_E1_Baseline Forecast | Commercial | Miscellaneous (ID) | New | Water Heating | Natural Gas | Water Heater | E1 | TE 0.80 | Baseline Forecast | 0 | 96937.3684 | 187399.6771 | 296351.3781 | 407876.6135 | 508573.5776 | 596355.0614 | 681259.5683 | 763673.0323 | 842967.1392 | 921068.2152 | 999212.7947 | 1076163.1857 | 1152060.2457 | 1227490.6114 | 1302229.4848 | 1376011.193 | 1448610.3046 | 1520409.4114 | 1591020.2481 | 1659973.1402 | 1727852.5627 | 1795121.0361 | 1862362.4645 | 1928497.6997 | 1997881.7532 | 2059539.3996
Commercial_Miscellaneous (ID)_New_Water Heating_Natural Gas_Water Heater_E2_Baseline Forecast | Commercial | Miscellaneous (ID) | New | Water Heating | Natural Gas | Water Heater | E2 | TE 0.90 | Baseline Forecast | 0 | 0 | 0 | 0 | 0 | 0 | 0 | 0 | 0 | 0 | 0 | 0 | 0 | 0 | 0 | 0 | 0 | 0 | 0 | 0 | 0 | 0 | 0 | 0 | 0 | 0 | 0
Commercial_Miscellaneous (ID)_New_Water Heating_Natural Gas_Water Heater_E3_Baseline Forecast | Commercial | Miscellaneous (ID) | New | Water Heating | Natural Gas | Water Heater | E3 | TE 0.94 | Baseline Forecast | 0 | 109312.3516 | 211323.0402 | 334183.469 | 459945.9684 | 573497.8641 | 672485.4947 | 768228.8749 | 861163.2066 | 950579.9655 | 1038651.3916 | 1126771.8749 | 1213545.7201 | 1299131.7664 | 1384191.5405 | 1468471.5467 | 1551672.1964 | 1633539.2797 | 1714504.2299 | 1794129.2159 | 1871884.6049 | 1948429.4855 | 2024285.4237 | 2100110.8643 | 2174688.8954 | 2252930.4876 | 2322459.323
Commercial_Miscellaneous (ID)_New_Water Heating_Natural Gas_Water Heater_E4_Baseline Forecast | Commercial | Miscellaneous (ID) | New | Water Heating | Natural Gas | Water Heater | E4 | Instantaneous TE 0.94 | Baseline Forecast | 0 | 0 | 0 | 0 | 0 | 0 | 0 | 0 | 0 | 0 | 0 | 0 | 0 | 0 | 0 | 0 | 0 | 0 | 0 | 0 | 0 | 0 | 0 | 0 | 0 | 0 | 0
Commercial_Miscellaneous (ID)_New_Water Heating_Natural Gas_Water Heater_E5_Baseline Forecast | Commercial | Miscellaneous (ID) | New | Water Heating | Natural Gas | Water Heater | E5 | Gas-Fired Absorption HPWH | Baseline Forecast | 0 | 0 | 0 | 0 | 0 | 0 | 0 | 0 | 0 | 0 | 0 | 0 | 0 | 0 | 0 | 0 | 0 | 0 | 0 | 0 | 0 | 0 | 0 | 0 | 0 | 0 | 0
Commercial_Miscellaneous (ID)_New_Water Heating_Natural Gas_Water Heater_E6_Baseline Forecast | Commercial | Miscellaneous (ID) | New | Water Heating | Natural Gas | Water Heater | E6 |  | Baseline Forecast | 0 | 0 | 0 | 0 | 0 | 0 | 0 | 0 | 0 | 0 | 0 | 0 | 0 | 0 | 0 | 0 | 0 | 0 | 0 | 0 | 0 | 0 | 0 | 0 | 0 | 0 | 0
Commercial_Miscellaneous (ID)_New_Water Heating_Natural Gas_Water Heater_E7_Baseline Forecast | Commercial | Miscellaneous (ID) | New | Water Heating | Natural Gas | Water Heater | E7 |  | Baseline Forecast | 0 | 0 | 0 | 0 | 0 | 0 | 0 | 0 | 0 | 0 | 0 | 0 | 0 | 0 | 0 | 0 | 0 | 0 | 0 | 0 | 0 | 0 | 0 | 0 | 0 | 0 | 0
Commercial_Miscellaneous (ID)_New_Water Heating_Natural Gas_Water Heater_E8_Baseline Forecast | Commercial | Miscellaneous (ID) | New | Water Heating | Natural Gas | Water Heater | E8 |  | Baseline Forecast | 0 | 0 | 0 | 0 | 0 | 0 | 0 | 0 | 0 | 0 | 0 | 0 | 0 | 0 | 0 | 0 | 0 | 0 | 0 | 0 | 0 | 0 | 0 | 0 | 0 | 0 | 0
Commercial_Miscellaneous (ID)_New_Water Heating_Natural Gas_Water Heater_E9_Baseline Forecast | Commercial | Miscellaneous (ID) | New | Water Heating | Natural Gas | Water Heater | E9 |  | Baseline Forecast | 0 | 0 | 0 | 0 | 0 | 0 | 0 | 0 | 0 | 0 | 0 | 0 | 0 | 0 | 0 | 0 | 0 | 0 | 0 | 0 | 0 | 0 | 0 | 0 | 0 | 0 | 0
Commercial_Miscellaneous (ID)_New_Water Heating_Natural Gas_Water Heater_E10_Baseline Forecast | Commercial | Miscellaneous (ID) | New | Water Heating | Natural Gas | Water Heater | E10 |  | Baseline Forecast | 0 | 0 | 0 | 0 | 0 | 0 | 0 | 0 | 0 | 0 | 0 | 0 | 0 | 0 | 0 | 0 | 0 | 0 | 0 | 0 | 0 | 0 | 0 | 0 | 0 | 0 | 0
Commercial_Miscellaneous (ID)_New_Water Heating_Natural Gas_Water Heater_Vintage_Baseline Forecast | Commercial | Miscellaneous (ID) | New | Water Heating | Natural Gas | Water Heater | Vintage | Vintage | Baseline Forecast | 0 | 0 | 0 | 0 | 0 | 0 | 0 | 0 | 0 | 0 | 0 | 0 | 0 | 0 | 0 | 0 | 0 | 0 | 0 | 0 | 0 | 0 | 0 | 0 | 0 | 0 | 0
Commercial_Miscellaneous (ID)_New_Food Preparation_Natural Gas_Oven_E1_Baseline Forecast | Commercial | Miscellaneous (ID) | New | Food Preparation | Natural Gas | Oven | E1 | Standard | Baseline Forecast | 0 | 30080.3726 | 58151.4868 | 91959.9944 | 126567.0885 | 157814.091 | 185053.3258 | 211399.8136 | 236973.3127 | 261578.8525 | 285814.1861 | 310063.0191 | 333941.2868 | 357492.6982 | 380899.2909 | 404091.3085 | 426986.3108 | 449514.3447 | 471794.1313 | 493705.189 | 515101.7744 | 536165.2543 | 557039.1523 | 577904.6581 | 598426.904 | 619957.2819 | 639090.0994
Commercial_Miscellaneous (ID)_New_Food Preparation_Natural Gas_Oven_E2_Baseline Forecast | Commercial | Miscellaneous (ID) | New | Food Preparation | Natural Gas | Oven | E2 | ENERGY STAR (>42% Baking Efficiency) | Baseline Forecast | 0 | 43286.3898 | 83681.4079 | 132332.6749 | 182133.1273 | 227098.3261 | 266296.2493 | 304209.4879 | 341010.3768 | 376418.3487 | 411293.5848 | 446188.247 | 480549.6566 | 514440.712 | 548123.3698 | 581497.2488 | 614443.7155 | 646862.1057 | 678923.2621 | 710453.8085 | 741244.0168 | 771554.8782 | 801592.9265 | 831618.8982 | 861150.9106 | 892133.6496 | 919666.2406
Commercial_Miscellaneous (ID)_New_Food Preparation_Natural Gas_Oven_E3_Baseline Forecast | Commercial | Miscellaneous (ID) | New | Food Preparation | Natural Gas | Oven | E3 |  | Baseline Forecast | 0 | 0 | 0 | 0 | 0 | 0 | 0 | 0 | 0 | 0 | 0 | 0 | 0 | 0 | 0 | 0 | 0 | 0 | 0 | 0 | 0 | 0 | 0 | 0 | 0 | 0 | 0
Commercial_Miscellaneous (ID)_New_Food Preparation_Natural Gas_Oven_E4_Baseline Forecast | Commercial | Miscellaneous (ID) | New | Food Preparation | Natural Gas | Oven | E4 |  | Baseline Forecast | 0 | 0 | 0 | 0 | 0 | 0 | 0 | 0 | 0 | 0 | 0 | 0 | 0 | 0 | 0 | 0 | 0 | 0 | 0 | 0 | 0 | 0 | 0 | 0 | 0 | 0 | 0
Commercial_Miscellaneous (ID)_New_Food Preparation_Natural Gas_Oven_E5_Baseline Forecast | Commercial | Miscellaneous (ID) | New | Food Preparation | Natural Gas | Oven | E5 |  | Baseline Forecast | 0 | 0 | 0 | 0 | 0 | 0 | 0 | 0 | 0 | 0 | 0 | 0 | 0 | 0 | 0 | 0 | 0 | 0 | 0 | 0 | 0 | 0 | 0 | 0 | 0 | 0 | 0
Commercial_Miscellaneous (ID)_New_Food Preparation_Natural Gas_Oven_E6_Baseline Forecast | Commercial | Miscellaneous (ID) | New | Food Preparation | Natural Gas | Oven | E6 |  | Baseline Forecast | 0 | 0 | 0 | 0 | 0 | 0 | 0 | 0 | 0 | 0 | 0 | 0 | 0 | 0 | 0 | 0 | 0 | 0 | 0 | 0 | 0 | 0 | 0 | 0 | 0 | 0 | 0
Commercial_Miscellaneous (ID)_New_Food Preparation_Natural Gas_Oven_E7_Baseline Forecast | Commercial | Miscellaneous (ID) | New | Food Preparation | Natural Gas | Oven | E7 |  | Baseline Forecast | 0 | 0 | 0 | 0 | 0 | 0 | 0 | 0 | 0 | 0 | 0 | 0 | 0 | 0 | 0 | 0 | 0 | 0 | 0 | 0 | 0 | 0 | 0 | 0 | 0 | 0 | 0
Commercial_Miscellaneous (ID)_New_Food Preparation_Natural Gas_Oven_E8_Baseline Forecast | Commercial | Miscellaneous (ID) | New | Food Preparation | Natural Gas | Oven | E8 |  | Baseline Forecast | 0 | 0 | 0 | 0 | 0 | 0 | 0 | 0 | 0 | 0 | 0 | 0 | 0 | 0 | 0 | 0 | 0 | 0 | 0 | 0 | 0 | 0 | 0 | 0 | 0 | 0 | 0
Commercial_Miscellaneous (ID)_New_Food Preparation_Natural Gas_Oven_E9_Baseline Forecast | Commercial | Miscellaneous (ID) | New | Food Preparation | Natural Gas | Oven | E9 |  | Baseline Forecast | 0 | 0 | 0 | 0 | 0 | 0 | 0 | 0 | 0 | 0 | 0 | 0 | 0 | 0 | 0 | 0 | 0 | 0 | 0 | 0 | 0 | 0 | 0 | 0 | 0 | 0 | 0
Commercial_Miscellaneous (ID)_New_Food Preparation_Natural Gas_Oven_E10_Baseline Forecast | Commercial | Miscellaneous (ID) | New | Food Preparation | Natural Gas | Oven | E10 |  | Baseline Forecast | 0 | 0 | 0 | 0 | 0 | 0 | 0 | 0 | 0 | 0 | 0 | 0 | 0 | 0 | 0 | 0 | 0 | 0 | 0 | 0 | 0 | 0 | 0 | 0 | 0 | 0 | 0
Commercial_Miscellaneous (ID)_New_Food Preparation_Natural Gas_Oven_Vintage_Baseline Forecast | Commercial | Miscellaneous (ID) | New | Food Preparation | Natural Gas | Oven | Vintage | Vintage | Baseline Forecast | 0 | 0 | 0 | 0 | 0 | 0 | 0 | 0 | 0 | 0 | 0 | 0 | 0 | 0 | 0 | 0 | 0 | 0 | 0 | 0 | 0 | 0 | 0 | 0 | 0 | 0 | 0
Commercial_Miscellaneous (ID)_New_Food Preparation_Natural Gas_Conveyor Oven_E1_Baseline Forecast | Commercial | Miscellaneous (ID) | New | Food Preparation | Natural Gas | Conveyor Oven | E1 | Standard | Baseline Forecast | 0 | 15040.1863 | 29075.7434 | 45979.9972 | 63283.5442 | 78907.0455 | 92526.6629 | 105699.9068 | 118486.6563 | 130789.4262 | 142907.093 | 155031.5096 | 166970.6434 | 178746.3491 | 190449.6454 | 202045.6542 | 213493.1554 | 224757.1723 | 235897.0656 | 246852.5945 | 257550.8872 | 268082.6272 | 278519.5762 | 288952.329 | 299213.452 | 309978.641 | 319545.0497
Commercial_Miscellaneous (ID)_New_Food Preparation_Natural Gas_Conveyor Oven_E2_Baseline Forecast | Commercial | Miscellaneous (ID) | New | Food Preparation | Natural Gas | Conveyor Oven | E2 | ENERGY STAR (>42% Baking Efficiency) | Baseline Forecast | 0 | 21643.1949 | 41840.7039 | 66166.3375 | 91066.5637 | 113549.163 | 133148.1246 | 152104.7439 | 170505.1884 | 188209.1743 | 205646.7924 | 223094.1235 | 240274.8283 | 257220.356 | 274061.6849 | 290748.6244 | 307221.8577 | 323431.0529 | 339461.631 | 355226.9043 | 370622.0084 | 385777.4391 | 400796.4633 | 415809.4491 | 430575.4553 | 446066.8248 | 459833.1203
Commercial_Miscellaneous (ID)_New_Food Preparation_Natural Gas_Conveyor Oven_E3_Baseline Forecast | Commercial | Miscellaneous (ID) | New | Food Preparation | Natural Gas | Conveyor Oven | E3 |  | Baseline Forecast | 0 | 0 | 0 | 0 | 0 | 0 | 0 | 0 | 0 | 0 | 0 | 0 | 0 | 0 | 0 | 0 | 0 | 0 | 0 | 0 | 0 | 0 | 0 | 0 | 0 | 0 | 0
Commercial_Miscellaneous (ID)_New_Food Preparation_Natural Gas_Conveyor Oven_E4_Baseline Forecast | Commercial | Miscellaneous (ID) | New | Food Preparation | Natural Gas | Conveyor Oven | E4 |  | Baseline Forecast | 0 | 0 | 0 | 0 | 0 | 0 | 0 | 0 | 0 | 0 | 0 | 0 | 0 | 0 | 0 | 0 | 0 | 0 | 0 | 0 | 0 | 0 | 0 | 0 | 0 | 0 | 0
Commercial_Miscellaneous (ID)_New_Food Preparation_Natural Gas_Conveyor Oven_E5_Baseline Forecast | Commercial | Miscellaneous (ID) | New | Food Preparation | Natural Gas | Conveyor Oven | E5 |  | Baseline Forecast | 0 | 0 | 0 | 0 | 0 | 0 | 0 | 0 | 0 | 0 | 0 | 0 | 0 | 0 | 0 | 0 | 0 | 0 | 0 | 0 | 0 | 0 | 0 | 0 | 0 | 0 | 0
Commercial_Miscellaneous (ID)_New_Food Preparation_Natural Gas_Conveyor Oven_E6_Baseline Forecast | Commercial | Miscellaneous (ID) | New | Food Preparation | Natural Gas | Conveyor Oven | E6 |  | Baseline Forecast | 0 | 0 | 0 | 0 | 0 | 0 | 0 | 0 | 0 | 0 | 0 | 0 | 0 | 0 | 0 | 0 | 0 | 0 | 0 | 0 | 0 | 0 | 0 | 0 | 0 | 0 | 0
Commercial_Miscellaneous (ID)_New_Food Preparation_Natural Gas_Conveyor Oven_E7_Baseline Forecast | Commercial | Miscellaneous (ID) | New | Food Preparation | Natural Gas | Conveyor Oven | E7 |  | Baseline Forecast | 0 | 0 | 0 | 0 | 0 | 0 | 0 | 0 | 0 | 0 | 0 | 0 | 0 | 0 | 0 | 0 | 0 | 0 | 0 | 0 | 0 | 0 | 0 | 0 | 0 | 0 | 0
Commercial_Miscellaneous (ID)_New_Food Preparation_Natural Gas_Conveyor Oven_E8_Baseline Forecast | Commercial | Miscellaneous (ID) | New | Food Preparation | Natural Gas | Conveyor Oven | E8 |  | Baseline Forecast | 0 | 0 | 0 | 0 | 0 | 0 | 0 | 0 | 0 | 0 | 0 | 0 | 0 | 0 | 0 | 0 | 0 | 0 | 0 | 0 | 0 | 0 | 0 | 0 | 0 | 0 | 0
Commercial_Miscellaneous (ID)_New_Food Preparation_Natural Gas_Conveyor Oven_E9_Baseline Forecast | Commercial | Miscellaneous (ID) | New | Food Preparation | Natural Gas | Conveyor Oven | E9 |  | Baseline Forecast | 0 | 0 | 0 | 0 | 0 | 0 | 0 | 0 | 0 | 0 | 0 | 0 | 0 | 0 | 0 | 0 | 0 | 0 | 0 | 0 | 0 | 0 | 0 | 0 | 0 | 0 | 0
Commercial_Miscellaneous (ID)_New_Food Preparation_Natural Gas_Conveyor Oven_E10_Baseline Forecast | Commercial | Miscellaneous (ID) | New | Food Preparation | Natural Gas | Conveyor Oven | E10 |  | Baseline Forecast | 0 | 0 | 0 | 0 | 0 | 0 | 0 | 0 | 0 | 0 | 0 | 0 | 0 | 0 | 0 | 0 | 0 | 0 | 0 | 0 | 0 | 0 | 0 | 0 | 0 | 0 | 0
Commercial_Miscellaneous (ID)_New_Food Preparation_Natural Gas_Conveyor Oven_Vintage_Baseline Forecast | Commercial | Miscellaneous (ID) | New | Food Preparation | Natural Gas | Conveyor Oven | Vintage | Vintage | Baseline Forecast | 0 | 0 | 0 | 0 | 0 | 0 | 0 | 0 | 0 | 0 | 0 | 0 | 0 | 0 | 0 | 0 | 0 | 0 | 0 | 0 | 0 | 0 | 0 | 0 | 0 | 0 | 0
Commercial_Miscellaneous (ID)_New_Food Preparation_Natural Gas_Double Rack Oven_E1_Baseline Forecast | Commercial | Miscellaneous (ID) | New | Food Preparation | Natural Gas | Double Rack Oven | E1 | Standard | Baseline Forecast | 0 | 15040.1863 | 29075.7434 | 45979.9972 | 63283.5442 | 78907.0455 | 92526.6629 | 105699.9068 | 118486.6563 | 130789.4262 | 142907.093 | 155031.5096 | 166970.6434 | 178746.3491 | 190449.6454 | 202045.6542 | 213493.1554 | 224757.1723 | 235897.0656 | 246852.5945 | 257550.8872 | 268082.6272 | 278519.5762 | 288952.329 | 299213.452 | 309978.641 | 319545.0497
Commercial_Miscellaneous (ID)_New_Food Preparation_Natural Gas_Double Rack Oven_E2_Baseline Forecast | Commercial | Miscellaneous (ID) | New | Food Preparation | Natural Gas | Double Rack Oven | E2 | FTSC Qualified (>50% Cooking Efficiency) | Baseline Forecast | 0 | 21643.1949 | 41840.7039 | 66166.3375 | 91066.5637 | 113549.163 | 133148.1246 | 152104.7439 | 170505.1884 | 188209.1743 | 205646.7924 | 223094.1235 | 240274.8283 | 257220.356 | 274061.6849 | 290748.6244 | 307221.8577 | 323431.0529 | 339461.631 | 355226.9043 | 370622.0084 | 385777.4391 | 400796.4633 | 415809.4491 | 430575.4553 | 446066.8248 | 459833.1203
Commercial_Miscellaneous (ID)_New_Food Preparation_Natural Gas_Double Rack Oven_E3_Baseline Forecast | Commercial | Miscellaneous (ID) | New | Food Preparation | Natural Gas | Double Rack Oven | E3 |  | Baseline Forecast | 0 | 0 | 0 | 0 | 0 | 0 | 0 | 0 | 0 | 0 | 0 | 0 | 0 | 0 | 0 | 0 | 0 | 0 | 0 | 0 | 0 | 0 | 0 | 0 | 0 | 0 | 0
Commercial_Miscellaneous (ID)_New_Food Preparation_Natural Gas_Double Rack Oven_E4_Baseline Forecast | Commercial | Miscellaneous (ID) | New | Food Preparation | Natural Gas | Double Rack Oven | E4 |  | Baseline Forecast | 0 | 0 | 0 | 0 | 0 | 0 | 0 | 0 | 0 | 0 | 0 | 0 | 0 | 0 | 0 | 0 | 0 | 0 | 0 | 0 | 0 | 0 | 0 | 0 | 0 | 0 | 0
Commercial_Miscellaneous (ID)_New_Food Preparation_Natural Gas_Double Rack Oven_E5_Baseline Forecast | Commercial | Miscellaneous (ID) | New | Food Preparation | Natural Gas | Double Rack Oven | E5 |  | Baseline Forecast | 0 | 0 | 0 | 0 | 0 | 0 | 0 | 0 | 0 | 0 | 0 | 0 | 0 | 0 | 0 | 0 | 0 | 0 | 0 | 0 | 0 | 0 | 0 | 0 | 0 | 0 | 0
Commercial_Miscellaneous (ID)_New_Food Preparation_Natural Gas_Double Rack Oven_E6_Baseline Forecast | Commercial | Miscellaneous (ID) | New | Food Preparation | Natural Gas | Double Rack Oven | E6 |  | Baseline Forecast | 0 | 0 | 0 | 0 | 0 | 0 | 0 | 0 | 0 | 0 | 0 | 0 | 0 | 0 | 0 | 0 | 0 | 0 | 0 | 0 | 0 | 0 | 0 | 0 | 0 | 0 | 0
Commercial_Miscellaneous (ID)_New_Food Preparation_Natural Gas_Double Rack Oven_E7_Baseline Forecast | Commercial | Miscellaneous (ID) | New | Food Preparation | Natural Gas | Double Rack Oven | E7 |  | Baseline Forecast | 0 | 0 | 0 | 0 | 0 | 0 | 0 | 0 | 0 | 0 | 0 | 0 | 0 | 0 | 0 | 0 | 0 | 0 | 0 | 0 | 0 | 0 | 0 | 0 | 0 | 0 | 0
Commercial_Miscellaneous (ID)_New_Food Preparation_Natural Gas_Double Rack Oven_E8_Baseline Forecast | Commercial | Miscellaneous (ID) | New | Food Preparation | Natural Gas | Double Rack Oven | E8 |  | Baseline Forecast | 0 | 0 | 0 | 0 | 0 | 0 | 0 | 0 | 0 | 0 | 0 | 0 | 0 | 0 | 0 | 0 | 0 | 0 | 0 | 0 | 0 | 0 | 0 | 0 | 0 | 0 | 0
Commercial_Miscellaneous (ID)_New_Food Preparation_Natural Gas_Double Rack Oven_E9_Baseline Forecast | Commercial | Miscellaneous (ID) | New | Food Preparation | Natural Gas | Double Rack Oven | E9 |  | Baseline Forecast | 0 | 0 | 0 | 0 | 0 | 0 | 0 | 0 | 0 | 0 | 0 | 0 | 0 | 0 | 0 | 0 | 0 | 0 | 0 | 0 | 0 | 0 | 0 | 0 | 0 | 0 | 0
Commercial_Miscellaneous (ID)_New_Food Preparation_Natural Gas_Double Rack Oven_E10_Baseline Forecast | Commercial | Miscellaneous (ID) | New | Food Preparation | Natural Gas | Double Rack Oven | E10 |  | Baseline Forecast | 0 | 0 | 0 | 0 | 0 | 0 | 0 | 0 | 0 | 0 | 0 | 0 | 0 | 0 | 0 | 0 | 0 | 0 | 0 | 0 | 0 | 0 | 0 | 0 | 0 | 0 | 0
Commercial_Miscellaneous (ID)_New_Food Preparation_Natural Gas_Double Rack Oven_Vintage_Baseline Forecast | Commercial | Miscellaneous (ID) | New | Food Preparation | Natural Gas | Double Rack Oven | Vintage | Vintage | Baseline Forecast | 0 | 0 | 0 | 0 | 0 | 0 | 0 | 0 | 0 | 0 | 0 | 0 | 0 | 0 | 0 | 0 | 0 | 0 | 0 | 0 | 0 | 0 | 0 | 0 | 0 | 0 | 0
Commercial_Miscellaneous (ID)_New_Food Preparation_Natural Gas_Fryer_E1_Baseline Forecast | Commercial | Miscellaneous (ID) | New | Food Preparation | Natural Gas | Fryer | E1 | Standard | Baseline Forecast | 0 | 4661.9849 | 9012.5663 | 14252.3536 | 19615.9091 | 24458.7033 | 28680.3565 | 32763.648 | 36727.1384 | 40540.6102 | 44296.706 | 48054.8939 | 51755.6501 | 55405.7486 | 59033.4025 | 62627.8007 | 66176.1662 | 69667.6573 | 73120.674 | 76516.5435 | 79832.6779 | 83097.1862 | 86332.3122 | 89566.1376 | 92746.7631 | 96083.6333 | 99048.9192
Commercial_Miscellaneous (ID)_New_Food Preparation_Natural Gas_Fryer_E2_Baseline Forecast | Commercial | Miscellaneous (ID) | New | Food Preparation | Natural Gas | Fryer | E2 | ENERGY STAR | Baseline Forecast | 0 | 1637.9947 | 3166.5774 | 5007.5837 | 6892.0762 | 8593.5985 | 10076.882 | 11511.552 | 12904.1297 | 14243.9982 | 15563.7075 | 16884.1519 | 18184.4176 | 19466.8846 | 20741.4658 | 22004.3624 | 23251.0854 | 24477.8255 | 25691.0476 | 26884.191 | 28049.3193 | 29196.3087 | 30332.9746 | 31469.1835 | 32586.7006 | 33759.1144 | 34800.9716
Commercial_Miscellaneous (ID)_New_Food Preparation_Natural Gas_Fryer_E3_Baseline Forecast | Commercial | Miscellaneous (ID) | New | Food Preparation | Natural Gas | Fryer | E3 |  | Baseline Forecast | 0 | 0 | 0 | 0 | 0 | 0 | 0 | 0 | 0 | 0 | 0 | 0 | 0 | 0 | 0 | 0 | 0 | 0 | 0 | 0 | 0 | 0 | 0 | 0 | 0 | 0 | 0
Commercial_Miscellaneous (ID)_New_Food Preparation_Natural Gas_Fryer_E4_Baseline Forecast | Commercial | Miscellaneous (ID) | New | Food Preparation | Natural Gas | Fryer | E4 |  | Baseline Forecast | 0 | 0 | 0 | 0 | 0 | 0 | 0 | 0 | 0 | 0 | 0 | 0 | 0 | 0 | 0 | 0 | 0 | 0 | 0 | 0 | 0 | 0 | 0 | 0 | 0 | 0 | 0
Commercial_Miscellaneous (ID)_New_Food Preparation_Natural Gas_Fryer_E5_Baseline Forecast | Commercial | Miscellaneous (ID) | New | Food Preparation | Natural Gas | Fryer | E5 |  | Baseline Forecast | 0 | 0 | 0 | 0 | 0 | 0 | 0 | 0 | 0 | 0 | 0 | 0 | 0 | 0 | 0 | 0 | 0 | 0 | 0 | 0 | 0 | 0 | 0 | 0 | 0 | 0 | 0
Commercial_Miscellaneous (ID)_New_Food Preparation_Natural Gas_Fryer_E6_Baseline Forecast | Commercial | Miscellaneous (ID) | New | Food Preparation | Natural Gas | Fryer | E6 |  | Baseline Forecast | 0 | 0 | 0 | 0 | 0 | 0 | 0 | 0 | 0 | 0 | 0 | 0 | 0 | 0 | 0 | 0 | 0 | 0 | 0 | 0 | 0 | 0 | 0 | 0 | 0 | 0 | 0
Commercial_Miscellaneous (ID)_New_Food Preparation_Natural Gas_Fryer_E7_Baseline Forecast | Commercial | Miscellaneous (ID) | New | Food Preparation | Natural Gas | Fryer | E7 |  | Baseline Forecast | 0 | 0 | 0 | 0 | 0 | 0 | 0 | 0 | 0 | 0 | 0 | 0 | 0 | 0 | 0 | 0 | 0 | 0 | 0 | 0 | 0 | 0 | 0 | 0 | 0 | 0 | 0
Commercial_Miscellaneous (ID)_New_Food Preparation_Natural Gas_Fryer_E8_Baseline Forecast | Commercial | Miscellaneous (ID) | New | Food Preparation | Natural Gas | Fryer | E8 |  | Baseline Forecast | 0 | 0 | 0 | 0 | 0 | 0 | 0 | 0 | 0 | 0 | 0 | 0 | 0 | 0 | 0 | 0 | 0 | 0 | 0 | 0 | 0 | 0 | 0 | 0 | 0 | 0 | 0
Commercial_Miscellaneous (ID)_New_Food Preparation_Natural Gas_Fryer_E9_Baseline Forecast | Commercial | Miscellaneous (ID) | New | Food Preparation | Natural Gas | Fryer | E9 |  | Baseline Forecast | 0 | 0 | 0 | 0 | 0 | 0 | 0 | 0 | 0 | 0 | 0 | 0 | 0 | 0 | 0 | 0 | 0 | 0 | 0 | 0 | 0 | 0 | 0 | 0 | 0 | 0 | 0
Commercial_Miscellaneous (ID)_New_Food Preparation_Natural Gas_Fryer_E10_Baseline Forecast | Commercial | Miscellaneous (ID) | New | Food Preparation | Natural Gas | Fryer | E10 |  | Baseline Forecast | 0 | 0 | 0 | 0 | 0 | 0 | 0 | 0 | 0 | 0 | 0 | 0 | 0 | 0 | 0 | 0 | 0 | 0 | 0 | 0 | 0 | 0 | 0 | 0 | 0 | 0 | 0
Commercial_Miscellaneous (ID)_New_Food Preparation_Natural Gas_Fryer_Vintage_Baseline Forecast | Commercial | Miscellaneous (ID) | New | Food Preparation | Natural Gas | Fryer | Vintage | Vintage | Baseline Forecast | 0 | 0 | 0 | 0 | 0 | 0 | 0 | 0 | 0 | 0 | 0 | 0 | 0 | 0 | 0 | 0 | 0 | 0 | 0 | 0 | 0 | 0 | 0 | 0 | 0 | 0 | 0
Commercial_Miscellaneous (ID)_New_Food Preparation_Natural Gas_Broiler_E1_Baseline Forecast | Commercial | Miscellaneous (ID) | New | Food Preparation | Natural Gas | Broiler | E1 | Standard | Baseline Forecast | 0 | 53136.2679 | 102723.2284 | 162445.1588 | 223577.7733 | 278774.8655 | 326892.3305 | 373432.7792 | 418607.7615 | 462072.8665 | 504884.0111 | 547719.0021 | 589899.3982 | 631502.4102 | 672849.6036 | 713817.7551 | 754261.236 | 794056.476 | 833413.193 | 872118.559 | 909915.1219 | 947123.2619 | 983996.5099 | 1020854.9331 | 1057106.9959 | 1095139.9002 | 1128937.5705
Commercial_Miscellaneous (ID)_New_Food Preparation_Natural Gas_Broiler_E2_Baseline Forecast | Commercial | Miscellaneous (ID) | New | Food Preparation | Natural Gas | Broiler | E2 | Infrared Burners | Baseline Forecast | 0 | 18669.4995 | 36091.9451 | 57075.3261 | 78554.3528 | 97947.9257 | 114854.0621 | 131206.1116 | 147078.4027 | 162349.9261 | 177391.6796 | 192441.8116 | 207261.9507 | 221879.2252 | 236406.6175 | 250800.8329 | 265010.7046 | 278992.8159 | 292820.8516 | 306420.0343 | 319699.9077 | 332773.038 | 345728.5035 | 358678.7603 | 371415.9715 | 384778.8838 | 396653.741
Commercial_Miscellaneous (ID)_New_Food Preparation_Natural Gas_Broiler_E3_Baseline Forecast | Commercial | Miscellaneous (ID) | New | Food Preparation | Natural Gas | Broiler | E3 |  | Baseline Forecast | 0 | 0 | 0 | 0 | 0 | 0 | 0 | 0 | 0 | 0 | 0 | 0 | 0 | 0 | 0 | 0 | 0 | 0 | 0 | 0 | 0 | 0 | 0 | 0 | 0 | 0 | 0
Commercial_Miscellaneous (ID)_New_Food Preparation_Natural Gas_Broiler_E4_Baseline Forecast | Commercial | Miscellaneous (ID) | New | Food Preparation | Natural Gas | Broiler | E4 |  | Baseline Forecast | 0 | 0 | 0 | 0 | 0 | 0 | 0 | 0 | 0 | 0 | 0 | 0 | 0 | 0 | 0 | 0 | 0 | 0 | 0 | 0 | 0 | 0 | 0 | 0 | 0 | 0 | 0
Commercial_Miscellaneous (ID)_New_Food Preparation_Natural Gas_Broiler_E5_Baseline Forecast | Commercial | Miscellaneous (ID) | New | Food Preparation | Natural Gas | Broiler | E5 |  | Baseline Forecast | 0 | 0 | 0 | 0 | 0 | 0 | 0 | 0 | 0 | 0 | 0 | 0 | 0 | 0 | 0 | 0 | 0 | 0 | 0 | 0 | 0 | 0 | 0 | 0 | 0 | 0 | 0
Commercial_Miscellaneous (ID)_New_Food Preparation_Natural Gas_Broiler_E6_Baseline Forecast | Commercial | Miscellaneous (ID) | New | Food Preparation | Natural Gas | Broiler | E6 |  | Baseline Forecast | 0 | 0 | 0 | 0 | 0 | 0 | 0 | 0 | 0 | 0 | 0 | 0 | 0 | 0 | 0 | 0 | 0 | 0 | 0 | 0 | 0 | 0 | 0 | 0 | 0 | 0 | 0
Commercial_Miscellaneous (ID)_New_Food Preparation_Natural Gas_Broiler_E7_Baseline Forecast | Commercial | Miscellaneous (ID) | New | Food Preparation | Natural Gas | Broiler | E7 |  | Baseline Forecast | 0 | 0 | 0 | 0 | 0 | 0 | 0 | 0 | 0 | 0 | 0 | 0 | 0 | 0 | 0 | 0 | 0 | 0 | 0 | 0 | 0 | 0 | 0 | 0 | 0 | 0 | 0
Commercial_Miscellaneous (ID)_New_Food Preparation_Natural Gas_Broiler_E8_Baseline Forecast | Commercial | Miscellaneous (ID) | New | Food Preparation | Natural Gas | Broiler | E8 |  | Baseline Forecast | 0 | 0 | 0 | 0 | 0 | 0 | 0 | 0 | 0 | 0 | 0 | 0 | 0 | 0 | 0 | 0 | 0 | 0 | 0 | 0 | 0 | 0 | 0 | 0 | 0 | 0 | 0
Commercial_Miscellaneous (ID)_New_Food Preparation_Natural Gas_Broiler_E9_Baseline Forecast | Commercial | Miscellaneous (ID) | New | Food Preparation | Natural Gas | Broiler | E9 |  | Baseline Forecast | 0 | 0 | 0 | 0 | 0 | 0 | 0 | 0 | 0 | 0 | 0 | 0 | 0 | 0 | 0 | 0 | 0 | 0 | 0 | 0 | 0 | 0 | 0 | 0 | 0 | 0 | 0
Commercial_Miscellaneous (ID)_New_Food Preparation_Natural Gas_Broiler_E10_Baseline Forecast | Commercial | Miscellaneous (ID) | New | Food Preparation | Natural Gas | Broiler | E10 |  | Baseline Forecast | 0 | 0 | 0 | 0 | 0 | 0 | 0 | 0 | 0 | 0 | 0 | 0 | 0 | 0 | 0 | 0 | 0 | 0 | 0 | 0 | 0 | 0 | 0 | 0 | 0 | 0 | 0
Commercial_Miscellaneous (ID)_New_Food Preparation_Natural Gas_Broiler_Vintage_Baseline Forecast | Commercial | Miscellaneous (ID) | New | Food Preparation | Natural Gas | Broiler | Vintage | Vintage | Baseline Forecast | 0 | 0 | 0 | 0 | 0 | 0 | 0 | 0 | 0 | 0 | 0 | 0 | 0 | 0 | 0 | 0 | 0 | 0 | 0 | 0 | 0 | 0 | 0 | 0 | 0 | 0 | 0
Commercial_Miscellaneous (ID)_New_Food Preparation_Natural Gas_Griddle_E1_Baseline Forecast | Commercial | Miscellaneous (ID) | New | Food Preparation | Natural Gas | Griddle | E1 | Standard | Baseline Forecast | 0 | 56548.4768 | 109319.7233 | 172876.7688 | 237935.0873 | 296676.7266 | 347884.1122 | 397413.2115 | 445489.1591 | 491745.4279 | 537305.7413 | 582891.4325 | 627780.493 | 672055.0922 | 716057.445 | 759656.4153 | 802697.0227 | 845047.7616 | 886931.8172 | 928122.6946 | 968346.409 | 1007943.9141 | 1047185.0218 | 1086410.3527 | 1124990.3851 | 1165465.6177 | 1201433.6458
Commercial_Miscellaneous (ID)_New_Food Preparation_Natural Gas_Griddle_E2_Baseline Forecast | Commercial | Miscellaneous (ID) | New | Food Preparation | Natural Gas | Griddle | E2 | ENERGY STAR | Baseline Forecast | 0 | 23097.2652 | 44651.718 | 70611.638 | 97184.754 | 121177.8179 | 142093.5106 | 162323.7061 | 181960.3608 | 200853.7663 | 219462.9084 | 238082.4161 | 256417.3845 | 274501.3757 | 292474.1677 | 310282.1978 | 327862.1642 | 345160.3533 | 362267.9253 | 379092.3682 | 395521.7727 | 411695.4015 | 427723.4596 | 443745.0736 | 459503.115 | 476035.2523 | 490726.4187
Commercial_Miscellaneous (ID)_New_Food Preparation_Natural Gas_Griddle_E3_Baseline Forecast | Commercial | Miscellaneous (ID) | New | Food Preparation | Natural Gas | Griddle | E3 |  | Baseline Forecast | 0 | 0 | 0 | 0 | 0 | 0 | 0 | 0 | 0 | 0 | 0 | 0 | 0 | 0 | 0 | 0 | 0 | 0 | 0 | 0 | 0 | 0 | 0 | 0 | 0 | 0 | 0
Commercial_Miscellaneous (ID)_New_Food Preparation_Natural Gas_Griddle_E4_Baseline Forecast | Commercial | Miscellaneous (ID) | New | Food Preparation | Natural Gas | Griddle | E4 |  | Baseline Forecast | 0 | 0 | 0 | 0 | 0 | 0 | 0 | 0 | 0 | 0 | 0 | 0 | 0 | 0 | 0 | 0 | 0 | 0 | 0 | 0 | 0 | 0 | 0 | 0 | 0 | 0 | 0
Commercial_Miscellaneous (ID)_New_Food Preparation_Natural Gas_Griddle_E5_Baseline Forecast | Commercial | Miscellaneous (ID) | New | Food Preparation | Natural Gas | Griddle | E5 |  | Baseline Forecast | 0 | 0 | 0 | 0 | 0 | 0 | 0 | 0 | 0 | 0 | 0 | 0 | 0 | 0 | 0 | 0 | 0 | 0 | 0 | 0 | 0 | 0 | 0 | 0 | 0 | 0 | 0
Commercial_Miscellaneous (ID)_New_Food Preparation_Natural Gas_Griddle_E6_Baseline Forecast | Commercial | Miscellaneous (ID) | New | Food Preparation | Natural Gas | Griddle | E6 |  | Baseline Forecast | 0 | 0 | 0 | 0 | 0 | 0 | 0 | 0 | 0 | 0 | 0 | 0 | 0 | 0 | 0 | 0 | 0 | 0 | 0 | 0 | 0 | 0 | 0 | 0 | 0 | 0 | 0
Commercial_Miscellaneous (ID)_New_Food Preparation_Natural Gas_Griddle_E7_Baseline Forecast | Commercial | Miscellaneous (ID) | New | Food Preparation | Natural Gas | Griddle | E7 |  | Baseline Forecast | 0 | 0 | 0 | 0 | 0 | 0 | 0 | 0 | 0 | 0 | 0 | 0 | 0 | 0 | 0 | 0 | 0 | 0 | 0 | 0 | 0 | 0 | 0 | 0 | 0 | 0 | 0
Commercial_Miscellaneous (ID)_New_Food Preparation_Natural Gas_Griddle_E8_Baseline Forecast | Commercial | Miscellaneous (ID) | New | Food Preparation | Natural Gas | Griddle | E8 |  | Baseline Forecast | 0 | 0 | 0 | 0 | 0 | 0 | 0 | 0 | 0 | 0 | 0 | 0 | 0 | 0 | 0 | 0 | 0 | 0 | 0 | 0 | 0 | 0 | 0 | 0 | 0 | 0 | 0
Commercial_Miscellaneous (ID)_New_Food Preparation_Natural Gas_Griddle_E9_Baseline Forecast | Commercial | Miscellaneous (ID) | New | Food Preparation | Natural Gas | Griddle | E9 |  | Baseline Forecast | 0 | 0 | 0 | 0 | 0 | 0 | 0 | 0 | 0 | 0 | 0 | 0 | 0 | 0 | 0 | 0 | 0 | 0 | 0 | 0 | 0 | 0 | 0 | 0 | 0 | 0 | 0
Commercial_Miscellaneous (ID)_New_Food Preparation_Natural Gas_Griddle_E10_Baseline Forecast | Commercial | Miscellaneous (ID) | New | Food Preparation | Natural Gas | Griddle | E10 |  | Baseline Forecast | 0 | 0 | 0 | 0 | 0 | 0 | 0 | 0 | 0 | 0 | 0 | 0 | 0 | 0 | 0 | 0 | 0 | 0 | 0 | 0 | 0 | 0 | 0 | 0 | 0 | 0 | 0
Commercial_Miscellaneous (ID)_New_Food Preparation_Natural Gas_Griddle_Vintage_Baseline Forecast | Commercial | Miscellaneous (ID) | New | Food Preparation | Natural Gas | Griddle | Vintage | Vintage | Baseline Forecast | 0 | 0 | 0 | 0 | 0 | 0 | 0 | 0 | 0 | 0 | 0 | 0 | 0 | 0 | 0 | 0 | 0 | 0 | 0 | 0 | 0 | 0 | 0 | 0 | 0 | 0 | 0
Commercial_Miscellaneous (ID)_New_Food Preparation_Natural Gas_Range_E1_Baseline Forecast | Commercial | Miscellaneous (ID) | New | Food Preparation | Natural Gas | Range | E1 | Standard | Baseline Forecast | 0 | 36301.9351 | 70179.0344 | 110980.1995 | 152745.1237 | 190454.9843 | 223328.1454 | 255123.9115 | 285986.8106 | 315681.5461 | 344929.5053 | 374193.7559 | 403010.7967 | 431433.3771 | 459681.1857 | 487670.0385 | 515300.4438 | 542487.9802 | 569375.924 | 595818.8742 | 621640.9431 | 647061.01 | 672252.2834 | 697433.4288 | 722200.3175 | 748183.8515 | 771273.9344
Commercial_Miscellaneous (ID)_New_Food Preparation_Natural Gas_Range_E2_Baseline Forecast | Commercial | Miscellaneous (ID) | New | Food Preparation | Natural Gas | Range | E2 | High Efficiency | Baseline Forecast | 0 | 52239.37 | 100989.3421 | 159703.2139 | 219803.9585 | 274069.3677 | 321374.6482 | 367129.5312 | 411541.9957 | 454273.4445 | 496361.971 | 538473.9415 | 579942.366 | 620843.1524 | 661492.438 | 701769.0797 | 741529.9069 | 780653.4349 | 819345.8418 | 857397.8921 | 894556.4792 | 931136.5754 | 967387.4323 | 1003623.7147 | 1039263.8715 | 1076654.8106 | 1109882.0031
Commercial_Miscellaneous (ID)_New_Food Preparation_Natural Gas_Range_E3_Baseline Forecast | Commercial | Miscellaneous (ID) | New | Food Preparation | Natural Gas | Range | E3 |  | Baseline Forecast | 0 | 0 | 0 | 0 | 0 | 0 | 0 | 0 | 0 | 0 | 0 | 0 | 0 | 0 | 0 | 0 | 0 | 0 | 0 | 0 | 0 | 0 | 0 | 0 | 0 | 0 | 0
Commercial_Miscellaneous (ID)_New_Food Preparation_Natural Gas_Range_E4_Baseline Forecast | Commercial | Miscellaneous (ID) | New | Food Preparation | Natural Gas | Range | E4 |  | Baseline Forecast | 0 | 0 | 0 | 0 | 0 | 0 | 0 | 0 | 0 | 0 | 0 | 0 | 0 | 0 | 0 | 0 | 0 | 0 | 0 | 0 | 0 | 0 | 0 | 0 | 0 | 0 | 0
Commercial_Miscellaneous (ID)_New_Food Preparation_Natural Gas_Range_E5_Baseline Forecast | Commercial | Miscellaneous (ID) | New | Food Preparation | Natural Gas | Range | E5 |  | Baseline Forecast | 0 | 0 | 0 | 0 | 0 | 0 | 0 | 0 | 0 | 0 | 0 | 0 | 0 | 0 | 0 | 0 | 0 | 0 | 0 | 0 | 0 | 0 | 0 | 0 | 0 | 0 | 0
Commercial_Miscellaneous (ID)_New_Food Preparation_Natural Gas_Range_E6_Baseline Forecast | Commercial | Miscellaneous (ID) | New | Food Preparation | Natural Gas | Range | E6 |  | Baseline Forecast | 0 | 0 | 0 | 0 | 0 | 0 | 0 | 0 | 0 | 0 | 0 | 0 | 0 | 0 | 0 | 0 | 0 | 0 | 0 | 0 | 0 | 0 | 0 | 0 | 0 | 0 | 0
Commercial_Miscellaneous (ID)_New_Food Preparation_Natural Gas_Range_E7_Baseline Forecast | Commercial | Miscellaneous (ID) | New | Food Preparation | Natural Gas | Range | E7 |  | Baseline Forecast | 0 | 0 | 0 | 0 | 0 | 0 | 0 | 0 | 0 | 0 | 0 | 0 | 0 | 0 | 0 | 0 | 0 | 0 | 0 | 0 | 0 | 0 | 0 | 0 | 0 | 0 | 0
Commercial_Miscellaneous (ID)_New_Food Preparation_Natural Gas_Range_E8_Baseline Forecast | Commercial | Miscellaneous (ID) | New | Food Preparation | Natural Gas | Range | E8 |  | Baseline Forecast | 0 | 0 | 0 | 0 | 0 | 0 | 0 | 0 | 0 | 0 | 0 | 0 | 0 | 0 | 0 | 0 | 0 | 0 | 0 | 0 | 0 | 0 | 0 | 0 | 0 | 0 | 0
Commercial_Miscellaneous (ID)_New_Food Preparation_Natural Gas_Range_E9_Baseline Forecast | Commercial | Miscellaneous (ID) | New | Food Preparation | Natural Gas | Range | E9 |  | Baseline Forecast | 0 | 0 | 0 | 0 | 0 | 0 | 0 | 0 | 0 | 0 | 0 | 0 | 0 | 0 | 0 | 0 | 0 | 0 | 0 | 0 | 0 | 0 | 0 | 0 | 0 | 0 | 0
Commercial_Miscellaneous (ID)_New_Food Preparation_Natural Gas_Range_E10_Baseline Forecast | Commercial | Miscellaneous (ID) | New | Food Preparation | Natural Gas | Range | E10 |  | Baseline Forecast | 0 | 0 | 0 | 0 | 0 | 0 | 0 | 0 | 0 | 0 | 0 | 0 | 0 | 0 | 0 | 0 | 0 | 0 | 0 | 0 | 0 | 0 | 0 | 0 | 0 | 0 | 0
Commercial_Miscellaneous (ID)_New_Food Preparation_Natural Gas_Range_Vintage_Baseline Forecast | Commercial | Miscellaneous (ID) | New | Food Preparation | Natural Gas | Range | Vintage | Vintage | Baseline Forecast | 0 | 0 | 0 | 0 | 0 | 0 | 0 | 0 | 0 | 0 | 0 | 0 | 0 | 0 | 0 | 0 | 0 | 0 | 0 | 0 | 0 | 0 | 0 | 0 | 0 | 0 | 0
Commercial_Miscellaneous (ID)_New_Food Preparation_Natural Gas_Steamer_E1_Baseline Forecast | Commercial | Miscellaneous (ID) | New | Food Preparation | Natural Gas | Steamer | E1 | Standard | Baseline Forecast | 0 | 1560.0472 | 3015.889 | 4769.2871 | 6564.1021 | 8184.6538 | 9597.3521 | 10963.7503 | 12290.0592 | 13566.1672 | 14823.0753 | 16080.6836 | 17319.0733 | 18540.5114 | 19754.4389 | 20957.2379 | 22144.633 | 23312.996 | 24468.4844 | 25604.8494 | 26714.5326 | 27806.9401 | 28889.5153 | 29971.6553 | 31035.993 | 32152.615 | 33144.8932
Commercial_Miscellaneous (ID)_New_Food Preparation_Natural Gas_Steamer_E2_Baseline Forecast | Commercial | Miscellaneous (ID) | New | Food Preparation | Natural Gas | Steamer | E2 | ENERGY STAR | Baseline Forecast | 0 | 1560.0472 | 3015.889 | 4769.2871 | 6564.1021 | 8184.6538 | 9597.3521 | 10963.7503 | 12290.0592 | 13566.1672 | 14823.0753 | 16080.6836 | 17319.0733 | 18540.5114 | 19754.4389 | 20957.2379 | 22144.633 | 23312.996 | 24468.4844 | 25604.8494 | 26714.5326 | 27806.9401 | 28889.5153 | 29971.6553 | 31035.993 | 32152.615 | 33144.8932
Commercial_Miscellaneous (ID)_New_Food Preparation_Natural Gas_Steamer_E3_Baseline Forecast | Commercial | Miscellaneous (ID) | New | Food Preparation | Natural Gas | Steamer | E3 |  | Baseline Forecast | 0 | 0 | 0 | 0 | 0 | 0 | 0 | 0 | 0 | 0 | 0 | 0 | 0 | 0 | 0 | 0 | 0 | 0 | 0 | 0 | 0 | 0 | 0 | 0 | 0 | 0 | 0
Commercial_Miscellaneous (ID)_New_Food Preparation_Natural Gas_Steamer_E4_Baseline Forecast | Commercial | Miscellaneous (ID) | New | Food Preparation | Natural Gas | Steamer | E4 |  | Baseline Forecast | 0 | 0 | 0 | 0 | 0 | 0 | 0 | 0 | 0 | 0 | 0 | 0 | 0 | 0 | 0 | 0 | 0 | 0 | 0 | 0 | 0 | 0 | 0 | 0 | 0 | 0 | 0
Commercial_Miscellaneous (ID)_New_Food Preparation_Natural Gas_Steamer_E5_Baseline Forecast | Commercial | Miscellaneous (ID) | New | Food Preparation | Natural Gas | Steamer | E5 |  | Baseline Forecast | 0 | 0 | 0 | 0 | 0 | 0 | 0 | 0 | 0 | 0 | 0 | 0 | 0 | 0 | 0 | 0 | 0 | 0 | 0 | 0 | 0 | 0 | 0 | 0 | 0 | 0 | 0
Commercial_Miscellaneous (ID)_New_Food Preparation_Natural Gas_Steamer_E6_Baseline Forecast | Commercial | Miscellaneous (ID) | New | Food Preparation | Natural Gas | Steamer | E6 |  | Baseline Forecast | 0 | 0 | 0 | 0 | 0 | 0 | 0 | 0 | 0 | 0 | 0 | 0 | 0 | 0 | 0 | 0 | 0 | 0 | 0 | 0 | 0 | 0 | 0 | 0 | 0 | 0 | 0
Commercial_Miscellaneous (ID)_New_Food Preparation_Natural Gas_Steamer_E7_Baseline Forecast | Commercial | Miscellaneous (ID) | New | Food Preparation | Natural Gas | Steamer | E7 |  | Baseline Forecast | 0 | 0 | 0 | 0 | 0 | 0 | 0 | 0 | 0 | 0 | 0 | 0 | 0 | 0 | 0 | 0 | 0 | 0 | 0 | 0 | 0 | 0 | 0 | 0 | 0 | 0 | 0
Commercial_Miscellaneous (ID)_New_Food Preparation_Natural Gas_Steamer_E8_Baseline Forecast | Commercial | Miscellaneous (ID) | New | Food Preparation | Natural Gas | Steamer | E8 |  | Baseline Forecast | 0 | 0 | 0 | 0 | 0 | 0 | 0 | 0 | 0 | 0 | 0 | 0 | 0 | 0 | 0 | 0 | 0 | 0 | 0 | 0 | 0 | 0 | 0 | 0 | 0 | 0 | 0
Commercial_Miscellaneous (ID)_New_Food Preparation_Natural Gas_Steamer_E9_Baseline Forecast | Commercial | Miscellaneous (ID) | New | Food Preparation | Natural Gas | Steamer | E9 |  | Baseline Forecast | 0 | 0 | 0 | 0 | 0 | 0 | 0 | 0 | 0 | 0 | 0 | 0 | 0 | 0 | 0 | 0 | 0 | 0 | 0 | 0 | 0 | 0 | 0 | 0 | 0 | 0 | 0
Commercial_Miscellaneous (ID)_New_Food Preparation_Natural Gas_Steamer_E10_Baseline Forecast | Commercial | Miscellaneous (ID) | New | Food Preparation | Natural Gas | Steamer | E10 |  | Baseline Forecast | 0 | 0 | 0 | 0 | 0 | 0 | 0 | 0 | 0 | 0 | 0 | 0 | 0 | 0 | 0 | 0 | 0 | 0 | 0 | 0 | 0 | 0 | 0 | 0 | 0 | 0 | 0
Commercial_Miscellaneous (ID)_New_Food Preparation_Natural Gas_Steamer_Vintage_Baseline Forecast | Commercial | Miscellaneous (ID) | New | Food Preparation | Natural Gas | Steamer | Vintage | Vintage | Baseline Forecast | 0 | 0 | 0 | 0 | 0 | 0 | 0 | 0 | 0 | 0 | 0 | 0 | 0 | 0 | 0 | 0 | 0 | 0 | 0 | 0 | 0 | 0 | 0 | 0 | 0 | 0 | 0
Commercial_Miscellaneous (ID)_New_Food Preparation_Natural Gas_Food Prep Other_E1_Baseline Forecast | Commercial | Miscellaneous (ID) | New | Food Preparation | Natural Gas | Food Prep Other | E1 | Standard | Baseline Forecast | 0 | 0 | 0 | 0 | 0 | 0 | 0 | 0 | 0 | 0 | 0 | 0 | 0 | 0 | 0 | 0 | 0 | 0 | 0 | 0 | 0 | 0 | 0 | 0 | 0 | 0 | 0
Commercial_Miscellaneous (ID)_New_Food Preparation_Natural Gas_Food Prep Other_E2_Baseline Forecast | Commercial | Miscellaneous (ID) | New | Food Preparation | Natural Gas | Food Prep Other | E2 | ENERGY STAR | Baseline Forecast | 0 | 0 | 0 | 0 | 0 | 0 | 0 | 0 | 0 | 0 | 0 | 0 | 0 | 0 | 0 | 0 | 0 | 0 | 0 | 0 | 0 | 0 | 0 | 0 | 0 | 0 | 0
Commercial_Miscellaneous (ID)_New_Food Preparation_Natural Gas_Food Prep Other_E3_Baseline Forecast | Commercial | Miscellaneous (ID) | New | Food Preparation | Natural Gas | Food Prep Other | E3 |  | Baseline Forecast | 0 | 0 | 0 | 0 | 0 | 0 | 0 | 0 | 0 | 0 | 0 | 0 | 0 | 0 | 0 | 0 | 0 | 0 | 0 | 0 | 0 | 0 | 0 | 0 | 0 | 0 | 0
Commercial_Miscellaneous (ID)_New_Food Preparation_Natural Gas_Food Prep Other_E4_Baseline Forecast | Commercial | Miscellaneous (ID) | New | Food Preparation | Natural Gas | Food Prep Other | E4 |  | Baseline Forecast | 0 | 0 | 0 | 0 | 0 | 0 | 0 | 0 | 0 | 0 | 0 | 0 | 0 | 0 | 0 | 0 | 0 | 0 | 0 | 0 | 0 | 0 | 0 | 0 | 0 | 0 | 0
Commercial_Miscellaneous (ID)_New_Food Preparation_Natural Gas_Food Prep Other_E5_Baseline Forecast | Commercial | Miscellaneous (ID) | New | Food Preparation | Natural Gas | Food Prep Other | E5 |  | Baseline Forecast | 0 | 0 | 0 | 0 | 0 | 0 | 0 | 0 | 0 | 0 | 0 | 0 | 0 | 0 | 0 | 0 | 0 | 0 | 0 | 0 | 0 | 0 | 0 | 0 | 0 | 0 | 0
Commercial_Miscellaneous (ID)_New_Food Preparation_Natural Gas_Food Prep Other_E6_Baseline Forecast | Commercial | Miscellaneous (ID) | New | Food Preparation | Natural Gas | Food Prep Other | E6 |  | Baseline Forecast | 0 | 0 | 0 | 0 | 0 | 0 | 0 | 0 | 0 | 0 | 0 | 0 | 0 | 0 | 0 | 0 | 0 | 0 | 0 | 0 | 0 | 0 | 0 | 0 | 0 | 0 | 0
Commercial_Miscellaneous (ID)_New_Food Preparation_Natural Gas_Food Prep Other_E7_Baseline Forecast | Commercial | Miscellaneous (ID) | New | Food Preparation | Natural Gas | Food Prep Other | E7 |  | Baseline Forecast | 0 | 0 | 0 | 0 | 0 | 0 | 0 | 0 | 0 | 0 | 0 | 0 | 0 | 0 | 0 | 0 | 0 | 0 | 0 | 0 | 0 | 0 | 0 | 0 | 0 | 0 | 0
Commercial_Miscellaneous (ID)_New_Food Preparation_Natural Gas_Food Prep Other_E8_Baseline Forecast | Commercial | Miscellaneous (ID) | New | Food Preparation | Natural Gas | Food Prep Other | E8 |  | Baseline Forecast | 0 | 0 | 0 | 0 | 0 | 0 | 0 | 0 | 0 | 0 | 0 | 0 | 0 | 0 | 0 | 0 | 0 | 0 | 0 | 0 | 0 | 0 | 0 | 0 | 0 | 0 | 0
Commercial_Miscellaneous (ID)_New_Food Preparation_Natural Gas_Food Prep Other_E9_Baseline Forecast | Commercial | Miscellaneous (ID) | New | Food Preparation | Natural Gas | Food Prep Other | E9 |  | Baseline Forecast | 0 | 0 | 0 | 0 | 0 | 0 | 0 | 0 | 0 | 0 | 0 | 0 | 0 | 0 | 0 | 0 | 0 | 0 | 0 | 0 | 0 | 0 | 0 | 0 | 0 | 0 | 0
Commercial_Miscellaneous (ID)_New_Food Preparation_Natural Gas_Food Prep Other_E10_Baseline Forecast | Commercial | Miscellaneous (ID) | New | Food Preparation | Natural Gas | Food Prep Other | E10 |  | Baseline Forecast | 0 | 0 | 0 | 0 | 0 | 0 | 0 | 0 | 0 | 0 | 0 | 0 | 0 | 0 | 0 | 0 | 0 | 0 | 0 | 0 | 0 | 0 | 0 | 0 | 0 | 0 | 0
Commercial_Miscellaneous (ID)_New_Food Preparation_Natural Gas_Food Prep Other_Vintage_Baseline Forecast | Commercial | Miscellaneous (ID) | New | Food Preparation | Natural Gas | Food Prep Other | Vintage | Vintage | Baseline Forecast | 0 | 0 | 0 | 0 | 0 | 0 | 0 | 0 | 0 | 0 | 0 | 0 | 0 | 0 | 0 | 0 | 0 | 0 | 0 | 0 | 0 | 0 | 0 | 0 | 0 | 0 | 0
Commercial_Miscellaneous (ID)_New_Miscellaneous_Natural Gas_Pool Heater_E1_Baseline Forecast | Commercial | Miscellaneous (ID) | New | Miscellaneous | Natural Gas | Pool Heater | E1 | Standard (EF .82) | Baseline Forecast | 0 | 2423.7914 | 4685.6824 | 7409.8764 | 10198.4182 | 12716.2133 | 14911.0738 | 17033.9993 | 19094.6396 | 21077.2844 | 23030.0991 | 24984.0015 | 26908.0448 | 28805.7509 | 30691.788 | 32560.5352 | 34405.3498 | 36220.595 | 38015.8373 | 39781.3683 | 41505.4447 | 43202.6804 | 44884.6401 | 46565.9235 | 48219.5481 | 49954.4051 | 51496.0734
Commercial_Miscellaneous (ID)_New_Miscellaneous_Natural Gas_Pool Heater_E2_Baseline Forecast | Commercial | Miscellaneous (ID) | New | Miscellaneous | Natural Gas | Pool Heater | E2 | Condensing (EF .90) | Baseline Forecast | 0 | 269.3102 | 520.6314 | 823.3196 | 1133.1576 | 1412.9126 | 1656.786 | 1892.6666 | 2121.6266 | 2341.9205 | 2558.8999 | 2776.0002 | 2989.7828 | 3200.639 | 3410.1987 | 3617.8372 | 3822.8166 | 4024.5106 | 4223.9819 | 4420.152 | 4611.7161 | 4800.2978 | 4987.1822 | 5173.9915 | 5357.7276 | 5550.4895 | 5721.7859
Commercial_Miscellaneous (ID)_New_Miscellaneous_Natural Gas_Pool Heater_E3_Baseline Forecast | Commercial | Miscellaneous (ID) | New | Miscellaneous | Natural Gas | Pool Heater | E3 |  | Baseline Forecast | 0 | 0 | 0 | 0 | 0 | 0 | 0 | 0 | 0 | 0 | 0 | 0 | 0 | 0 | 0 | 0 | 0 | 0 | 0 | 0 | 0 | 0 | 0 | 0 | 0 | 0 | 0
Commercial_Miscellaneous (ID)_New_Miscellaneous_Natural Gas_Pool Heater_E4_Baseline Forecast | Commercial | Miscellaneous (ID) | New | Miscellaneous | Natural Gas | Pool Heater | E4 |  | Baseline Forecast | 0 | 0 | 0 | 0 | 0 | 0 | 0 | 0 | 0 | 0 | 0 | 0 | 0 | 0 | 0 | 0 | 0 | 0 | 0 | 0 | 0 | 0 | 0 | 0 | 0 | 0 | 0
Commercial_Miscellaneous (ID)_New_Miscellaneous_Natural Gas_Pool Heater_E5_Baseline Forecast | Commercial | Miscellaneous (ID) | New | Miscellaneous | Natural Gas | Pool Heater | E5 |  | Baseline Forecast | 0 | 0 | 0 | 0 | 0 | 0 | 0 | 0 | 0 | 0 | 0 | 0 | 0 | 0 | 0 | 0 | 0 | 0 | 0 | 0 | 0 | 0 | 0 | 0 | 0 | 0 | 0
Commercial_Miscellaneous (ID)_New_Miscellaneous_Natural Gas_Pool Heater_E6_Baseline Forecast | Commercial | Miscellaneous (ID) | New | Miscellaneous | Natural Gas | Pool Heater | E6 |  | Baseline Forecast | 0 | 0 | 0 | 0 | 0 | 0 | 0 | 0 | 0 | 0 | 0 | 0 | 0 | 0 | 0 | 0 | 0 | 0 | 0 | 0 | 0 | 0 | 0 | 0 | 0 | 0 | 0
Commercial_Miscellaneous (ID)_New_Miscellaneous_Natural Gas_Pool Heater_E7_Baseline Forecast | Commercial | Miscellaneous (ID) | New | Miscellaneous | Natural Gas | Pool Heater | E7 |  | Baseline Forecast | 0 | 0 | 0 | 0 | 0 | 0 | 0 | 0 | 0 | 0 | 0 | 0 | 0 | 0 | 0 | 0 | 0 | 0 | 0 | 0 | 0 | 0 | 0 | 0 | 0 | 0 | 0
Commercial_Miscellaneous (ID)_New_Miscellaneous_Natural Gas_Pool Heater_E8_Baseline Forecast | Commercial | Miscellaneous (ID) | New | Miscellaneous | Natural Gas | Pool Heater | E8 |  | Baseline Forecast | 0 | 0 | 0 | 0 | 0 | 0 | 0 | 0 | 0 | 0 | 0 | 0 | 0 | 0 | 0 | 0 | 0 | 0 | 0 | 0 | 0 | 0 | 0 | 0 | 0 | 0 | 0
Commercial_Miscellaneous (ID)_New_Miscellaneous_Natural Gas_Pool Heater_E9_Baseline Forecast | Commercial | Miscellaneous (ID) | New | Miscellaneous | Natural Gas | Pool Heater | E9 |  | Baseline Forecast | 0 | 0 | 0 | 0 | 0 | 0 | 0 | 0 | 0 | 0 | 0 | 0 | 0 | 0 | 0 | 0 | 0 | 0 | 0 | 0 | 0 | 0 | 0 | 0 | 0 | 0 | 0
Commercial_Miscellaneous (ID)_New_Miscellaneous_Natural Gas_Pool Heater_E10_Baseline Forecast | Commercial | Miscellaneous (ID) | New | Miscellaneous | Natural Gas | Pool Heater | E10 |  | Baseline Forecast | 0 | 0 | 0 | 0 | 0 | 0 | 0 | 0 | 0 | 0 | 0 | 0 | 0 | 0 | 0 | 0 | 0 | 0 | 0 | 0 | 0 | 0 | 0 | 0 | 0 | 0 | 0
Commercial_Miscellaneous (ID)_New_Miscellaneous_Natural Gas_Pool Heater_Vintage_Baseline Forecast | Commercial | Miscellaneous (ID) | New | Miscellaneous | Natural Gas | Pool Heater | Vintage | Vintage | Baseline Forecast | 0 | 0 | 0 | 0 | 0 | 0 | 0 | 0 | 0 | 0 | 0 | 0 | 0 | 0 | 0 | 0 | 0 | 0 | 0 | 0 | 0 | 0 | 0 | 0 | 0 | 0 | 0
Commercial_Miscellaneous (ID)_New_Miscellaneous_Natural Gas_Miscellaneous_E1_Baseline Forecast | Commercial | Miscellaneous (ID) | New | Miscellaneous | Natural Gas | Miscellaneous | E1 | Standard | Baseline Forecast | 0 | 221675.2819 | 428543.4701 | 677692.9923 | 932727.6438 | 1163000.3267 | 1363738.0347 | 1557896.7046 | 1746358.8853 | 1927687.7556 | 2106288.4161 | 2284988.56 | 2460957.8472 | 2634518.3887 | 2807011.699 | 2977923.7125 | 3146646.8916 | 3312665.7219 | 3476855.1104 | 3638327.176 | 3796007.8727 | 3951233.7712 | 4105062.5583 | 4258829.4992 | 4410066.8097 | 4568733.4815 | 4709731.4926
Commercial_Miscellaneous (ID)_New_Miscellaneous_Natural Gas_Miscellaneous_E2_Baseline Forecast | Commercial | Miscellaneous (ID) | New | Miscellaneous | Natural Gas | Miscellaneous | E2 |  | Baseline Forecast | 0 | 0 | 0 | 0 | 0 | 0 | 0 | 0 | 0 | 0 | 0 | 0 | 0 | 0 | 0 | 0 | 0 | 0 | 0 | 0 | 0 | 0 | 0 | 0 | 0 | 0 | 0
Commercial_Miscellaneous (ID)_New_Miscellaneous_Natural Gas_Miscellaneous_E3_Baseline Forecast | Commercial | Miscellaneous (ID) | New | Miscellaneous | Natural Gas | Miscellaneous | E3 |  | Baseline Forecast | 0 | 0 | 0 | 0 | 0 | 0 | 0 | 0 | 0 | 0 | 0 | 0 | 0 | 0 | 0 | 0 | 0 | 0 | 0 | 0 | 0 | 0 | 0 | 0 | 0 | 0 | 0
Commercial_Miscellaneous (ID)_New_Miscellaneous_Natural Gas_Miscellaneous_E4_Baseline Forecast | Commercial | Miscellaneous (ID) | New | Miscellaneous | Natural Gas | Miscellaneous | E4 |  | Baseline Forecast | 0 | 0 | 0 | 0 | 0 | 0 | 0 | 0 | 0 | 0 | 0 | 0 | 0 | 0 | 0 | 0 | 0 | 0 | 0 | 0 | 0 | 0 | 0 | 0 | 0 | 0 | 0
Commercial_Miscellaneous (ID)_New_Miscellaneous_Natural Gas_Miscellaneous_E5_Baseline Forecast | Commercial | Miscellaneous (ID) | New | Miscellaneous | Natural Gas | Miscellaneous | E5 |  | Baseline Forecast | 0 | 0 | 0 | 0 | 0 | 0 | 0 | 0 | 0 | 0 | 0 | 0 | 0 | 0 | 0 | 0 | 0 | 0 | 0 | 0 | 0 | 0 | 0 | 0 | 0 | 0 | 0
Commercial_Miscellaneous (ID)_New_Miscellaneous_Natural Gas_Miscellaneous_E6_Baseline Forecast | Commercial | Miscellaneous (ID) | New | Miscellaneous | Natural Gas | Miscellaneous | E6 |  | Baseline Forecast | 0 | 0 | 0 | 0 | 0 | 0 | 0 | 0 | 0 | 0 | 0 | 0 | 0 | 0 | 0 | 0 | 0 | 0 | 0 | 0 | 0 | 0 | 0 | 0 | 0 | 0 | 0
Commercial_Miscellaneous (ID)_New_Miscellaneous_Natural Gas_Miscellaneous_E7_Baseline Forecast | Commercial | Miscellaneous (ID) | New | Miscellaneous | Natural Gas | Miscellaneous | E7 |  | Baseline Forecast | 0 | 0 | 0 | 0 | 0 | 0 | 0 | 0 | 0 | 0 | 0 | 0 | 0 | 0 | 0 | 0 | 0 | 0 | 0 | 0 | 0 | 0 | 0 | 0 | 0 | 0 | 0
Commercial_Miscellaneous (ID)_New_Miscellaneous_Natural Gas_Miscellaneous_E8_Baseline Forecast | Commercial | Miscellaneous (ID) | New | Miscellaneous | Natural Gas | Miscellaneous | E8 |  | Baseline Forecast | 0 | 0 | 0 | 0 | 0 | 0 | 0 | 0 | 0 | 0 | 0 | 0 | 0 | 0 | 0 | 0 | 0 | 0 | 0 | 0 | 0 | 0 | 0 | 0 | 0 | 0 | 0
Commercial_Miscellaneous (ID)_New_Miscellaneous_Natural Gas_Miscellaneous_E9_Baseline Forecast | Commercial | Miscellaneous (ID) | New | Miscellaneous | Natural Gas | Miscellaneous | E9 |  | Baseline Forecast | 0 | 0 | 0 | 0 | 0 | 0 | 0 | 0 | 0 | 0 | 0 | 0 | 0 | 0 | 0 | 0 | 0 | 0 | 0 | 0 | 0 | 0 | 0 | 0 | 0 | 0 | 0
Commercial_Miscellaneous (ID)_New_Miscellaneous_Natural Gas_Miscellaneous_E10_Baseline Forecast | Commercial | Miscellaneous (ID) | New | Miscellaneous | Natural Gas | Miscellaneous | E10 |  | Baseline Forecast | 0 | 0 | 0 | 0 | 0 | 0 | 0 | 0 | 0 | 0 | 0 | 0 | 0 | 0 | 0 | 0 | 0 | 0 | 0 | 0 | 0 | 0 | 0 | 0 | 0 | 0 | 0
Commercial_Miscellaneous (ID)_New_Miscellaneous_Natural Gas_Miscellaneous_Vintage_Baseline Forecast | Commercial | Miscellaneous (ID) | New | Miscellaneous | Natural Gas | Miscellaneous | Vintage | Vintage | Baseline Forecast | 0 | 0 | 0 | 0 | 0 | 0 | 0 | 0 | 0 | 0 | 0 | 0 | 0 | 0 | 0 | 0 | 0 | 0 | 0 | 0 | 0 | 0 | 0 | 0 | 0 | 0 | 0

## Equipment Savings
Key | Field | Sector | Segment | Vintage | End Use | Fuel | Technology | Case | Label | 2019 | 2020 | 2021 | 2022 | 2023 | 2024 | 2025 | 2026 | 2027 | 2028 | 2029 | 2030 | 2031 | 2032 | 2033
F1_Commercial_Office (WA)_Existing_Space Heating_Natural Gas_Furnace_Baseline Forecast | F1 | Commercial | Office (WA) | Existing | Space Heating | Natural Gas | Furnace | Baseline Forecast | Consumption Savings (MMtherm) | 0 | 0 | 0 | 0 | 0 | 0 | 0 | 0 | 0 | 0 | 0 | 0 | 0 | 0 | 0 | 0 | 0 | 0 | 0 | 0 | 0 | 0 | 0 | 0
F2_Commercial_Office (WA)_Existing_Space Heating_Natural Gas_Furnace_Baseline Forecast | F2 | Commercial | Office (WA) | Existing | Space Heating | Natural Gas | Furnace | Baseline Forecast | Summer Demand Savings (n/a) | 0 | 0 | 0 | 0 | 0 | 0 | 0 | 0 | 0 | 0 | 0 | 0 | 0 | 0 | 0 | 0 | 0 | 0 | 0 | 0 | 0 | 0 | 0 | 0
F3_Commercial_Office (WA)_Existing_Space Heating_Natural Gas_Furnace_Baseline Forecast | F3 | Commercial | Office (WA) | Existing | Space Heating | Natural Gas | Furnace | Baseline Forecast | Winter Demand Savings (n/a) | 0 | 0 | 0 | 0 | 0 | 0 | 0 | 0 | 0 | 0 | 0 | 0 | 0 | 0 | 0 | 0 | 0 | 0 | 0 | 0 | 0 | 0 | 0 | 0
F4_Commercial_Office (WA)_Existing_Space Heating_Natural Gas_Furnace_Baseline Forecast | F4 | Commercial | Office (WA) | Existing | Space Heating | Natural Gas | Furnace | Baseline Forecast | Incremental Savings (MMtherm) | 0 | 0 | 0 | 0 | 0 | 0 | 0 | 0 | 0 | 0 | 0 | 0 | 0 | 0 | 0 | 0 | 0 | 0 | 0 | 0 | 0 | 0 | 0 | 0
F1_Commercial_Office (WA)_Existing_Space Heating_Natural Gas_Boiler_Baseline Forecast | F1 | Commercial | Office (WA) | Existing | Space Heating | Natural Gas | Boiler | Baseline Forecast | Consumption Savings (MMtherm) | 0 | 0 | 0 | 0 | 0 | 0 | 0 | 0 | 0 | 0 | 0 | 0 | 0 | 0 | 0 | 0 | 0 | 0 | 0 | 0 | 0 | 0 | 0 | 0
F2_Commercial_Office (WA)_Existing_Space Heating_Natural Gas_Boiler_Baseline Forecast | F2 | Commercial | Office (WA) | Existing | Space Heating | Natural Gas | Boiler | Baseline Forecast | Summer Demand Savings (n/a) | 0 | 0 | 0 | 0 | 0 | 0 | 0 | 0 | 0 | 0 | 0 | 0 | 0 | 0 | 0 | 0 | 0 | 0 | 0 | 0 | 0 | 0 | 0 | 0
F3_Commercial_Office (WA)_Existing_Space Heating_Natural Gas_Boiler_Baseline Forecast | F3 | Commercial | Office (WA) | Existing | Space Heating | Natural Gas | Boiler | Baseline Forecast | Winter Demand Savings (n/a) | 0 | 0 | 0 | 0 | 0 | 0 | 0 | 0 | 0 | 0 | 0 | 0 | 0 | 0 | 0 | 0 | 0 | 0 | 0 | 0 | 0 | 0 | 0 | 0
F4_Commercial_Office (WA)_Existing_Space Heating_Natural Gas_Boiler_Baseline Forecast | F4 | Commercial | Office (WA) | Existing | Space Heating | Natural Gas | Boiler | Baseline Forecast | Incremental Savings (MMtherm) | 0 | 0 | 0 | 0 | 0 | 0 | 0 | 0 | 0 | 0 | 0 | 0 | 0 | 0 | 0 | 0 | 0 | 0 | 0 | 0 | 0 | 0 | 0 | 0
F1_Commercial_Office (WA)_Existing_Space Heating_Natural Gas_Unit Heater_Baseline Forecast | F1 | Commercial | Office (WA) | Existing | Space Heating | Natural Gas | Unit Heater | Baseline Forecast | Consumption Savings (MMtherm) | 0 | 0 | 0 | 0 | 0 | 0 | 0 | 0 | 0 | 0 | 0 | 0 | 0 | 0 | 0 | 0 | 0 | 0 | 0 | 0 | 0 | 0 | 0 | 0
F2_Commercial_Office (WA)_Existing_Space Heating_Natural Gas_Unit Heater_Baseline Forecast | F2 | Commercial | Office (WA) | Existing | Space Heating | Natural Gas | Unit Heater | Baseline Forecast | Summer Demand Savings (n/a) | 0 | 0 | 0 | 0 | 0 | 0 | 0 | 0 | 0 | 0 | 0 | 0 | 0 | 0 | 0 | 0 | 0 | 0 | 0 | 0 | 0 | 0 | 0 | 0
F3_Commercial_Office (WA)_Existing_Space Heating_Natural Gas_Unit Heater_Baseline Forecast | F3 | Commercial | Office (WA) | Existing | Space Heating | Natural Gas | Unit Heater | Baseline Forecast | Winter Demand Savings (n/a) | 0 | 0 | 0 | 0 | 0 | 0 | 0 | 0 | 0 | 0 | 0 | 0 | 0 | 0 | 0 | 0 | 0 | 0 | 0 | 0 | 0 | 0 | 0 | 0
F4_Commercial_Office (WA)_Existing_Space Heating_Natural Gas_Unit Heater_Baseline Forecast | F4 | Commercial | Office (WA) | Existing | Space Heating | Natural Gas | Unit Heater | Baseline Forecast | Incremental Savings (MMtherm) | 0 | 0 | 0 | 0 | 0 | 0 | 0 | 0 | 0 | 0 | 0 | 0 | 0 | 0 | 0 | 0 | 0 | 0 | 0 | 0 | 0 | 0 | 0 | 0
F1_Commercial_Office (WA)_Existing_Water Heating_Natural Gas_Water Heater_Baseline Forecast | F1 | Commercial | Office (WA) | Existing | Water Heating | Natural Gas | Water Heater | Baseline Forecast | Consumption Savings (MMtherm) | 0 | 0 | 0 | 0 | 0 | 0 | 0 | 0 | 0 | 0 | 0 | 0 | 0 | 0 | 0 | 0 | 0 | 0 | 0 | 0 | 0 | 0 | 0 | 0
F2_Commercial_Office (WA)_Existing_Water Heating_Natural Gas_Water Heater_Baseline Forecast | F2 | Commercial | Office (WA) | Existing | Water Heating | Natural Gas | Water Heater | Baseline Forecast | Summer Demand Savings (n/a) | 0 | 0 | 0 | 0 | 0 | 0 | 0 | 0 | 0 | 0 | 0 | 0 | 0 | 0 | 0 | 0 | 0 | 0 | 0 | 0 | 0 | 0 | 0 | 0
F3_Commercial_Office (WA)_Existing_Water Heating_Natural Gas_Water Heater_Baseline Forecast | F3 | Commercial | Office (WA) | Existing | Water Heating | Natural Gas | Water Heater | Baseline Forecast | Winter Demand Savings (n/a) | 0 | 0 | 0 | 0 | 0 | 0 | 0 | 0 | 0 | 0 | 0 | 0 | 0 | 0 | 0 | 0 | 0 | 0 | 0 | 0 | 0 | 0 | 0 | 0
F4_Commercial_Office (WA)_Existing_Water Heating_Natural Gas_Water Heater_Baseline Forecast | F4 | Commercial | Office (WA) | Existing | Water Heating | Natural Gas | Water Heater | Baseline Forecast | Incremental Savings (MMtherm) | 0 | 0 | 0 | 0 | 0 | 0 | 0 | 0 | 0 | 0 | 0 | 0 | 0 | 0 | 0 | 0 | 0 | 0 | 0 | 0 | 0 | 0 | 0 | 0
F1_Commercial_Office (WA)_Existing_Food Preparation_Natural Gas_Oven_Baseline Forecast | F1 | Commercial | Office (WA) | Existing | Food Preparation | Natural Gas | Oven | Baseline Forecast | Consumption Savings (MMtherm) | 0 | 0 | 0 | 0 | 0 | 0 | 0 | 0 | 0 | 0 | 0 | 0 | 0 | 0 | 0 | 0 | 0 | 0 | 0 | 0 | 0 | 0 | 0 | 0
F2_Commercial_Office (WA)_Existing_Food Preparation_Natural Gas_Oven_Baseline Forecast | F2 | Commercial | Office (WA) | Existing | Food Preparation | Natural Gas | Oven | Baseline Forecast | Summer Demand Savings (n/a) | 0 | 0 | 0 | 0 | 0 | 0 | 0 | 0 | 0 | 0 | 0 | 0 | 0 | 0 | 0 | 0 | 0 | 0 | 0 | 0 | 0 | 0 | 0 | 0
F3_Commercial_Office (WA)_Existing_Food Preparation_Natural Gas_Oven_Baseline Forecast | F3 | Commercial | Office (WA) | Existing | Food Preparation | Natural Gas | Oven | Baseline Forecast | Winter Demand Savings (n/a) | 0 | 0 | 0 | 0 | 0 | 0 | 0 | 0 | 0 | 0 | 0 | 0 | 0 | 0 | 0 | 0 | 0 | 0 | 0 | 0 | 0 | 0 | 0 | 0
F4_Commercial_Office (WA)_Existing_Food Preparation_Natural Gas_Oven_Baseline Forecast | F4 | Commercial | Office (WA) | Existing | Food Preparation | Natural Gas | Oven | Baseline Forecast | Incremental Savings (MMtherm) | 0 | 0 | 0 | 0 | 0 | 0 | 0 | 0 | 0 | 0 | 0 | 0 | 0 | 0 | 0 | 0 | 0 | 0 | 0 | 0 | 0 | 0 | 0 | 0
F1_Commercial_Office (WA)_Existing_Food Preparation_Natural Gas_Conveyor Oven_Baseline Forecast | F1 | Commercial | Office (WA) | Existing | Food Preparation | Natural Gas | Conveyor Oven | Baseline Forecast | Consumption Savings (MMtherm) | 0 | 0 | 0 | 0 | 0 | 0 | 0 | 0 | 0 | 0 | 0 | 0 | 0 | 0 | 0 | 0 | 0 | 0 | 0 | 0 | 0 | 0 | 0 | 0
F2_Commercial_Office (WA)_Existing_Food Preparation_Natural Gas_Conveyor Oven_Baseline Forecast | F2 | Commercial | Office (WA) | Existing | Food Preparation | Natural Gas | Conveyor Oven | Baseline Forecast | Summer Demand Savings (n/a) | 0 | 0 | 0 | 0 | 0 | 0 | 0 | 0 | 0 | 0 | 0 | 0 | 0 | 0 | 0 | 0 | 0 | 0 | 0 | 0 | 0 | 0 | 0 | 0
F3_Commercial_Office (WA)_Existing_Food Preparation_Natural Gas_Conveyor Oven_Baseline Forecast | F3 | Commercial | Office (WA) | Existing | Food Preparation | Natural Gas | Conveyor Oven | Baseline Forecast | Winter Demand Savings (n/a) | 0 | 0 | 0 | 0 | 0 | 0 | 0 | 0 | 0 | 0 | 0 | 0 | 0 | 0 | 0 | 0 | 0 | 0 | 0 | 0 | 0 | 0 | 0 | 0
F4_Commercial_Office (WA)_Existing_Food Preparation_Natural Gas_Conveyor Oven_Baseline Forecast | F4 | Commercial | Office (WA) | Existing | Food Preparation | Natural Gas | Conveyor Oven | Baseline Forecast | Incremental Savings (MMtherm) | 0 | 0 | 0 | 0 | 0 | 0 | 0 | 0 | 0 | 0 | 0 | 0 | 0 | 0 | 0 | 0 | 0 | 0 | 0 | 0 | 0 | 0 | 0 | 0
F1_Commercial_Office (WA)_Existing_Food Preparation_Natural Gas_Double Rack Oven_Baseline Forecast | F1 | Commercial | Office (WA) | Existing | Food Preparation | Natural Gas | Double Rack Oven | Baseline Forecast | Consumption Savings (MMtherm) | 0 | 0 | 0 | 0 | 0 | 0 | 0 | 0 | 0 | 0 | 0 | 0 | 0 | 0 | 0 | 0 | 0 | 0 | 0 | 0 | 0 | 0 | 0 | 0
F2_Commercial_Office (WA)_Existing_Food Preparation_Natural Gas_Double Rack Oven_Baseline Forecast | F2 | Commercial | Office (WA) | Existing | Food Preparation | Natural Gas | Double Rack Oven | Baseline Forecast | Summer Demand Savings (n/a) | 0 | 0 | 0 | 0 | 0 | 0 | 0 | 0 | 0 | 0 | 0 | 0 | 0 | 0 | 0 | 0 | 0 | 0 | 0 | 0 | 0 | 0 | 0 | 0
F3_Commercial_Office (WA)_Existing_Food Preparation_Natural Gas_Double Rack Oven_Baseline Forecast | F3 | Commercial | Office (WA) | Existing | Food Preparation | Natural Gas | Double Rack Oven | Baseline Forecast | Winter Demand Savings (n/a) | 0 | 0 | 0 | 0 | 0 | 0 | 0 | 0 | 0 | 0 | 0 | 0 | 0 | 0 | 0 | 0 | 0 | 0 | 0 | 0 | 0 | 0 | 0 | 0
F4_Commercial_Office (WA)_Existing_Food Preparation_Natural Gas_Double Rack Oven_Baseline Forecast | F4 | Commercial | Office (WA) | Existing | Food Preparation | Natural Gas | Double Rack Oven | Baseline Forecast | Incremental Savings (MMtherm) | 0 | 0 | 0 | 0 | 0 | 0 | 0 | 0 | 0 | 0 | 0 | 0 | 0 | 0 | 0 | 0 | 0 | 0 | 0 | 0 | 0 | 0 | 0 | 0
F1_Commercial_Office (WA)_Existing_Food Preparation_Natural Gas_Fryer_Baseline Forecast | F1 | Commercial | Office (WA) | Existing | Food Preparation | Natural Gas | Fryer | Baseline Forecast | Consumption Savings (MMtherm) | 0 | 0 | 0 | 0 | 0 | 0 | 0 | 0 | 0 | 0 | 0 | 0 | 0 | 0 | 0 | 0 | 0 | 0 | 0 | 0 | 0 | 0 | 0 | 0
F2_Commercial_Office (WA)_Existing_Food Preparation_Natural Gas_Fryer_Baseline Forecast | F2 | Commercial | Office (WA) | Existing | Food Preparation | Natural Gas | Fryer | Baseline Forecast | Summer Demand Savings (n/a) | 0 | 0 | 0 | 0 | 0 | 0 | 0 | 0 | 0 | 0 | 0 | 0 | 0 | 0 | 0 | 0 | 0 | 0 | 0 | 0 | 0 | 0 | 0 | 0
F3_Commercial_Office (WA)_Existing_Food Preparation_Natural Gas_Fryer_Baseline Forecast | F3 | Commercial | Office (WA) | Existing | Food Preparation | Natural Gas | Fryer | Baseline Forecast | Winter Demand Savings (n/a) | 0 | 0 | 0 | 0 | 0 | 0 | 0 | 0 | 0 | 0 | 0 | 0 | 0 | 0 | 0 | 0 | 0 | 0 | 0 | 0 | 0 | 0 | 0 | 0
F4_Commercial_Office (WA)_Existing_Food Preparation_Natural Gas_Fryer_Baseline Forecast | F4 | Commercial | Office (WA) | Existing | Food Preparation | Natural Gas | Fryer | Baseline Forecast | Incremental Savings (MMtherm) | 0 | 0 | 0 | 0 | 0 | 0 | 0 | 0 | 0 | 0 | 0 | 0 | 0 | 0 | 0 | 0 | 0 | 0 | 0 | 0 | 0 | 0 | 0 | 0
F1_Commercial_Office (WA)_Existing_Food Preparation_Natural Gas_Broiler_Baseline Forecast | F1 | Commercial | Office (WA) | Existing | Food Preparation | Natural Gas | Broiler | Baseline Forecast | Consumption Savings (MMtherm) | 0 | 0 | 0 | 0 | 0 | 0 | 0 | 0 | 0 | 0 | 0 | 0 | 0 | 0 | 0 | 0 | 0 | 0 | 0 | 0 | 0 | 0 | 0 | 0
F2_Commercial_Office (WA)_Existing_Food Preparation_Natural Gas_Broiler_Baseline Forecast | F2 | Commercial | Office (WA) | Existing | Food Preparation | Natural Gas | Broiler | Baseline Forecast | Summer Demand Savings (n/a) | 0 | 0 | 0 | 0 | 0 | 0 | 0 | 0 | 0 | 0 | 0 | 0 | 0 | 0 | 0 | 0 | 0 | 0 | 0 | 0 | 0 | 0 | 0 | 0
F3_Commercial_Office (WA)_Existing_Food Preparation_Natural Gas_Broiler_Baseline Forecast | F3 | Commercial | Office (WA) | Existing | Food Preparation | Natural Gas | Broiler | Baseline Forecast | Winter Demand Savings (n/a) | 0 | 0 | 0 | 0 | 0 | 0 | 0 | 0 | 0 | 0 | 0 | 0 | 0 | 0 | 0 | 0 | 0 | 0 | 0 | 0 | 0 | 0 | 0 | 0
F4_Commercial_Office (WA)_Existing_Food Preparation_Natural Gas_Broiler_Baseline Forecast | F4 | Commercial | Office (WA) | Existing | Food Preparation | Natural Gas | Broiler | Baseline Forecast | Incremental Savings (MMtherm) | 0 | 0 | 0 | 0 | 0 | 0 | 0 | 0 | 0 | 0 | 0 | 0 | 0 | 0 | 0 | 0 | 0 | 0 | 0 | 0 | 0 | 0 | 0 | 0
F1_Commercial_Office (WA)_Existing_Food Preparation_Natural Gas_Griddle_Baseline Forecast | F1 | Commercial | Office (WA) | Existing | Food Preparation | Natural Gas | Griddle | Baseline Forecast | Consumption Savings (MMtherm) | 0 | 0 | 0 | 0 | 0 | 0 | 0 | 0 | 0 | 0 | 0 | 0 | 0 | 0 | 0 | 0 | 0 | 0 | 0 | 0 | 0 | 0 | 0 | 0
F2_Commercial_Office (WA)_Existing_Food Preparation_Natural Gas_Griddle_Baseline Forecast | F2 | Commercial | Office (WA) | Existing | Food Preparation | Natural Gas | Griddle | Baseline Forecast | Summer Demand Savings (n/a) | 0 | 0 | 0 | 0 | 0 | 0 | 0 | 0 | 0 | 0 | 0 | 0 | 0 | 0 | 0 | 0 | 0 | 0 | 0 | 0 | 0 | 0 | 0 | 0
F3_Commercial_Office (WA)_Existing_Food Preparation_Natural Gas_Griddle_Baseline Forecast | F3 | Commercial | Office (WA) | Existing | Food Preparation | Natural Gas | Griddle | Baseline Forecast | Winter Demand Savings (n/a) | 0 | 0 | 0 | 0 | 0 | 0 | 0 | 0 | 0 | 0 | 0 | 0 | 0 | 0 | 0 | 0 | 0 | 0 | 0 | 0 | 0 | 0 | 0 | 0
F4_Commercial_Office (WA)_Existing_Food Preparation_Natural Gas_Griddle_Baseline Forecast | F4 | Commercial | Office (WA) | Existing | Food Preparation | Natural Gas | Griddle | Baseline Forecast | Incremental Savings (MMtherm) | 0 | 0 | 0 | 0 | 0 | 0 | 0 | 0 | 0 | 0 | 0 | 0 | 0 | 0 | 0 | 0 | 0 | 0 | 0 | 0 | 0 | 0 | 0 | 0
F1_Commercial_Office (WA)_Existing_Food Preparation_Natural Gas_Range_Baseline Forecast | F1 | Commercial | Office (WA) | Existing | Food Preparation | Natural Gas | Range | Baseline Forecast | Consumption Savings (MMtherm) | 0 | 0 | 0 | 0 | 0 | 0 | 0 | 0 | 0 | 0 | 0 | 0 | 0 | 0 | 0 | 0 | 0 | 0 | 0 | 0 | 0 | 0 | 0 | 0
F2_Commercial_Office (WA)_Existing_Food Preparation_Natural Gas_Range_Baseline Forecast | F2 | Commercial | Office (WA) | Existing | Food Preparation | Natural Gas | Range | Baseline Forecast | Summer Demand Savings (n/a) | 0 | 0 | 0 | 0 | 0 | 0 | 0 | 0 | 0 | 0 | 0 | 0 | 0 | 0 | 0 | 0 | 0 | 0 | 0 | 0 | 0 | 0 | 0 | 0
F3_Commercial_Office (WA)_Existing_Food Preparation_Natural Gas_Range_Baseline Forecast | F3 | Commercial | Office (WA) | Existing | Food Preparation | Natural Gas | Range | Baseline Forecast | Winter Demand Savings (n/a) | 0 | 0 | 0 | 0 | 0 | 0 | 0 | 0 | 0 | 0 | 0 | 0 | 0 | 0 | 0 | 0 | 0 | 0 | 0 | 0 | 0 | 0 | 0 | 0
F4_Commercial_Office (WA)_Existing_Food Preparation_Natural Gas_Range_Baseline Forecast | F4 | Commercial | Office (WA) | Existing | Food Preparation | Natural Gas | Range | Baseline Forecast | Incremental Savings (MMtherm) | 0 | 0 | 0 | 0 | 0 | 0 | 0 | 0 | 0 | 0 | 0 | 0 | 0 | 0 | 0 | 0 | 0 | 0 | 0 | 0 | 0 | 0 | 0 | 0
F1_Commercial_Office (WA)_Existing_Food Preparation_Natural Gas_Steamer_Baseline Forecast | F1 | Commercial | Office (WA) | Existing | Food Preparation | Natural Gas | Steamer | Baseline Forecast | Consumption Savings (MMtherm) | 0 | 0 | 0 | 0 | 0 | 0 | 0 | 0 | 0 | 0 | 0 | 0 | 0 | 0 | 0 | 0 | 0 | 0 | 0 | 0 | 0 | 0 | 0 | 0
F2_Commercial_Office (WA)_Existing_Food Preparation_Natural Gas_Steamer_Baseline Forecast | F2 | Commercial | Office (WA) | Existing | Food Preparation | Natural Gas | Steamer | Baseline Forecast | Summer Demand Savings (n/a) | 0 | 0 | 0 | 0 | 0 | 0 | 0 | 0 | 0 | 0 | 0 | 0 | 0 | 0 | 0 | 0 | 0 | 0 | 0 | 0 | 0 | 0 | 0 | 0
F3_Commercial_Office (WA)_Existing_Food Preparation_Natural Gas_Steamer_Baseline Forecast | F3 | Commercial | Office (WA) | Existing | Food Preparation | Natural Gas | Steamer | Baseline Forecast | Winter Demand Savings (n/a) | 0 | 0 | 0 | 0 | 0 | 0 | 0 | 0 | 0 | 0 | 0 | 0 | 0 | 0 | 0 | 0 | 0 | 0 | 0 | 0 | 0 | 0 | 0 | 0
F4_Commercial_Office (WA)_Existing_Food Preparation_Natural Gas_Steamer_Baseline Forecast | F4 | Commercial | Office (WA) | Existing | Food Preparation | Natural Gas | Steamer | Baseline Forecast | Incremental Savings (MMtherm) | 0 | 0 | 0 | 0 | 0 | 0 | 0 | 0 | 0 | 0 | 0 | 0 | 0 | 0 | 0 | 0 | 0 | 0 | 0 | 0 | 0 | 0 | 0 | 0
F1_Commercial_Office (WA)_Existing_Food Preparation_Natural Gas_Food Prep Other_Baseline Forecast | F1 | Commercial | Office (WA) | Existing | Food Preparation | Natural Gas | Food Prep Other | Baseline Forecast | Consumption Savings (MMtherm) | 0 | 0 | 0 | 0 | 0 | 0 | 0 | 0 | 0 | 0 | 0 | 0 | 0 | 0 | 0 | 0 | 0 | 0 | 0 | 0 | 0 | 0 | 0 | 0
F2_Commercial_Office (WA)_Existing_Food Preparation_Natural Gas_Food Prep Other_Baseline Forecast | F2 | Commercial | Office (WA) | Existing | Food Preparation | Natural Gas | Food Prep Other | Baseline Forecast | Summer Demand Savings (n/a) | 0 | 0 | 0 | 0 | 0 | 0 | 0 | 0 | 0 | 0 | 0 | 0 | 0 | 0 | 0 | 0 | 0 | 0 | 0 | 0 | 0 | 0 | 0 | 0
F3_Commercial_Office (WA)_Existing_Food Preparation_Natural Gas_Food Prep Other_Baseline Forecast | F3 | Commercial | Office (WA) | Existing | Food Preparation | Natural Gas | Food Prep Other | Baseline Forecast | Winter Demand Savings (n/a) | 0 | 0 | 0 | 0 | 0 | 0 | 0 | 0 | 0 | 0 | 0 | 0 | 0 | 0 | 0 | 0 | 0 | 0 | 0 | 0 | 0 | 0 | 0 | 0
F4_Commercial_Office (WA)_Existing_Food Preparation_Natural Gas_Food Prep Other_Baseline Forecast | F4 | Commercial | Office (WA) | Existing | Food Preparation | Natural Gas | Food Prep Other | Baseline Forecast | Incremental Savings (MMtherm) | 0 | 0 | 0 | 0 | 0 | 0 | 0 | 0 | 0 | 0 | 0 | 0 | 0 | 0 | 0 | 0 | 0 | 0 | 0 | 0 | 0 | 0 | 0 | 0
F1_Commercial_Office (WA)_Existing_Miscellaneous_Natural Gas_Pool Heater_Baseline Forecast | F1 | Commercial | Office (WA) | Existing | Miscellaneous | Natural Gas | Pool Heater | Baseline Forecast | Consumption Savings (MMtherm) | 0 | 0 | 0 | 0 | 0 | 0 | 0 | 0 | 0 | 0 | 0 | 0 | 0 | 0 | 0 | 0 | 0 | 0 | 0 | 0 | 0 | 0 | 0 | 0
F2_Commercial_Office (WA)_Existing_Miscellaneous_Natural Gas_Pool Heater_Baseline Forecast | F2 | Commercial | Office (WA) | Existing | Miscellaneous | Natural Gas | Pool Heater | Baseline Forecast | Summer Demand Savings (n/a) | 0 | 0 | 0 | 0 | 0 | 0 | 0 | 0 | 0 | 0 | 0 | 0 | 0 | 0 | 0 | 0 | 0 | 0 | 0 | 0 | 0 | 0 | 0 | 0
F3_Commercial_Office (WA)_Existing_Miscellaneous_Natural Gas_Pool Heater_Baseline Forecast | F3 | Commercial | Office (WA) | Existing | Miscellaneous | Natural Gas | Pool Heater | Baseline Forecast | Winter Demand Savings (n/a) | 0 | 0 | 0 | 0 | 0 | 0 | 0 | 0 | 0 | 0 | 0 | 0 | 0 | 0 | 0 | 0 | 0 | 0 | 0 | 0 | 0 | 0 | 0 | 0
F4_Commercial_Office (WA)_Existing_Miscellaneous_Natural Gas_Pool Heater_Baseline Forecast | F4 | Commercial | Office (WA) | Existing | Miscellaneous | Natural Gas | Pool Heater | Baseline Forecast | Incremental Savings (MMtherm) | 0 | 0 | 0 | 0 | 0 | 0 | 0 | 0 | 0 | 0 | 0 | 0 | 0 | 0 | 0 | 0 | 0 | 0 | 0 | 0 | 0 | 0 | 0 | 0
F1_Commercial_Office (WA)_Existing_Miscellaneous_Natural Gas_Miscellaneous_Baseline Forecast | F1 | Commercial | Office (WA) | Existing | Miscellaneous | Natural Gas | Miscellaneous | Baseline Forecast | Consumption Savings (MMtherm) | 0 | 0 | 0 | 0 | 0 | 0 | 0 | 0 | 0 | 0 | 0 | 0 | 0 | 0 | 0 | 0 | 0 | 0 | 0 | 0 | 0 | 0 | 0 | 0
F2_Commercial_Office (WA)_Existing_Miscellaneous_Natural Gas_Miscellaneous_Baseline Forecast | F2 | Commercial | Office (WA) | Existing | Miscellaneous | Natural Gas | Miscellaneous | Baseline Forecast | Summer Demand Savings (n/a) | 0 | 0 | 0 | 0 | 0 | 0 | 0 | 0 | 0 | 0 | 0 | 0 | 0 | 0 | 0 | 0 | 0 | 0 | 0 | 0 | 0 | 0 | 0 | 0
F3_Commercial_Office (WA)_Existing_Miscellaneous_Natural Gas_Miscellaneous_Baseline Forecast | F3 | Commercial | Office (WA) | Existing | Miscellaneous | Natural Gas | Miscellaneous | Baseline Forecast | Winter Demand Savings (n/a) | 0 | 0 | 0 | 0 | 0 | 0 | 0 | 0 | 0 | 0 | 0 | 0 | 0 | 0 | 0 | 0 | 0 | 0 | 0 | 0 | 0 | 0 | 0 | 0
F4_Commercial_Office (WA)_Existing_Miscellaneous_Natural Gas_Miscellaneous_Baseline Forecast | F4 | Commercial | Office (WA) | Existing | Miscellaneous | Natural Gas | Miscellaneous | Baseline Forecast | Incremental Savings (MMtherm) | 0 | 0 | 0 | 0 | 0 | 0 | 0 | 0 | 0 | 0 | 0 | 0 | 0 | 0 | 0 | 0 | 0 | 0 | 0 | 0 | 0 | 0 | 0 | 0
F1_Commercial_Office (WA)_New_Space Heating_Natural Gas_Furnace_Baseline Forecast | F1 | Commercial | Office (WA) | New | Space Heating | Natural Gas | Furnace | Baseline Forecast | Consumption Savings (MMtherm) | 0 | 0 | 0 | 0 | 0 | 0 | 0 | 0 | 0 | 0 | 0 | 0 | 0 | 0 | 0 | 0 | 0 | 0 | 0 | 0 | 0 | 0 | 0 | 0
F2_Commercial_Office (WA)_New_Space Heating_Natural Gas_Furnace_Baseline Forecast | F2 | Commercial | Office (WA) | New | Space Heating | Natural Gas | Furnace | Baseline Forecast | Summer Demand Savings (n/a) | 0 | 0 | 0 | 0 | 0 | 0 | 0 | 0 | 0 | 0 | 0 | 0 | 0 | 0 | 0 | 0 | 0 | 0 | 0 | 0 | 0 | 0 | 0 | 0
F3_Commercial_Office (WA)_New_Space Heating_Natural Gas_Furnace_Baseline Forecast | F3 | Commercial | Office (WA) | New | Space Heating | Natural Gas | Furnace | Baseline Forecast | Winter Demand Savings (n/a) | 0 | 0 | 0 | 0 | 0 | 0 | 0 | 0 | 0 | 0 | 0 | 0 | 0 | 0 | 0 | 0 | 0 | 0 | 0 | 0 | 0 | 0 | 0 | 0
F4_Commercial_Office (WA)_New_Space Heating_Natural Gas_Furnace_Baseline Forecast | F4 | Commercial | Office (WA) | New | Space Heating | Natural Gas | Furnace | Baseline Forecast | Incremental Savings (MMtherm) | 0 | 0 | 0 | 0 | 0 | 0 | 0 | 0 | 0 | 0 | 0 | 0 | 0 | 0 | 0 | 0 | 0 | 0 | 0 | 0 | 0 | 0 | 0 | 0
F1_Commercial_Office (WA)_New_Space Heating_Natural Gas_Boiler_Baseline Forecast | F1 | Commercial | Office (WA) | New | Space Heating | Natural Gas | Boiler | Baseline Forecast | Consumption Savings (MMtherm) | 0 | 0 | 0 | 0 | 0 | 0 | 0 | 0 | 0 | 0 | 0 | 0 | 0 | 0 | 0 | 0 | 0 | 0 | 0 | 0 | 0 | 0 | 0 | 0
F2_Commercial_Office (WA)_New_Space Heating_Natural Gas_Boiler_Baseline Forecast | F2 | Commercial | Office (WA) | New | Space Heating | Natural Gas | Boiler | Baseline Forecast | Summer Demand Savings (n/a) | 0 | 0 | 0 | 0 | 0 | 0 | 0 | 0 | 0 | 0 | 0 | 0 | 0 | 0 | 0 | 0 | 0 | 0 | 0 | 0 | 0 | 0 | 0 | 0
F3_Commercial_Office (WA)_New_Space Heating_Natural Gas_Boiler_Baseline Forecast | F3 | Commercial | Office (WA) | New | Space Heating | Natural Gas | Boiler | Baseline Forecast | Winter Demand Savings (n/a) | 0 | 0 | 0 | 0 | 0 | 0 | 0 | 0 | 0 | 0 | 0 | 0 | 0 | 0 | 0 | 0 | 0 | 0 | 0 | 0 | 0 | 0 | 0 | 0
F4_Commercial_Office (WA)_New_Space Heating_Natural Gas_Boiler_Baseline Forecast | F4 | Commercial | Office (WA) | New | Space Heating | Natural Gas | Boiler | Baseline Forecast | Incremental Savings (MMtherm) | 0 | 0 | 0 | 0 | 0 | 0 | 0 | 0 | 0 | 0 | 0 | 0 | 0 | 0 | 0 | 0 | 0 | 0 | 0 | 0 | 0 | 0 | 0 | 0
F1_Commercial_Office (WA)_New_Space Heating_Natural Gas_Unit Heater_Baseline Forecast | F1 | Commercial | Office (WA) | New | Space Heating | Natural Gas | Unit Heater | Baseline Forecast | Consumption Savings (MMtherm) | 0 | 0 | 0 | 0 | 0 | 0 | 0 | 0 | 0 | 0 | 0 | 0 | 0 | 0 | 0 | 0 | 0 | 0 | 0 | 0 | 0 | 0 | 0 | 0
F2_Commercial_Office (WA)_New_Space Heating_Natural Gas_Unit Heater_Baseline Forecast | F2 | Commercial | Office (WA) | New | Space Heating | Natural Gas | Unit Heater | Baseline Forecast | Summer Demand Savings (n/a) | 0 | 0 | 0 | 0 | 0 | 0 | 0 | 0 | 0 | 0 | 0 | 0 | 0 | 0 | 0 | 0 | 0 | 0 | 0 | 0 | 0 | 0 | 0 | 0
F3_Commercial_Office (WA)_New_Space Heating_Natural Gas_Unit Heater_Baseline Forecast | F3 | Commercial | Office (WA) | New | Space Heating | Natural Gas | Unit Heater | Baseline Forecast | Winter Demand Savings (n/a) | 0 | 0 | 0 | 0 | 0 | 0 | 0 | 0 | 0 | 0 | 0 | 0 | 0 | 0 | 0 | 0 | 0 | 0 | 0 | 0 | 0 | 0 | 0 | 0
F4_Commercial_Office (WA)_New_Space Heating_Natural Gas_Unit Heater_Baseline Forecast | F4 | Commercial | Office (WA) | New | Space Heating | Natural Gas | Unit Heater | Baseline Forecast | Incremental Savings (MMtherm) | 0 | 0 | 0 | 0 | 0 | 0 | 0 | 0 | 0 | 0 | 0 | 0 | 0 | 0 | 0 | 0 | 0 | 0 | 0 | 0 | 0 | 0 | 0 | 0
F1_Commercial_Office (WA)_New_Water Heating_Natural Gas_Water Heater_Baseline Forecast | F1 | Commercial | Office (WA) | New | Water Heating | Natural Gas | Water Heater | Baseline Forecast | Consumption Savings (MMtherm) | 0 | 0 | 0 | 0 | 0 | 0 | 0 | 0 | 0 | 0 | 0 | 0 | 0 | 0 | 0 | 0 | 0 | 0 | 0 | 0 | 0 | 0 | 0 | 0
F2_Commercial_Office (WA)_New_Water Heating_Natural Gas_Water Heater_Baseline Forecast | F2 | Commercial | Office (WA) | New | Water Heating | Natural Gas | Water Heater | Baseline Forecast | Summer Demand Savings (n/a) | 0 | 0 | 0 | 0 | 0 | 0 | 0 | 0 | 0 | 0 | 0 | 0 | 0 | 0 | 0 | 0 | 0 | 0 | 0 | 0 | 0 | 0 | 0 | 0
F3_Commercial_Office (WA)_New_Water Heating_Natural Gas_Water Heater_Baseline Forecast | F3 | Commercial | Office (WA) | New | Water Heating | Natural Gas | Water Heater | Baseline Forecast | Winter Demand Savings (n/a) | 0 | 0 | 0 | 0 | 0 | 0 | 0 | 0 | 0 | 0 | 0 | 0 | 0 | 0 | 0 | 0 | 0 | 0 | 0 | 0 | 0 | 0 | 0 | 0
F4_Commercial_Office (WA)_New_Water Heating_Natural Gas_Water Heater_Baseline Forecast | F4 | Commercial | Office (WA) | New | Water Heating | Natural Gas | Water Heater | Baseline Forecast | Incremental Savings (MMtherm) | 0 | 0 | 0 | 0 | 0 | 0 | 0 | 0 | 0 | 0 | 0 | 0 | 0 | 0 | 0 | 0 | 0 | 0 | 0 | 0 | 0 | 0 | 0 | 0
F1_Commercial_Office (WA)_New_Food Preparation_Natural Gas_Oven_Baseline Forecast | F1 | Commercial | Office (WA) | New | Food Preparation | Natural Gas | Oven | Baseline Forecast | Consumption Savings (MMtherm) | 0 | 0 | 0 | 0 | 0 | 0 | 0 | 0 | 0 | 0 | 0 | 0 | 0 | 0 | 0 | 0 | 0 | 0 | 0 | 0 | 0 | 0 | 0 | 0
F2_Commercial_Office (WA)_New_Food Preparation_Natural Gas_Oven_Baseline Forecast | F2 | Commercial | Office (WA) | New | Food Preparation | Natural Gas | Oven | Baseline Forecast | Summer Demand Savings (n/a) | 0 | 0 | 0 | 0 | 0 | 0 | 0 | 0 | 0 | 0 | 0 | 0 | 0 | 0 | 0 | 0 | 0 | 0 | 0 | 0 | 0 | 0 | 0 | 0
F3_Commercial_Office (WA)_New_Food Preparation_Natural Gas_Oven_Baseline Forecast | F3 | Commercial | Office (WA) | New | Food Preparation | Natural Gas | Oven | Baseline Forecast | Winter Demand Savings (n/a) | 0 | 0 | 0 | 0 | 0 | 0 | 0 | 0 | 0 | 0 | 0 | 0 | 0 | 0 | 0 | 0 | 0 | 0 | 0 | 0 | 0 | 0 | 0 | 0
F4_Commercial_Office (WA)_New_Food Preparation_Natural Gas_Oven_Baseline Forecast | F4 | Commercial | Office (WA) | New | Food Preparation | Natural Gas | Oven | Baseline Forecast | Incremental Savings (MMtherm) | 0 | 0 | 0 | 0 | 0 | 0 | 0 | 0 | 0 | 0 | 0 | 0 | 0 | 0 | 0 | 0 | 0 | 0 | 0 | 0 | 0 | 0 | 0 | 0
F1_Commercial_Office (WA)_New_Food Preparation_Natural Gas_Conveyor Oven_Baseline Forecast | F1 | Commercial | Office (WA) | New | Food Preparation | Natural Gas | Conveyor Oven | Baseline Forecast | Consumption Savings (MMtherm) | 0 | 0 | 0 | 0 | 0 | 0 | 0 | 0 | 0 | 0 | 0 | 0 | 0 | 0 | 0 | 0 | 0 | 0 | 0 | 0 | 0 | 0 | 0 | 0
F2_Commercial_Office (WA)_New_Food Preparation_Natural Gas_Conveyor Oven_Baseline Forecast | F2 | Commercial | Office (WA) | New | Food Preparation | Natural Gas | Conveyor Oven | Baseline Forecast | Summer Demand Savings (n/a) | 0 | 0 | 0 | 0 | 0 | 0 | 0 | 0 | 0 | 0 | 0 | 0 | 0 | 0 | 0 | 0 | 0 | 0 | 0 | 0 | 0 | 0 | 0 | 0
F3_Commercial_Office (WA)_New_Food Preparation_Natural Gas_Conveyor Oven_Baseline Forecast | F3 | Commercial | Office (WA) | New | Food Preparation | Natural Gas | Conveyor Oven | Baseline Forecast | Winter Demand Savings (n/a) | 0 | 0 | 0 | 0 | 0 | 0 | 0 | 0 | 0 | 0 | 0 | 0 | 0 | 0 | 0 | 0 | 0 | 0 | 0 | 0 | 0 | 0 | 0 | 0
F4_Commercial_Office (WA)_New_Food Preparation_Natural Gas_Conveyor Oven_Baseline Forecast | F4 | Commercial | Office (WA) | New | Food Preparation | Natural Gas | Conveyor Oven | Baseline Forecast | Incremental Savings (MMtherm) | 0 | 0 | 0 | 0 | 0 | 0 | 0 | 0 | 0 | 0 | 0 | 0 | 0 | 0 | 0 | 0 | 0 | 0 | 0 | 0 | 0 | 0 | 0 | 0
F1_Commercial_Office (WA)_New_Food Preparation_Natural Gas_Double Rack Oven_Baseline Forecast | F1 | Commercial | Office (WA) | New | Food Preparation | Natural Gas | Double Rack Oven | Baseline Forecast | Consumption Savings (MMtherm) | 0 | 0 | 0 | 0 | 0 | 0 | 0 | 0 | 0 | 0 | 0 | 0 | 0 | 0 | 0 | 0 | 0 | 0 | 0 | 0 | 0 | 0 | 0 | 0
F2_Commercial_Office (WA)_New_Food Preparation_Natural Gas_Double Rack Oven_Baseline Forecast | F2 | Commercial | Office (WA) | New | Food Preparation | Natural Gas | Double Rack Oven | Baseline Forecast | Summer Demand Savings (n/a) | 0 | 0 | 0 | 0 | 0 | 0 | 0 | 0 | 0 | 0 | 0 | 0 | 0 | 0 | 0 | 0 | 0 | 0 | 0 | 0 | 0 | 0 | 0 | 0
F3_Commercial_Office (WA)_New_Food Preparation_Natural Gas_Double Rack Oven_Baseline Forecast | F3 | Commercial | Office (WA) | New | Food Preparation | Natural Gas | Double Rack Oven | Baseline Forecast | Winter Demand Savings (n/a) | 0 | 0 | 0 | 0 | 0 | 0 | 0 | 0 | 0 | 0 | 0 | 0 | 0 | 0 | 0 | 0 | 0 | 0 | 0 | 0 | 0 | 0 | 0 | 0
F4_Commercial_Office (WA)_New_Food Preparation_Natural Gas_Double Rack Oven_Baseline Forecast | F4 | Commercial | Office (WA) | New | Food Preparation | Natural Gas | Double Rack Oven | Baseline Forecast | Incremental Savings (MMtherm) | 0 | 0 | 0 | 0 | 0 | 0 | 0 | 0 | 0 | 0 | 0 | 0 | 0 | 0 | 0 | 0 | 0 | 0 | 0 | 0 | 0 | 0 | 0 | 0
F1_Commercial_Office (WA)_New_Food Preparation_Natural Gas_Fryer_Baseline Forecast | F1 | Commercial | Office (WA) | New | Food Preparation | Natural Gas | Fryer | Baseline Forecast | Consumption Savings (MMtherm) | 0 | 0 | 0 | 0 | 0 | 0 | 0 | 0 | 0 | 0 | 0 | 0 | 0 | 0 | 0 | 0 | 0 | 0 | 0 | 0 | 0 | 0 | 0 | 0
F2_Commercial_Office (WA)_New_Food Preparation_Natural Gas_Fryer_Baseline Forecast | F2 | Commercial | Office (WA) | New | Food Preparation | Natural Gas | Fryer | Baseline Forecast | Summer Demand Savings (n/a) | 0 | 0 | 0 | 0 | 0 | 0 | 0 | 0 | 0 | 0 | 0 | 0 | 0 | 0 | 0 | 0 | 0 | 0 | 0 | 0 | 0 | 0 | 0 | 0
F3_Commercial_Office (WA)_New_Food Preparation_Natural Gas_Fryer_Baseline Forecast | F3 | Commercial | Office (WA) | New | Food Preparation | Natural Gas | Fryer | Baseline Forecast | Winter Demand Savings (n/a) | 0 | 0 | 0 | 0 | 0 | 0 | 0 | 0 | 0 | 0 | 0 | 0 | 0 | 0 | 0 | 0 | 0 | 0 | 0 | 0 | 0 | 0 | 0 | 0
F4_Commercial_Office (WA)_New_Food Preparation_Natural Gas_Fryer_Baseline Forecast | F4 | Commercial | Office (WA) | New | Food Preparation | Natural Gas | Fryer | Baseline Forecast | Incremental Savings (MMtherm) | 0 | 0 | 0 | 0 | 0 | 0 | 0 | 0 | 0 | 0 | 0 | 0 | 0 | 0 | 0 | 0 | 0 | 0 | 0 | 0 | 0 | 0 | 0 | 0
F1_Commercial_Office (WA)_New_Food Preparation_Natural Gas_Broiler_Baseline Forecast | F1 | Commercial | Office (WA) | New | Food Preparation | Natural Gas | Broiler | Baseline Forecast | Consumption Savings (MMtherm) | 0 | 0 | 0 | 0 | 0 | 0 | 0 | 0 | 0 | 0 | 0 | 0 | 0 | 0 | 0 | 0 | 0 | 0 | 0 | 0 | 0 | 0 | 0 | 0
F2_Commercial_Office (WA)_New_Food Preparation_Natural Gas_Broiler_Baseline Forecast | F2 | Commercial | Office (WA) | New | Food Preparation | Natural Gas | Broiler | Baseline Forecast | Summer Demand Savings (n/a) | 0 | 0 | 0 | 0 | 0 | 0 | 0 | 0 | 0 | 0 | 0 | 0 | 0 | 0 | 0 | 0 | 0 | 0 | 0 | 0 | 0 | 0 | 0 | 0
F3_Commercial_Office (WA)_New_Food Preparation_Natural Gas_Broiler_Baseline Forecast | F3 | Commercial | Office (WA) | New | Food Preparation | Natural Gas | Broiler | Baseline Forecast | Winter Demand Savings (n/a) | 0 | 0 | 0 | 0 | 0 | 0 | 0 | 0 | 0 | 0 | 0 | 0 | 0 | 0 | 0 | 0 | 0 | 0 | 0 | 0 | 0 | 0 | 0 | 0
F4_Commercial_Office (WA)_New_Food Preparation_Natural Gas_Broiler_Baseline Forecast | F4 | Commercial | Office (WA) | New | Food Preparation | Natural Gas | Broiler | Baseline Forecast | Incremental Savings (MMtherm) | 0 | 0 | 0 | 0 | 0 | 0 | 0 | 0 | 0 | 0 | 0 | 0 | 0 | 0 | 0 | 0 | 0 | 0 | 0 | 0 | 0 | 0 | 0 | 0
F1_Commercial_Office (WA)_New_Food Preparation_Natural Gas_Griddle_Baseline Forecast | F1 | Commercial | Office (WA) | New | Food Preparation | Natural Gas | Griddle | Baseline Forecast | Consumption Savings (MMtherm) | 0 | 0 | 0 | 0 | 0 | 0 | 0 | 0 | 0 | 0 | 0 | 0 | 0 | 0 | 0 | 0 | 0 | 0 | 0 | 0 | 0 | 0 | 0 | 0
F2_Commercial_Office (WA)_New_Food Preparation_Natural Gas_Griddle_Baseline Forecast | F2 | Commercial | Office (WA) | New | Food Preparation | Natural Gas | Griddle | Baseline Forecast | Summer Demand Savings (n/a) | 0 | 0 | 0 | 0 | 0 | 0 | 0 | 0 | 0 | 0 | 0 | 0 | 0 | 0 | 0 | 0 | 0 | 0 | 0 | 0 | 0 | 0 | 0 | 0
F3_Commercial_Office (WA)_New_Food Preparation_Natural Gas_Griddle_Baseline Forecast | F3 | Commercial | Office (WA) | New | Food Preparation | Natural Gas | Griddle | Baseline Forecast | Winter Demand Savings (n/a) | 0 | 0 | 0 | 0 | 0 | 0 | 0 | 0 | 0 | 0 | 0 | 0 | 0 | 0 | 0 | 0 | 0 | 0 | 0 | 0 | 0 | 0 | 0 | 0
F4_Commercial_Office (WA)_New_Food Preparation_Natural Gas_Griddle_Baseline Forecast | F4 | Commercial | Office (WA) | New | Food Preparation | Natural Gas | Griddle | Baseline Forecast | Incremental Savings (MMtherm) | 0 | 0 | 0 | 0 | 0 | 0 | 0 | 0 | 0 | 0 | 0 | 0 | 0 | 0 | 0 | 0 | 0 | 0 | 0 | 0 | 0 | 0 | 0 | 0
F1_Commercial_Office (WA)_New_Food Preparation_Natural Gas_Range_Baseline Forecast | F1 | Commercial | Office (WA) | New | Food Preparation | Natural Gas | Range | Baseline Forecast | Consumption Savings (MMtherm) | 0 | 0 | 0 | 0 | 0 | 0 | 0 | 0 | 0 | 0 | 0 | 0 | 0 | 0 | 0 | 0 | 0 | 0 | 0 | 0 | 0 | 0 | 0 | 0
F2_Commercial_Office (WA)_New_Food Preparation_Natural Gas_Range_Baseline Forecast | F2 | Commercial | Office (WA) | New | Food Preparation | Natural Gas | Range | Baseline Forecast | Summer Demand Savings (n/a) | 0 | 0 | 0 | 0 | 0 | 0 | 0 | 0 | 0 | 0 | 0 | 0 | 0 | 0 | 0 | 0 | 0 | 0 | 0 | 0 | 0 | 0 | 0 | 0
F3_Commercial_Office (WA)_New_Food Preparation_Natural Gas_Range_Baseline Forecast | F3 | Commercial | Office (WA) | New | Food Preparation | Natural Gas | Range | Baseline Forecast | Winter Demand Savings (n/a) | 0 | 0 | 0 | 0 | 0 | 0 | 0 | 0 | 0 | 0 | 0 | 0 | 0 | 0 | 0 | 0 | 0 | 0 | 0 | 0 | 0 | 0 | 0 | 0
F4_Commercial_Office (WA)_New_Food Preparation_Natural Gas_Range_Baseline Forecast | F4 | Commercial | Office (WA) | New | Food Preparation | Natural Gas | Range | Baseline Forecast | Incremental Savings (MMtherm) | 0 | 0 | 0 | 0 | 0 | 0 | 0 | 0 | 0 | 0 | 0 | 0 | 0 | 0 | 0 | 0 | 0 | 0 | 0 | 0 | 0 | 0 | 0 | 0
F1_Commercial_Office (WA)_New_Food Preparation_Natural Gas_Steamer_Baseline Forecast | F1 | Commercial | Office (WA) | New | Food Preparation | Natural Gas | Steamer | Baseline Forecast | Consumption Savings (MMtherm) | 0 | 0 | 0 | 0 | 0 | 0 | 0 | 0 | 0 | 0 | 0 | 0 | 0 | 0 | 0 | 0 | 0 | 0 | 0 | 0 | 0 | 0 | 0 | 0
F2_Commercial_Office (WA)_New_Food Preparation_Natural Gas_Steamer_Baseline Forecast | F2 | Commercial | Office (WA) | New | Food Preparation | Natural Gas | Steamer | Baseline Forecast | Summer Demand Savings (n/a) | 0 | 0 | 0 | 0 | 0 | 0 | 0 | 0 | 0 | 0 | 0 | 0 | 0 | 0 | 0 | 0 | 0 | 0 | 0 | 0 | 0 | 0 | 0 | 0
F3_Commercial_Office (WA)_New_Food Preparation_Natural Gas_Steamer_Baseline Forecast | F3 | Commercial | Office (WA) | New | Food Preparation | Natural Gas | Steamer | Baseline Forecast | Winter Demand Savings (n/a) | 0 | 0 | 0 | 0 | 0 | 0 | 0 | 0 | 0 | 0 | 0 | 0 | 0 | 0 | 0 | 0 | 0 | 0 | 0 | 0 | 0 | 0 | 0 | 0
F4_Commercial_Office (WA)_New_Food Preparation_Natural Gas_Steamer_Baseline Forecast | F4 | Commercial | Office (WA) | New | Food Preparation | Natural Gas | Steamer | Baseline Forecast | Incremental Savings (MMtherm) | 0 | 0 | 0 | 0 | 0 | 0 | 0 | 0 | 0 | 0 | 0 | 0 | 0 | 0 | 0 | 0 | 0 | 0 | 0 | 0 | 0 | 0 | 0 | 0
F1_Commercial_Office (WA)_New_Food Preparation_Natural Gas_Food Prep Other_Baseline Forecast | F1 | Commercial | Office (WA) | New | Food Preparation | Natural Gas | Food Prep Other | Baseline Forecast | Consumption Savings (MMtherm) | 0 | 0 | 0 | 0 | 0 | 0 | 0 | 0 | 0 | 0 | 0 | 0 | 0 | 0 | 0 | 0 | 0 | 0 | 0 | 0 | 0 | 0 | 0 | 0
F2_Commercial_Office (WA)_New_Food Preparation_Natural Gas_Food Prep Other_Baseline Forecast | F2 | Commercial | Office (WA) | New | Food Preparation | Natural Gas | Food Prep Other | Baseline Forecast | Summer Demand Savings (n/a) | 0 | 0 | 0 | 0 | 0 | 0 | 0 | 0 | 0 | 0 | 0 | 0 | 0 | 0 | 0 | 0 | 0 | 0 | 0 | 0 | 0 | 0 | 0 | 0
F3_Commercial_Office (WA)_New_Food Preparation_Natural Gas_Food Prep Other_Baseline Forecast | F3 | Commercial | Office (WA) | New | Food Preparation | Natural Gas | Food Prep Other | Baseline Forecast | Winter Demand Savings (n/a) | 0 | 0 | 0 | 0 | 0 | 0 | 0 | 0 | 0 | 0 | 0 | 0 | 0 | 0 | 0 | 0 | 0 | 0 | 0 | 0 | 0 | 0 | 0 | 0
F4_Commercial_Office (WA)_New_Food Preparation_Natural Gas_Food Prep Other_Baseline Forecast | F4 | Commercial | Office (WA) | New | Food Preparation | Natural Gas | Food Prep Other | Baseline Forecast | Incremental Savings (MMtherm) | 0 | 0 | 0 | 0 | 0 | 0 | 0 | 0 | 0 | 0 | 0 | 0 | 0 | 0 | 0 | 0 | 0 | 0 | 0 | 0 | 0 | 0 | 0 | 0
F1_Commercial_Office (WA)_New_Miscellaneous_Natural Gas_Pool Heater_Baseline Forecast | F1 | Commercial | Office (WA) | New | Miscellaneous | Natural Gas | Pool Heater | Baseline Forecast | Consumption Savings (MMtherm) | 0 | 0 | 0 | 0 | 0 | 0 | 0 | 0 | 0 | 0 | 0 | 0 | 0 | 0 | 0 | 0 | 0 | 0 | 0 | 0 | 0 | 0 | 0 | 0
F2_Commercial_Office (WA)_New_Miscellaneous_Natural Gas_Pool Heater_Baseline Forecast | F2 | Commercial | Office (WA) | New | Miscellaneous | Natural Gas | Pool Heater | Baseline Forecast | Summer Demand Savings (n/a) | 0 | 0 | 0 | 0 | 0 | 0 | 0 | 0 | 0 | 0 | 0 | 0 | 0 | 0 | 0 | 0 | 0 | 0 | 0 | 0 | 0 | 0 | 0 | 0
F3_Commercial_Office (WA)_New_Miscellaneous_Natural Gas_Pool Heater_Baseline Forecast | F3 | Commercial | Office (WA) | New | Miscellaneous | Natural Gas | Pool Heater | Baseline Forecast | Winter Demand Savings (n/a) | 0 | 0 | 0 | 0 | 0 | 0 | 0 | 0 | 0 | 0 | 0 | 0 | 0 | 0 | 0 | 0 | 0 | 0 | 0 | 0 | 0 | 0 | 0 | 0
F4_Commercial_Office (WA)_New_Miscellaneous_Natural Gas_Pool Heater_Baseline Forecast | F4 | Commercial | Office (WA) | New | Miscellaneous | Natural Gas | Pool Heater | Baseline Forecast | Incremental Savings (MMtherm) | 0 | 0 | 0 | 0 | 0 | 0 | 0 | 0 | 0 | 0 | 0 | 0 | 0 | 0 | 0 | 0 | 0 | 0 | 0 | 0 | 0 | 0 | 0 | 0
F1_Commercial_Office (WA)_New_Miscellaneous_Natural Gas_Miscellaneous_Baseline Forecast | F1 | Commercial | Office (WA) | New | Miscellaneous | Natural Gas | Miscellaneous | Baseline Forecast | Consumption Savings (MMtherm) | 0 | 0 | 0 | 0 | 0 | 0 | 0 | 0 | 0 | 0 | 0 | 0 | 0 | 0 | 0 | 0 | 0 | 0 | 0 | 0 | 0 | 0 | 0 | 0
F2_Commercial_Office (WA)_New_Miscellaneous_Natural Gas_Miscellaneous_Baseline Forecast | F2 | Commercial | Office (WA) | New | Miscellaneous | Natural Gas | Miscellaneous | Baseline Forecast | Summer Demand Savings (n/a) | 0 | 0 | 0 | 0 | 0 | 0 | 0 | 0 | 0 | 0 | 0 | 0 | 0 | 0 | 0 | 0 | 0 | 0 | 0 | 0 | 0 | 0 | 0 | 0
F3_Commercial_Office (WA)_New_Miscellaneous_Natural Gas_Miscellaneous_Baseline Forecast | F3 | Commercial | Office (WA) | New | Miscellaneous | Natural Gas | Miscellaneous | Baseline Forecast | Winter Demand Savings (n/a) | 0 | 0 | 0 | 0 | 0 | 0 | 0 | 0 | 0 | 0 | 0 | 0 | 0 | 0 | 0 | 0 | 0 | 0 | 0 | 0 | 0 | 0 | 0 | 0
F4_Commercial_Office (WA)_New_Miscellaneous_Natural Gas_Miscellaneous_Baseline Forecast | F4 | Commercial | Office (WA) | New | Miscellaneous | Natural Gas | Miscellaneous | Baseline Forecast | Incremental Savings (MMtherm) | 0 | 0 | 0 | 0 | 0 | 0 | 0 | 0 | 0 | 0 | 0 | 0 | 0 | 0 | 0 | 0 | 0 | 0 | 0 | 0 | 0 | 0 | 0 | 0
F1_Commercial_Restaurant (WA)_Existing_Space Heating_Natural Gas_Furnace_Baseline Forecast | F1 | Commercial | Restaurant (WA) | Existing | Space Heating | Natural Gas | Furnace | Baseline Forecast | Consumption Savings (MMtherm) | 0 | 0 | 0 | 0 | 0 | 0 | 0 | 0 | 0 | 0 | 0 | 0 | 0 | 0 | 0 | 0 | 0 | 0 | 0 | 0 | 0 | 0 | 0 | 0
F2_Commercial_Restaurant (WA)_Existing_Space Heating_Natural Gas_Furnace_Baseline Forecast | F2 | Commercial | Restaurant (WA) | Existing | Space Heating | Natural Gas | Furnace | Baseline Forecast | Summer Demand Savings (n/a) | 0 | 0 | 0 | 0 | 0 | 0 | 0 | 0 | 0 | 0 | 0 | 0 | 0 | 0 | 0 | 0 | 0 | 0 | 0 | 0 | 0 | 0 | 0 | 0
F3_Commercial_Restaurant (WA)_Existing_Space Heating_Natural Gas_Furnace_Baseline Forecast | F3 | Commercial | Restaurant (WA) | Existing | Space Heating | Natural Gas | Furnace | Baseline Forecast | Winter Demand Savings (n/a) | 0 | 0 | 0 | 0 | 0 | 0 | 0 | 0 | 0 | 0 | 0 | 0 | 0 | 0 | 0 | 0 | 0 | 0 | 0 | 0 | 0 | 0 | 0 | 0
F4_Commercial_Restaurant (WA)_Existing_Space Heating_Natural Gas_Furnace_Baseline Forecast | F4 | Commercial | Restaurant (WA) | Existing | Space Heating | Natural Gas | Furnace | Baseline Forecast | Incremental Savings (MMtherm) | 0 | 0 | 0 | 0 | 0 | 0 | 0 | 0 | 0 | 0 | 0 | 0 | 0 | 0 | 0 | 0 | 0 | 0 | 0 | 0 | 0 | 0 | 0 | 0
F1_Commercial_Restaurant (WA)_Existing_Space Heating_Natural Gas_Boiler_Baseline Forecast | F1 | Commercial | Restaurant (WA) | Existing | Space Heating | Natural Gas | Boiler | Baseline Forecast | Consumption Savings (MMtherm) | 0 | 0 | 0 | 0 | 0 | 0 | 0 | 0 | 0 | 0 | 0 | 0 | 0 | 0 | 0 | 0 | 0 | 0 | 0 | 0 | 0 | 0 | 0 | 0
F2_Commercial_Restaurant (WA)_Existing_Space Heating_Natural Gas_Boiler_Baseline Forecast | F2 | Commercial | Restaurant (WA) | Existing | Space Heating | Natural Gas | Boiler | Baseline Forecast | Summer Demand Savings (n/a) | 0 | 0 | 0 | 0 | 0 | 0 | 0 | 0 | 0 | 0 | 0 | 0 | 0 | 0 | 0 | 0 | 0 | 0 | 0 | 0 | 0 | 0 | 0 | 0
F3_Commercial_Restaurant (WA)_Existing_Space Heating_Natural Gas_Boiler_Baseline Forecast | F3 | Commercial | Restaurant (WA) | Existing | Space Heating | Natural Gas | Boiler | Baseline Forecast | Winter Demand Savings (n/a) | 0 | 0 | 0 | 0 | 0 | 0 | 0 | 0 | 0 | 0 | 0 | 0 | 0 | 0 | 0 | 0 | 0 | 0 | 0 | 0 | 0 | 0 | 0 | 0
F4_Commercial_Restaurant (WA)_Existing_Space Heating_Natural Gas_Boiler_Baseline Forecast | F4 | Commercial | Restaurant (WA) | Existing | Space Heating | Natural Gas | Boiler | Baseline Forecast | Incremental Savings (MMtherm) | 0 | 0 | 0 | 0 | 0 | 0 | 0 | 0 | 0 | 0 | 0 | 0 | 0 | 0 | 0 | 0 | 0 | 0 | 0 | 0 | 0 | 0 | 0 | 0
F1_Commercial_Restaurant (WA)_Existing_Space Heating_Natural Gas_Unit Heater_Baseline Forecast | F1 | Commercial | Restaurant (WA) | Existing | Space Heating | Natural Gas | Unit Heater | Baseline Forecast | Consumption Savings (MMtherm) | 0 | 0 | 0 | 0 | 0 | 0 | 0 | 0 | 0 | 0 | 0 | 0 | 0 | 0 | 0 | 0 | 0 | 0 | 0 | 0 | 0 | 0 | 0 | 0
F2_Commercial_Restaurant (WA)_Existing_Space Heating_Natural Gas_Unit Heater_Baseline Forecast | F2 | Commercial | Restaurant (WA) | Existing | Space Heating | Natural Gas | Unit Heater | Baseline Forecast | Summer Demand Savings (n/a) | 0 | 0 | 0 | 0 | 0 | 0 | 0 | 0 | 0 | 0 | 0 | 0 | 0 | 0 | 0 | 0 | 0 | 0 | 0 | 0 | 0 | 0 | 0 | 0
F3_Commercial_Restaurant (WA)_Existing_Space Heating_Natural Gas_Unit Heater_Baseline Forecast | F3 | Commercial | Restaurant (WA) | Existing | Space Heating | Natural Gas | Unit Heater | Baseline Forecast | Winter Demand Savings (n/a) | 0 | 0 | 0 | 0 | 0 | 0 | 0 | 0 | 0 | 0 | 0 | 0 | 0 | 0 | 0 | 0 | 0 | 0 | 0 | 0 | 0 | 0 | 0 | 0
F4_Commercial_Restaurant (WA)_Existing_Space Heating_Natural Gas_Unit Heater_Baseline Forecast | F4 | Commercial | Restaurant (WA) | Existing | Space Heating | Natural Gas | Unit Heater | Baseline Forecast | Incremental Savings (MMtherm) | 0 | 0 | 0 | 0 | 0 | 0 | 0 | 0 | 0 | 0 | 0 | 0 | 0 | 0 | 0 | 0 | 0 | 0 | 0 | 0 | 0 | 0 | 0 | 0
F1_Commercial_Restaurant (WA)_Existing_Water Heating_Natural Gas_Water Heater_Baseline Forecast | F1 | Commercial | Restaurant (WA) | Existing | Water Heating | Natural Gas | Water Heater | Baseline Forecast | Consumption Savings (MMtherm) | 0 | 0 | 0 | 0 | 0 | 0 | 0 | 0 | 0 | 0 | 0 | 0 | 0 | 0 | 0 | 0 | 0 | 0 | 0 | 0 | 0 | 0 | 0 | 0
F2_Commercial_Restaurant (WA)_Existing_Water Heating_Natural Gas_Water Heater_Baseline Forecast | F2 | Commercial | Restaurant (WA) | Existing | Water Heating | Natural Gas | Water Heater | Baseline Forecast | Summer Demand Savings (n/a) | 0 | 0 | 0 | 0 | 0 | 0 | 0 | 0 | 0 | 0 | 0 | 0 | 0 | 0 | 0 | 0 | 0 | 0 | 0 | 0 | 0 | 0 | 0 | 0
F3_Commercial_Restaurant (WA)_Existing_Water Heating_Natural Gas_Water Heater_Baseline Forecast | F3 | Commercial | Restaurant (WA) | Existing | Water Heating | Natural Gas | Water Heater | Baseline Forecast | Winter Demand Savings (n/a) | 0 | 0 | 0 | 0 | 0 | 0 | 0 | 0 | 0 | 0 | 0 | 0 | 0 | 0 | 0 | 0 | 0 | 0 | 0 | 0 | 0 | 0 | 0 | 0
F4_Commercial_Restaurant (WA)_Existing_Water Heating_Natural Gas_Water Heater_Baseline Forecast | F4 | Commercial | Restaurant (WA) | Existing | Water Heating | Natural Gas | Water Heater | Baseline Forecast | Incremental Savings (MMtherm) | 0 | 0 | 0 | 0 | 0 | 0 | 0 | 0 | 0 | 0 | 0 | 0 | 0 | 0 | 0 | 0 | 0 | 0 | 0 | 0 | 0 | 0 | 0 | 0
F1_Commercial_Restaurant (WA)_Existing_Food Preparation_Natural Gas_Oven_Baseline Forecast | F1 | Commercial | Restaurant (WA) | Existing | Food Preparation | Natural Gas | Oven | Baseline Forecast | Consumption Savings (MMtherm) | 0 | 0 | 0 | 0 | 0 | 0 | 0 | 0 | 0 | 0 | 0 | 0 | 0 | 0 | 0 | 0 | 0 | 0 | 0 | 0 | 0 | 0 | 0 | 0
F2_Commercial_Restaurant (WA)_Existing_Food Preparation_Natural Gas_Oven_Baseline Forecast | F2 | Commercial | Restaurant (WA) | Existing | Food Preparation | Natural Gas | Oven | Baseline Forecast | Summer Demand Savings (n/a) | 0 | 0 | 0 | 0 | 0 | 0 | 0 | 0 | 0 | 0 | 0 | 0 | 0 | 0 | 0 | 0 | 0 | 0 | 0 | 0 | 0 | 0 | 0 | 0
F3_Commercial_Restaurant (WA)_Existing_Food Preparation_Natural Gas_Oven_Baseline Forecast | F3 | Commercial | Restaurant (WA) | Existing | Food Preparation | Natural Gas | Oven | Baseline Forecast | Winter Demand Savings (n/a) | 0 | 0 | 0 | 0 | 0 | 0 | 0 | 0 | 0 | 0 | 0 | 0 | 0 | 0 | 0 | 0 | 0 | 0 | 0 | 0 | 0 | 0 | 0 | 0
F4_Commercial_Restaurant (WA)_Existing_Food Preparation_Natural Gas_Oven_Baseline Forecast | F4 | Commercial | Restaurant (WA) | Existing | Food Preparation | Natural Gas | Oven | Baseline Forecast | Incremental Savings (MMtherm) | 0 | 0 | 0 | 0 | 0 | 0 | 0 | 0 | 0 | 0 | 0 | 0 | 0 | 0 | 0 | 0 | 0 | 0 | 0 | 0 | 0 | 0 | 0 | 0
F1_Commercial_Restaurant (WA)_Existing_Food Preparation_Natural Gas_Conveyor Oven_Baseline Forecast | F1 | Commercial | Restaurant (WA) | Existing | Food Preparation | Natural Gas | Conveyor Oven | Baseline Forecast | Consumption Savings (MMtherm) | 0 | 0 | 0 | 0 | 0 | 0 | 0 | 0 | 0 | 0 | 0 | 0 | 0 | 0 | 0 | 0 | 0 | 0 | 0 | 0 | 0 | 0 | 0 | 0
F2_Commercial_Restaurant (WA)_Existing_Food Preparation_Natural Gas_Conveyor Oven_Baseline Forecast | F2 | Commercial | Restaurant (WA) | Existing | Food Preparation | Natural Gas | Conveyor Oven | Baseline Forecast | Summer Demand Savings (n/a) | 0 | 0 | 0 | 0 | 0 | 0 | 0 | 0 | 0 | 0 | 0 | 0 | 0 | 0 | 0 | 0 | 0 | 0 | 0 | 0 | 0 | 0 | 0 | 0
F3_Commercial_Restaurant (WA)_Existing_Food Preparation_Natural Gas_Conveyor Oven_Baseline Forecast | F3 | Commercial | Restaurant (WA) | Existing | Food Preparation | Natural Gas | Conveyor Oven | Baseline Forecast | Winter Demand Savings (n/a) | 0 | 0 | 0 | 0 | 0 | 0 | 0 | 0 | 0 | 0 | 0 | 0 | 0 | 0 | 0 | 0 | 0 | 0 | 0 | 0 | 0 | 0 | 0 | 0
F4_Commercial_Restaurant (WA)_Existing_Food Preparation_Natural Gas_Conveyor Oven_Baseline Forecast | F4 | Commercial | Restaurant (WA) | Existing | Food Preparation | Natural Gas | Conveyor Oven | Baseline Forecast | Incremental Savings (MMtherm) | 0 | 0 | 0 | 0 | 0 | 0 | 0 | 0 | 0 | 0 | 0 | 0 | 0 | 0 | 0 | 0 | 0 | 0 | 0 | 0 | 0 | 0 | 0 | 0
F1_Commercial_Restaurant (WA)_Existing_Food Preparation_Natural Gas_Double Rack Oven_Baseline Forecast | F1 | Commercial | Restaurant (WA) | Existing | Food Preparation | Natural Gas | Double Rack Oven | Baseline Forecast | Consumption Savings (MMtherm) | 0 | 0 | 0 | 0 | 0 | 0 | 0 | 0 | 0 | 0 | 0 | 0 | 0 | 0 | 0 | 0 | 0 | 0 | 0 | 0 | 0 | 0 | 0 | 0
F2_Commercial_Restaurant (WA)_Existing_Food Preparation_Natural Gas_Double Rack Oven_Baseline Forecast | F2 | Commercial | Restaurant (WA) | Existing | Food Preparation | Natural Gas | Double Rack Oven | Baseline Forecast | Summer Demand Savings (n/a) | 0 | 0 | 0 | 0 | 0 | 0 | 0 | 0 | 0 | 0 | 0 | 0 | 0 | 0 | 0 | 0 | 0 | 0 | 0 | 0 | 0 | 0 | 0 | 0
F3_Commercial_Restaurant (WA)_Existing_Food Preparation_Natural Gas_Double Rack Oven_Baseline Forecast | F3 | Commercial | Restaurant (WA) | Existing | Food Preparation | Natural Gas | Double Rack Oven | Baseline Forecast | Winter Demand Savings (n/a) | 0 | 0 | 0 | 0 | 0 | 0 | 0 | 0 | 0 | 0 | 0 | 0 | 0 | 0 | 0 | 0 | 0 | 0 | 0 | 0 | 0 | 0 | 0 | 0
F4_Commercial_Restaurant (WA)_Existing_Food Preparation_Natural Gas_Double Rack Oven_Baseline Forecast | F4 | Commercial | Restaurant (WA) | Existing | Food Preparation | Natural Gas | Double Rack Oven | Baseline Forecast | Incremental Savings (MMtherm) | 0 | 0 | 0 | 0 | 0 | 0 | 0 | 0 | 0 | 0 | 0 | 0 | 0 | 0 | 0 | 0 | 0 | 0 | 0 | 0 | 0 | 0 | 0 | 0
F1_Commercial_Restaurant (WA)_Existing_Food Preparation_Natural Gas_Fryer_Baseline Forecast | F1 | Commercial | Restaurant (WA) | Existing | Food Preparation | Natural Gas | Fryer | Baseline Forecast | Consumption Savings (MMtherm) | 0 | 0 | 0 | 0 | 0 | 0 | 0 | 0 | 0 | 0 | 0 | 0 | 0 | 0 | 0 | 0 | 0 | 0 | 0 | 0 | 0 | 0 | 0 | 0
F2_Commercial_Restaurant (WA)_Existing_Food Preparation_Natural Gas_Fryer_Baseline Forecast | F2 | Commercial | Restaurant (WA) | Existing | Food Preparation | Natural Gas | Fryer | Baseline Forecast | Summer Demand Savings (n/a) | 0 | 0 | 0 | 0 | 0 | 0 | 0 | 0 | 0 | 0 | 0 | 0 | 0 | 0 | 0 | 0 | 0 | 0 | 0 | 0 | 0 | 0 | 0 | 0
F3_Commercial_Restaurant (WA)_Existing_Food Preparation_Natural Gas_Fryer_Baseline Forecast | F3 | Commercial | Restaurant (WA) | Existing | Food Preparation | Natural Gas | Fryer | Baseline Forecast | Winter Demand Savings (n/a) | 0 | 0 | 0 | 0 | 0 | 0 | 0 | 0 | 0 | 0 | 0 | 0 | 0 | 0 | 0 | 0 | 0 | 0 | 0 | 0 | 0 | 0 | 0 | 0
F4_Commercial_Restaurant (WA)_Existing_Food Preparation_Natural Gas_Fryer_Baseline Forecast | F4 | Commercial | Restaurant (WA) | Existing | Food Preparation | Natural Gas | Fryer | Baseline Forecast | Incremental Savings (MMtherm) | 0 | 0 | 0 | 0 | 0 | 0 | 0 | 0 | 0 | 0 | 0 | 0 | 0 | 0 | 0 | 0 | 0 | 0 | 0 | 0 | 0 | 0 | 0 | 0
F1_Commercial_Restaurant (WA)_Existing_Food Preparation_Natural Gas_Broiler_Baseline Forecast | F1 | Commercial | Restaurant (WA) | Existing | Food Preparation | Natural Gas | Broiler | Baseline Forecast | Consumption Savings (MMtherm) | 0 | 0 | 0 | 0 | 0 | 0 | 0 | 0 | 0 | 0 | 0 | 0 | 0 | 0 | 0 | 0 | 0 | 0 | 0 | 0 | 0 | 0 | 0 | 0
F2_Commercial_Restaurant (WA)_Existing_Food Preparation_Natural Gas_Broiler_Baseline Forecast | F2 | Commercial | Restaurant (WA) | Existing | Food Preparation | Natural Gas | Broiler | Baseline Forecast | Summer Demand Savings (n/a) | 0 | 0 | 0 | 0 | 0 | 0 | 0 | 0 | 0 | 0 | 0 | 0 | 0 | 0 | 0 | 0 | 0 | 0 | 0 | 0 | 0 | 0 | 0 | 0
F3_Commercial_Restaurant (WA)_Existing_Food Preparation_Natural Gas_Broiler_Baseline Forecast | F3 | Commercial | Restaurant (WA) | Existing | Food Preparation | Natural Gas | Broiler | Baseline Forecast | Winter Demand Savings (n/a) | 0 | 0 | 0 | 0 | 0 | 0 | 0 | 0 | 0 | 0 | 0 | 0 | 0 | 0 | 0 | 0 | 0 | 0 | 0 | 0 | 0 | 0 | 0 | 0
F4_Commercial_Restaurant (WA)_Existing_Food Preparation_Natural Gas_Broiler_Baseline Forecast | F4 | Commercial | Restaurant (WA) | Existing | Food Preparation | Natural Gas | Broiler | Baseline Forecast | Incremental Savings (MMtherm) | 0 | 0 | 0 | 0 | 0 | 0 | 0 | 0 | 0 | 0 | 0 | 0 | 0 | 0 | 0 | 0 | 0 | 0 | 0 | 0 | 0 | 0 | 0 | 0
F1_Commercial_Restaurant (WA)_Existing_Food Preparation_Natural Gas_Griddle_Baseline Forecast | F1 | Commercial | Restaurant (WA) | Existing | Food Preparation | Natural Gas | Griddle | Baseline Forecast | Consumption Savings (MMtherm) | 0 | 0 | 0 | 0 | 0 | 0 | 0 | 0 | 0 | 0 | 0 | 0 | 0 | 0 | 0 | 0 | 0 | 0 | 0 | 0 | 0 | 0 | 0 | 0
F2_Commercial_Restaurant (WA)_Existing_Food Preparation_Natural Gas_Griddle_Baseline Forecast | F2 | Commercial | Restaurant (WA) | Existing | Food Preparation | Natural Gas | Griddle | Baseline Forecast | Summer Demand Savings (n/a) | 0 | 0 | 0 | 0 | 0 | 0 | 0 | 0 | 0 | 0 | 0 | 0 | 0 | 0 | 0 | 0 | 0 | 0 | 0 | 0 | 0 | 0 | 0 | 0
F3_Commercial_Restaurant (WA)_Existing_Food Preparation_Natural Gas_Griddle_Baseline Forecast | F3 | Commercial | Restaurant (WA) | Existing | Food Preparation | Natural Gas | Griddle | Baseline Forecast | Winter Demand Savings (n/a) | 0 | 0 | 0 | 0 | 0 | 0 | 0 | 0 | 0 | 0 | 0 | 0 | 0 | 0 | 0 | 0 | 0 | 0 | 0 | 0 | 0 | 0 | 0 | 0
F4_Commercial_Restaurant (WA)_Existing_Food Preparation_Natural Gas_Griddle_Baseline Forecast | F4 | Commercial | Restaurant (WA) | Existing | Food Preparation | Natural Gas | Griddle | Baseline Forecast | Incremental Savings (MMtherm) | 0 | 0 | 0 | 0 | 0 | 0 | 0 | 0 | 0 | 0 | 0 | 0 | 0 | 0 | 0 | 0 | 0 | 0 | 0 | 0 | 0 | 0 | 0 | 0
F1_Commercial_Restaurant (WA)_Existing_Food Preparation_Natural Gas_Range_Baseline Forecast | F1 | Commercial | Restaurant (WA) | Existing | Food Preparation | Natural Gas | Range | Baseline Forecast | Consumption Savings (MMtherm) | 0 | 0 | 0 | 0 | 0 | 0 | 0 | 0 | 0 | 0 | 0 | 0 | 0 | 0 | 0 | 0 | 0 | 0 | 0 | 0 | 0 | 0 | 0 | 0
F2_Commercial_Restaurant (WA)_Existing_Food Preparation_Natural Gas_Range_Baseline Forecast | F2 | Commercial | Restaurant (WA) | Existing | Food Preparation | Natural Gas | Range | Baseline Forecast | Summer Demand Savings (n/a) | 0 | 0 | 0 | 0 | 0 | 0 | 0 | 0 | 0 | 0 | 0 | 0 | 0 | 0 | 0 | 0 | 0 | 0 | 0 | 0 | 0 | 0 | 0 | 0
F3_Commercial_Restaurant (WA)_Existing_Food Preparation_Natural Gas_Range_Baseline Forecast | F3 | Commercial | Restaurant (WA) | Existing | Food Preparation | Natural Gas | Range | Baseline Forecast | Winter Demand Savings (n/a) | 0 | 0 | 0 | 0 | 0 | 0 | 0 | 0 | 0 | 0 | 0 | 0 | 0 | 0 | 0 | 0 | 0 | 0 | 0 | 0 | 0 | 0 | 0 | 0
F4_Commercial_Restaurant (WA)_Existing_Food Preparation_Natural Gas_Range_Baseline Forecast | F4 | Commercial | Restaurant (WA) | Existing | Food Preparation | Natural Gas | Range | Baseline Forecast | Incremental Savings (MMtherm) | 0 | 0 | 0 | 0 | 0 | 0 | 0 | 0 | 0 | 0 | 0 | 0 | 0 | 0 | 0 | 0 | 0 | 0 | 0 | 0 | 0 | 0 | 0 | 0
F1_Commercial_Restaurant (WA)_Existing_Food Preparation_Natural Gas_Steamer_Baseline Forecast | F1 | Commercial | Restaurant (WA) | Existing | Food Preparation | Natural Gas | Steamer | Baseline Forecast | Consumption Savings (MMtherm) | 0 | 0 | 0 | 0 | 0 | 0 | 0 | 0 | 0 | 0 | 0 | 0 | 0 | 0 | 0 | 0 | 0 | 0 | 0 | 0 | 0 | 0 | 0 | 0
F2_Commercial_Restaurant (WA)_Existing_Food Preparation_Natural Gas_Steamer_Baseline Forecast | F2 | Commercial | Restaurant (WA) | Existing | Food Preparation | Natural Gas | Steamer | Baseline Forecast | Summer Demand Savings (n/a) | 0 | 0 | 0 | 0 | 0 | 0 | 0 | 0 | 0 | 0 | 0 | 0 | 0 | 0 | 0 | 0 | 0 | 0 | 0 | 0 | 0 | 0 | 0 | 0
F3_Commercial_Restaurant (WA)_Existing_Food Preparation_Natural Gas_Steamer_Baseline Forecast | F3 | Commercial | Restaurant (WA) | Existing | Food Preparation | Natural Gas | Steamer | Baseline Forecast | Winter Demand Savings (n/a) | 0 | 0 | 0 | 0 | 0 | 0 | 0 | 0 | 0 | 0 | 0 | 0 | 0 | 0 | 0 | 0 | 0 | 0 | 0 | 0 | 0 | 0 | 0 | 0
F4_Commercial_Restaurant (WA)_Existing_Food Preparation_Natural Gas_Steamer_Baseline Forecast | F4 | Commercial | Restaurant (WA) | Existing | Food Preparation | Natural Gas | Steamer | Baseline Forecast | Incremental Savings (MMtherm) | 0 | 0 | 0 | 0 | 0 | 0 | 0 | 0 | 0 | 0 | 0 | 0 | 0 | 0 | 0 | 0 | 0 | 0 | 0 | 0 | 0 | 0 | 0 | 0
F1_Commercial_Restaurant (WA)_Existing_Food Preparation_Natural Gas_Food Prep Other_Baseline Forecast | F1 | Commercial | Restaurant (WA) | Existing | Food Preparation | Natural Gas | Food Prep Other | Baseline Forecast | Consumption Savings (MMtherm) | 0 | 0 | 0 | 0 | 0 | 0 | 0 | 0 | 0 | 0 | 0 | 0 | 0 | 0 | 0 | 0 | 0 | 0 | 0 | 0 | 0 | 0 | 0 | 0
F2_Commercial_Restaurant (WA)_Existing_Food Preparation_Natural Gas_Food Prep Other_Baseline Forecast | F2 | Commercial | Restaurant (WA) | Existing | Food Preparation | Natural Gas | Food Prep Other | Baseline Forecast | Summer Demand Savings (n/a) | 0 | 0 | 0 | 0 | 0 | 0 | 0 | 0 | 0 | 0 | 0 | 0 | 0 | 0 | 0 | 0 | 0 | 0 | 0 | 0 | 0 | 0 | 0 | 0
F3_Commercial_Restaurant (WA)_Existing_Food Preparation_Natural Gas_Food Prep Other_Baseline Forecast | F3 | Commercial | Restaurant (WA) | Existing | Food Preparation | Natural Gas | Food Prep Other | Baseline Forecast | Winter Demand Savings (n/a) | 0 | 0 | 0 | 0 | 0 | 0 | 0 | 0 | 0 | 0 | 0 | 0 | 0 | 0 | 0 | 0 | 0 | 0 | 0 | 0 | 0 | 0 | 0 | 0
F4_Commercial_Restaurant (WA)_Existing_Food Preparation_Natural Gas_Food Prep Other_Baseline Forecast | F4 | Commercial | Restaurant (WA) | Existing | Food Preparation | Natural Gas | Food Prep Other | Baseline Forecast | Incremental Savings (MMtherm) | 0 | 0 | 0 | 0 | 0 | 0 | 0 | 0 | 0 | 0 | 0 | 0 | 0 | 0 | 0 | 0 | 0 | 0 | 0 | 0 | 0 | 0 | 0 | 0
F1_Commercial_Restaurant (WA)_Existing_Miscellaneous_Natural Gas_Pool Heater_Baseline Forecast | F1 | Commercial | Restaurant (WA) | Existing | Miscellaneous | Natural Gas | Pool Heater | Baseline Forecast | Consumption Savings (MMtherm) | 0 | 0 | 0 | 0 | 0 | 0 | 0 | 0 | 0 | 0 | 0 | 0 | 0 | 0 | 0 | 0 | 0 | 0 | 0 | 0 | 0 | 0 | 0 | 0
F2_Commercial_Restaurant (WA)_Existing_Miscellaneous_Natural Gas_Pool Heater_Baseline Forecast | F2 | Commercial | Restaurant (WA) | Existing | Miscellaneous | Natural Gas | Pool Heater | Baseline Forecast | Summer Demand Savings (n/a) | 0 | 0 | 0 | 0 | 0 | 0 | 0 | 0 | 0 | 0 | 0 | 0 | 0 | 0 | 0 | 0 | 0 | 0 | 0 | 0 | 0 | 0 | 0 | 0
F3_Commercial_Restaurant (WA)_Existing_Miscellaneous_Natural Gas_Pool Heater_Baseline Forecast | F3 | Commercial | Restaurant (WA) | Existing | Miscellaneous | Natural Gas | Pool Heater | Baseline Forecast | Winter Demand Savings (n/a) | 0 | 0 | 0 | 0 | 0 | 0 | 0 | 0 | 0 | 0 | 0 | 0 | 0 | 0 | 0 | 0 | 0 | 0 | 0 | 0 | 0 | 0 | 0 | 0
F4_Commercial_Restaurant (WA)_Existing_Miscellaneous_Natural Gas_Pool Heater_Baseline Forecast | F4 | Commercial | Restaurant (WA) | Existing | Miscellaneous | Natural Gas | Pool Heater | Baseline Forecast | Incremental Savings (MMtherm) | 0 | 0 | 0 | 0 | 0 | 0 | 0 | 0 | 0 | 0 | 0 | 0 | 0 | 0 | 0 | 0 | 0 | 0 | 0 | 0 | 0 | 0 | 0 | 0
F1_Commercial_Restaurant (WA)_Existing_Miscellaneous_Natural Gas_Miscellaneous_Baseline Forecast | F1 | Commercial | Restaurant (WA) | Existing | Miscellaneous | Natural Gas | Miscellaneous | Baseline Forecast | Consumption Savings (MMtherm) | 0 | 0 | 0 | 0 | 0 | 0 | 0 | 0 | 0 | 0 | 0 | 0 | 0 | 0 | 0 | 0 | 0 | 0 | 0 | 0 | 0 | 0 | 0 | 0
F2_Commercial_Restaurant (WA)_Existing_Miscellaneous_Natural Gas_Miscellaneous_Baseline Forecast | F2 | Commercial | Restaurant (WA) | Existing | Miscellaneous | Natural Gas | Miscellaneous | Baseline Forecast | Summer Demand Savings (n/a) | 0 | 0 | 0 | 0 | 0 | 0 | 0 | 0 | 0 | 0 | 0 | 0 | 0 | 0 | 0 | 0 | 0 | 0 | 0 | 0 | 0 | 0 | 0 | 0
F3_Commercial_Restaurant (WA)_Existing_Miscellaneous_Natural Gas_Miscellaneous_Baseline Forecast | F3 | Commercial | Restaurant (WA) | Existing | Miscellaneous | Natural Gas | Miscellaneous | Baseline Forecast | Winter Demand Savings (n/a) | 0 | 0 | 0 | 0 | 0 | 0 | 0 | 0 | 0 | 0 | 0 | 0 | 0 | 0 | 0 | 0 | 0 | 0 | 0 | 0 | 0 | 0 | 0 | 0
F4_Commercial_Restaurant (WA)_Existing_Miscellaneous_Natural Gas_Miscellaneous_Baseline Forecast | F4 | Commercial | Restaurant (WA) | Existing | Miscellaneous | Natural Gas | Miscellaneous | Baseline Forecast | Incremental Savings (MMtherm) | 0 | 0 | 0 | 0 | 0 | 0 | 0 | 0 | 0 | 0 | 0 | 0 | 0 | 0 | 0 | 0 | 0 | 0 | 0 | 0 | 0 | 0 | 0 | 0
F1_Commercial_Restaurant (WA)_New_Space Heating_Natural Gas_Furnace_Baseline Forecast | F1 | Commercial | Restaurant (WA) | New | Space Heating | Natural Gas | Furnace | Baseline Forecast | Consumption Savings (MMtherm) | 0 | 0 | 0 | 0 | 0 | 0 | 0 | 0 | 0 | 0 | 0 | 0 | 0 | 0 | 0 | 0 | 0 | 0 | 0 | 0 | 0 | 0 | 0 | 0
F2_Commercial_Restaurant (WA)_New_Space Heating_Natural Gas_Furnace_Baseline Forecast | F2 | Commercial | Restaurant (WA) | New | Space Heating | Natural Gas | Furnace | Baseline Forecast | Summer Demand Savings (n/a) | 0 | 0 | 0 | 0 | 0 | 0 | 0 | 0 | 0 | 0 | 0 | 0 | 0 | 0 | 0 | 0 | 0 | 0 | 0 | 0 | 0 | 0 | 0 | 0
F3_Commercial_Restaurant (WA)_New_Space Heating_Natural Gas_Furnace_Baseline Forecast | F3 | Commercial | Restaurant (WA) | New | Space Heating | Natural Gas | Furnace | Baseline Forecast | Winter Demand Savings (n/a) | 0 | 0 | 0 | 0 | 0 | 0 | 0 | 0 | 0 | 0 | 0 | 0 | 0 | 0 | 0 | 0 | 0 | 0 | 0 | 0 | 0 | 0 | 0 | 0
F4_Commercial_Restaurant (WA)_New_Space Heating_Natural Gas_Furnace_Baseline Forecast | F4 | Commercial | Restaurant (WA) | New | Space Heating | Natural Gas | Furnace | Baseline Forecast | Incremental Savings (MMtherm) | 0 | 0 | 0 | 0 | 0 | 0 | 0 | 0 | 0 | 0 | 0 | 0 | 0 | 0 | 0 | 0 | 0 | 0 | 0 | 0 | 0 | 0 | 0 | 0
F1_Commercial_Restaurant (WA)_New_Space Heating_Natural Gas_Boiler_Baseline Forecast | F1 | Commercial | Restaurant (WA) | New | Space Heating | Natural Gas | Boiler | Baseline Forecast | Consumption Savings (MMtherm) | 0 | 0 | 0 | 0 | 0 | 0 | 0 | 0 | 0 | 0 | 0 | 0 | 0 | 0 | 0 | 0 | 0 | 0 | 0 | 0 | 0 | 0 | 0 | 0
F2_Commercial_Restaurant (WA)_New_Space Heating_Natural Gas_Boiler_Baseline Forecast | F2 | Commercial | Restaurant (WA) | New | Space Heating | Natural Gas | Boiler | Baseline Forecast | Summer Demand Savings (n/a) | 0 | 0 | 0 | 0 | 0 | 0 | 0 | 0 | 0 | 0 | 0 | 0 | 0 | 0 | 0 | 0 | 0 | 0 | 0 | 0 | 0 | 0 | 0 | 0
F3_Commercial_Restaurant (WA)_New_Space Heating_Natural Gas_Boiler_Baseline Forecast | F3 | Commercial | Restaurant (WA) | New | Space Heating | Natural Gas | Boiler | Baseline Forecast | Winter Demand Savings (n/a) | 0 | 0 | 0 | 0 | 0 | 0 | 0 | 0 | 0 | 0 | 0 | 0 | 0 | 0 | 0 | 0 | 0 | 0 | 0 | 0 | 0 | 0 | 0 | 0
F4_Commercial_Restaurant (WA)_New_Space Heating_Natural Gas_Boiler_Baseline Forecast | F4 | Commercial | Restaurant (WA) | New | Space Heating | Natural Gas | Boiler | Baseline Forecast | Incremental Savings (MMtherm) | 0 | 0 | 0 | 0 | 0 | 0 | 0 | 0 | 0 | 0 | 0 | 0 | 0 | 0 | 0 | 0 | 0 | 0 | 0 | 0 | 0 | 0 | 0 | 0
F1_Commercial_Restaurant (WA)_New_Space Heating_Natural Gas_Unit Heater_Baseline Forecast | F1 | Commercial | Restaurant (WA) | New | Space Heating | Natural Gas | Unit Heater | Baseline Forecast | Consumption Savings (MMtherm) | 0 | 0 | 0 | 0 | 0 | 0 | 0 | 0 | 0 | 0 | 0 | 0 | 0 | 0 | 0 | 0 | 0 | 0 | 0 | 0 | 0 | 0 | 0 | 0
F2_Commercial_Restaurant (WA)_New_Space Heating_Natural Gas_Unit Heater_Baseline Forecast | F2 | Commercial | Restaurant (WA) | New | Space Heating | Natural Gas | Unit Heater | Baseline Forecast | Summer Demand Savings (n/a) | 0 | 0 | 0 | 0 | 0 | 0 | 0 | 0 | 0 | 0 | 0 | 0 | 0 | 0 | 0 | 0 | 0 | 0 | 0 | 0 | 0 | 0 | 0 | 0
F3_Commercial_Restaurant (WA)_New_Space Heating_Natural Gas_Unit Heater_Baseline Forecast | F3 | Commercial | Restaurant (WA) | New | Space Heating | Natural Gas | Unit Heater | Baseline Forecast | Winter Demand Savings (n/a) | 0 | 0 | 0 | 0 | 0 | 0 | 0 | 0 | 0 | 0 | 0 | 0 | 0 | 0 | 0 | 0 | 0 | 0 | 0 | 0 | 0 | 0 | 0 | 0
F4_Commercial_Restaurant (WA)_New_Space Heating_Natural Gas_Unit Heater_Baseline Forecast | F4 | Commercial | Restaurant (WA) | New | Space Heating | Natural Gas | Unit Heater | Baseline Forecast | Incremental Savings (MMtherm) | 0 | 0 | 0 | 0 | 0 | 0 | 0 | 0 | 0 | 0 | 0 | 0 | 0 | 0 | 0 | 0 | 0 | 0 | 0 | 0 | 0 | 0 | 0 | 0
F1_Commercial_Restaurant (WA)_New_Water Heating_Natural Gas_Water Heater_Baseline Forecast | F1 | Commercial | Restaurant (WA) | New | Water Heating | Natural Gas | Water Heater | Baseline Forecast | Consumption Savings (MMtherm) | 0 | 0 | 0 | 0 | 0 | 0 | 0 | 0 | 0 | 0 | 0 | 0 | 0 | 0 | 0 | 0 | 0 | 0 | 0 | 0 | 0 | 0 | 0 | 0
F2_Commercial_Restaurant (WA)_New_Water Heating_Natural Gas_Water Heater_Baseline Forecast | F2 | Commercial | Restaurant (WA) | New | Water Heating | Natural Gas | Water Heater | Baseline Forecast | Summer Demand Savings (n/a) | 0 | 0 | 0 | 0 | 0 | 0 | 0 | 0 | 0 | 0 | 0 | 0 | 0 | 0 | 0 | 0 | 0 | 0 | 0 | 0 | 0 | 0 | 0 | 0
F3_Commercial_Restaurant (WA)_New_Water Heating_Natural Gas_Water Heater_Baseline Forecast | F3 | Commercial | Restaurant (WA) | New | Water Heating | Natural Gas | Water Heater | Baseline Forecast | Winter Demand Savings (n/a) | 0 | 0 | 0 | 0 | 0 | 0 | 0 | 0 | 0 | 0 | 0 | 0 | 0 | 0 | 0 | 0 | 0 | 0 | 0 | 0 | 0 | 0 | 0 | 0
F4_Commercial_Restaurant (WA)_New_Water Heating_Natural Gas_Water Heater_Baseline Forecast | F4 | Commercial | Restaurant (WA) | New | Water Heating | Natural Gas | Water Heater | Baseline Forecast | Incremental Savings (MMtherm) | 0 | 0 | 0 | 0 | 0 | 0 | 0 | 0 | 0 | 0 | 0 | 0 | 0 | 0 | 0 | 0 | 0 | 0 | 0 | 0 | 0 | 0 | 0 | 0
F1_Commercial_Restaurant (WA)_New_Food Preparation_Natural Gas_Oven_Baseline Forecast | F1 | Commercial | Restaurant (WA) | New | Food Preparation | Natural Gas | Oven | Baseline Forecast | Consumption Savings (MMtherm) | 0 | 0 | 0 | 0 | 0 | 0 | 0 | 0 | 0 | 0 | 0 | 0 | 0 | 0 | 0 | 0 | 0 | 0 | 0 | 0 | 0 | 0 | 0 | 0
F2_Commercial_Restaurant (WA)_New_Food Preparation_Natural Gas_Oven_Baseline Forecast | F2 | Commercial | Restaurant (WA) | New | Food Preparation | Natural Gas | Oven | Baseline Forecast | Summer Demand Savings (n/a) | 0 | 0 | 0 | 0 | 0 | 0 | 0 | 0 | 0 | 0 | 0 | 0 | 0 | 0 | 0 | 0 | 0 | 0 | 0 | 0 | 0 | 0 | 0 | 0
F3_Commercial_Restaurant (WA)_New_Food Preparation_Natural Gas_Oven_Baseline Forecast | F3 | Commercial | Restaurant (WA) | New | Food Preparation | Natural Gas | Oven | Baseline Forecast | Winter Demand Savings (n/a) | 0 | 0 | 0 | 0 | 0 | 0 | 0 | 0 | 0 | 0 | 0 | 0 | 0 | 0 | 0 | 0 | 0 | 0 | 0 | 0 | 0 | 0 | 0 | 0
F4_Commercial_Restaurant (WA)_New_Food Preparation_Natural Gas_Oven_Baseline Forecast | F4 | Commercial | Restaurant (WA) | New | Food Preparation | Natural Gas | Oven | Baseline Forecast | Incremental Savings (MMtherm) | 0 | 0 | 0 | 0 | 0 | 0 | 0 | 0 | 0 | 0 | 0 | 0 | 0 | 0 | 0 | 0 | 0 | 0 | 0 | 0 | 0 | 0 | 0 | 0
F1_Commercial_Restaurant (WA)_New_Food Preparation_Natural Gas_Conveyor Oven_Baseline Forecast | F1 | Commercial | Restaurant (WA) | New | Food Preparation | Natural Gas | Conveyor Oven | Baseline Forecast | Consumption Savings (MMtherm) | 0 | 0 | 0 | 0 | 0 | 0 | 0 | 0 | 0 | 0 | 0 | 0 | 0 | 0 | 0 | 0 | 0 | 0 | 0 | 0 | 0 | 0 | 0 | 0
F2_Commercial_Restaurant (WA)_New_Food Preparation_Natural Gas_Conveyor Oven_Baseline Forecast | F2 | Commercial | Restaurant (WA) | New | Food Preparation | Natural Gas | Conveyor Oven | Baseline Forecast | Summer Demand Savings (n/a) | 0 | 0 | 0 | 0 | 0 | 0 | 0 | 0 | 0 | 0 | 0 | 0 | 0 | 0 | 0 | 0 | 0 | 0 | 0 | 0 | 0 | 0 | 0 | 0
F3_Commercial_Restaurant (WA)_New_Food Preparation_Natural Gas_Conveyor Oven_Baseline Forecast | F3 | Commercial | Restaurant (WA) | New | Food Preparation | Natural Gas | Conveyor Oven | Baseline Forecast | Winter Demand Savings (n/a) | 0 | 0 | 0 | 0 | 0 | 0 | 0 | 0 | 0 | 0 | 0 | 0 | 0 | 0 | 0 | 0 | 0 | 0 | 0 | 0 | 0 | 0 | 0 | 0
F4_Commercial_Restaurant (WA)_New_Food Preparation_Natural Gas_Conveyor Oven_Baseline Forecast | F4 | Commercial | Restaurant (WA) | New | Food Preparation | Natural Gas | Conveyor Oven | Baseline Forecast | Incremental Savings (MMtherm) | 0 | 0 | 0 | 0 | 0 | 0 | 0 | 0 | 0 | 0 | 0 | 0 | 0 | 0 | 0 | 0 | 0 | 0 | 0 | 0 | 0 | 0 | 0 | 0
F1_Commercial_Restaurant (WA)_New_Food Preparation_Natural Gas_Double Rack Oven_Baseline Forecast | F1 | Commercial | Restaurant (WA) | New | Food Preparation | Natural Gas | Double Rack Oven | Baseline Forecast | Consumption Savings (MMtherm) | 0 | 0 | 0 | 0 | 0 | 0 | 0 | 0 | 0 | 0 | 0 | 0 | 0 | 0 | 0 | 0 | 0 | 0 | 0 | 0 | 0 | 0 | 0 | 0
F2_Commercial_Restaurant (WA)_New_Food Preparation_Natural Gas_Double Rack Oven_Baseline Forecast | F2 | Commercial | Restaurant (WA) | New | Food Preparation | Natural Gas | Double Rack Oven | Baseline Forecast | Summer Demand Savings (n/a) | 0 | 0 | 0 | 0 | 0 | 0 | 0 | 0 | 0 | 0 | 0 | 0 | 0 | 0 | 0 | 0 | 0 | 0 | 0 | 0 | 0 | 0 | 0 | 0
F3_Commercial_Restaurant (WA)_New_Food Preparation_Natural Gas_Double Rack Oven_Baseline Forecast | F3 | Commercial | Restaurant (WA) | New | Food Preparation | Natural Gas | Double Rack Oven | Baseline Forecast | Winter Demand Savings (n/a) | 0 | 0 | 0 | 0 | 0 | 0 | 0 | 0 | 0 | 0 | 0 | 0 | 0 | 0 | 0 | 0 | 0 | 0 | 0 | 0 | 0 | 0 | 0 | 0
F4_Commercial_Restaurant (WA)_New_Food Preparation_Natural Gas_Double Rack Oven_Baseline Forecast | F4 | Commercial | Restaurant (WA) | New | Food Preparation | Natural Gas | Double Rack Oven | Baseline Forecast | Incremental Savings (MMtherm) | 0 | 0 | 0 | 0 | 0 | 0 | 0 | 0 | 0 | 0 | 0 | 0 | 0 | 0 | 0 | 0 | 0 | 0 | 0 | 0 | 0 | 0 | 0 | 0
F1_Commercial_Restaurant (WA)_New_Food Preparation_Natural Gas_Fryer_Baseline Forecast | F1 | Commercial | Restaurant (WA) | New | Food Preparation | Natural Gas | Fryer | Baseline Forecast | Consumption Savings (MMtherm) | 0 | 0 | 0 | 0 | 0 | 0 | 0 | 0 | 0 | 0 | 0 | 0 | 0 | 0 | 0 | 0 | 0 | 0 | 0 | 0 | 0 | 0 | 0 | 0
F2_Commercial_Restaurant (WA)_New_Food Preparation_Natural Gas_Fryer_Baseline Forecast | F2 | Commercial | Restaurant (WA) | New | Food Preparation | Natural Gas | Fryer | Baseline Forecast | Summer Demand Savings (n/a) | 0 | 0 | 0 | 0 | 0 | 0 | 0 | 0 | 0 | 0 | 0 | 0 | 0 | 0 | 0 | 0 | 0 | 0 | 0 | 0 | 0 | 0 | 0 | 0
F3_Commercial_Restaurant (WA)_New_Food Preparation_Natural Gas_Fryer_Baseline Forecast | F3 | Commercial | Restaurant (WA) | New | Food Preparation | Natural Gas | Fryer | Baseline Forecast | Winter Demand Savings (n/a) | 0 | 0 | 0 | 0 | 0 | 0 | 0 | 0 | 0 | 0 | 0 | 0 | 0 | 0 | 0 | 0 | 0 | 0 | 0 | 0 | 0 | 0 | 0 | 0
F4_Commercial_Restaurant (WA)_New_Food Preparation_Natural Gas_Fryer_Baseline Forecast | F4 | Commercial | Restaurant (WA) | New | Food Preparation | Natural Gas | Fryer | Baseline Forecast | Incremental Savings (MMtherm) | 0 | 0 | 0 | 0 | 0 | 0 | 0 | 0 | 0 | 0 | 0 | 0 | 0 | 0 | 0 | 0 | 0 | 0 | 0 | 0 | 0 | 0 | 0 | 0
F1_Commercial_Restaurant (WA)_New_Food Preparation_Natural Gas_Broiler_Baseline Forecast | F1 | Commercial | Restaurant (WA) | New | Food Preparation | Natural Gas | Broiler | Baseline Forecast | Consumption Savings (MMtherm) | 0 | 0 | 0 | 0 | 0 | 0 | 0 | 0 | 0 | 0 | 0 | 0 | 0 | 0 | 0 | 0 | 0 | 0 | 0 | 0 | 0 | 0 | 0 | 0
F2_Commercial_Restaurant (WA)_New_Food Preparation_Natural Gas_Broiler_Baseline Forecast | F2 | Commercial | Restaurant (WA) | New | Food Preparation | Natural Gas | Broiler | Baseline Forecast | Summer Demand Savings (n/a) | 0 | 0 | 0 | 0 | 0 | 0 | 0 | 0 | 0 | 0 | 0 | 0 | 0 | 0 | 0 | 0 | 0 | 0 | 0 | 0 | 0 | 0 | 0 | 0
F3_Commercial_Restaurant (WA)_New_Food Preparation_Natural Gas_Broiler_Baseline Forecast | F3 | Commercial | Restaurant (WA) | New | Food Preparation | Natural Gas | Broiler | Baseline Forecast | Winter Demand Savings (n/a) | 0 | 0 | 0 | 0 | 0 | 0 | 0 | 0 | 0 | 0 | 0 | 0 | 0 | 0 | 0 | 0 | 0 | 0 | 0 | 0 | 0 | 0 | 0 | 0
F4_Commercial_Restaurant (WA)_New_Food Preparation_Natural Gas_Broiler_Baseline Forecast | F4 | Commercial | Restaurant (WA) | New | Food Preparation | Natural Gas | Broiler | Baseline Forecast | Incremental Savings (MMtherm) | 0 | 0 | 0 | 0 | 0 | 0 | 0 | 0 | 0 | 0 | 0 | 0 | 0 | 0 | 0 | 0 | 0 | 0 | 0 | 0 | 0 | 0 | 0 | 0
F1_Commercial_Restaurant (WA)_New_Food Preparation_Natural Gas_Griddle_Baseline Forecast | F1 | Commercial | Restaurant (WA) | New | Food Preparation | Natural Gas | Griddle | Baseline Forecast | Consumption Savings (MMtherm) | 0 | 0 | 0 | 0 | 0 | 0 | 0 | 0 | 0 | 0 | 0 | 0 | 0 | 0 | 0 | 0 | 0 | 0 | 0 | 0 | 0 | 0 | 0 | 0
F2_Commercial_Restaurant (WA)_New_Food Preparation_Natural Gas_Griddle_Baseline Forecast | F2 | Commercial | Restaurant (WA) | New | Food Preparation | Natural Gas | Griddle | Baseline Forecast | Summer Demand Savings (n/a) | 0 | 0 | 0 | 0 | 0 | 0 | 0 | 0 | 0 | 0 | 0 | 0 | 0 | 0 | 0 | 0 | 0 | 0 | 0 | 0 | 0 | 0 | 0 | 0
F3_Commercial_Restaurant (WA)_New_Food Preparation_Natural Gas_Griddle_Baseline Forecast | F3 | Commercial | Restaurant (WA) | New | Food Preparation | Natural Gas | Griddle | Baseline Forecast | Winter Demand Savings (n/a) | 0 | 0 | 0 | 0 | 0 | 0 | 0 | 0 | 0 | 0 | 0 | 0 | 0 | 0 | 0 | 0 | 0 | 0 | 0 | 0 | 0 | 0 | 0 | 0
F4_Commercial_Restaurant (WA)_New_Food Preparation_Natural Gas_Griddle_Baseline Forecast | F4 | Commercial | Restaurant (WA) | New | Food Preparation | Natural Gas | Griddle | Baseline Forecast | Incremental Savings (MMtherm) | 0 | 0 | 0 | 0 | 0 | 0 | 0 | 0 | 0 | 0 | 0 | 0 | 0 | 0 | 0 | 0 | 0 | 0 | 0 | 0 | 0 | 0 | 0 | 0
F1_Commercial_Restaurant (WA)_New_Food Preparation_Natural Gas_Range_Baseline Forecast | F1 | Commercial | Restaurant (WA) | New | Food Preparation | Natural Gas | Range | Baseline Forecast | Consumption Savings (MMtherm) | 0 | 0 | 0 | 0 | 0 | 0 | 0 | 0 | 0 | 0 | 0 | 0 | 0 | 0 | 0 | 0 | 0 | 0 | 0 | 0 | 0 | 0 | 0 | 0
F2_Commercial_Restaurant (WA)_New_Food Preparation_Natural Gas_Range_Baseline Forecast | F2 | Commercial | Restaurant (WA) | New | Food Preparation | Natural Gas | Range | Baseline Forecast | Summer Demand Savings (n/a) | 0 | 0 | 0 | 0 | 0 | 0 | 0 | 0 | 0 | 0 | 0 | 0 | 0 | 0 | 0 | 0 | 0 | 0 | 0 | 0 | 0 | 0 | 0 | 0
F3_Commercial_Restaurant (WA)_New_Food Preparation_Natural Gas_Range_Baseline Forecast | F3 | Commercial | Restaurant (WA) | New | Food Preparation | Natural Gas | Range | Baseline Forecast | Winter Demand Savings (n/a) | 0 | 0 | 0 | 0 | 0 | 0 | 0 | 0 | 0 | 0 | 0 | 0 | 0 | 0 | 0 | 0 | 0 | 0 | 0 | 0 | 0 | 0 | 0 | 0
F4_Commercial_Restaurant (WA)_New_Food Preparation_Natural Gas_Range_Baseline Forecast | F4 | Commercial | Restaurant (WA) | New | Food Preparation | Natural Gas | Range | Baseline Forecast | Incremental Savings (MMtherm) | 0 | 0 | 0 | 0 | 0 | 0 | 0 | 0 | 0 | 0 | 0 | 0 | 0 | 0 | 0 | 0 | 0 | 0 | 0 | 0 | 0 | 0 | 0 | 0
F1_Commercial_Restaurant (WA)_New_Food Preparation_Natural Gas_Steamer_Baseline Forecast | F1 | Commercial | Restaurant (WA) | New | Food Preparation | Natural Gas | Steamer | Baseline Forecast | Consumption Savings (MMtherm) | 0 | 0 | 0 | 0 | 0 | 0 | 0 | 0 | 0 | 0 | 0 | 0 | 0 | 0 | 0 | 0 | 0 | 0 | 0 | 0 | 0 | 0 | 0 | 0
F2_Commercial_Restaurant (WA)_New_Food Preparation_Natural Gas_Steamer_Baseline Forecast | F2 | Commercial | Restaurant (WA) | New | Food Preparation | Natural Gas | Steamer | Baseline Forecast | Summer Demand Savings (n/a) | 0 | 0 | 0 | 0 | 0 | 0 | 0 | 0 | 0 | 0 | 0 | 0 | 0 | 0 | 0 | 0 | 0 | 0 | 0 | 0 | 0 | 0 | 0 | 0
F3_Commercial_Restaurant (WA)_New_Food Preparation_Natural Gas_Steamer_Baseline Forecast | F3 | Commercial | Restaurant (WA) | New | Food Preparation | Natural Gas | Steamer | Baseline Forecast | Winter Demand Savings (n/a) | 0 | 0 | 0 | 0 | 0 | 0 | 0 | 0 | 0 | 0 | 0 | 0 | 0 | 0 | 0 | 0 | 0 | 0 | 0 | 0 | 0 | 0 | 0 | 0
F4_Commercial_Restaurant (WA)_New_Food Preparation_Natural Gas_Steamer_Baseline Forecast | F4 | Commercial | Restaurant (WA) | New | Food Preparation | Natural Gas | Steamer | Baseline Forecast | Incremental Savings (MMtherm) | 0 | 0 | 0 | 0 | 0 | 0 | 0 | 0 | 0 | 0 | 0 | 0 | 0 | 0 | 0 | 0 | 0 | 0 | 0 | 0 | 0 | 0 | 0 | 0
F1_Commercial_Restaurant (WA)_New_Food Preparation_Natural Gas_Food Prep Other_Baseline Forecast | F1 | Commercial | Restaurant (WA) | New | Food Preparation | Natural Gas | Food Prep Other | Baseline Forecast | Consumption Savings (MMtherm) | 0 | 0 | 0 | 0 | 0 | 0 | 0 | 0 | 0 | 0 | 0 | 0 | 0 | 0 | 0 | 0 | 0 | 0 | 0 | 0 | 0 | 0 | 0 | 0
F2_Commercial_Restaurant (WA)_New_Food Preparation_Natural Gas_Food Prep Other_Baseline Forecast | F2 | Commercial | Restaurant (WA) | New | Food Preparation | Natural Gas | Food Prep Other | Baseline Forecast | Summer Demand Savings (n/a) | 0 | 0 | 0 | 0 | 0 | 0 | 0 | 0 | 0 | 0 | 0 | 0 | 0 | 0 | 0 | 0 | 0 | 0 | 0 | 0 | 0 | 0 | 0 | 0
F3_Commercial_Restaurant (WA)_New_Food Preparation_Natural Gas_Food Prep Other_Baseline Forecast | F3 | Commercial | Restaurant (WA) | New | Food Preparation | Natural Gas | Food Prep Other | Baseline Forecast | Winter Demand Savings (n/a) | 0 | 0 | 0 | 0 | 0 | 0 | 0 | 0 | 0 | 0 | 0 | 0 | 0 | 0 | 0 | 0 | 0 | 0 | 0 | 0 | 0 | 0 | 0 | 0
F4_Commercial_Restaurant (WA)_New_Food Preparation_Natural Gas_Food Prep Other_Baseline Forecast | F4 | Commercial | Restaurant (WA) | New | Food Preparation | Natural Gas | Food Prep Other | Baseline Forecast | Incremental Savings (MMtherm) | 0 | 0 | 0 | 0 | 0 | 0 | 0 | 0 | 0 | 0 | 0 | 0 | 0 | 0 | 0 | 0 | 0 | 0 | 0 | 0 | 0 | 0 | 0 | 0
F1_Commercial_Restaurant (WA)_New_Miscellaneous_Natural Gas_Pool Heater_Baseline Forecast | F1 | Commercial | Restaurant (WA) | New | Miscellaneous | Natural Gas | Pool Heater | Baseline Forecast | Consumption Savings (MMtherm) | 0 | 0 | 0 | 0 | 0 | 0 | 0 | 0 | 0 | 0 | 0 | 0 | 0 | 0 | 0 | 0 | 0 | 0 | 0 | 0 | 0 | 0 | 0 | 0
F2_Commercial_Restaurant (WA)_New_Miscellaneous_Natural Gas_Pool Heater_Baseline Forecast | F2 | Commercial | Restaurant (WA) | New | Miscellaneous | Natural Gas | Pool Heater | Baseline Forecast | Summer Demand Savings (n/a) | 0 | 0 | 0 | 0 | 0 | 0 | 0 | 0 | 0 | 0 | 0 | 0 | 0 | 0 | 0 | 0 | 0 | 0 | 0 | 0 | 0 | 0 | 0 | 0
F3_Commercial_Restaurant (WA)_New_Miscellaneous_Natural Gas_Pool Heater_Baseline Forecast | F3 | Commercial | Restaurant (WA) | New | Miscellaneous | Natural Gas | Pool Heater | Baseline Forecast | Winter Demand Savings (n/a) | 0 | 0 | 0 | 0 | 0 | 0 | 0 | 0 | 0 | 0 | 0 | 0 | 0 | 0 | 0 | 0 | 0 | 0 | 0 | 0 | 0 | 0 | 0 | 0
F4_Commercial_Restaurant (WA)_New_Miscellaneous_Natural Gas_Pool Heater_Baseline Forecast | F4 | Commercial | Restaurant (WA) | New | Miscellaneous | Natural Gas | Pool Heater | Baseline Forecast | Incremental Savings (MMtherm) | 0 | 0 | 0 | 0 | 0 | 0 | 0 | 0 | 0 | 0 | 0 | 0 | 0 | 0 | 0 | 0 | 0 | 0 | 0 | 0 | 0 | 0 | 0 | 0
F1_Commercial_Restaurant (WA)_New_Miscellaneous_Natural Gas_Miscellaneous_Baseline Forecast | F1 | Commercial | Restaurant (WA) | New | Miscellaneous | Natural Gas | Miscellaneous | Baseline Forecast | Consumption Savings (MMtherm) | 0 | 0 | 0 | 0 | 0 | 0 | 0 | 0 | 0 | 0 | 0 | 0 | 0 | 0 | 0 | 0 | 0 | 0 | 0 | 0 | 0 | 0 | 0 | 0
F2_Commercial_Restaurant (WA)_New_Miscellaneous_Natural Gas_Miscellaneous_Baseline Forecast | F2 | Commercial | Restaurant (WA) | New | Miscellaneous | Natural Gas | Miscellaneous | Baseline Forecast | Summer Demand Savings (n/a) | 0 | 0 | 0 | 0 | 0 | 0 | 0 | 0 | 0 | 0 | 0 | 0 | 0 | 0 | 0 | 0 | 0 | 0 | 0 | 0 | 0 | 0 | 0 | 0
F3_Commercial_Restaurant (WA)_New_Miscellaneous_Natural Gas_Miscellaneous_Baseline Forecast | F3 | Commercial | Restaurant (WA) | New | Miscellaneous | Natural Gas | Miscellaneous | Baseline Forecast | Winter Demand Savings (n/a) | 0 | 0 | 0 | 0 | 0 | 0 | 0 | 0 | 0 | 0 | 0 | 0 | 0 | 0 | 0 | 0 | 0 | 0 | 0 | 0 | 0 | 0 | 0 | 0
F4_Commercial_Restaurant (WA)_New_Miscellaneous_Natural Gas_Miscellaneous_Baseline Forecast | F4 | Commercial | Restaurant (WA) | New | Miscellaneous | Natural Gas | Miscellaneous | Baseline Forecast | Incremental Savings (MMtherm) | 0 | 0 | 0 | 0 | 0 | 0 | 0 | 0 | 0 | 0 | 0 | 0 | 0 | 0 | 0 | 0 | 0 | 0 | 0 | 0 | 0 | 0 | 0 | 0
F1_Commercial_Retail (WA)_Existing_Space Heating_Natural Gas_Furnace_Baseline Forecast | F1 | Commercial | Retail (WA) | Existing | Space Heating | Natural Gas | Furnace | Baseline Forecast | Consumption Savings (MMtherm) | 0 | 0 | 0 | 0 | 0 | 0 | 0 | 0 | 0 | 0 | 0 | 0 | 0 | 0 | 0 | 0 | 0 | 0 | 0 | 0 | 0 | 0 | 0 | 0
F2_Commercial_Retail (WA)_Existing_Space Heating_Natural Gas_Furnace_Baseline Forecast | F2 | Commercial | Retail (WA) | Existing | Space Heating | Natural Gas | Furnace | Baseline Forecast | Summer Demand Savings (n/a) | 0 | 0 | 0 | 0 | 0 | 0 | 0 | 0 | 0 | 0 | 0 | 0 | 0 | 0 | 0 | 0 | 0 | 0 | 0 | 0 | 0 | 0 | 0 | 0
F3_Commercial_Retail (WA)_Existing_Space Heating_Natural Gas_Furnace_Baseline Forecast | F3 | Commercial | Retail (WA) | Existing | Space Heating | Natural Gas | Furnace | Baseline Forecast | Winter Demand Savings (n/a) | 0 | 0 | 0 | 0 | 0 | 0 | 0 | 0 | 0 | 0 | 0 | 0 | 0 | 0 | 0 | 0 | 0 | 0 | 0 | 0 | 0 | 0 | 0 | 0
F4_Commercial_Retail (WA)_Existing_Space Heating_Natural Gas_Furnace_Baseline Forecast | F4 | Commercial | Retail (WA) | Existing | Space Heating | Natural Gas | Furnace | Baseline Forecast | Incremental Savings (MMtherm) | 0 | 0 | 0 | 0 | 0 | 0 | 0 | 0 | 0 | 0 | 0 | 0 | 0 | 0 | 0 | 0 | 0 | 0 | 0 | 0 | 0 | 0 | 0 | 0
F1_Commercial_Retail (WA)_Existing_Space Heating_Natural Gas_Boiler_Baseline Forecast | F1 | Commercial | Retail (WA) | Existing | Space Heating | Natural Gas | Boiler | Baseline Forecast | Consumption Savings (MMtherm) | 0 | 0 | 0 | 0 | 0 | 0 | 0 | 0 | 0 | 0 | 0 | 0 | 0 | 0 | 0 | 0 | 0 | 0 | 0 | 0 | 0 | 0 | 0 | 0
F2_Commercial_Retail (WA)_Existing_Space Heating_Natural Gas_Boiler_Baseline Forecast | F2 | Commercial | Retail (WA) | Existing | Space Heating | Natural Gas | Boiler | Baseline Forecast | Summer Demand Savings (n/a) | 0 | 0 | 0 | 0 | 0 | 0 | 0 | 0 | 0 | 0 | 0 | 0 | 0 | 0 | 0 | 0 | 0 | 0 | 0 | 0 | 0 | 0 | 0 | 0
F3_Commercial_Retail (WA)_Existing_Space Heating_Natural Gas_Boiler_Baseline Forecast | F3 | Commercial | Retail (WA) | Existing | Space Heating | Natural Gas | Boiler | Baseline Forecast | Winter Demand Savings (n/a) | 0 | 0 | 0 | 0 | 0 | 0 | 0 | 0 | 0 | 0 | 0 | 0 | 0 | 0 | 0 | 0 | 0 | 0 | 0 | 0 | 0 | 0 | 0 | 0
F4_Commercial_Retail (WA)_Existing_Space Heating_Natural Gas_Boiler_Baseline Forecast | F4 | Commercial | Retail (WA) | Existing | Space Heating | Natural Gas | Boiler | Baseline Forecast | Incremental Savings (MMtherm) | 0 | 0 | 0 | 0 | 0 | 0 | 0 | 0 | 0 | 0 | 0 | 0 | 0 | 0 | 0 | 0 | 0 | 0 | 0 | 0 | 0 | 0 | 0 | 0
F1_Commercial_Retail (WA)_Existing_Space Heating_Natural Gas_Unit Heater_Baseline Forecast | F1 | Commercial | Retail (WA) | Existing | Space Heating | Natural Gas | Unit Heater | Baseline Forecast | Consumption Savings (MMtherm) | 0 | 0 | 0 | 0 | 0 | 0 | 0 | 0 | 0 | 0 | 0 | 0 | 0 | 0 | 0 | 0 | 0 | 0 | 0 | 0 | 0 | 0 | 0 | 0
F2_Commercial_Retail (WA)_Existing_Space Heating_Natural Gas_Unit Heater_Baseline Forecast | F2 | Commercial | Retail (WA) | Existing | Space Heating | Natural Gas | Unit Heater | Baseline Forecast | Summer Demand Savings (n/a) | 0 | 0 | 0 | 0 | 0 | 0 | 0 | 0 | 0 | 0 | 0 | 0 | 0 | 0 | 0 | 0 | 0 | 0 | 0 | 0 | 0 | 0 | 0 | 0
F3_Commercial_Retail (WA)_Existing_Space Heating_Natural Gas_Unit Heater_Baseline Forecast | F3 | Commercial | Retail (WA) | Existing | Space Heating | Natural Gas | Unit Heater | Baseline Forecast | Winter Demand Savings (n/a) | 0 | 0 | 0 | 0 | 0 | 0 | 0 | 0 | 0 | 0 | 0 | 0 | 0 | 0 | 0 | 0 | 0 | 0 | 0 | 0 | 0 | 0 | 0 | 0
F4_Commercial_Retail (WA)_Existing_Space Heating_Natural Gas_Unit Heater_Baseline Forecast | F4 | Commercial | Retail (WA) | Existing | Space Heating | Natural Gas | Unit Heater | Baseline Forecast | Incremental Savings (MMtherm) | 0 | 0 | 0 | 0 | 0 | 0 | 0 | 0 | 0 | 0 | 0 | 0 | 0 | 0 | 0 | 0 | 0 | 0 | 0 | 0 | 0 | 0 | 0 | 0
F1_Commercial_Retail (WA)_Existing_Water Heating_Natural Gas_Water Heater_Baseline Forecast | F1 | Commercial | Retail (WA) | Existing | Water Heating | Natural Gas | Water Heater | Baseline Forecast | Consumption Savings (MMtherm) | 0 | 0 | 0 | 0 | 0 | 0 | 0 | 0 | 0 | 0 | 0 | 0 | 0 | 0 | 0 | 0 | 0 | 0 | 0 | 0 | 0 | 0 | 0 | 0
F2_Commercial_Retail (WA)_Existing_Water Heating_Natural Gas_Water Heater_Baseline Forecast | F2 | Commercial | Retail (WA) | Existing | Water Heating | Natural Gas | Water Heater | Baseline Forecast | Summer Demand Savings (n/a) | 0 | 0 | 0 | 0 | 0 | 0 | 0 | 0 | 0 | 0 | 0 | 0 | 0 | 0 | 0 | 0 | 0 | 0 | 0 | 0 | 0 | 0 | 0 | 0
F3_Commercial_Retail (WA)_Existing_Water Heating_Natural Gas_Water Heater_Baseline Forecast | F3 | Commercial | Retail (WA) | Existing | Water Heating | Natural Gas | Water Heater | Baseline Forecast | Winter Demand Savings (n/a) | 0 | 0 | 0 | 0 | 0 | 0 | 0 | 0 | 0 | 0 | 0 | 0 | 0 | 0 | 0 | 0 | 0 | 0 | 0 | 0 | 0 | 0 | 0 | 0
F4_Commercial_Retail (WA)_Existing_Water Heating_Natural Gas_Water Heater_Baseline Forecast | F4 | Commercial | Retail (WA) | Existing | Water Heating | Natural Gas | Water Heater | Baseline Forecast | Incremental Savings (MMtherm) | 0 | 0 | 0 | 0 | 0 | 0 | 0 | 0 | 0 | 0 | 0 | 0 | 0 | 0 | 0 | 0 | 0 | 0 | 0 | 0 | 0 | 0 | 0 | 0
F1_Commercial_Retail (WA)_Existing_Food Preparation_Natural Gas_Oven_Baseline Forecast | F1 | Commercial | Retail (WA) | Existing | Food Preparation | Natural Gas | Oven | Baseline Forecast | Consumption Savings (MMtherm) | 0 | 0 | 0 | 0 | 0 | 0 | 0 | 0 | 0 | 0 | 0 | 0 | 0 | 0 | 0 | 0 | 0 | 0 | 0 | 0 | 0 | 0 | 0 | 0
F2_Commercial_Retail (WA)_Existing_Food Preparation_Natural Gas_Oven_Baseline Forecast | F2 | Commercial | Retail (WA) | Existing | Food Preparation | Natural Gas | Oven | Baseline Forecast | Summer Demand Savings (n/a) | 0 | 0 | 0 | 0 | 0 | 0 | 0 | 0 | 0 | 0 | 0 | 0 | 0 | 0 | 0 | 0 | 0 | 0 | 0 | 0 | 0 | 0 | 0 | 0
F3_Commercial_Retail (WA)_Existing_Food Preparation_Natural Gas_Oven_Baseline Forecast | F3 | Commercial | Retail (WA) | Existing | Food Preparation | Natural Gas | Oven | Baseline Forecast | Winter Demand Savings (n/a) | 0 | 0 | 0 | 0 | 0 | 0 | 0 | 0 | 0 | 0 | 0 | 0 | 0 | 0 | 0 | 0 | 0 | 0 | 0 | 0 | 0 | 0 | 0 | 0
F4_Commercial_Retail (WA)_Existing_Food Preparation_Natural Gas_Oven_Baseline Forecast | F4 | Commercial | Retail (WA) | Existing | Food Preparation | Natural Gas | Oven | Baseline Forecast | Incremental Savings (MMtherm) | 0 | 0 | 0 | 0 | 0 | 0 | 0 | 0 | 0 | 0 | 0 | 0 | 0 | 0 | 0 | 0 | 0 | 0 | 0 | 0 | 0 | 0 | 0 | 0
F1_Commercial_Retail (WA)_Existing_Food Preparation_Natural Gas_Conveyor Oven_Baseline Forecast | F1 | Commercial | Retail (WA) | Existing | Food Preparation | Natural Gas | Conveyor Oven | Baseline Forecast | Consumption Savings (MMtherm) | 0 | 0 | 0 | 0 | 0 | 0 | 0 | 0 | 0 | 0 | 0 | 0 | 0 | 0 | 0 | 0 | 0 | 0 | 0 | 0 | 0 | 0 | 0 | 0
F2_Commercial_Retail (WA)_Existing_Food Preparation_Natural Gas_Conveyor Oven_Baseline Forecast | F2 | Commercial | Retail (WA) | Existing | Food Preparation | Natural Gas | Conveyor Oven | Baseline Forecast | Summer Demand Savings (n/a) | 0 | 0 | 0 | 0 | 0 | 0 | 0 | 0 | 0 | 0 | 0 | 0 | 0 | 0 | 0 | 0 | 0 | 0 | 0 | 0 | 0 | 0 | 0 | 0
F3_Commercial_Retail (WA)_Existing_Food Preparation_Natural Gas_Conveyor Oven_Baseline Forecast | F3 | Commercial | Retail (WA) | Existing | Food Preparation | Natural Gas | Conveyor Oven | Baseline Forecast | Winter Demand Savings (n/a) | 0 | 0 | 0 | 0 | 0 | 0 | 0 | 0 | 0 | 0 | 0 | 0 | 0 | 0 | 0 | 0 | 0 | 0 | 0 | 0 | 0 | 0 | 0 | 0
F4_Commercial_Retail (WA)_Existing_Food Preparation_Natural Gas_Conveyor Oven_Baseline Forecast | F4 | Commercial | Retail (WA) | Existing | Food Preparation | Natural Gas | Conveyor Oven | Baseline Forecast | Incremental Savings (MMtherm) | 0 | 0 | 0 | 0 | 0 | 0 | 0 | 0 | 0 | 0 | 0 | 0 | 0 | 0 | 0 | 0 | 0 | 0 | 0 | 0 | 0 | 0 | 0 | 0
F1_Commercial_Retail (WA)_Existing_Food Preparation_Natural Gas_Double Rack Oven_Baseline Forecast | F1 | Commercial | Retail (WA) | Existing | Food Preparation | Natural Gas | Double Rack Oven | Baseline Forecast | Consumption Savings (MMtherm) | 0 | 0 | 0 | 0 | 0 | 0 | 0 | 0 | 0 | 0 | 0 | 0 | 0 | 0 | 0 | 0 | 0 | 0 | 0 | 0 | 0 | 0 | 0 | 0
F2_Commercial_Retail (WA)_Existing_Food Preparation_Natural Gas_Double Rack Oven_Baseline Forecast | F2 | Commercial | Retail (WA) | Existing | Food Preparation | Natural Gas | Double Rack Oven | Baseline Forecast | Summer Demand Savings (n/a) | 0 | 0 | 0 | 0 | 0 | 0 | 0 | 0 | 0 | 0 | 0 | 0 | 0 | 0 | 0 | 0 | 0 | 0 | 0 | 0 | 0 | 0 | 0 | 0
F3_Commercial_Retail (WA)_Existing_Food Preparation_Natural Gas_Double Rack Oven_Baseline Forecast | F3 | Commercial | Retail (WA) | Existing | Food Preparation | Natural Gas | Double Rack Oven | Baseline Forecast | Winter Demand Savings (n/a) | 0 | 0 | 0 | 0 | 0 | 0 | 0 | 0 | 0 | 0 | 0 | 0 | 0 | 0 | 0 | 0 | 0 | 0 | 0 | 0 | 0 | 0 | 0 | 0
F4_Commercial_Retail (WA)_Existing_Food Preparation_Natural Gas_Double Rack Oven_Baseline Forecast | F4 | Commercial | Retail (WA) | Existing | Food Preparation | Natural Gas | Double Rack Oven | Baseline Forecast | Incremental Savings (MMtherm) | 0 | 0 | 0 | 0 | 0 | 0 | 0 | 0 | 0 | 0 | 0 | 0 | 0 | 0 | 0 | 0 | 0 | 0 | 0 | 0 | 0 | 0 | 0 | 0
F1_Commercial_Retail (WA)_Existing_Food Preparation_Natural Gas_Fryer_Baseline Forecast | F1 | Commercial | Retail (WA) | Existing | Food Preparation | Natural Gas | Fryer | Baseline Forecast | Consumption Savings (MMtherm) | 0 | 0 | 0 | 0 | 0 | 0 | 0 | 0 | 0 | 0 | 0 | 0 | 0 | 0 | 0 | 0 | 0 | 0 | 0 | 0 | 0 | 0 | 0 | 0
F2_Commercial_Retail (WA)_Existing_Food Preparation_Natural Gas_Fryer_Baseline Forecast | F2 | Commercial | Retail (WA) | Existing | Food Preparation | Natural Gas | Fryer | Baseline Forecast | Summer Demand Savings (n/a) | 0 | 0 | 0 | 0 | 0 | 0 | 0 | 0 | 0 | 0 | 0 | 0 | 0 | 0 | 0 | 0 | 0 | 0 | 0 | 0 | 0 | 0 | 0 | 0
F3_Commercial_Retail (WA)_Existing_Food Preparation_Natural Gas_Fryer_Baseline Forecast | F3 | Commercial | Retail (WA) | Existing | Food Preparation | Natural Gas | Fryer | Baseline Forecast | Winter Demand Savings (n/a) | 0 | 0 | 0 | 0 | 0 | 0 | 0 | 0 | 0 | 0 | 0 | 0 | 0 | 0 | 0 | 0 | 0 | 0 | 0 | 0 | 0 | 0 | 0 | 0
F4_Commercial_Retail (WA)_Existing_Food Preparation_Natural Gas_Fryer_Baseline Forecast | F4 | Commercial | Retail (WA) | Existing | Food Preparation | Natural Gas | Fryer | Baseline Forecast | Incremental Savings (MMtherm) | 0 | 0 | 0 | 0 | 0 | 0 | 0 | 0 | 0 | 0 | 0 | 0 | 0 | 0 | 0 | 0 | 0 | 0 | 0 | 0 | 0 | 0 | 0 | 0
F1_Commercial_Retail (WA)_Existing_Food Preparation_Natural Gas_Broiler_Baseline Forecast | F1 | Commercial | Retail (WA) | Existing | Food Preparation | Natural Gas | Broiler | Baseline Forecast | Consumption Savings (MMtherm) | 0 | 0 | 0 | 0 | 0 | 0 | 0 | 0 | 0 | 0 | 0 | 0 | 0 | 0 | 0 | 0 | 0 | 0 | 0 | 0 | 0 | 0 | 0 | 0
F2_Commercial_Retail (WA)_Existing_Food Preparation_Natural Gas_Broiler_Baseline Forecast | F2 | Commercial | Retail (WA) | Existing | Food Preparation | Natural Gas | Broiler | Baseline Forecast | Summer Demand Savings (n/a) | 0 | 0 | 0 | 0 | 0 | 0 | 0 | 0 | 0 | 0 | 0 | 0 | 0 | 0 | 0 | 0 | 0 | 0 | 0 | 0 | 0 | 0 | 0 | 0
F3_Commercial_Retail (WA)_Existing_Food Preparation_Natural Gas_Broiler_Baseline Forecast | F3 | Commercial | Retail (WA) | Existing | Food Preparation | Natural Gas | Broiler | Baseline Forecast | Winter Demand Savings (n/a) | 0 | 0 | 0 | 0 | 0 | 0 | 0 | 0 | 0 | 0 | 0 | 0 | 0 | 0 | 0 | 0 | 0 | 0 | 0 | 0 | 0 | 0 | 0 | 0
F4_Commercial_Retail (WA)_Existing_Food Preparation_Natural Gas_Broiler_Baseline Forecast | F4 | Commercial | Retail (WA) | Existing | Food Preparation | Natural Gas | Broiler | Baseline Forecast | Incremental Savings (MMtherm) | 0 | 0 | 0 | 0 | 0 | 0 | 0 | 0 | 0 | 0 | 0 | 0 | 0 | 0 | 0 | 0 | 0 | 0 | 0 | 0 | 0 | 0 | 0 | 0
F1_Commercial_Retail (WA)_Existing_Food Preparation_Natural Gas_Griddle_Baseline Forecast | F1 | Commercial | Retail (WA) | Existing | Food Preparation | Natural Gas | Griddle | Baseline Forecast | Consumption Savings (MMtherm) | 0 | 0 | 0 | 0 | 0 | 0 | 0 | 0 | 0 | 0 | 0 | 0 | 0 | 0 | 0 | 0 | 0 | 0 | 0 | 0 | 0 | 0 | 0 | 0
F2_Commercial_Retail (WA)_Existing_Food Preparation_Natural Gas_Griddle_Baseline Forecast | F2 | Commercial | Retail (WA) | Existing | Food Preparation | Natural Gas | Griddle | Baseline Forecast | Summer Demand Savings (n/a) | 0 | 0 | 0 | 0 | 0 | 0 | 0 | 0 | 0 | 0 | 0 | 0 | 0 | 0 | 0 | 0 | 0 | 0 | 0 | 0 | 0 | 0 | 0 | 0
F3_Commercial_Retail (WA)_Existing_Food Preparation_Natural Gas_Griddle_Baseline Forecast | F3 | Commercial | Retail (WA) | Existing | Food Preparation | Natural Gas | Griddle | Baseline Forecast | Winter Demand Savings (n/a) | 0 | 0 | 0 | 0 | 0 | 0 | 0 | 0 | 0 | 0 | 0 | 0 | 0 | 0 | 0 | 0 | 0 | 0 | 0 | 0 | 0 | 0 | 0 | 0
F4_Commercial_Retail (WA)_Existing_Food Preparation_Natural Gas_Griddle_Baseline Forecast | F4 | Commercial | Retail (WA) | Existing | Food Preparation | Natural Gas | Griddle | Baseline Forecast | Incremental Savings (MMtherm) | 0 | 0 | 0 | 0 | 0 | 0 | 0 | 0 | 0 | 0 | 0 | 0 | 0 | 0 | 0 | 0 | 0 | 0 | 0 | 0 | 0 | 0 | 0 | 0
F1_Commercial_Retail (WA)_Existing_Food Preparation_Natural Gas_Range_Baseline Forecast | F1 | Commercial | Retail (WA) | Existing | Food Preparation | Natural Gas | Range | Baseline Forecast | Consumption Savings (MMtherm) | 0 | 0 | 0 | 0 | 0 | 0 | 0 | 0 | 0 | 0 | 0 | 0 | 0 | 0 | 0 | 0 | 0 | 0 | 0 | 0 | 0 | 0 | 0 | 0
F2_Commercial_Retail (WA)_Existing_Food Preparation_Natural Gas_Range_Baseline Forecast | F2 | Commercial | Retail (WA) | Existing | Food Preparation | Natural Gas | Range | Baseline Forecast | Summer Demand Savings (n/a) | 0 | 0 | 0 | 0 | 0 | 0 | 0 | 0 | 0 | 0 | 0 | 0 | 0 | 0 | 0 | 0 | 0 | 0 | 0 | 0 | 0 | 0 | 0 | 0
F3_Commercial_Retail (WA)_Existing_Food Preparation_Natural Gas_Range_Baseline Forecast | F3 | Commercial | Retail (WA) | Existing | Food Preparation | Natural Gas | Range | Baseline Forecast | Winter Demand Savings (n/a) | 0 | 0 | 0 | 0 | 0 | 0 | 0 | 0 | 0 | 0 | 0 | 0 | 0 | 0 | 0 | 0 | 0 | 0 | 0 | 0 | 0 | 0 | 0 | 0
F4_Commercial_Retail (WA)_Existing_Food Preparation_Natural Gas_Range_Baseline Forecast | F4 | Commercial | Retail (WA) | Existing | Food Preparation | Natural Gas | Range | Baseline Forecast | Incremental Savings (MMtherm) | 0 | 0 | 0 | 0 | 0 | 0 | 0 | 0 | 0 | 0 | 0 | 0 | 0 | 0 | 0 | 0 | 0 | 0 | 0 | 0 | 0 | 0 | 0 | 0
F1_Commercial_Retail (WA)_Existing_Food Preparation_Natural Gas_Steamer_Baseline Forecast | F1 | Commercial | Retail (WA) | Existing | Food Preparation | Natural Gas | Steamer | Baseline Forecast | Consumption Savings (MMtherm) | 0 | 0 | 0 | 0 | 0 | 0 | 0 | 0 | 0 | 0 | 0 | 0 | 0 | 0 | 0 | 0 | 0 | 0 | 0 | 0 | 0 | 0 | 0 | 0
F2_Commercial_Retail (WA)_Existing_Food Preparation_Natural Gas_Steamer_Baseline Forecast | F2 | Commercial | Retail (WA) | Existing | Food Preparation | Natural Gas | Steamer | Baseline Forecast | Summer Demand Savings (n/a) | 0 | 0 | 0 | 0 | 0 | 0 | 0 | 0 | 0 | 0 | 0 | 0 | 0 | 0 | 0 | 0 | 0 | 0 | 0 | 0 | 0 | 0 | 0 | 0
F3_Commercial_Retail (WA)_Existing_Food Preparation_Natural Gas_Steamer_Baseline Forecast | F3 | Commercial | Retail (WA) | Existing | Food Preparation | Natural Gas | Steamer | Baseline Forecast | Winter Demand Savings (n/a) | 0 | 0 | 0 | 0 | 0 | 0 | 0 | 0 | 0 | 0 | 0 | 0 | 0 | 0 | 0 | 0 | 0 | 0 | 0 | 0 | 0 | 0 | 0 | 0
F4_Commercial_Retail (WA)_Existing_Food Preparation_Natural Gas_Steamer_Baseline Forecast | F4 | Commercial | Retail (WA) | Existing | Food Preparation | Natural Gas | Steamer | Baseline Forecast | Incremental Savings (MMtherm) | 0 | 0 | 0 | 0 | 0 | 0 | 0 | 0 | 0 | 0 | 0 | 0 | 0 | 0 | 0 | 0 | 0 | 0 | 0 | 0 | 0 | 0 | 0 | 0
F1_Commercial_Retail (WA)_Existing_Food Preparation_Natural Gas_Food Prep Other_Baseline Forecast | F1 | Commercial | Retail (WA) | Existing | Food Preparation | Natural Gas | Food Prep Other | Baseline Forecast | Consumption Savings (MMtherm) | 0 | 0 | 0 | 0 | 0 | 0 | 0 | 0 | 0 | 0 | 0 | 0 | 0 | 0 | 0 | 0 | 0 | 0 | 0 | 0 | 0 | 0 | 0 | 0
F2_Commercial_Retail (WA)_Existing_Food Preparation_Natural Gas_Food Prep Other_Baseline Forecast | F2 | Commercial | Retail (WA) | Existing | Food Preparation | Natural Gas | Food Prep Other | Baseline Forecast | Summer Demand Savings (n/a) | 0 | 0 | 0 | 0 | 0 | 0 | 0 | 0 | 0 | 0 | 0 | 0 | 0 | 0 | 0 | 0 | 0 | 0 | 0 | 0 | 0 | 0 | 0 | 0
F3_Commercial_Retail (WA)_Existing_Food Preparation_Natural Gas_Food Prep Other_Baseline Forecast | F3 | Commercial | Retail (WA) | Existing | Food Preparation | Natural Gas | Food Prep Other | Baseline Forecast | Winter Demand Savings (n/a) | 0 | 0 | 0 | 0 | 0 | 0 | 0 | 0 | 0 | 0 | 0 | 0 | 0 | 0 | 0 | 0 | 0 | 0 | 0 | 0 | 0 | 0 | 0 | 0
F4_Commercial_Retail (WA)_Existing_Food Preparation_Natural Gas_Food Prep Other_Baseline Forecast | F4 | Commercial | Retail (WA) | Existing | Food Preparation | Natural Gas | Food Prep Other | Baseline Forecast | Incremental Savings (MMtherm) | 0 | 0 | 0 | 0 | 0 | 0 | 0 | 0 | 0 | 0 | 0 | 0 | 0 | 0 | 0 | 0 | 0 | 0 | 0 | 0 | 0 | 0 | 0 | 0
F1_Commercial_Retail (WA)_Existing_Miscellaneous_Natural Gas_Pool Heater_Baseline Forecast | F1 | Commercial | Retail (WA) | Existing | Miscellaneous | Natural Gas | Pool Heater | Baseline Forecast | Consumption Savings (MMtherm) | 0 | 0 | 0 | 0 | 0 | 0 | 0 | 0 | 0 | 0 | 0 | 0 | 0 | 0 | 0 | 0 | 0 | 0 | 0 | 0 | 0 | 0 | 0 | 0
F2_Commercial_Retail (WA)_Existing_Miscellaneous_Natural Gas_Pool Heater_Baseline Forecast | F2 | Commercial | Retail (WA) | Existing | Miscellaneous | Natural Gas | Pool Heater | Baseline Forecast | Summer Demand Savings (n/a) | 0 | 0 | 0 | 0 | 0 | 0 | 0 | 0 | 0 | 0 | 0 | 0 | 0 | 0 | 0 | 0 | 0 | 0 | 0 | 0 | 0 | 0 | 0 | 0
F3_Commercial_Retail (WA)_Existing_Miscellaneous_Natural Gas_Pool Heater_Baseline Forecast | F3 | Commercial | Retail (WA) | Existing | Miscellaneous | Natural Gas | Pool Heater | Baseline Forecast | Winter Demand Savings (n/a) | 0 | 0 | 0 | 0 | 0 | 0 | 0 | 0 | 0 | 0 | 0 | 0 | 0 | 0 | 0 | 0 | 0 | 0 | 0 | 0 | 0 | 0 | 0 | 0
F4_Commercial_Retail (WA)_Existing_Miscellaneous_Natural Gas_Pool Heater_Baseline Forecast | F4 | Commercial | Retail (WA) | Existing | Miscellaneous | Natural Gas | Pool Heater | Baseline Forecast | Incremental Savings (MMtherm) | 0 | 0 | 0 | 0 | 0 | 0 | 0 | 0 | 0 | 0 | 0 | 0 | 0 | 0 | 0 | 0 | 0 | 0 | 0 | 0 | 0 | 0 | 0 | 0
F1_Commercial_Retail (WA)_Existing_Miscellaneous_Natural Gas_Miscellaneous_Baseline Forecast | F1 | Commercial | Retail (WA) | Existing | Miscellaneous | Natural Gas | Miscellaneous | Baseline Forecast | Consumption Savings (MMtherm) | 0 | 0 | 0 | 0 | 0 | 0 | 0 | 0 | 0 | 0 | 0 | 0 | 0 | 0 | 0 | 0 | 0 | 0 | 0 | 0 | 0 | 0 | 0 | 0
F2_Commercial_Retail (WA)_Existing_Miscellaneous_Natural Gas_Miscellaneous_Baseline Forecast | F2 | Commercial | Retail (WA) | Existing | Miscellaneous | Natural Gas | Miscellaneous | Baseline Forecast | Summer Demand Savings (n/a) | 0 | 0 | 0 | 0 | 0 | 0 | 0 | 0 | 0 | 0 | 0 | 0 | 0 | 0 | 0 | 0 | 0 | 0 | 0 | 0 | 0 | 0 | 0 | 0
F3_Commercial_Retail (WA)_Existing_Miscellaneous_Natural Gas_Miscellaneous_Baseline Forecast | F3 | Commercial | Retail (WA) | Existing | Miscellaneous | Natural Gas | Miscellaneous | Baseline Forecast | Winter Demand Savings (n/a) | 0 | 0 | 0 | 0 | 0 | 0 | 0 | 0 | 0 | 0 | 0 | 0 | 0 | 0 | 0 | 0 | 0 | 0 | 0 | 0 | 0 | 0 | 0 | 0
F4_Commercial_Retail (WA)_Existing_Miscellaneous_Natural Gas_Miscellaneous_Baseline Forecast | F4 | Commercial | Retail (WA) | Existing | Miscellaneous | Natural Gas | Miscellaneous | Baseline Forecast | Incremental Savings (MMtherm) | 0 | 0 | 0 | 0 | 0 | 0 | 0 | 0 | 0 | 0 | 0 | 0 | 0 | 0 | 0 | 0 | 0 | 0 | 0 | 0 | 0 | 0 | 0 | 0
F1_Commercial_Retail (WA)_New_Space Heating_Natural Gas_Furnace_Baseline Forecast | F1 | Commercial | Retail (WA) | New | Space Heating | Natural Gas | Furnace | Baseline Forecast | Consumption Savings (MMtherm) | 0 | 0 | 0 | 0 | 0 | 0 | 0 | 0 | 0 | 0 | 0 | 0 | 0 | 0 | 0 | 0 | 0 | 0 | 0 | 0 | 0 | 0 | 0 | 0
F2_Commercial_Retail (WA)_New_Space Heating_Natural Gas_Furnace_Baseline Forecast | F2 | Commercial | Retail (WA) | New | Space Heating | Natural Gas | Furnace | Baseline Forecast | Summer Demand Savings (n/a) | 0 | 0 | 0 | 0 | 0 | 0 | 0 | 0 | 0 | 0 | 0 | 0 | 0 | 0 | 0 | 0 | 0 | 0 | 0 | 0 | 0 | 0 | 0 | 0
F3_Commercial_Retail (WA)_New_Space Heating_Natural Gas_Furnace_Baseline Forecast | F3 | Commercial | Retail (WA) | New | Space Heating | Natural Gas | Furnace | Baseline Forecast | Winter Demand Savings (n/a) | 0 | 0 | 0 | 0 | 0 | 0 | 0 | 0 | 0 | 0 | 0 | 0 | 0 | 0 | 0 | 0 | 0 | 0 | 0 | 0 | 0 | 0 | 0 | 0
F4_Commercial_Retail (WA)_New_Space Heating_Natural Gas_Furnace_Baseline Forecast | F4 | Commercial | Retail (WA) | New | Space Heating | Natural Gas | Furnace | Baseline Forecast | Incremental Savings (MMtherm) | 0 | 0 | 0 | 0 | 0 | 0 | 0 | 0 | 0 | 0 | 0 | 0 | 0 | 0 | 0 | 0 | 0 | 0 | 0 | 0 | 0 | 0 | 0 | 0
F1_Commercial_Retail (WA)_New_Space Heating_Natural Gas_Boiler_Baseline Forecast | F1 | Commercial | Retail (WA) | New | Space Heating | Natural Gas | Boiler | Baseline Forecast | Consumption Savings (MMtherm) | 0 | 0 | 0 | 0 | 0 | 0 | 0 | 0 | 0 | 0 | 0 | 0 | 0 | 0 | 0 | 0 | 0 | 0 | 0 | 0 | 0 | 0 | 0 | 0
F2_Commercial_Retail (WA)_New_Space Heating_Natural Gas_Boiler_Baseline Forecast | F2 | Commercial | Retail (WA) | New | Space Heating | Natural Gas | Boiler | Baseline Forecast | Summer Demand Savings (n/a) | 0 | 0 | 0 | 0 | 0 | 0 | 0 | 0 | 0 | 0 | 0 | 0 | 0 | 0 | 0 | 0 | 0 | 0 | 0 | 0 | 0 | 0 | 0 | 0
F3_Commercial_Retail (WA)_New_Space Heating_Natural Gas_Boiler_Baseline Forecast | F3 | Commercial | Retail (WA) | New | Space Heating | Natural Gas | Boiler | Baseline Forecast | Winter Demand Savings (n/a) | 0 | 0 | 0 | 0 | 0 | 0 | 0 | 0 | 0 | 0 | 0 | 0 | 0 | 0 | 0 | 0 | 0 | 0 | 0 | 0 | 0 | 0 | 0 | 0
F4_Commercial_Retail (WA)_New_Space Heating_Natural Gas_Boiler_Baseline Forecast | F4 | Commercial | Retail (WA) | New | Space Heating | Natural Gas | Boiler | Baseline Forecast | Incremental Savings (MMtherm) | 0 | 0 | 0 | 0 | 0 | 0 | 0 | 0 | 0 | 0 | 0 | 0 | 0 | 0 | 0 | 0 | 0 | 0 | 0 | 0 | 0 | 0 | 0 | 0
F1_Commercial_Retail (WA)_New_Space Heating_Natural Gas_Unit Heater_Baseline Forecast | F1 | Commercial | Retail (WA) | New | Space Heating | Natural Gas | Unit Heater | Baseline Forecast | Consumption Savings (MMtherm) | 0 | 0 | 0 | 0 | 0 | 0 | 0 | 0 | 0 | 0 | 0 | 0 | 0 | 0 | 0 | 0 | 0 | 0 | 0 | 0 | 0 | 0 | 0 | 0
F2_Commercial_Retail (WA)_New_Space Heating_Natural Gas_Unit Heater_Baseline Forecast | F2 | Commercial | Retail (WA) | New | Space Heating | Natural Gas | Unit Heater | Baseline Forecast | Summer Demand Savings (n/a) | 0 | 0 | 0 | 0 | 0 | 0 | 0 | 0 | 0 | 0 | 0 | 0 | 0 | 0 | 0 | 0 | 0 | 0 | 0 | 0 | 0 | 0 | 0 | 0
F3_Commercial_Retail (WA)_New_Space Heating_Natural Gas_Unit Heater_Baseline Forecast | F3 | Commercial | Retail (WA) | New | Space Heating | Natural Gas | Unit Heater | Baseline Forecast | Winter Demand Savings (n/a) | 0 | 0 | 0 | 0 | 0 | 0 | 0 | 0 | 0 | 0 | 0 | 0 | 0 | 0 | 0 | 0 | 0 | 0 | 0 | 0 | 0 | 0 | 0 | 0
F4_Commercial_Retail (WA)_New_Space Heating_Natural Gas_Unit Heater_Baseline Forecast | F4 | Commercial | Retail (WA) | New | Space Heating | Natural Gas | Unit Heater | Baseline Forecast | Incremental Savings (MMtherm) | 0 | 0 | 0 | 0 | 0 | 0 | 0 | 0 | 0 | 0 | 0 | 0 | 0 | 0 | 0 | 0 | 0 | 0 | 0 | 0 | 0 | 0 | 0 | 0
F1_Commercial_Retail (WA)_New_Water Heating_Natural Gas_Water Heater_Baseline Forecast | F1 | Commercial | Retail (WA) | New | Water Heating | Natural Gas | Water Heater | Baseline Forecast | Consumption Savings (MMtherm) | 0 | 0 | 0 | 0 | 0 | 0 | 0 | 0 | 0 | 0 | 0 | 0 | 0 | 0 | 0 | 0 | 0 | 0 | 0 | 0 | 0 | 0 | 0 | 0
F2_Commercial_Retail (WA)_New_Water Heating_Natural Gas_Water Heater_Baseline Forecast | F2 | Commercial | Retail (WA) | New | Water Heating | Natural Gas | Water Heater | Baseline Forecast | Summer Demand Savings (n/a) | 0 | 0 | 0 | 0 | 0 | 0 | 0 | 0 | 0 | 0 | 0 | 0 | 0 | 0 | 0 | 0 | 0 | 0 | 0 | 0 | 0 | 0 | 0 | 0
F3_Commercial_Retail (WA)_New_Water Heating_Natural Gas_Water Heater_Baseline Forecast | F3 | Commercial | Retail (WA) | New | Water Heating | Natural Gas | Water Heater | Baseline Forecast | Winter Demand Savings (n/a) | 0 | 0 | 0 | 0 | 0 | 0 | 0 | 0 | 0 | 0 | 0 | 0 | 0 | 0 | 0 | 0 | 0 | 0 | 0 | 0 | 0 | 0 | 0 | 0
F4_Commercial_Retail (WA)_New_Water Heating_Natural Gas_Water Heater_Baseline Forecast | F4 | Commercial | Retail (WA) | New | Water Heating | Natural Gas | Water Heater | Baseline Forecast | Incremental Savings (MMtherm) | 0 | 0 | 0 | 0 | 0 | 0 | 0 | 0 | 0 | 0 | 0 | 0 | 0 | 0 | 0 | 0 | 0 | 0 | 0 | 0 | 0 | 0 | 0 | 0
F1_Commercial_Retail (WA)_New_Food Preparation_Natural Gas_Oven_Baseline Forecast | F1 | Commercial | Retail (WA) | New | Food Preparation | Natural Gas | Oven | Baseline Forecast | Consumption Savings (MMtherm) | 0 | 0 | 0 | 0 | 0 | 0 | 0 | 0 | 0 | 0 | 0 | 0 | 0 | 0 | 0 | 0 | 0 | 0 | 0 | 0 | 0 | 0 | 0 | 0
F2_Commercial_Retail (WA)_New_Food Preparation_Natural Gas_Oven_Baseline Forecast | F2 | Commercial | Retail (WA) | New | Food Preparation | Natural Gas | Oven | Baseline Forecast | Summer Demand Savings (n/a) | 0 | 0 | 0 | 0 | 0 | 0 | 0 | 0 | 0 | 0 | 0 | 0 | 0 | 0 | 0 | 0 | 0 | 0 | 0 | 0 | 0 | 0 | 0 | 0
F3_Commercial_Retail (WA)_New_Food Preparation_Natural Gas_Oven_Baseline Forecast | F3 | Commercial | Retail (WA) | New | Food Preparation | Natural Gas | Oven | Baseline Forecast | Winter Demand Savings (n/a) | 0 | 0 | 0 | 0 | 0 | 0 | 0 | 0 | 0 | 0 | 0 | 0 | 0 | 0 | 0 | 0 | 0 | 0 | 0 | 0 | 0 | 0 | 0 | 0
F4_Commercial_Retail (WA)_New_Food Preparation_Natural Gas_Oven_Baseline Forecast | F4 | Commercial | Retail (WA) | New | Food Preparation | Natural Gas | Oven | Baseline Forecast | Incremental Savings (MMtherm) | 0 | 0 | 0 | 0 | 0 | 0 | 0 | 0 | 0 | 0 | 0 | 0 | 0 | 0 | 0 | 0 | 0 | 0 | 0 | 0 | 0 | 0 | 0 | 0
F1_Commercial_Retail (WA)_New_Food Preparation_Natural Gas_Conveyor Oven_Baseline Forecast | F1 | Commercial | Retail (WA) | New | Food Preparation | Natural Gas | Conveyor Oven | Baseline Forecast | Consumption Savings (MMtherm) | 0 | 0 | 0 | 0 | 0 | 0 | 0 | 0 | 0 | 0 | 0 | 0 | 0 | 0 | 0 | 0 | 0 | 0 | 0 | 0 | 0 | 0 | 0 | 0
F2_Commercial_Retail (WA)_New_Food Preparation_Natural Gas_Conveyor Oven_Baseline Forecast | F2 | Commercial | Retail (WA) | New | Food Preparation | Natural Gas | Conveyor Oven | Baseline Forecast | Summer Demand Savings (n/a) | 0 | 0 | 0 | 0 | 0 | 0 | 0 | 0 | 0 | 0 | 0 | 0 | 0 | 0 | 0 | 0 | 0 | 0 | 0 | 0 | 0 | 0 | 0 | 0
F3_Commercial_Retail (WA)_New_Food Preparation_Natural Gas_Conveyor Oven_Baseline Forecast | F3 | Commercial | Retail (WA) | New | Food Preparation | Natural Gas | Conveyor Oven | Baseline Forecast | Winter Demand Savings (n/a) | 0 | 0 | 0 | 0 | 0 | 0 | 0 | 0 | 0 | 0 | 0 | 0 | 0 | 0 | 0 | 0 | 0 | 0 | 0 | 0 | 0 | 0 | 0 | 0
F4_Commercial_Retail (WA)_New_Food Preparation_Natural Gas_Conveyor Oven_Baseline Forecast | F4 | Commercial | Retail (WA) | New | Food Preparation | Natural Gas | Conveyor Oven | Baseline Forecast | Incremental Savings (MMtherm) | 0 | 0 | 0 | 0 | 0 | 0 | 0 | 0 | 0 | 0 | 0 | 0 | 0 | 0 | 0 | 0 | 0 | 0 | 0 | 0 | 0 | 0 | 0 | 0
F1_Commercial_Retail (WA)_New_Food Preparation_Natural Gas_Double Rack Oven_Baseline Forecast | F1 | Commercial | Retail (WA) | New | Food Preparation | Natural Gas | Double Rack Oven | Baseline Forecast | Consumption Savings (MMtherm) | 0 | 0 | 0 | 0 | 0 | 0 | 0 | 0 | 0 | 0 | 0 | 0 | 0 | 0 | 0 | 0 | 0 | 0 | 0 | 0 | 0 | 0 | 0 | 0
F2_Commercial_Retail (WA)_New_Food Preparation_Natural Gas_Double Rack Oven_Baseline Forecast | F2 | Commercial | Retail (WA) | New | Food Preparation | Natural Gas | Double Rack Oven | Baseline Forecast | Summer Demand Savings (n/a) | 0 | 0 | 0 | 0 | 0 | 0 | 0 | 0 | 0 | 0 | 0 | 0 | 0 | 0 | 0 | 0 | 0 | 0 | 0 | 0 | 0 | 0 | 0 | 0
F3_Commercial_Retail (WA)_New_Food Preparation_Natural Gas_Double Rack Oven_Baseline Forecast | F3 | Commercial | Retail (WA) | New | Food Preparation | Natural Gas | Double Rack Oven | Baseline Forecast | Winter Demand Savings (n/a) | 0 | 0 | 0 | 0 | 0 | 0 | 0 | 0 | 0 | 0 | 0 | 0 | 0 | 0 | 0 | 0 | 0 | 0 | 0 | 0 | 0 | 0 | 0 | 0
F4_Commercial_Retail (WA)_New_Food Preparation_Natural Gas_Double Rack Oven_Baseline Forecast | F4 | Commercial | Retail (WA) | New | Food Preparation | Natural Gas | Double Rack Oven | Baseline Forecast | Incremental Savings (MMtherm) | 0 | 0 | 0 | 0 | 0 | 0 | 0 | 0 | 0 | 0 | 0 | 0 | 0 | 0 | 0 | 0 | 0 | 0 | 0 | 0 | 0 | 0 | 0 | 0
F1_Commercial_Retail (WA)_New_Food Preparation_Natural Gas_Fryer_Baseline Forecast | F1 | Commercial | Retail (WA) | New | Food Preparation | Natural Gas | Fryer | Baseline Forecast | Consumption Savings (MMtherm) | 0 | 0 | 0 | 0 | 0 | 0 | 0 | 0 | 0 | 0 | 0 | 0 | 0 | 0 | 0 | 0 | 0 | 0 | 0 | 0 | 0 | 0 | 0 | 0
F2_Commercial_Retail (WA)_New_Food Preparation_Natural Gas_Fryer_Baseline Forecast | F2 | Commercial | Retail (WA) | New | Food Preparation | Natural Gas | Fryer | Baseline Forecast | Summer Demand Savings (n/a) | 0 | 0 | 0 | 0 | 0 | 0 | 0 | 0 | 0 | 0 | 0 | 0 | 0 | 0 | 0 | 0 | 0 | 0 | 0 | 0 | 0 | 0 | 0 | 0
F3_Commercial_Retail (WA)_New_Food Preparation_Natural Gas_Fryer_Baseline Forecast | F3 | Commercial | Retail (WA) | New | Food Preparation | Natural Gas | Fryer | Baseline Forecast | Winter Demand Savings (n/a) | 0 | 0 | 0 | 0 | 0 | 0 | 0 | 0 | 0 | 0 | 0 | 0 | 0 | 0 | 0 | 0 | 0 | 0 | 0 | 0 | 0 | 0 | 0 | 0
F4_Commercial_Retail (WA)_New_Food Preparation_Natural Gas_Fryer_Baseline Forecast | F4 | Commercial | Retail (WA) | New | Food Preparation | Natural Gas | Fryer | Baseline Forecast | Incremental Savings (MMtherm) | 0 | 0 | 0 | 0 | 0 | 0 | 0 | 0 | 0 | 0 | 0 | 0 | 0 | 0 | 0 | 0 | 0 | 0 | 0 | 0 | 0 | 0 | 0 | 0
F1_Commercial_Retail (WA)_New_Food Preparation_Natural Gas_Broiler_Baseline Forecast | F1 | Commercial | Retail (WA) | New | Food Preparation | Natural Gas | Broiler | Baseline Forecast | Consumption Savings (MMtherm) | 0 | 0 | 0 | 0 | 0 | 0 | 0 | 0 | 0 | 0 | 0 | 0 | 0 | 0 | 0 | 0 | 0 | 0 | 0 | 0 | 0 | 0 | 0 | 0
F2_Commercial_Retail (WA)_New_Food Preparation_Natural Gas_Broiler_Baseline Forecast | F2 | Commercial | Retail (WA) | New | Food Preparation | Natural Gas | Broiler | Baseline Forecast | Summer Demand Savings (n/a) | 0 | 0 | 0 | 0 | 0 | 0 | 0 | 0 | 0 | 0 | 0 | 0 | 0 | 0 | 0 | 0 | 0 | 0 | 0 | 0 | 0 | 0 | 0 | 0
F3_Commercial_Retail (WA)_New_Food Preparation_Natural Gas_Broiler_Baseline Forecast | F3 | Commercial | Retail (WA) | New | Food Preparation | Natural Gas | Broiler | Baseline Forecast | Winter Demand Savings (n/a) | 0 | 0 | 0 | 0 | 0 | 0 | 0 | 0 | 0 | 0 | 0 | 0 | 0 | 0 | 0 | 0 | 0 | 0 | 0 | 0 | 0 | 0 | 0 | 0
F4_Commercial_Retail (WA)_New_Food Preparation_Natural Gas_Broiler_Baseline Forecast | F4 | Commercial | Retail (WA) | New | Food Preparation | Natural Gas | Broiler | Baseline Forecast | Incremental Savings (MMtherm) | 0 | 0 | 0 | 0 | 0 | 0 | 0 | 0 | 0 | 0 | 0 | 0 | 0 | 0 | 0 | 0 | 0 | 0 | 0 | 0 | 0 | 0 | 0 | 0
F1_Commercial_Retail (WA)_New_Food Preparation_Natural Gas_Griddle_Baseline Forecast | F1 | Commercial | Retail (WA) | New | Food Preparation | Natural Gas | Griddle | Baseline Forecast | Consumption Savings (MMtherm) | 0 | 0 | 0 | 0 | 0 | 0 | 0 | 0 | 0 | 0 | 0 | 0 | 0 | 0 | 0 | 0 | 0 | 0 | 0 | 0 | 0 | 0 | 0 | 0
F2_Commercial_Retail (WA)_New_Food Preparation_Natural Gas_Griddle_Baseline Forecast | F2 | Commercial | Retail (WA) | New | Food Preparation | Natural Gas | Griddle | Baseline Forecast | Summer Demand Savings (n/a) | 0 | 0 | 0 | 0 | 0 | 0 | 0 | 0 | 0 | 0 | 0 | 0 | 0 | 0 | 0 | 0 | 0 | 0 | 0 | 0 | 0 | 0 | 0 | 0
F3_Commercial_Retail (WA)_New_Food Preparation_Natural Gas_Griddle_Baseline Forecast | F3 | Commercial | Retail (WA) | New | Food Preparation | Natural Gas | Griddle | Baseline Forecast | Winter Demand Savings (n/a) | 0 | 0 | 0 | 0 | 0 | 0 | 0 | 0 | 0 | 0 | 0 | 0 | 0 | 0 | 0 | 0 | 0 | 0 | 0 | 0 | 0 | 0 | 0 | 0
F4_Commercial_Retail (WA)_New_Food Preparation_Natural Gas_Griddle_Baseline Forecast | F4 | Commercial | Retail (WA) | New | Food Preparation | Natural Gas | Griddle | Baseline Forecast | Incremental Savings (MMtherm) | 0 | 0 | 0 | 0 | 0 | 0 | 0 | 0 | 0 | 0 | 0 | 0 | 0 | 0 | 0 | 0 | 0 | 0 | 0 | 0 | 0 | 0 | 0 | 0
F1_Commercial_Retail (WA)_New_Food Preparation_Natural Gas_Range_Baseline Forecast | F1 | Commercial | Retail (WA) | New | Food Preparation | Natural Gas | Range | Baseline Forecast | Consumption Savings (MMtherm) | 0 | 0 | 0 | 0 | 0 | 0 | 0 | 0 | 0 | 0 | 0 | 0 | 0 | 0 | 0 | 0 | 0 | 0 | 0 | 0 | 0 | 0 | 0 | 0
F2_Commercial_Retail (WA)_New_Food Preparation_Natural Gas_Range_Baseline Forecast | F2 | Commercial | Retail (WA) | New | Food Preparation | Natural Gas | Range | Baseline Forecast | Summer Demand Savings (n/a) | 0 | 0 | 0 | 0 | 0 | 0 | 0 | 0 | 0 | 0 | 0 | 0 | 0 | 0 | 0 | 0 | 0 | 0 | 0 | 0 | 0 | 0 | 0 | 0
F3_Commercial_Retail (WA)_New_Food Preparation_Natural Gas_Range_Baseline Forecast | F3 | Commercial | Retail (WA) | New | Food Preparation | Natural Gas | Range | Baseline Forecast | Winter Demand Savings (n/a) | 0 | 0 | 0 | 0 | 0 | 0 | 0 | 0 | 0 | 0 | 0 | 0 | 0 | 0 | 0 | 0 | 0 | 0 | 0 | 0 | 0 | 0 | 0 | 0
F4_Commercial_Retail (WA)_New_Food Preparation_Natural Gas_Range_Baseline Forecast | F4 | Commercial | Retail (WA) | New | Food Preparation | Natural Gas | Range | Baseline Forecast | Incremental Savings (MMtherm) | 0 | 0 | 0 | 0 | 0 | 0 | 0 | 0 | 0 | 0 | 0 | 0 | 0 | 0 | 0 | 0 | 0 | 0 | 0 | 0 | 0 | 0 | 0 | 0
F1_Commercial_Retail (WA)_New_Food Preparation_Natural Gas_Steamer_Baseline Forecast | F1 | Commercial | Retail (WA) | New | Food Preparation | Natural Gas | Steamer | Baseline Forecast | Consumption Savings (MMtherm) | 0 | 0 | 0 | 0 | 0 | 0 | 0 | 0 | 0 | 0 | 0 | 0 | 0 | 0 | 0 | 0 | 0 | 0 | 0 | 0 | 0 | 0 | 0 | 0
F2_Commercial_Retail (WA)_New_Food Preparation_Natural Gas_Steamer_Baseline Forecast | F2 | Commercial | Retail (WA) | New | Food Preparation | Natural Gas | Steamer | Baseline Forecast | Summer Demand Savings (n/a) | 0 | 0 | 0 | 0 | 0 | 0 | 0 | 0 | 0 | 0 | 0 | 0 | 0 | 0 | 0 | 0 | 0 | 0 | 0 | 0 | 0 | 0 | 0 | 0
F3_Commercial_Retail (WA)_New_Food Preparation_Natural Gas_Steamer_Baseline Forecast | F3 | Commercial | Retail (WA) | New | Food Preparation | Natural Gas | Steamer | Baseline Forecast | Winter Demand Savings (n/a) | 0 | 0 | 0 | 0 | 0 | 0 | 0 | 0 | 0 | 0 | 0 | 0 | 0 | 0 | 0 | 0 | 0 | 0 | 0 | 0 | 0 | 0 | 0 | 0
F4_Commercial_Retail (WA)_New_Food Preparation_Natural Gas_Steamer_Baseline Forecast | F4 | Commercial | Retail (WA) | New | Food Preparation | Natural Gas | Steamer | Baseline Forecast | Incremental Savings (MMtherm) | 0 | 0 | 0 | 0 | 0 | 0 | 0 | 0 | 0 | 0 | 0 | 0 | 0 | 0 | 0 | 0 | 0 | 0 | 0 | 0 | 0 | 0 | 0 | 0
F1_Commercial_Retail (WA)_New_Food Preparation_Natural Gas_Food Prep Other_Baseline Forecast | F1 | Commercial | Retail (WA) | New | Food Preparation | Natural Gas | Food Prep Other | Baseline Forecast | Consumption Savings (MMtherm) | 0 | 0 | 0 | 0 | 0 | 0 | 0 | 0 | 0 | 0 | 0 | 0 | 0 | 0 | 0 | 0 | 0 | 0 | 0 | 0 | 0 | 0 | 0 | 0
F2_Commercial_Retail (WA)_New_Food Preparation_Natural Gas_Food Prep Other_Baseline Forecast | F2 | Commercial | Retail (WA) | New | Food Preparation | Natural Gas | Food Prep Other | Baseline Forecast | Summer Demand Savings (n/a) | 0 | 0 | 0 | 0 | 0 | 0 | 0 | 0 | 0 | 0 | 0 | 0 | 0 | 0 | 0 | 0 | 0 | 0 | 0 | 0 | 0 | 0 | 0 | 0
F3_Commercial_Retail (WA)_New_Food Preparation_Natural Gas_Food Prep Other_Baseline Forecast | F3 | Commercial | Retail (WA) | New | Food Preparation | Natural Gas | Food Prep Other | Baseline Forecast | Winter Demand Savings (n/a) | 0 | 0 | 0 | 0 | 0 | 0 | 0 | 0 | 0 | 0 | 0 | 0 | 0 | 0 | 0 | 0 | 0 | 0 | 0 | 0 | 0 | 0 | 0 | 0
F4_Commercial_Retail (WA)_New_Food Preparation_Natural Gas_Food Prep Other_Baseline Forecast | F4 | Commercial | Retail (WA) | New | Food Preparation | Natural Gas | Food Prep Other | Baseline Forecast | Incremental Savings (MMtherm) | 0 | 0 | 0 | 0 | 0 | 0 | 0 | 0 | 0 | 0 | 0 | 0 | 0 | 0 | 0 | 0 | 0 | 0 | 0 | 0 | 0 | 0 | 0 | 0
F1_Commercial_Retail (WA)_New_Miscellaneous_Natural Gas_Pool Heater_Baseline Forecast | F1 | Commercial | Retail (WA) | New | Miscellaneous | Natural Gas | Pool Heater | Baseline Forecast | Consumption Savings (MMtherm) | 0 | 0 | 0 | 0 | 0 | 0 | 0 | 0 | 0 | 0 | 0 | 0 | 0 | 0 | 0 | 0 | 0 | 0 | 0 | 0 | 0 | 0 | 0 | 0
F2_Commercial_Retail (WA)_New_Miscellaneous_Natural Gas_Pool Heater_Baseline Forecast | F2 | Commercial | Retail (WA) | New | Miscellaneous | Natural Gas | Pool Heater | Baseline Forecast | Summer Demand Savings (n/a) | 0 | 0 | 0 | 0 | 0 | 0 | 0 | 0 | 0 | 0 | 0 | 0 | 0 | 0 | 0 | 0 | 0 | 0 | 0 | 0 | 0 | 0 | 0 | 0
F3_Commercial_Retail (WA)_New_Miscellaneous_Natural Gas_Pool Heater_Baseline Forecast | F3 | Commercial | Retail (WA) | New | Miscellaneous | Natural Gas | Pool Heater | Baseline Forecast | Winter Demand Savings (n/a) | 0 | 0 | 0 | 0 | 0 | 0 | 0 | 0 | 0 | 0 | 0 | 0 | 0 | 0 | 0 | 0 | 0 | 0 | 0 | 0 | 0 | 0 | 0 | 0
F4_Commercial_Retail (WA)_New_Miscellaneous_Natural Gas_Pool Heater_Baseline Forecast | F4 | Commercial | Retail (WA) | New | Miscellaneous | Natural Gas | Pool Heater | Baseline Forecast | Incremental Savings (MMtherm) | 0 | 0 | 0 | 0 | 0 | 0 | 0 | 0 | 0 | 0 | 0 | 0 | 0 | 0 | 0 | 0 | 0 | 0 | 0 | 0 | 0 | 0 | 0 | 0
F1_Commercial_Retail (WA)_New_Miscellaneous_Natural Gas_Miscellaneous_Baseline Forecast | F1 | Commercial | Retail (WA) | New | Miscellaneous | Natural Gas | Miscellaneous | Baseline Forecast | Consumption Savings (MMtherm) | 0 | 0 | 0 | 0 | 0 | 0 | 0 | 0 | 0 | 0 | 0 | 0 | 0 | 0 | 0 | 0 | 0 | 0 | 0 | 0 | 0 | 0 | 0 | 0
F2_Commercial_Retail (WA)_New_Miscellaneous_Natural Gas_Miscellaneous_Baseline Forecast | F2 | Commercial | Retail (WA) | New | Miscellaneous | Natural Gas | Miscellaneous | Baseline Forecast | Summer Demand Savings (n/a) | 0 | 0 | 0 | 0 | 0 | 0 | 0 | 0 | 0 | 0 | 0 | 0 | 0 | 0 | 0 | 0 | 0 | 0 | 0 | 0 | 0 | 0 | 0 | 0
F3_Commercial_Retail (WA)_New_Miscellaneous_Natural Gas_Miscellaneous_Baseline Forecast | F3 | Commercial | Retail (WA) | New | Miscellaneous | Natural Gas | Miscellaneous | Baseline Forecast | Winter Demand Savings (n/a) | 0 | 0 | 0 | 0 | 0 | 0 | 0 | 0 | 0 | 0 | 0 | 0 | 0 | 0 | 0 | 0 | 0 | 0 | 0 | 0 | 0 | 0 | 0 | 0
F4_Commercial_Retail (WA)_New_Miscellaneous_Natural Gas_Miscellaneous_Baseline Forecast | F4 | Commercial | Retail (WA) | New | Miscellaneous | Natural Gas | Miscellaneous | Baseline Forecast | Incremental Savings (MMtherm) | 0 | 0 | 0 | 0 | 0 | 0 | 0 | 0 | 0 | 0 | 0 | 0 | 0 | 0 | 0 | 0 | 0 | 0 | 0 | 0 | 0 | 0 | 0 | 0
F1_Commercial_Grocery (WA)_Existing_Space Heating_Natural Gas_Furnace_Baseline Forecast | F1 | Commercial | Grocery (WA) | Existing | Space Heating | Natural Gas | Furnace | Baseline Forecast | Consumption Savings (MMtherm) | 0 | 0 | 0 | 0 | 0 | 0 | 0 | 0 | 0 | 0 | 0 | 0 | 0 | 0 | 0 | 0 | 0 | 0 | 0 | 0 | 0 | 0 | 0 | 0
F2_Commercial_Grocery (WA)_Existing_Space Heating_Natural Gas_Furnace_Baseline Forecast | F2 | Commercial | Grocery (WA) | Existing | Space Heating | Natural Gas | Furnace | Baseline Forecast | Summer Demand Savings (n/a) | 0 | 0 | 0 | 0 | 0 | 0 | 0 | 0 | 0 | 0 | 0 | 0 | 0 | 0 | 0 | 0 | 0 | 0 | 0 | 0 | 0 | 0 | 0 | 0
F3_Commercial_Grocery (WA)_Existing_Space Heating_Natural Gas_Furnace_Baseline Forecast | F3 | Commercial | Grocery (WA) | Existing | Space Heating | Natural Gas | Furnace | Baseline Forecast | Winter Demand Savings (n/a) | 0 | 0 | 0 | 0 | 0 | 0 | 0 | 0 | 0 | 0 | 0 | 0 | 0 | 0 | 0 | 0 | 0 | 0 | 0 | 0 | 0 | 0 | 0 | 0
F4_Commercial_Grocery (WA)_Existing_Space Heating_Natural Gas_Furnace_Baseline Forecast | F4 | Commercial | Grocery (WA) | Existing | Space Heating | Natural Gas | Furnace | Baseline Forecast | Incremental Savings (MMtherm) | 0 | 0 | 0 | 0 | 0 | 0 | 0 | 0 | 0 | 0 | 0 | 0 | 0 | 0 | 0 | 0 | 0 | 0 | 0 | 0 | 0 | 0 | 0 | 0
F1_Commercial_Grocery (WA)_Existing_Space Heating_Natural Gas_Boiler_Baseline Forecast | F1 | Commercial | Grocery (WA) | Existing | Space Heating | Natural Gas | Boiler | Baseline Forecast | Consumption Savings (MMtherm) | 0 | 0 | 0 | 0 | 0 | 0 | 0 | 0 | 0 | 0 | 0 | 0 | 0 | 0 | 0 | 0 | 0 | 0 | 0 | 0 | 0 | 0 | 0 | 0
F2_Commercial_Grocery (WA)_Existing_Space Heating_Natural Gas_Boiler_Baseline Forecast | F2 | Commercial | Grocery (WA) | Existing | Space Heating | Natural Gas | Boiler | Baseline Forecast | Summer Demand Savings (n/a) | 0 | 0 | 0 | 0 | 0 | 0 | 0 | 0 | 0 | 0 | 0 | 0 | 0 | 0 | 0 | 0 | 0 | 0 | 0 | 0 | 0 | 0 | 0 | 0
F3_Commercial_Grocery (WA)_Existing_Space Heating_Natural Gas_Boiler_Baseline Forecast | F3 | Commercial | Grocery (WA) | Existing | Space Heating | Natural Gas | Boiler | Baseline Forecast | Winter Demand Savings (n/a) | 0 | 0 | 0 | 0 | 0 | 0 | 0 | 0 | 0 | 0 | 0 | 0 | 0 | 0 | 0 | 0 | 0 | 0 | 0 | 0 | 0 | 0 | 0 | 0
F4_Commercial_Grocery (WA)_Existing_Space Heating_Natural Gas_Boiler_Baseline Forecast | F4 | Commercial | Grocery (WA) | Existing | Space Heating | Natural Gas | Boiler | Baseline Forecast | Incremental Savings (MMtherm) | 0 | 0 | 0 | 0 | 0 | 0 | 0 | 0 | 0 | 0 | 0 | 0 | 0 | 0 | 0 | 0 | 0 | 0 | 0 | 0 | 0 | 0 | 0 | 0
F1_Commercial_Grocery (WA)_Existing_Space Heating_Natural Gas_Unit Heater_Baseline Forecast | F1 | Commercial | Grocery (WA) | Existing | Space Heating | Natural Gas | Unit Heater | Baseline Forecast | Consumption Savings (MMtherm) | 0 | 0 | 0 | 0 | 0 | 0 | 0 | 0 | 0 | 0 | 0 | 0 | 0 | 0 | 0 | 0 | 0 | 0 | 0 | 0 | 0 | 0 | 0 | 0
F2_Commercial_Grocery (WA)_Existing_Space Heating_Natural Gas_Unit Heater_Baseline Forecast | F2 | Commercial | Grocery (WA) | Existing | Space Heating | Natural Gas | Unit Heater | Baseline Forecast | Summer Demand Savings (n/a) | 0 | 0 | 0 | 0 | 0 | 0 | 0 | 0 | 0 | 0 | 0 | 0 | 0 | 0 | 0 | 0 | 0 | 0 | 0 | 0 | 0 | 0 | 0 | 0
F3_Commercial_Grocery (WA)_Existing_Space Heating_Natural Gas_Unit Heater_Baseline Forecast | F3 | Commercial | Grocery (WA) | Existing | Space Heating | Natural Gas | Unit Heater | Baseline Forecast | Winter Demand Savings (n/a) | 0 | 0 | 0 | 0 | 0 | 0 | 0 | 0 | 0 | 0 | 0 | 0 | 0 | 0 | 0 | 0 | 0 | 0 | 0 | 0 | 0 | 0 | 0 | 0
F4_Commercial_Grocery (WA)_Existing_Space Heating_Natural Gas_Unit Heater_Baseline Forecast | F4 | Commercial | Grocery (WA) | Existing | Space Heating | Natural Gas | Unit Heater | Baseline Forecast | Incremental Savings (MMtherm) | 0 | 0 | 0 | 0 | 0 | 0 | 0 | 0 | 0 | 0 | 0 | 0 | 0 | 0 | 0 | 0 | 0 | 0 | 0 | 0 | 0 | 0 | 0 | 0
F1_Commercial_Grocery (WA)_Existing_Water Heating_Natural Gas_Water Heater_Baseline Forecast | F1 | Commercial | Grocery (WA) | Existing | Water Heating | Natural Gas | Water Heater | Baseline Forecast | Consumption Savings (MMtherm) | 0 | 0 | 0 | 0 | 0 | 0 | 0 | 0 | 0 | 0 | 0 | 0 | 0 | 0 | 0 | 0 | 0 | 0 | 0 | 0 | 0 | 0 | 0 | 0
F2_Commercial_Grocery (WA)_Existing_Water Heating_Natural Gas_Water Heater_Baseline Forecast | F2 | Commercial | Grocery (WA) | Existing | Water Heating | Natural Gas | Water Heater | Baseline Forecast | Summer Demand Savings (n/a) | 0 | 0 | 0 | 0 | 0 | 0 | 0 | 0 | 0 | 0 | 0 | 0 | 0 | 0 | 0 | 0 | 0 | 0 | 0 | 0 | 0 | 0 | 0 | 0
F3_Commercial_Grocery (WA)_Existing_Water Heating_Natural Gas_Water Heater_Baseline Forecast | F3 | Commercial | Grocery (WA) | Existing | Water Heating | Natural Gas | Water Heater | Baseline Forecast | Winter Demand Savings (n/a) | 0 | 0 | 0 | 0 | 0 | 0 | 0 | 0 | 0 | 0 | 0 | 0 | 0 | 0 | 0 | 0 | 0 | 0 | 0 | 0 | 0 | 0 | 0 | 0
F4_Commercial_Grocery (WA)_Existing_Water Heating_Natural Gas_Water Heater_Baseline Forecast | F4 | Commercial | Grocery (WA) | Existing | Water Heating | Natural Gas | Water Heater | Baseline Forecast | Incremental Savings (MMtherm) | 0 | 0 | 0 | 0 | 0 | 0 | 0 | 0 | 0 | 0 | 0 | 0 | 0 | 0 | 0 | 0 | 0 | 0 | 0 | 0 | 0 | 0 | 0 | 0
F1_Commercial_Grocery (WA)_Existing_Food Preparation_Natural Gas_Oven_Baseline Forecast | F1 | Commercial | Grocery (WA) | Existing | Food Preparation | Natural Gas | Oven | Baseline Forecast | Consumption Savings (MMtherm) | 0 | 0 | 0 | 0 | 0 | 0 | 0 | 0 | 0 | 0 | 0 | 0 | 0 | 0 | 0 | 0 | 0 | 0 | 0 | 0 | 0 | 0 | 0 | 0
F2_Commercial_Grocery (WA)_Existing_Food Preparation_Natural Gas_Oven_Baseline Forecast | F2 | Commercial | Grocery (WA) | Existing | Food Preparation | Natural Gas | Oven | Baseline Forecast | Summer Demand Savings (n/a) | 0 | 0 | 0 | 0 | 0 | 0 | 0 | 0 | 0 | 0 | 0 | 0 | 0 | 0 | 0 | 0 | 0 | 0 | 0 | 0 | 0 | 0 | 0 | 0
F3_Commercial_Grocery (WA)_Existing_Food Preparation_Natural Gas_Oven_Baseline Forecast | F3 | Commercial | Grocery (WA) | Existing | Food Preparation | Natural Gas | Oven | Baseline Forecast | Winter Demand Savings (n/a) | 0 | 0 | 0 | 0 | 0 | 0 | 0 | 0 | 0 | 0 | 0 | 0 | 0 | 0 | 0 | 0 | 0 | 0 | 0 | 0 | 0 | 0 | 0 | 0
F4_Commercial_Grocery (WA)_Existing_Food Preparation_Natural Gas_Oven_Baseline Forecast | F4 | Commercial | Grocery (WA) | Existing | Food Preparation | Natural Gas | Oven | Baseline Forecast | Incremental Savings (MMtherm) | 0 | 0 | 0 | 0 | 0 | 0 | 0 | 0 | 0 | 0 | 0 | 0 | 0 | 0 | 0 | 0 | 0 | 0 | 0 | 0 | 0 | 0 | 0 | 0
F1_Commercial_Grocery (WA)_Existing_Food Preparation_Natural Gas_Conveyor Oven_Baseline Forecast | F1 | Commercial | Grocery (WA) | Existing | Food Preparation | Natural Gas | Conveyor Oven | Baseline Forecast | Consumption Savings (MMtherm) | 0 | 0 | 0 | 0 | 0 | 0 | 0 | 0 | 0 | 0 | 0 | 0 | 0 | 0 | 0 | 0 | 0 | 0 | 0 | 0 | 0 | 0 | 0 | 0
F2_Commercial_Grocery (WA)_Existing_Food Preparation_Natural Gas_Conveyor Oven_Baseline Forecast | F2 | Commercial | Grocery (WA) | Existing | Food Preparation | Natural Gas | Conveyor Oven | Baseline Forecast | Summer Demand Savings (n/a) | 0 | 0 | 0 | 0 | 0 | 0 | 0 | 0 | 0 | 0 | 0 | 0 | 0 | 0 | 0 | 0 | 0 | 0 | 0 | 0 | 0 | 0 | 0 | 0
F3_Commercial_Grocery (WA)_Existing_Food Preparation_Natural Gas_Conveyor Oven_Baseline Forecast | F3 | Commercial | Grocery (WA) | Existing | Food Preparation | Natural Gas | Conveyor Oven | Baseline Forecast | Winter Demand Savings (n/a) | 0 | 0 | 0 | 0 | 0 | 0 | 0 | 0 | 0 | 0 | 0 | 0 | 0 | 0 | 0 | 0 | 0 | 0 | 0 | 0 | 0 | 0 | 0 | 0
F4_Commercial_Grocery (WA)_Existing_Food Preparation_Natural Gas_Conveyor Oven_Baseline Forecast | F4 | Commercial | Grocery (WA) | Existing | Food Preparation | Natural Gas | Conveyor Oven | Baseline Forecast | Incremental Savings (MMtherm) | 0 | 0 | 0 | 0 | 0 | 0 | 0 | 0 | 0 | 0 | 0 | 0 | 0 | 0 | 0 | 0 | 0 | 0 | 0 | 0 | 0 | 0 | 0 | 0
F1_Commercial_Grocery (WA)_Existing_Food Preparation_Natural Gas_Double Rack Oven_Baseline Forecast | F1 | Commercial | Grocery (WA) | Existing | Food Preparation | Natural Gas | Double Rack Oven | Baseline Forecast | Consumption Savings (MMtherm) | 0 | 0 | 0 | 0 | 0 | 0 | 0 | 0 | 0 | 0 | 0 | 0 | 0 | 0 | 0 | 0 | 0 | 0 | 0 | 0 | 0 | 0 | 0 | 0
F2_Commercial_Grocery (WA)_Existing_Food Preparation_Natural Gas_Double Rack Oven_Baseline Forecast | F2 | Commercial | Grocery (WA) | Existing | Food Preparation | Natural Gas | Double Rack Oven | Baseline Forecast | Summer Demand Savings (n/a) | 0 | 0 | 0 | 0 | 0 | 0 | 0 | 0 | 0 | 0 | 0 | 0 | 0 | 0 | 0 | 0 | 0 | 0 | 0 | 0 | 0 | 0 | 0 | 0
F3_Commercial_Grocery (WA)_Existing_Food Preparation_Natural Gas_Double Rack Oven_Baseline Forecast | F3 | Commercial | Grocery (WA) | Existing | Food Preparation | Natural Gas | Double Rack Oven | Baseline Forecast | Winter Demand Savings (n/a) | 0 | 0 | 0 | 0 | 0 | 0 | 0 | 0 | 0 | 0 | 0 | 0 | 0 | 0 | 0 | 0 | 0 | 0 | 0 | 0 | 0 | 0 | 0 | 0
F4_Commercial_Grocery (WA)_Existing_Food Preparation_Natural Gas_Double Rack Oven_Baseline Forecast | F4 | Commercial | Grocery (WA) | Existing | Food Preparation | Natural Gas | Double Rack Oven | Baseline Forecast | Incremental Savings (MMtherm) | 0 | 0 | 0 | 0 | 0 | 0 | 0 | 0 | 0 | 0 | 0 | 0 | 0 | 0 | 0 | 0 | 0 | 0 | 0 | 0 | 0 | 0 | 0 | 0
F1_Commercial_Grocery (WA)_Existing_Food Preparation_Natural Gas_Fryer_Baseline Forecast | F1 | Commercial | Grocery (WA) | Existing | Food Preparation | Natural Gas | Fryer | Baseline Forecast | Consumption Savings (MMtherm) | 0 | 0 | 0 | 0 | 0 | 0 | 0 | 0 | 0 | 0 | 0 | 0 | 0 | 0 | 0 | 0 | 0 | 0 | 0 | 0 | 0 | 0 | 0 | 0
F2_Commercial_Grocery (WA)_Existing_Food Preparation_Natural Gas_Fryer_Baseline Forecast | F2 | Commercial | Grocery (WA) | Existing | Food Preparation | Natural Gas | Fryer | Baseline Forecast | Summer Demand Savings (n/a) | 0 | 0 | 0 | 0 | 0 | 0 | 0 | 0 | 0 | 0 | 0 | 0 | 0 | 0 | 0 | 0 | 0 | 0 | 0 | 0 | 0 | 0 | 0 | 0
F3_Commercial_Grocery (WA)_Existing_Food Preparation_Natural Gas_Fryer_Baseline Forecast | F3 | Commercial | Grocery (WA) | Existing | Food Preparation | Natural Gas | Fryer | Baseline Forecast | Winter Demand Savings (n/a) | 0 | 0 | 0 | 0 | 0 | 0 | 0 | 0 | 0 | 0 | 0 | 0 | 0 | 0 | 0 | 0 | 0 | 0 | 0 | 0 | 0 | 0 | 0 | 0
F4_Commercial_Grocery (WA)_Existing_Food Preparation_Natural Gas_Fryer_Baseline Forecast | F4 | Commercial | Grocery (WA) | Existing | Food Preparation | Natural Gas | Fryer | Baseline Forecast | Incremental Savings (MMtherm) | 0 | 0 | 0 | 0 | 0 | 0 | 0 | 0 | 0 | 0 | 0 | 0 | 0 | 0 | 0 | 0 | 0 | 0 | 0 | 0 | 0 | 0 | 0 | 0
F1_Commercial_Grocery (WA)_Existing_Food Preparation_Natural Gas_Broiler_Baseline Forecast | F1 | Commercial | Grocery (WA) | Existing | Food Preparation | Natural Gas | Broiler | Baseline Forecast | Consumption Savings (MMtherm) | 0 | 0 | 0 | 0 | 0 | 0 | 0 | 0 | 0 | 0 | 0 | 0 | 0 | 0 | 0 | 0 | 0 | 0 | 0 | 0 | 0 | 0 | 0 | 0
F2_Commercial_Grocery (WA)_Existing_Food Preparation_Natural Gas_Broiler_Baseline Forecast | F2 | Commercial | Grocery (WA) | Existing | Food Preparation | Natural Gas | Broiler | Baseline Forecast | Summer Demand Savings (n/a) | 0 | 0 | 0 | 0 | 0 | 0 | 0 | 0 | 0 | 0 | 0 | 0 | 0 | 0 | 0 | 0 | 0 | 0 | 0 | 0 | 0 | 0 | 0 | 0
F3_Commercial_Grocery (WA)_Existing_Food Preparation_Natural Gas_Broiler_Baseline Forecast | F3 | Commercial | Grocery (WA) | Existing | Food Preparation | Natural Gas | Broiler | Baseline Forecast | Winter Demand Savings (n/a) | 0 | 0 | 0 | 0 | 0 | 0 | 0 | 0 | 0 | 0 | 0 | 0 | 0 | 0 | 0 | 0 | 0 | 0 | 0 | 0 | 0 | 0 | 0 | 0
F4_Commercial_Grocery (WA)_Existing_Food Preparation_Natural Gas_Broiler_Baseline Forecast | F4 | Commercial | Grocery (WA) | Existing | Food Preparation | Natural Gas | Broiler | Baseline Forecast | Incremental Savings (MMtherm) | 0 | 0 | 0 | 0 | 0 | 0 | 0 | 0 | 0 | 0 | 0 | 0 | 0 | 0 | 0 | 0 | 0 | 0 | 0 | 0 | 0 | 0 | 0 | 0
F1_Commercial_Grocery (WA)_Existing_Food Preparation_Natural Gas_Griddle_Baseline Forecast | F1 | Commercial | Grocery (WA) | Existing | Food Preparation | Natural Gas | Griddle | Baseline Forecast | Consumption Savings (MMtherm) | 0 | 0 | 0 | 0 | 0 | 0 | 0 | 0 | 0 | 0 | 0 | 0 | 0 | 0 | 0 | 0 | 0 | 0 | 0 | 0 | 0 | 0 | 0 | 0
F2_Commercial_Grocery (WA)_Existing_Food Preparation_Natural Gas_Griddle_Baseline Forecast | F2 | Commercial | Grocery (WA) | Existing | Food Preparation | Natural Gas | Griddle | Baseline Forecast | Summer Demand Savings (n/a) | 0 | 0 | 0 | 0 | 0 | 0 | 0 | 0 | 0 | 0 | 0 | 0 | 0 | 0 | 0 | 0 | 0 | 0 | 0 | 0 | 0 | 0 | 0 | 0
F3_Commercial_Grocery (WA)_Existing_Food Preparation_Natural Gas_Griddle_Baseline Forecast | F3 | Commercial | Grocery (WA) | Existing | Food Preparation | Natural Gas | Griddle | Baseline Forecast | Winter Demand Savings (n/a) | 0 | 0 | 0 | 0 | 0 | 0 | 0 | 0 | 0 | 0 | 0 | 0 | 0 | 0 | 0 | 0 | 0 | 0 | 0 | 0 | 0 | 0 | 0 | 0
F4_Commercial_Grocery (WA)_Existing_Food Preparation_Natural Gas_Griddle_Baseline Forecast | F4 | Commercial | Grocery (WA) | Existing | Food Preparation | Natural Gas | Griddle | Baseline Forecast | Incremental Savings (MMtherm) | 0 | 0 | 0 | 0 | 0 | 0 | 0 | 0 | 0 | 0 | 0 | 0 | 0 | 0 | 0 | 0 | 0 | 0 | 0 | 0 | 0 | 0 | 0 | 0
F1_Commercial_Grocery (WA)_Existing_Food Preparation_Natural Gas_Range_Baseline Forecast | F1 | Commercial | Grocery (WA) | Existing | Food Preparation | Natural Gas | Range | Baseline Forecast | Consumption Savings (MMtherm) | 0 | 0 | 0 | 0 | 0 | 0 | 0 | 0 | 0 | 0 | 0 | 0 | 0 | 0 | 0 | 0 | 0 | 0 | 0 | 0 | 0 | 0 | 0 | 0
F2_Commercial_Grocery (WA)_Existing_Food Preparation_Natural Gas_Range_Baseline Forecast | F2 | Commercial | Grocery (WA) | Existing | Food Preparation | Natural Gas | Range | Baseline Forecast | Summer Demand Savings (n/a) | 0 | 0 | 0 | 0 | 0 | 0 | 0 | 0 | 0 | 0 | 0 | 0 | 0 | 0 | 0 | 0 | 0 | 0 | 0 | 0 | 0 | 0 | 0 | 0
F3_Commercial_Grocery (WA)_Existing_Food Preparation_Natural Gas_Range_Baseline Forecast | F3 | Commercial | Grocery (WA) | Existing | Food Preparation | Natural Gas | Range | Baseline Forecast | Winter Demand Savings (n/a) | 0 | 0 | 0 | 0 | 0 | 0 | 0 | 0 | 0 | 0 | 0 | 0 | 0 | 0 | 0 | 0 | 0 | 0 | 0 | 0 | 0 | 0 | 0 | 0
F4_Commercial_Grocery (WA)_Existing_Food Preparation_Natural Gas_Range_Baseline Forecast | F4 | Commercial | Grocery (WA) | Existing | Food Preparation | Natural Gas | Range | Baseline Forecast | Incremental Savings (MMtherm) | 0 | 0 | 0 | 0 | 0 | 0 | 0 | 0 | 0 | 0 | 0 | 0 | 0 | 0 | 0 | 0 | 0 | 0 | 0 | 0 | 0 | 0 | 0 | 0
F1_Commercial_Grocery (WA)_Existing_Food Preparation_Natural Gas_Steamer_Baseline Forecast | F1 | Commercial | Grocery (WA) | Existing | Food Preparation | Natural Gas | Steamer | Baseline Forecast | Consumption Savings (MMtherm) | 0 | 0 | 0 | 0 | 0 | 0 | 0 | 0 | 0 | 0 | 0 | 0 | 0 | 0 | 0 | 0 | 0 | 0 | 0 | 0 | 0 | 0 | 0 | 0
F2_Commercial_Grocery (WA)_Existing_Food Preparation_Natural Gas_Steamer_Baseline Forecast | F2 | Commercial | Grocery (WA) | Existing | Food Preparation | Natural Gas | Steamer | Baseline Forecast | Summer Demand Savings (n/a) | 0 | 0 | 0 | 0 | 0 | 0 | 0 | 0 | 0 | 0 | 0 | 0 | 0 | 0 | 0 | 0 | 0 | 0 | 0 | 0 | 0 | 0 | 0 | 0
F3_Commercial_Grocery (WA)_Existing_Food Preparation_Natural Gas_Steamer_Baseline Forecast | F3 | Commercial | Grocery (WA) | Existing | Food Preparation | Natural Gas | Steamer | Baseline Forecast | Winter Demand Savings (n/a) | 0 | 0 | 0 | 0 | 0 | 0 | 0 | 0 | 0 | 0 | 0 | 0 | 0 | 0 | 0 | 0 | 0 | 0 | 0 | 0 | 0 | 0 | 0 | 0
F4_Commercial_Grocery (WA)_Existing_Food Preparation_Natural Gas_Steamer_Baseline Forecast | F4 | Commercial | Grocery (WA) | Existing | Food Preparation | Natural Gas | Steamer | Baseline Forecast | Incremental Savings (MMtherm) | 0 | 0 | 0 | 0 | 0 | 0 | 0 | 0 | 0 | 0 | 0 | 0 | 0 | 0 | 0 | 0 | 0 | 0 | 0 | 0 | 0 | 0 | 0 | 0
F1_Commercial_Grocery (WA)_Existing_Food Preparation_Natural Gas_Food Prep Other_Baseline Forecast | F1 | Commercial | Grocery (WA) | Existing | Food Preparation | Natural Gas | Food Prep Other | Baseline Forecast | Consumption Savings (MMtherm) | 0 | 0 | 0 | 0 | 0 | 0 | 0 | 0 | 0 | 0 | 0 | 0 | 0 | 0 | 0 | 0 | 0 | 0 | 0 | 0 | 0 | 0 | 0 | 0
F2_Commercial_Grocery (WA)_Existing_Food Preparation_Natural Gas_Food Prep Other_Baseline Forecast | F2 | Commercial | Grocery (WA) | Existing | Food Preparation | Natural Gas | Food Prep Other | Baseline Forecast | Summer Demand Savings (n/a) | 0 | 0 | 0 | 0 | 0 | 0 | 0 | 0 | 0 | 0 | 0 | 0 | 0 | 0 | 0 | 0 | 0 | 0 | 0 | 0 | 0 | 0 | 0 | 0
F3_Commercial_Grocery (WA)_Existing_Food Preparation_Natural Gas_Food Prep Other_Baseline Forecast | F3 | Commercial | Grocery (WA) | Existing | Food Preparation | Natural Gas | Food Prep Other | Baseline Forecast | Winter Demand Savings (n/a) | 0 | 0 | 0 | 0 | 0 | 0 | 0 | 0 | 0 | 0 | 0 | 0 | 0 | 0 | 0 | 0 | 0 | 0 | 0 | 0 | 0 | 0 | 0 | 0
F4_Commercial_Grocery (WA)_Existing_Food Preparation_Natural Gas_Food Prep Other_Baseline Forecast | F4 | Commercial | Grocery (WA) | Existing | Food Preparation | Natural Gas | Food Prep Other | Baseline Forecast | Incremental Savings (MMtherm) | 0 | 0 | 0 | 0 | 0 | 0 | 0 | 0 | 0 | 0 | 0 | 0 | 0 | 0 | 0 | 0 | 0 | 0 | 0 | 0 | 0 | 0 | 0 | 0
F1_Commercial_Grocery (WA)_Existing_Miscellaneous_Natural Gas_Pool Heater_Baseline Forecast | F1 | Commercial | Grocery (WA) | Existing | Miscellaneous | Natural Gas | Pool Heater | Baseline Forecast | Consumption Savings (MMtherm) | 0 | 0 | 0 | 0 | 0 | 0 | 0 | 0 | 0 | 0 | 0 | 0 | 0 | 0 | 0 | 0 | 0 | 0 | 0 | 0 | 0 | 0 | 0 | 0
F2_Commercial_Grocery (WA)_Existing_Miscellaneous_Natural Gas_Pool Heater_Baseline Forecast | F2 | Commercial | Grocery (WA) | Existing | Miscellaneous | Natural Gas | Pool Heater | Baseline Forecast | Summer Demand Savings (n/a) | 0 | 0 | 0 | 0 | 0 | 0 | 0 | 0 | 0 | 0 | 0 | 0 | 0 | 0 | 0 | 0 | 0 | 0 | 0 | 0 | 0 | 0 | 0 | 0
F3_Commercial_Grocery (WA)_Existing_Miscellaneous_Natural Gas_Pool Heater_Baseline Forecast | F3 | Commercial | Grocery (WA) | Existing | Miscellaneous | Natural Gas | Pool Heater | Baseline Forecast | Winter Demand Savings (n/a) | 0 | 0 | 0 | 0 | 0 | 0 | 0 | 0 | 0 | 0 | 0 | 0 | 0 | 0 | 0 | 0 | 0 | 0 | 0 | 0 | 0 | 0 | 0 | 0
F4_Commercial_Grocery (WA)_Existing_Miscellaneous_Natural Gas_Pool Heater_Baseline Forecast | F4 | Commercial | Grocery (WA) | Existing | Miscellaneous | Natural Gas | Pool Heater | Baseline Forecast | Incremental Savings (MMtherm) | 0 | 0 | 0 | 0 | 0 | 0 | 0 | 0 | 0 | 0 | 0 | 0 | 0 | 0 | 0 | 0 | 0 | 0 | 0 | 0 | 0 | 0 | 0 | 0
F1_Commercial_Grocery (WA)_Existing_Miscellaneous_Natural Gas_Miscellaneous_Baseline Forecast | F1 | Commercial | Grocery (WA) | Existing | Miscellaneous | Natural Gas | Miscellaneous | Baseline Forecast | Consumption Savings (MMtherm) | 0 | 0 | 0 | 0 | 0 | 0 | 0 | 0 | 0 | 0 | 0 | 0 | 0 | 0 | 0 | 0 | 0 | 0 | 0 | 0 | 0 | 0 | 0 | 0
F2_Commercial_Grocery (WA)_Existing_Miscellaneous_Natural Gas_Miscellaneous_Baseline Forecast | F2 | Commercial | Grocery (WA) | Existing | Miscellaneous | Natural Gas | Miscellaneous | Baseline Forecast | Summer Demand Savings (n/a) | 0 | 0 | 0 | 0 | 0 | 0 | 0 | 0 | 0 | 0 | 0 | 0 | 0 | 0 | 0 | 0 | 0 | 0 | 0 | 0 | 0 | 0 | 0 | 0
F3_Commercial_Grocery (WA)_Existing_Miscellaneous_Natural Gas_Miscellaneous_Baseline Forecast | F3 | Commercial | Grocery (WA) | Existing | Miscellaneous | Natural Gas | Miscellaneous | Baseline Forecast | Winter Demand Savings (n/a) | 0 | 0 | 0 | 0 | 0 | 0 | 0 | 0 | 0 | 0 | 0 | 0 | 0 | 0 | 0 | 0 | 0 | 0 | 0 | 0 | 0 | 0 | 0 | 0
F4_Commercial_Grocery (WA)_Existing_Miscellaneous_Natural Gas_Miscellaneous_Baseline Forecast | F4 | Commercial | Grocery (WA) | Existing | Miscellaneous | Natural Gas | Miscellaneous | Baseline Forecast | Incremental Savings (MMtherm) | 0 | 0 | 0 | 0 | 0 | 0 | 0 | 0 | 0 | 0 | 0 | 0 | 0 | 0 | 0 | 0 | 0 | 0 | 0 | 0 | 0 | 0 | 0 | 0
F1_Commercial_Grocery (WA)_New_Space Heating_Natural Gas_Furnace_Baseline Forecast | F1 | Commercial | Grocery (WA) | New | Space Heating | Natural Gas | Furnace | Baseline Forecast | Consumption Savings (MMtherm) | 0 | 0 | 0 | 0 | 0 | 0 | 0 | 0 | 0 | 0 | 0 | 0 | 0 | 0 | 0 | 0 | 0 | 0 | 0 | 0 | 0 | 0 | 0 | 0
F2_Commercial_Grocery (WA)_New_Space Heating_Natural Gas_Furnace_Baseline Forecast | F2 | Commercial | Grocery (WA) | New | Space Heating | Natural Gas | Furnace | Baseline Forecast | Summer Demand Savings (n/a) | 0 | 0 | 0 | 0 | 0 | 0 | 0 | 0 | 0 | 0 | 0 | 0 | 0 | 0 | 0 | 0 | 0 | 0 | 0 | 0 | 0 | 0 | 0 | 0
F3_Commercial_Grocery (WA)_New_Space Heating_Natural Gas_Furnace_Baseline Forecast | F3 | Commercial | Grocery (WA) | New | Space Heating | Natural Gas | Furnace | Baseline Forecast | Winter Demand Savings (n/a) | 0 | 0 | 0 | 0 | 0 | 0 | 0 | 0 | 0 | 0 | 0 | 0 | 0 | 0 | 0 | 0 | 0 | 0 | 0 | 0 | 0 | 0 | 0 | 0
F4_Commercial_Grocery (WA)_New_Space Heating_Natural Gas_Furnace_Baseline Forecast | F4 | Commercial | Grocery (WA) | New | Space Heating | Natural Gas | Furnace | Baseline Forecast | Incremental Savings (MMtherm) | 0 | 0 | 0 | 0 | 0 | 0 | 0 | 0 | 0 | 0 | 0 | 0 | 0 | 0 | 0 | 0 | 0 | 0 | 0 | 0 | 0 | 0 | 0 | 0
F1_Commercial_Grocery (WA)_New_Space Heating_Natural Gas_Boiler_Baseline Forecast | F1 | Commercial | Grocery (WA) | New | Space Heating | Natural Gas | Boiler | Baseline Forecast | Consumption Savings (MMtherm) | 0 | 0 | 0 | 0 | 0 | 0 | 0 | 0 | 0 | 0 | 0 | 0 | 0 | 0 | 0 | 0 | 0 | 0 | 0 | 0 | 0 | 0 | 0 | 0
F2_Commercial_Grocery (WA)_New_Space Heating_Natural Gas_Boiler_Baseline Forecast | F2 | Commercial | Grocery (WA) | New | Space Heating | Natural Gas | Boiler | Baseline Forecast | Summer Demand Savings (n/a) | 0 | 0 | 0 | 0 | 0 | 0 | 0 | 0 | 0 | 0 | 0 | 0 | 0 | 0 | 0 | 0 | 0 | 0 | 0 | 0 | 0 | 0 | 0 | 0
F3_Commercial_Grocery (WA)_New_Space Heating_Natural Gas_Boiler_Baseline Forecast | F3 | Commercial | Grocery (WA) | New | Space Heating | Natural Gas | Boiler | Baseline Forecast | Winter Demand Savings (n/a) | 0 | 0 | 0 | 0 | 0 | 0 | 0 | 0 | 0 | 0 | 0 | 0 | 0 | 0 | 0 | 0 | 0 | 0 | 0 | 0 | 0 | 0 | 0 | 0
F4_Commercial_Grocery (WA)_New_Space Heating_Natural Gas_Boiler_Baseline Forecast | F4 | Commercial | Grocery (WA) | New | Space Heating | Natural Gas | Boiler | Baseline Forecast | Incremental Savings (MMtherm) | 0 | 0 | 0 | 0 | 0 | 0 | 0 | 0 | 0 | 0 | 0 | 0 | 0 | 0 | 0 | 0 | 0 | 0 | 0 | 0 | 0 | 0 | 0 | 0
F1_Commercial_Grocery (WA)_New_Space Heating_Natural Gas_Unit Heater_Baseline Forecast | F1 | Commercial | Grocery (WA) | New | Space Heating | Natural Gas | Unit Heater | Baseline Forecast | Consumption Savings (MMtherm) | 0 | 0 | 0 | 0 | 0 | 0 | 0 | 0 | 0 | 0 | 0 | 0 | 0 | 0 | 0 | 0 | 0 | 0 | 0 | 0 | 0 | 0 | 0 | 0
F2_Commercial_Grocery (WA)_New_Space Heating_Natural Gas_Unit Heater_Baseline Forecast | F2 | Commercial | Grocery (WA) | New | Space Heating | Natural Gas | Unit Heater | Baseline Forecast | Summer Demand Savings (n/a) | 0 | 0 | 0 | 0 | 0 | 0 | 0 | 0 | 0 | 0 | 0 | 0 | 0 | 0 | 0 | 0 | 0 | 0 | 0 | 0 | 0 | 0 | 0 | 0
F3_Commercial_Grocery (WA)_New_Space Heating_Natural Gas_Unit Heater_Baseline Forecast | F3 | Commercial | Grocery (WA) | New | Space Heating | Natural Gas | Unit Heater | Baseline Forecast | Winter Demand Savings (n/a) | 0 | 0 | 0 | 0 | 0 | 0 | 0 | 0 | 0 | 0 | 0 | 0 | 0 | 0 | 0 | 0 | 0 | 0 | 0 | 0 | 0 | 0 | 0 | 0
F4_Commercial_Grocery (WA)_New_Space Heating_Natural Gas_Unit Heater_Baseline Forecast | F4 | Commercial | Grocery (WA) | New | Space Heating | Natural Gas | Unit Heater | Baseline Forecast | Incremental Savings (MMtherm) | 0 | 0 | 0 | 0 | 0 | 0 | 0 | 0 | 0 | 0 | 0 | 0 | 0 | 0 | 0 | 0 | 0 | 0 | 0 | 0 | 0 | 0 | 0 | 0
F1_Commercial_Grocery (WA)_New_Water Heating_Natural Gas_Water Heater_Baseline Forecast | F1 | Commercial | Grocery (WA) | New | Water Heating | Natural Gas | Water Heater | Baseline Forecast | Consumption Savings (MMtherm) | 0 | 0 | 0 | 0 | 0 | 0 | 0 | 0 | 0 | 0 | 0 | 0 | 0 | 0 | 0 | 0 | 0 | 0 | 0 | 0 | 0 | 0 | 0 | 0
F2_Commercial_Grocery (WA)_New_Water Heating_Natural Gas_Water Heater_Baseline Forecast | F2 | Commercial | Grocery (WA) | New | Water Heating | Natural Gas | Water Heater | Baseline Forecast | Summer Demand Savings (n/a) | 0 | 0 | 0 | 0 | 0 | 0 | 0 | 0 | 0 | 0 | 0 | 0 | 0 | 0 | 0 | 0 | 0 | 0 | 0 | 0 | 0 | 0 | 0 | 0
F3_Commercial_Grocery (WA)_New_Water Heating_Natural Gas_Water Heater_Baseline Forecast | F3 | Commercial | Grocery (WA) | New | Water Heating | Natural Gas | Water Heater | Baseline Forecast | Winter Demand Savings (n/a) | 0 | 0 | 0 | 0 | 0 | 0 | 0 | 0 | 0 | 0 | 0 | 0 | 0 | 0 | 0 | 0 | 0 | 0 | 0 | 0 | 0 | 0 | 0 | 0
F4_Commercial_Grocery (WA)_New_Water Heating_Natural Gas_Water Heater_Baseline Forecast | F4 | Commercial | Grocery (WA) | New | Water Heating | Natural Gas | Water Heater | Baseline Forecast | Incremental Savings (MMtherm) | 0 | 0 | 0 | 0 | 0 | 0 | 0 | 0 | 0 | 0 | 0 | 0 | 0 | 0 | 0 | 0 | 0 | 0 | 0 | 0 | 0 | 0 | 0 | 0
F1_Commercial_Grocery (WA)_New_Food Preparation_Natural Gas_Oven_Baseline Forecast | F1 | Commercial | Grocery (WA) | New | Food Preparation | Natural Gas | Oven | Baseline Forecast | Consumption Savings (MMtherm) | 0 | 0 | 0 | 0 | 0 | 0 | 0 | 0 | 0 | 0 | 0 | 0 | 0 | 0 | 0 | 0 | 0 | 0 | 0 | 0 | 0 | 0 | 0 | 0
F2_Commercial_Grocery (WA)_New_Food Preparation_Natural Gas_Oven_Baseline Forecast | F2 | Commercial | Grocery (WA) | New | Food Preparation | Natural Gas | Oven | Baseline Forecast | Summer Demand Savings (n/a) | 0 | 0 | 0 | 0 | 0 | 0 | 0 | 0 | 0 | 0 | 0 | 0 | 0 | 0 | 0 | 0 | 0 | 0 | 0 | 0 | 0 | 0 | 0 | 0
F3_Commercial_Grocery (WA)_New_Food Preparation_Natural Gas_Oven_Baseline Forecast | F3 | Commercial | Grocery (WA) | New | Food Preparation | Natural Gas | Oven | Baseline Forecast | Winter Demand Savings (n/a) | 0 | 0 | 0 | 0 | 0 | 0 | 0 | 0 | 0 | 0 | 0 | 0 | 0 | 0 | 0 | 0 | 0 | 0 | 0 | 0 | 0 | 0 | 0 | 0
F4_Commercial_Grocery (WA)_New_Food Preparation_Natural Gas_Oven_Baseline Forecast | F4 | Commercial | Grocery (WA) | New | Food Preparation | Natural Gas | Oven | Baseline Forecast | Incremental Savings (MMtherm) | 0 | 0 | 0 | 0 | 0 | 0 | 0 | 0 | 0 | 0 | 0 | 0 | 0 | 0 | 0 | 0 | 0 | 0 | 0 | 0 | 0 | 0 | 0 | 0
F1_Commercial_Grocery (WA)_New_Food Preparation_Natural Gas_Conveyor Oven_Baseline Forecast | F1 | Commercial | Grocery (WA) | New | Food Preparation | Natural Gas | Conveyor Oven | Baseline Forecast | Consumption Savings (MMtherm) | 0 | 0 | 0 | 0 | 0 | 0 | 0 | 0 | 0 | 0 | 0 | 0 | 0 | 0 | 0 | 0 | 0 | 0 | 0 | 0 | 0 | 0 | 0 | 0
F2_Commercial_Grocery (WA)_New_Food Preparation_Natural Gas_Conveyor Oven_Baseline Forecast | F2 | Commercial | Grocery (WA) | New | Food Preparation | Natural Gas | Conveyor Oven | Baseline Forecast | Summer Demand Savings (n/a) | 0 | 0 | 0 | 0 | 0 | 0 | 0 | 0 | 0 | 0 | 0 | 0 | 0 | 0 | 0 | 0 | 0 | 0 | 0 | 0 | 0 | 0 | 0 | 0
F3_Commercial_Grocery (WA)_New_Food Preparation_Natural Gas_Conveyor Oven_Baseline Forecast | F3 | Commercial | Grocery (WA) | New | Food Preparation | Natural Gas | Conveyor Oven | Baseline Forecast | Winter Demand Savings (n/a) | 0 | 0 | 0 | 0 | 0 | 0 | 0 | 0 | 0 | 0 | 0 | 0 | 0 | 0 | 0 | 0 | 0 | 0 | 0 | 0 | 0 | 0 | 0 | 0
F4_Commercial_Grocery (WA)_New_Food Preparation_Natural Gas_Conveyor Oven_Baseline Forecast | F4 | Commercial | Grocery (WA) | New | Food Preparation | Natural Gas | Conveyor Oven | Baseline Forecast | Incremental Savings (MMtherm) | 0 | 0 | 0 | 0 | 0 | 0 | 0 | 0 | 0 | 0 | 0 | 0 | 0 | 0 | 0 | 0 | 0 | 0 | 0 | 0 | 0 | 0 | 0 | 0
F1_Commercial_Grocery (WA)_New_Food Preparation_Natural Gas_Double Rack Oven_Baseline Forecast | F1 | Commercial | Grocery (WA) | New | Food Preparation | Natural Gas | Double Rack Oven | Baseline Forecast | Consumption Savings (MMtherm) | 0 | 0 | 0 | 0 | 0 | 0 | 0 | 0 | 0 | 0 | 0 | 0 | 0 | 0 | 0 | 0 | 0 | 0 | 0 | 0 | 0 | 0 | 0 | 0
F2_Commercial_Grocery (WA)_New_Food Preparation_Natural Gas_Double Rack Oven_Baseline Forecast | F2 | Commercial | Grocery (WA) | New | Food Preparation | Natural Gas | Double Rack Oven | Baseline Forecast | Summer Demand Savings (n/a) | 0 | 0 | 0 | 0 | 0 | 0 | 0 | 0 | 0 | 0 | 0 | 0 | 0 | 0 | 0 | 0 | 0 | 0 | 0 | 0 | 0 | 0 | 0 | 0
F3_Commercial_Grocery (WA)_New_Food Preparation_Natural Gas_Double Rack Oven_Baseline Forecast | F3 | Commercial | Grocery (WA) | New | Food Preparation | Natural Gas | Double Rack Oven | Baseline Forecast | Winter Demand Savings (n/a) | 0 | 0 | 0 | 0 | 0 | 0 | 0 | 0 | 0 | 0 | 0 | 0 | 0 | 0 | 0 | 0 | 0 | 0 | 0 | 0 | 0 | 0 | 0 | 0
F4_Commercial_Grocery (WA)_New_Food Preparation_Natural Gas_Double Rack Oven_Baseline Forecast | F4 | Commercial | Grocery (WA) | New | Food Preparation | Natural Gas | Double Rack Oven | Baseline Forecast | Incremental Savings (MMtherm) | 0 | 0 | 0 | 0 | 0 | 0 | 0 | 0 | 0 | 0 | 0 | 0 | 0 | 0 | 0 | 0 | 0 | 0 | 0 | 0 | 0 | 0 | 0 | 0
F1_Commercial_Grocery (WA)_New_Food Preparation_Natural Gas_Fryer_Baseline Forecast | F1 | Commercial | Grocery (WA) | New | Food Preparation | Natural Gas | Fryer | Baseline Forecast | Consumption Savings (MMtherm) | 0 | 0 | 0 | 0 | 0 | 0 | 0 | 0 | 0 | 0 | 0 | 0 | 0 | 0 | 0 | 0 | 0 | 0 | 0 | 0 | 0 | 0 | 0 | 0
F2_Commercial_Grocery (WA)_New_Food Preparation_Natural Gas_Fryer_Baseline Forecast | F2 | Commercial | Grocery (WA) | New | Food Preparation | Natural Gas | Fryer | Baseline Forecast | Summer Demand Savings (n/a) | 0 | 0 | 0 | 0 | 0 | 0 | 0 | 0 | 0 | 0 | 0 | 0 | 0 | 0 | 0 | 0 | 0 | 0 | 0 | 0 | 0 | 0 | 0 | 0
F3_Commercial_Grocery (WA)_New_Food Preparation_Natural Gas_Fryer_Baseline Forecast | F3 | Commercial | Grocery (WA) | New | Food Preparation | Natural Gas | Fryer | Baseline Forecast | Winter Demand Savings (n/a) | 0 | 0 | 0 | 0 | 0 | 0 | 0 | 0 | 0 | 0 | 0 | 0 | 0 | 0 | 0 | 0 | 0 | 0 | 0 | 0 | 0 | 0 | 0 | 0
F4_Commercial_Grocery (WA)_New_Food Preparation_Natural Gas_Fryer_Baseline Forecast | F4 | Commercial | Grocery (WA) | New | Food Preparation | Natural Gas | Fryer | Baseline Forecast | Incremental Savings (MMtherm) | 0 | 0 | 0 | 0 | 0 | 0 | 0 | 0 | 0 | 0 | 0 | 0 | 0 | 0 | 0 | 0 | 0 | 0 | 0 | 0 | 0 | 0 | 0 | 0
F1_Commercial_Grocery (WA)_New_Food Preparation_Natural Gas_Broiler_Baseline Forecast | F1 | Commercial | Grocery (WA) | New | Food Preparation | Natural Gas | Broiler | Baseline Forecast | Consumption Savings (MMtherm) | 0 | 0 | 0 | 0 | 0 | 0 | 0 | 0 | 0 | 0 | 0 | 0 | 0 | 0 | 0 | 0 | 0 | 0 | 0 | 0 | 0 | 0 | 0 | 0
F2_Commercial_Grocery (WA)_New_Food Preparation_Natural Gas_Broiler_Baseline Forecast | F2 | Commercial | Grocery (WA) | New | Food Preparation | Natural Gas | Broiler | Baseline Forecast | Summer Demand Savings (n/a) | 0 | 0 | 0 | 0 | 0 | 0 | 0 | 0 | 0 | 0 | 0 | 0 | 0 | 0 | 0 | 0 | 0 | 0 | 0 | 0 | 0 | 0 | 0 | 0
F3_Commercial_Grocery (WA)_New_Food Preparation_Natural Gas_Broiler_Baseline Forecast | F3 | Commercial | Grocery (WA) | New | Food Preparation | Natural Gas | Broiler | Baseline Forecast | Winter Demand Savings (n/a) | 0 | 0 | 0 | 0 | 0 | 0 | 0 | 0 | 0 | 0 | 0 | 0 | 0 | 0 | 0 | 0 | 0 | 0 | 0 | 0 | 0 | 0 | 0 | 0
F4_Commercial_Grocery (WA)_New_Food Preparation_Natural Gas_Broiler_Baseline Forecast | F4 | Commercial | Grocery (WA) | New | Food Preparation | Natural Gas | Broiler | Baseline Forecast | Incremental Savings (MMtherm) | 0 | 0 | 0 | 0 | 0 | 0 | 0 | 0 | 0 | 0 | 0 | 0 | 0 | 0 | 0 | 0 | 0 | 0 | 0 | 0 | 0 | 0 | 0 | 0
F1_Commercial_Grocery (WA)_New_Food Preparation_Natural Gas_Griddle_Baseline Forecast | F1 | Commercial | Grocery (WA) | New | Food Preparation | Natural Gas | Griddle | Baseline Forecast | Consumption Savings (MMtherm) | 0 | 0 | 0 | 0 | 0 | 0 | 0 | 0 | 0 | 0 | 0 | 0 | 0 | 0 | 0 | 0 | 0 | 0 | 0 | 0 | 0 | 0 | 0 | 0
F2_Commercial_Grocery (WA)_New_Food Preparation_Natural Gas_Griddle_Baseline Forecast | F2 | Commercial | Grocery (WA) | New | Food Preparation | Natural Gas | Griddle | Baseline Forecast | Summer Demand Savings (n/a) | 0 | 0 | 0 | 0 | 0 | 0 | 0 | 0 | 0 | 0 | 0 | 0 | 0 | 0 | 0 | 0 | 0 | 0 | 0 | 0 | 0 | 0 | 0 | 0
F3_Commercial_Grocery (WA)_New_Food Preparation_Natural Gas_Griddle_Baseline Forecast | F3 | Commercial | Grocery (WA) | New | Food Preparation | Natural Gas | Griddle | Baseline Forecast | Winter Demand Savings (n/a) | 0 | 0 | 0 | 0 | 0 | 0 | 0 | 0 | 0 | 0 | 0 | 0 | 0 | 0 | 0 | 0 | 0 | 0 | 0 | 0 | 0 | 0 | 0 | 0
F4_Commercial_Grocery (WA)_New_Food Preparation_Natural Gas_Griddle_Baseline Forecast | F4 | Commercial | Grocery (WA) | New | Food Preparation | Natural Gas | Griddle | Baseline Forecast | Incremental Savings (MMtherm) | 0 | 0 | 0 | 0 | 0 | 0 | 0 | 0 | 0 | 0 | 0 | 0 | 0 | 0 | 0 | 0 | 0 | 0 | 0 | 0 | 0 | 0 | 0 | 0
F1_Commercial_Grocery (WA)_New_Food Preparation_Natural Gas_Range_Baseline Forecast | F1 | Commercial | Grocery (WA) | New | Food Preparation | Natural Gas | Range | Baseline Forecast | Consumption Savings (MMtherm) | 0 | 0 | 0 | 0 | 0 | 0 | 0 | 0 | 0 | 0 | 0 | 0 | 0 | 0 | 0 | 0 | 0 | 0 | 0 | 0 | 0 | 0 | 0 | 0
F2_Commercial_Grocery (WA)_New_Food Preparation_Natural Gas_Range_Baseline Forecast | F2 | Commercial | Grocery (WA) | New | Food Preparation | Natural Gas | Range | Baseline Forecast | Summer Demand Savings (n/a) | 0 | 0 | 0 | 0 | 0 | 0 | 0 | 0 | 0 | 0 | 0 | 0 | 0 | 0 | 0 | 0 | 0 | 0 | 0 | 0 | 0 | 0 | 0 | 0
F3_Commercial_Grocery (WA)_New_Food Preparation_Natural Gas_Range_Baseline Forecast | F3 | Commercial | Grocery (WA) | New | Food Preparation | Natural Gas | Range | Baseline Forecast | Winter Demand Savings (n/a) | 0 | 0 | 0 | 0 | 0 | 0 | 0 | 0 | 0 | 0 | 0 | 0 | 0 | 0 | 0 | 0 | 0 | 0 | 0 | 0 | 0 | 0 | 0 | 0
F4_Commercial_Grocery (WA)_New_Food Preparation_Natural Gas_Range_Baseline Forecast | F4 | Commercial | Grocery (WA) | New | Food Preparation | Natural Gas | Range | Baseline Forecast | Incremental Savings (MMtherm) | 0 | 0 | 0 | 0 | 0 | 0 | 0 | 0 | 0 | 0 | 0 | 0 | 0 | 0 | 0 | 0 | 0 | 0 | 0 | 0 | 0 | 0 | 0 | 0
F1_Commercial_Grocery (WA)_New_Food Preparation_Natural Gas_Steamer_Baseline Forecast | F1 | Commercial | Grocery (WA) | New | Food Preparation | Natural Gas | Steamer | Baseline Forecast | Consumption Savings (MMtherm) | 0 | 0 | 0 | 0 | 0 | 0 | 0 | 0 | 0 | 0 | 0 | 0 | 0 | 0 | 0 | 0 | 0 | 0 | 0 | 0 | 0 | 0 | 0 | 0
F2_Commercial_Grocery (WA)_New_Food Preparation_Natural Gas_Steamer_Baseline Forecast | F2 | Commercial | Grocery (WA) | New | Food Preparation | Natural Gas | Steamer | Baseline Forecast | Summer Demand Savings (n/a) | 0 | 0 | 0 | 0 | 0 | 0 | 0 | 0 | 0 | 0 | 0 | 0 | 0 | 0 | 0 | 0 | 0 | 0 | 0 | 0 | 0 | 0 | 0 | 0
F3_Commercial_Grocery (WA)_New_Food Preparation_Natural Gas_Steamer_Baseline Forecast | F3 | Commercial | Grocery (WA) | New | Food Preparation | Natural Gas | Steamer | Baseline Forecast | Winter Demand Savings (n/a) | 0 | 0 | 0 | 0 | 0 | 0 | 0 | 0 | 0 | 0 | 0 | 0 | 0 | 0 | 0 | 0 | 0 | 0 | 0 | 0 | 0 | 0 | 0 | 0
F4_Commercial_Grocery (WA)_New_Food Preparation_Natural Gas_Steamer_Baseline Forecast | F4 | Commercial | Grocery (WA) | New | Food Preparation | Natural Gas | Steamer | Baseline Forecast | Incremental Savings (MMtherm) | 0 | 0 | 0 | 0 | 0 | 0 | 0 | 0 | 0 | 0 | 0 | 0 | 0 | 0 | 0 | 0 | 0 | 0 | 0 | 0 | 0 | 0 | 0 | 0
F1_Commercial_Grocery (WA)_New_Food Preparation_Natural Gas_Food Prep Other_Baseline Forecast | F1 | Commercial | Grocery (WA) | New | Food Preparation | Natural Gas | Food Prep Other | Baseline Forecast | Consumption Savings (MMtherm) | 0 | 0 | 0 | 0 | 0 | 0 | 0 | 0 | 0 | 0 | 0 | 0 | 0 | 0 | 0 | 0 | 0 | 0 | 0 | 0 | 0 | 0 | 0 | 0
F2_Commercial_Grocery (WA)_New_Food Preparation_Natural Gas_Food Prep Other_Baseline Forecast | F2 | Commercial | Grocery (WA) | New | Food Preparation | Natural Gas | Food Prep Other | Baseline Forecast | Summer Demand Savings (n/a) | 0 | 0 | 0 | 0 | 0 | 0 | 0 | 0 | 0 | 0 | 0 | 0 | 0 | 0 | 0 | 0 | 0 | 0 | 0 | 0 | 0 | 0 | 0 | 0
F3_Commercial_Grocery (WA)_New_Food Preparation_Natural Gas_Food Prep Other_Baseline Forecast | F3 | Commercial | Grocery (WA) | New | Food Preparation | Natural Gas | Food Prep Other | Baseline Forecast | Winter Demand Savings (n/a) | 0 | 0 | 0 | 0 | 0 | 0 | 0 | 0 | 0 | 0 | 0 | 0 | 0 | 0 | 0 | 0 | 0 | 0 | 0 | 0 | 0 | 0 | 0 | 0
F4_Commercial_Grocery (WA)_New_Food Preparation_Natural Gas_Food Prep Other_Baseline Forecast | F4 | Commercial | Grocery (WA) | New | Food Preparation | Natural Gas | Food Prep Other | Baseline Forecast | Incremental Savings (MMtherm) | 0 | 0 | 0 | 0 | 0 | 0 | 0 | 0 | 0 | 0 | 0 | 0 | 0 | 0 | 0 | 0 | 0 | 0 | 0 | 0 | 0 | 0 | 0 | 0
F1_Commercial_Grocery (WA)_New_Miscellaneous_Natural Gas_Pool Heater_Baseline Forecast | F1 | Commercial | Grocery (WA) | New | Miscellaneous | Natural Gas | Pool Heater | Baseline Forecast | Consumption Savings (MMtherm) | 0 | 0 | 0 | 0 | 0 | 0 | 0 | 0 | 0 | 0 | 0 | 0 | 0 | 0 | 0 | 0 | 0 | 0 | 0 | 0 | 0 | 0 | 0 | 0
F2_Commercial_Grocery (WA)_New_Miscellaneous_Natural Gas_Pool Heater_Baseline Forecast | F2 | Commercial | Grocery (WA) | New | Miscellaneous | Natural Gas | Pool Heater | Baseline Forecast | Summer Demand Savings (n/a) | 0 | 0 | 0 | 0 | 0 | 0 | 0 | 0 | 0 | 0 | 0 | 0 | 0 | 0 | 0 | 0 | 0 | 0 | 0 | 0 | 0 | 0 | 0 | 0
F3_Commercial_Grocery (WA)_New_Miscellaneous_Natural Gas_Pool Heater_Baseline Forecast | F3 | Commercial | Grocery (WA) | New | Miscellaneous | Natural Gas | Pool Heater | Baseline Forecast | Winter Demand Savings (n/a) | 0 | 0 | 0 | 0 | 0 | 0 | 0 | 0 | 0 | 0 | 0 | 0 | 0 | 0 | 0 | 0 | 0 | 0 | 0 | 0 | 0 | 0 | 0 | 0
F4_Commercial_Grocery (WA)_New_Miscellaneous_Natural Gas_Pool Heater_Baseline Forecast | F4 | Commercial | Grocery (WA) | New | Miscellaneous | Natural Gas | Pool Heater | Baseline Forecast | Incremental Savings (MMtherm) | 0 | 0 | 0 | 0 | 0 | 0 | 0 | 0 | 0 | 0 | 0 | 0 | 0 | 0 | 0 | 0 | 0 | 0 | 0 | 0 | 0 | 0 | 0 | 0
F1_Commercial_Grocery (WA)_New_Miscellaneous_Natural Gas_Miscellaneous_Baseline Forecast | F1 | Commercial | Grocery (WA) | New | Miscellaneous | Natural Gas | Miscellaneous | Baseline Forecast | Consumption Savings (MMtherm) | 0 | 0 | 0 | 0 | 0 | 0 | 0 | 0 | 0 | 0 | 0 | 0 | 0 | 0 | 0 | 0 | 0 | 0 | 0 | 0 | 0 | 0 | 0 | 0
F2_Commercial_Grocery (WA)_New_Miscellaneous_Natural Gas_Miscellaneous_Baseline Forecast | F2 | Commercial | Grocery (WA) | New | Miscellaneous | Natural Gas | Miscellaneous | Baseline Forecast | Summer Demand Savings (n/a) | 0 | 0 | 0 | 0 | 0 | 0 | 0 | 0 | 0 | 0 | 0 | 0 | 0 | 0 | 0 | 0 | 0 | 0 | 0 | 0 | 0 | 0 | 0 | 0
F3_Commercial_Grocery (WA)_New_Miscellaneous_Natural Gas_Miscellaneous_Baseline Forecast | F3 | Commercial | Grocery (WA) | New | Miscellaneous | Natural Gas | Miscellaneous | Baseline Forecast | Winter Demand Savings (n/a) | 0 | 0 | 0 | 0 | 0 | 0 | 0 | 0 | 0 | 0 | 0 | 0 | 0 | 0 | 0 | 0 | 0 | 0 | 0 | 0 | 0 | 0 | 0 | 0
F4_Commercial_Grocery (WA)_New_Miscellaneous_Natural Gas_Miscellaneous_Baseline Forecast | F4 | Commercial | Grocery (WA) | New | Miscellaneous | Natural Gas | Miscellaneous | Baseline Forecast | Incremental Savings (MMtherm) | 0 | 0 | 0 | 0 | 0 | 0 | 0 | 0 | 0 | 0 | 0 | 0 | 0 | 0 | 0 | 0 | 0 | 0 | 0 | 0 | 0 | 0 | 0 | 0
F1_Commercial_School (WA)_Existing_Space Heating_Natural Gas_Furnace_Baseline Forecast | F1 | Commercial | School (WA) | Existing | Space Heating | Natural Gas | Furnace | Baseline Forecast | Consumption Savings (MMtherm) | 0 | 0 | 0 | 0 | 0 | 0 | 0 | 0 | 0 | 0 | 0 | 0 | 0 | 0 | 0 | 0 | 0 | 0 | 0 | 0 | 0 | 0 | 0 | 0
F2_Commercial_School (WA)_Existing_Space Heating_Natural Gas_Furnace_Baseline Forecast | F2 | Commercial | School (WA) | Existing | Space Heating | Natural Gas | Furnace | Baseline Forecast | Summer Demand Savings (n/a) | 0 | 0 | 0 | 0 | 0 | 0 | 0 | 0 | 0 | 0 | 0 | 0 | 0 | 0 | 0 | 0 | 0 | 0 | 0 | 0 | 0 | 0 | 0 | 0
F3_Commercial_School (WA)_Existing_Space Heating_Natural Gas_Furnace_Baseline Forecast | F3 | Commercial | School (WA) | Existing | Space Heating | Natural Gas | Furnace | Baseline Forecast | Winter Demand Savings (n/a) | 0 | 0 | 0 | 0 | 0 | 0 | 0 | 0 | 0 | 0 | 0 | 0 | 0 | 0 | 0 | 0 | 0 | 0 | 0 | 0 | 0 | 0 | 0 | 0
F4_Commercial_School (WA)_Existing_Space Heating_Natural Gas_Furnace_Baseline Forecast | F4 | Commercial | School (WA) | Existing | Space Heating | Natural Gas | Furnace | Baseline Forecast | Incremental Savings (MMtherm) | 0 | 0 | 0 | 0 | 0 | 0 | 0 | 0 | 0 | 0 | 0 | 0 | 0 | 0 | 0 | 0 | 0 | 0 | 0 | 0 | 0 | 0 | 0 | 0
F1_Commercial_School (WA)_Existing_Space Heating_Natural Gas_Boiler_Baseline Forecast | F1 | Commercial | School (WA) | Existing | Space Heating | Natural Gas | Boiler | Baseline Forecast | Consumption Savings (MMtherm) | 0 | 0 | 0 | 0 | 0 | 0 | 0 | 0 | 0 | 0 | 0 | 0 | 0 | 0 | 0 | 0 | 0 | 0 | 0 | 0 | 0 | 0 | 0 | 0
F2_Commercial_School (WA)_Existing_Space Heating_Natural Gas_Boiler_Baseline Forecast | F2 | Commercial | School (WA) | Existing | Space Heating | Natural Gas | Boiler | Baseline Forecast | Summer Demand Savings (n/a) | 0 | 0 | 0 | 0 | 0 | 0 | 0 | 0 | 0 | 0 | 0 | 0 | 0 | 0 | 0 | 0 | 0 | 0 | 0 | 0 | 0 | 0 | 0 | 0
F3_Commercial_School (WA)_Existing_Space Heating_Natural Gas_Boiler_Baseline Forecast | F3 | Commercial | School (WA) | Existing | Space Heating | Natural Gas | Boiler | Baseline Forecast | Winter Demand Savings (n/a) | 0 | 0 | 0 | 0 | 0 | 0 | 0 | 0 | 0 | 0 | 0 | 0 | 0 | 0 | 0 | 0 | 0 | 0 | 0 | 0 | 0 | 0 | 0 | 0
F4_Commercial_School (WA)_Existing_Space Heating_Natural Gas_Boiler_Baseline Forecast | F4 | Commercial | School (WA) | Existing | Space Heating | Natural Gas | Boiler | Baseline Forecast | Incremental Savings (MMtherm) | 0 | 0 | 0 | 0 | 0 | 0 | 0 | 0 | 0 | 0 | 0 | 0 | 0 | 0 | 0 | 0 | 0 | 0 | 0 | 0 | 0 | 0 | 0 | 0
F1_Commercial_School (WA)_Existing_Space Heating_Natural Gas_Unit Heater_Baseline Forecast | F1 | Commercial | School (WA) | Existing | Space Heating | Natural Gas | Unit Heater | Baseline Forecast | Consumption Savings (MMtherm) | 0 | 0 | 0 | 0 | 0 | 0 | 0 | 0 | 0 | 0 | 0 | 0 | 0 | 0 | 0 | 0 | 0 | 0 | 0 | 0 | 0 | 0 | 0 | 0
F2_Commercial_School (WA)_Existing_Space Heating_Natural Gas_Unit Heater_Baseline Forecast | F2 | Commercial | School (WA) | Existing | Space Heating | Natural Gas | Unit Heater | Baseline Forecast | Summer Demand Savings (n/a) | 0 | 0 | 0 | 0 | 0 | 0 | 0 | 0 | 0 | 0 | 0 | 0 | 0 | 0 | 0 | 0 | 0 | 0 | 0 | 0 | 0 | 0 | 0 | 0
F3_Commercial_School (WA)_Existing_Space Heating_Natural Gas_Unit Heater_Baseline Forecast | F3 | Commercial | School (WA) | Existing | Space Heating | Natural Gas | Unit Heater | Baseline Forecast | Winter Demand Savings (n/a) | 0 | 0 | 0 | 0 | 0 | 0 | 0 | 0 | 0 | 0 | 0 | 0 | 0 | 0 | 0 | 0 | 0 | 0 | 0 | 0 | 0 | 0 | 0 | 0
F4_Commercial_School (WA)_Existing_Space Heating_Natural Gas_Unit Heater_Baseline Forecast | F4 | Commercial | School (WA) | Existing | Space Heating | Natural Gas | Unit Heater | Baseline Forecast | Incremental Savings (MMtherm) | 0 | 0 | 0 | 0 | 0 | 0 | 0 | 0 | 0 | 0 | 0 | 0 | 0 | 0 | 0 | 0 | 0 | 0 | 0 | 0 | 0 | 0 | 0 | 0
F1_Commercial_School (WA)_Existing_Water Heating_Natural Gas_Water Heater_Baseline Forecast | F1 | Commercial | School (WA) | Existing | Water Heating | Natural Gas | Water Heater | Baseline Forecast | Consumption Savings (MMtherm) | 0 | 0 | 0 | 0 | 0 | 0 | 0 | 0 | 0 | 0 | 0 | 0 | 0 | 0 | 0 | 0 | 0 | 0 | 0 | 0 | 0 | 0 | 0 | 0
F2_Commercial_School (WA)_Existing_Water Heating_Natural Gas_Water Heater_Baseline Forecast | F2 | Commercial | School (WA) | Existing | Water Heating | Natural Gas | Water Heater | Baseline Forecast | Summer Demand Savings (n/a) | 0 | 0 | 0 | 0 | 0 | 0 | 0 | 0 | 0 | 0 | 0 | 0 | 0 | 0 | 0 | 0 | 0 | 0 | 0 | 0 | 0 | 0 | 0 | 0
F3_Commercial_School (WA)_Existing_Water Heating_Natural Gas_Water Heater_Baseline Forecast | F3 | Commercial | School (WA) | Existing | Water Heating | Natural Gas | Water Heater | Baseline Forecast | Winter Demand Savings (n/a) | 0 | 0 | 0 | 0 | 0 | 0 | 0 | 0 | 0 | 0 | 0 | 0 | 0 | 0 | 0 | 0 | 0 | 0 | 0 | 0 | 0 | 0 | 0 | 0
F4_Commercial_School (WA)_Existing_Water Heating_Natural Gas_Water Heater_Baseline Forecast | F4 | Commercial | School (WA) | Existing | Water Heating | Natural Gas | Water Heater | Baseline Forecast | Incremental Savings (MMtherm) | 0 | 0 | 0 | 0 | 0 | 0 | 0 | 0 | 0 | 0 | 0 | 0 | 0 | 0 | 0 | 0 | 0 | 0 | 0 | 0 | 0 | 0 | 0 | 0
F1_Commercial_School (WA)_Existing_Food Preparation_Natural Gas_Oven_Baseline Forecast | F1 | Commercial | School (WA) | Existing | Food Preparation | Natural Gas | Oven | Baseline Forecast | Consumption Savings (MMtherm) | 0 | 0 | 0 | 0 | 0 | 0 | 0 | 0 | 0 | 0 | 0 | 0 | 0 | 0 | 0 | 0 | 0 | 0 | 0 | 0 | 0 | 0 | 0 | 0
F2_Commercial_School (WA)_Existing_Food Preparation_Natural Gas_Oven_Baseline Forecast | F2 | Commercial | School (WA) | Existing | Food Preparation | Natural Gas | Oven | Baseline Forecast | Summer Demand Savings (n/a) | 0 | 0 | 0 | 0 | 0 | 0 | 0 | 0 | 0 | 0 | 0 | 0 | 0 | 0 | 0 | 0 | 0 | 0 | 0 | 0 | 0 | 0 | 0 | 0
F3_Commercial_School (WA)_Existing_Food Preparation_Natural Gas_Oven_Baseline Forecast | F3 | Commercial | School (WA) | Existing | Food Preparation | Natural Gas | Oven | Baseline Forecast | Winter Demand Savings (n/a) | 0 | 0 | 0 | 0 | 0 | 0 | 0 | 0 | 0 | 0 | 0 | 0 | 0 | 0 | 0 | 0 | 0 | 0 | 0 | 0 | 0 | 0 | 0 | 0
F4_Commercial_School (WA)_Existing_Food Preparation_Natural Gas_Oven_Baseline Forecast | F4 | Commercial | School (WA) | Existing | Food Preparation | Natural Gas | Oven | Baseline Forecast | Incremental Savings (MMtherm) | 0 | 0 | 0 | 0 | 0 | 0 | 0 | 0 | 0 | 0 | 0 | 0 | 0 | 0 | 0 | 0 | 0 | 0 | 0 | 0 | 0 | 0 | 0 | 0
F1_Commercial_School (WA)_Existing_Food Preparation_Natural Gas_Conveyor Oven_Baseline Forecast | F1 | Commercial | School (WA) | Existing | Food Preparation | Natural Gas | Conveyor Oven | Baseline Forecast | Consumption Savings (MMtherm) | 0 | 0 | 0 | 0 | 0 | 0 | 0 | 0 | 0 | 0 | 0 | 0 | 0 | 0 | 0 | 0 | 0 | 0 | 0 | 0 | 0 | 0 | 0 | 0
F2_Commercial_School (WA)_Existing_Food Preparation_Natural Gas_Conveyor Oven_Baseline Forecast | F2 | Commercial | School (WA) | Existing | Food Preparation | Natural Gas | Conveyor Oven | Baseline Forecast | Summer Demand Savings (n/a) | 0 | 0 | 0 | 0 | 0 | 0 | 0 | 0 | 0 | 0 | 0 | 0 | 0 | 0 | 0 | 0 | 0 | 0 | 0 | 0 | 0 | 0 | 0 | 0
F3_Commercial_School (WA)_Existing_Food Preparation_Natural Gas_Conveyor Oven_Baseline Forecast | F3 | Commercial | School (WA) | Existing | Food Preparation | Natural Gas | Conveyor Oven | Baseline Forecast | Winter Demand Savings (n/a) | 0 | 0 | 0 | 0 | 0 | 0 | 0 | 0 | 0 | 0 | 0 | 0 | 0 | 0 | 0 | 0 | 0 | 0 | 0 | 0 | 0 | 0 | 0 | 0
F4_Commercial_School (WA)_Existing_Food Preparation_Natural Gas_Conveyor Oven_Baseline Forecast | F4 | Commercial | School (WA) | Existing | Food Preparation | Natural Gas | Conveyor Oven | Baseline Forecast | Incremental Savings (MMtherm) | 0 | 0 | 0 | 0 | 0 | 0 | 0 | 0 | 0 | 0 | 0 | 0 | 0 | 0 | 0 | 0 | 0 | 0 | 0 | 0 | 0 | 0 | 0 | 0
F1_Commercial_School (WA)_Existing_Food Preparation_Natural Gas_Double Rack Oven_Baseline Forecast | F1 | Commercial | School (WA) | Existing | Food Preparation | Natural Gas | Double Rack Oven | Baseline Forecast | Consumption Savings (MMtherm) | 0 | 0 | 0 | 0 | 0 | 0 | 0 | 0 | 0 | 0 | 0 | 0 | 0 | 0 | 0 | 0 | 0 | 0 | 0 | 0 | 0 | 0 | 0 | 0
F2_Commercial_School (WA)_Existing_Food Preparation_Natural Gas_Double Rack Oven_Baseline Forecast | F2 | Commercial | School (WA) | Existing | Food Preparation | Natural Gas | Double Rack Oven | Baseline Forecast | Summer Demand Savings (n/a) | 0 | 0 | 0 | 0 | 0 | 0 | 0 | 0 | 0 | 0 | 0 | 0 | 0 | 0 | 0 | 0 | 0 | 0 | 0 | 0 | 0 | 0 | 0 | 0
F3_Commercial_School (WA)_Existing_Food Preparation_Natural Gas_Double Rack Oven_Baseline Forecast | F3 | Commercial | School (WA) | Existing | Food Preparation | Natural Gas | Double Rack Oven | Baseline Forecast | Winter Demand Savings (n/a) | 0 | 0 | 0 | 0 | 0 | 0 | 0 | 0 | 0 | 0 | 0 | 0 | 0 | 0 | 0 | 0 | 0 | 0 | 0 | 0 | 0 | 0 | 0 | 0
F4_Commercial_School (WA)_Existing_Food Preparation_Natural Gas_Double Rack Oven_Baseline Forecast | F4 | Commercial | School (WA) | Existing | Food Preparation | Natural Gas | Double Rack Oven | Baseline Forecast | Incremental Savings (MMtherm) | 0 | 0 | 0 | 0 | 0 | 0 | 0 | 0 | 0 | 0 | 0 | 0 | 0 | 0 | 0 | 0 | 0 | 0 | 0 | 0 | 0 | 0 | 0 | 0
F1_Commercial_School (WA)_Existing_Food Preparation_Natural Gas_Fryer_Baseline Forecast | F1 | Commercial | School (WA) | Existing | Food Preparation | Natural Gas | Fryer | Baseline Forecast | Consumption Savings (MMtherm) | 0 | 0 | 0 | 0 | 0 | 0 | 0 | 0 | 0 | 0 | 0 | 0 | 0 | 0 | 0 | 0 | 0 | 0 | 0 | 0 | 0 | 0 | 0 | 0
F2_Commercial_School (WA)_Existing_Food Preparation_Natural Gas_Fryer_Baseline Forecast | F2 | Commercial | School (WA) | Existing | Food Preparation | Natural Gas | Fryer | Baseline Forecast | Summer Demand Savings (n/a) | 0 | 0 | 0 | 0 | 0 | 0 | 0 | 0 | 0 | 0 | 0 | 0 | 0 | 0 | 0 | 0 | 0 | 0 | 0 | 0 | 0 | 0 | 0 | 0
F3_Commercial_School (WA)_Existing_Food Preparation_Natural Gas_Fryer_Baseline Forecast | F3 | Commercial | School (WA) | Existing | Food Preparation | Natural Gas | Fryer | Baseline Forecast | Winter Demand Savings (n/a) | 0 | 0 | 0 | 0 | 0 | 0 | 0 | 0 | 0 | 0 | 0 | 0 | 0 | 0 | 0 | 0 | 0 | 0 | 0 | 0 | 0 | 0 | 0 | 0
F4_Commercial_School (WA)_Existing_Food Preparation_Natural Gas_Fryer_Baseline Forecast | F4 | Commercial | School (WA) | Existing | Food Preparation | Natural Gas | Fryer | Baseline Forecast | Incremental Savings (MMtherm) | 0 | 0 | 0 | 0 | 0 | 0 | 0 | 0 | 0 | 0 | 0 | 0 | 0 | 0 | 0 | 0 | 0 | 0 | 0 | 0 | 0 | 0 | 0 | 0
F1_Commercial_School (WA)_Existing_Food Preparation_Natural Gas_Broiler_Baseline Forecast | F1 | Commercial | School (WA) | Existing | Food Preparation | Natural Gas | Broiler | Baseline Forecast | Consumption Savings (MMtherm) | 0 | 0 | 0 | 0 | 0 | 0 | 0 | 0 | 0 | 0 | 0 | 0 | 0 | 0 | 0 | 0 | 0 | 0 | 0 | 0 | 0 | 0 | 0 | 0
F2_Commercial_School (WA)_Existing_Food Preparation_Natural Gas_Broiler_Baseline Forecast | F2 | Commercial | School (WA) | Existing | Food Preparation | Natural Gas | Broiler | Baseline Forecast | Summer Demand Savings (n/a) | 0 | 0 | 0 | 0 | 0 | 0 | 0 | 0 | 0 | 0 | 0 | 0 | 0 | 0 | 0 | 0 | 0 | 0 | 0 | 0 | 0 | 0 | 0 | 0
F3_Commercial_School (WA)_Existing_Food Preparation_Natural Gas_Broiler_Baseline Forecast | F3 | Commercial | School (WA) | Existing | Food Preparation | Natural Gas | Broiler | Baseline Forecast | Winter Demand Savings (n/a) | 0 | 0 | 0 | 0 | 0 | 0 | 0 | 0 | 0 | 0 | 0 | 0 | 0 | 0 | 0 | 0 | 0 | 0 | 0 | 0 | 0 | 0 | 0 | 0
F4_Commercial_School (WA)_Existing_Food Preparation_Natural Gas_Broiler_Baseline Forecast | F4 | Commercial | School (WA) | Existing | Food Preparation | Natural Gas | Broiler | Baseline Forecast | Incremental Savings (MMtherm) | 0 | 0 | 0 | 0 | 0 | 0 | 0 | 0 | 0 | 0 | 0 | 0 | 0 | 0 | 0 | 0 | 0 | 0 | 0 | 0 | 0 | 0 | 0 | 0
F1_Commercial_School (WA)_Existing_Food Preparation_Natural Gas_Griddle_Baseline Forecast | F1 | Commercial | School (WA) | Existing | Food Preparation | Natural Gas | Griddle | Baseline Forecast | Consumption Savings (MMtherm) | 0 | 0 | 0 | 0 | 0 | 0 | 0 | 0 | 0 | 0 | 0 | 0 | 0 | 0 | 0 | 0 | 0 | 0 | 0 | 0 | 0 | 0 | 0 | 0
F2_Commercial_School (WA)_Existing_Food Preparation_Natural Gas_Griddle_Baseline Forecast | F2 | Commercial | School (WA) | Existing | Food Preparation | Natural Gas | Griddle | Baseline Forecast | Summer Demand Savings (n/a) | 0 | 0 | 0 | 0 | 0 | 0 | 0 | 0 | 0 | 0 | 0 | 0 | 0 | 0 | 0 | 0 | 0 | 0 | 0 | 0 | 0 | 0 | 0 | 0
F3_Commercial_School (WA)_Existing_Food Preparation_Natural Gas_Griddle_Baseline Forecast | F3 | Commercial | School (WA) | Existing | Food Preparation | Natural Gas | Griddle | Baseline Forecast | Winter Demand Savings (n/a) | 0 | 0 | 0 | 0 | 0 | 0 | 0 | 0 | 0 | 0 | 0 | 0 | 0 | 0 | 0 | 0 | 0 | 0 | 0 | 0 | 0 | 0 | 0 | 0
F4_Commercial_School (WA)_Existing_Food Preparation_Natural Gas_Griddle_Baseline Forecast | F4 | Commercial | School (WA) | Existing | Food Preparation | Natural Gas | Griddle | Baseline Forecast | Incremental Savings (MMtherm) | 0 | 0 | 0 | 0 | 0 | 0 | 0 | 0 | 0 | 0 | 0 | 0 | 0 | 0 | 0 | 0 | 0 | 0 | 0 | 0 | 0 | 0 | 0 | 0
F1_Commercial_School (WA)_Existing_Food Preparation_Natural Gas_Range_Baseline Forecast | F1 | Commercial | School (WA) | Existing | Food Preparation | Natural Gas | Range | Baseline Forecast | Consumption Savings (MMtherm) | 0 | 0 | 0 | 0 | 0 | 0 | 0 | 0 | 0 | 0 | 0 | 0 | 0 | 0 | 0 | 0 | 0 | 0 | 0 | 0 | 0 | 0 | 0 | 0
F2_Commercial_School (WA)_Existing_Food Preparation_Natural Gas_Range_Baseline Forecast | F2 | Commercial | School (WA) | Existing | Food Preparation | Natural Gas | Range | Baseline Forecast | Summer Demand Savings (n/a) | 0 | 0 | 0 | 0 | 0 | 0 | 0 | 0 | 0 | 0 | 0 | 0 | 0 | 0 | 0 | 0 | 0 | 0 | 0 | 0 | 0 | 0 | 0 | 0
F3_Commercial_School (WA)_Existing_Food Preparation_Natural Gas_Range_Baseline Forecast | F3 | Commercial | School (WA) | Existing | Food Preparation | Natural Gas | Range | Baseline Forecast | Winter Demand Savings (n/a) | 0 | 0 | 0 | 0 | 0 | 0 | 0 | 0 | 0 | 0 | 0 | 0 | 0 | 0 | 0 | 0 | 0 | 0 | 0 | 0 | 0 | 0 | 0 | 0
F4_Commercial_School (WA)_Existing_Food Preparation_Natural Gas_Range_Baseline Forecast | F4 | Commercial | School (WA) | Existing | Food Preparation | Natural Gas | Range | Baseline Forecast | Incremental Savings (MMtherm) | 0 | 0 | 0 | 0 | 0 | 0 | 0 | 0 | 0 | 0 | 0 | 0 | 0 | 0 | 0 | 0 | 0 | 0 | 0 | 0 | 0 | 0 | 0 | 0
F1_Commercial_School (WA)_Existing_Food Preparation_Natural Gas_Steamer_Baseline Forecast | F1 | Commercial | School (WA) | Existing | Food Preparation | Natural Gas | Steamer | Baseline Forecast | Consumption Savings (MMtherm) | 0 | 0 | 0 | 0 | 0 | 0 | 0 | 0 | 0 | 0 | 0 | 0 | 0 | 0 | 0 | 0 | 0 | 0 | 0 | 0 | 0 | 0 | 0 | 0
F2_Commercial_School (WA)_Existing_Food Preparation_Natural Gas_Steamer_Baseline Forecast | F2 | Commercial | School (WA) | Existing | Food Preparation | Natural Gas | Steamer | Baseline Forecast | Summer Demand Savings (n/a) | 0 | 0 | 0 | 0 | 0 | 0 | 0 | 0 | 0 | 0 | 0 | 0 | 0 | 0 | 0 | 0 | 0 | 0 | 0 | 0 | 0 | 0 | 0 | 0
F3_Commercial_School (WA)_Existing_Food Preparation_Natural Gas_Steamer_Baseline Forecast | F3 | Commercial | School (WA) | Existing | Food Preparation | Natural Gas | Steamer | Baseline Forecast | Winter Demand Savings (n/a) | 0 | 0 | 0 | 0 | 0 | 0 | 0 | 0 | 0 | 0 | 0 | 0 | 0 | 0 | 0 | 0 | 0 | 0 | 0 | 0 | 0 | 0 | 0 | 0
F4_Commercial_School (WA)_Existing_Food Preparation_Natural Gas_Steamer_Baseline Forecast | F4 | Commercial | School (WA) | Existing | Food Preparation | Natural Gas | Steamer | Baseline Forecast | Incremental Savings (MMtherm) | 0 | 0 | 0 | 0 | 0 | 0 | 0 | 0 | 0 | 0 | 0 | 0 | 0 | 0 | 0 | 0 | 0 | 0 | 0 | 0 | 0 | 0 | 0 | 0
F1_Commercial_School (WA)_Existing_Food Preparation_Natural Gas_Food Prep Other_Baseline Forecast | F1 | Commercial | School (WA) | Existing | Food Preparation | Natural Gas | Food Prep Other | Baseline Forecast | Consumption Savings (MMtherm) | 0 | 0 | 0 | 0 | 0 | 0 | 0 | 0 | 0 | 0 | 0 | 0 | 0 | 0 | 0 | 0 | 0 | 0 | 0 | 0 | 0 | 0 | 0 | 0
F2_Commercial_School (WA)_Existing_Food Preparation_Natural Gas_Food Prep Other_Baseline Forecast | F2 | Commercial | School (WA) | Existing | Food Preparation | Natural Gas | Food Prep Other | Baseline Forecast | Summer Demand Savings (n/a) | 0 | 0 | 0 | 0 | 0 | 0 | 0 | 0 | 0 | 0 | 0 | 0 | 0 | 0 | 0 | 0 | 0 | 0 | 0 | 0 | 0 | 0 | 0 | 0
F3_Commercial_School (WA)_Existing_Food Preparation_Natural Gas_Food Prep Other_Baseline Forecast | F3 | Commercial | School (WA) | Existing | Food Preparation | Natural Gas | Food Prep Other | Baseline Forecast | Winter Demand Savings (n/a) | 0 | 0 | 0 | 0 | 0 | 0 | 0 | 0 | 0 | 0 | 0 | 0 | 0 | 0 | 0 | 0 | 0 | 0 | 0 | 0 | 0 | 0 | 0 | 0
F4_Commercial_School (WA)_Existing_Food Preparation_Natural Gas_Food Prep Other_Baseline Forecast | F4 | Commercial | School (WA) | Existing | Food Preparation | Natural Gas | Food Prep Other | Baseline Forecast | Incremental Savings (MMtherm) | 0 | 0 | 0 | 0 | 0 | 0 | 0 | 0 | 0 | 0 | 0 | 0 | 0 | 0 | 0 | 0 | 0 | 0 | 0 | 0 | 0 | 0 | 0 | 0
F1_Commercial_School (WA)_Existing_Miscellaneous_Natural Gas_Pool Heater_Baseline Forecast | F1 | Commercial | School (WA) | Existing | Miscellaneous | Natural Gas | Pool Heater | Baseline Forecast | Consumption Savings (MMtherm) | 0 | 0 | 0 | 0 | 0 | 0 | 0 | 0 | 0 | 0 | 0 | 0 | 0 | 0 | 0 | 0 | 0 | 0 | 0 | 0 | 0 | 0 | 0 | 0
F2_Commercial_School (WA)_Existing_Miscellaneous_Natural Gas_Pool Heater_Baseline Forecast | F2 | Commercial | School (WA) | Existing | Miscellaneous | Natural Gas | Pool Heater | Baseline Forecast | Summer Demand Savings (n/a) | 0 | 0 | 0 | 0 | 0 | 0 | 0 | 0 | 0 | 0 | 0 | 0 | 0 | 0 | 0 | 0 | 0 | 0 | 0 | 0 | 0 | 0 | 0 | 0
F3_Commercial_School (WA)_Existing_Miscellaneous_Natural Gas_Pool Heater_Baseline Forecast | F3 | Commercial | School (WA) | Existing | Miscellaneous | Natural Gas | Pool Heater | Baseline Forecast | Winter Demand Savings (n/a) | 0 | 0 | 0 | 0 | 0 | 0 | 0 | 0 | 0 | 0 | 0 | 0 | 0 | 0 | 0 | 0 | 0 | 0 | 0 | 0 | 0 | 0 | 0 | 0
F4_Commercial_School (WA)_Existing_Miscellaneous_Natural Gas_Pool Heater_Baseline Forecast | F4 | Commercial | School (WA) | Existing | Miscellaneous | Natural Gas | Pool Heater | Baseline Forecast | Incremental Savings (MMtherm) | 0 | 0 | 0 | 0 | 0 | 0 | 0 | 0 | 0 | 0 | 0 | 0 | 0 | 0 | 0 | 0 | 0 | 0 | 0 | 0 | 0 | 0 | 0 | 0
F1_Commercial_School (WA)_Existing_Miscellaneous_Natural Gas_Miscellaneous_Baseline Forecast | F1 | Commercial | School (WA) | Existing | Miscellaneous | Natural Gas | Miscellaneous | Baseline Forecast | Consumption Savings (MMtherm) | 0 | 0 | 0 | 0 | 0 | 0 | 0 | 0 | 0 | 0 | 0 | 0 | 0 | 0 | 0 | 0 | 0 | 0 | 0 | 0 | 0 | 0 | 0 | 0
F2_Commercial_School (WA)_Existing_Miscellaneous_Natural Gas_Miscellaneous_Baseline Forecast | F2 | Commercial | School (WA) | Existing | Miscellaneous | Natural Gas | Miscellaneous | Baseline Forecast | Summer Demand Savings (n/a) | 0 | 0 | 0 | 0 | 0 | 0 | 0 | 0 | 0 | 0 | 0 | 0 | 0 | 0 | 0 | 0 | 0 | 0 | 0 | 0 | 0 | 0 | 0 | 0
F3_Commercial_School (WA)_Existing_Miscellaneous_Natural Gas_Miscellaneous_Baseline Forecast | F3 | Commercial | School (WA) | Existing | Miscellaneous | Natural Gas | Miscellaneous | Baseline Forecast | Winter Demand Savings (n/a) | 0 | 0 | 0 | 0 | 0 | 0 | 0 | 0 | 0 | 0 | 0 | 0 | 0 | 0 | 0 | 0 | 0 | 0 | 0 | 0 | 0 | 0 | 0 | 0
F4_Commercial_School (WA)_Existing_Miscellaneous_Natural Gas_Miscellaneous_Baseline Forecast | F4 | Commercial | School (WA) | Existing | Miscellaneous | Natural Gas | Miscellaneous | Baseline Forecast | Incremental Savings (MMtherm) | 0 | 0 | 0 | 0 | 0 | 0 | 0 | 0 | 0 | 0 | 0 | 0 | 0 | 0 | 0 | 0 | 0 | 0 | 0 | 0 | 0 | 0 | 0 | 0
F1_Commercial_School (WA)_New_Space Heating_Natural Gas_Furnace_Baseline Forecast | F1 | Commercial | School (WA) | New | Space Heating | Natural Gas | Furnace | Baseline Forecast | Consumption Savings (MMtherm) | 0 | 0 | 0 | 0 | 0 | 0 | 0 | 0 | 0 | 0 | 0 | 0 | 0 | 0 | 0 | 0 | 0 | 0 | 0 | 0 | 0 | 0 | 0 | 0
F2_Commercial_School (WA)_New_Space Heating_Natural Gas_Furnace_Baseline Forecast | F2 | Commercial | School (WA) | New | Space Heating | Natural Gas | Furnace | Baseline Forecast | Summer Demand Savings (n/a) | 0 | 0 | 0 | 0 | 0 | 0 | 0 | 0 | 0 | 0 | 0 | 0 | 0 | 0 | 0 | 0 | 0 | 0 | 0 | 0 | 0 | 0 | 0 | 0
F3_Commercial_School (WA)_New_Space Heating_Natural Gas_Furnace_Baseline Forecast | F3 | Commercial | School (WA) | New | Space Heating | Natural Gas | Furnace | Baseline Forecast | Winter Demand Savings (n/a) | 0 | 0 | 0 | 0 | 0 | 0 | 0 | 0 | 0 | 0 | 0 | 0 | 0 | 0 | 0 | 0 | 0 | 0 | 0 | 0 | 0 | 0 | 0 | 0
F4_Commercial_School (WA)_New_Space Heating_Natural Gas_Furnace_Baseline Forecast | F4 | Commercial | School (WA) | New | Space Heating | Natural Gas | Furnace | Baseline Forecast | Incremental Savings (MMtherm) | 0 | 0 | 0 | 0 | 0 | 0 | 0 | 0 | 0 | 0 | 0 | 0 | 0 | 0 | 0 | 0 | 0 | 0 | 0 | 0 | 0 | 0 | 0 | 0
F1_Commercial_School (WA)_New_Space Heating_Natural Gas_Boiler_Baseline Forecast | F1 | Commercial | School (WA) | New | Space Heating | Natural Gas | Boiler | Baseline Forecast | Consumption Savings (MMtherm) | 0 | 0 | 0 | 0 | 0 | 0 | 0 | 0 | 0 | 0 | 0 | 0 | 0 | 0 | 0 | 0 | 0 | 0 | 0 | 0 | 0 | 0 | 0 | 0
F2_Commercial_School (WA)_New_Space Heating_Natural Gas_Boiler_Baseline Forecast | F2 | Commercial | School (WA) | New | Space Heating | Natural Gas | Boiler | Baseline Forecast | Summer Demand Savings (n/a) | 0 | 0 | 0 | 0 | 0 | 0 | 0 | 0 | 0 | 0 | 0 | 0 | 0 | 0 | 0 | 0 | 0 | 0 | 0 | 0 | 0 | 0 | 0 | 0
F3_Commercial_School (WA)_New_Space Heating_Natural Gas_Boiler_Baseline Forecast | F3 | Commercial | School (WA) | New | Space Heating | Natural Gas | Boiler | Baseline Forecast | Winter Demand Savings (n/a) | 0 | 0 | 0 | 0 | 0 | 0 | 0 | 0 | 0 | 0 | 0 | 0 | 0 | 0 | 0 | 0 | 0 | 0 | 0 | 0 | 0 | 0 | 0 | 0
F4_Commercial_School (WA)_New_Space Heating_Natural Gas_Boiler_Baseline Forecast | F4 | Commercial | School (WA) | New | Space Heating | Natural Gas | Boiler | Baseline Forecast | Incremental Savings (MMtherm) | 0 | 0 | 0 | 0 | 0 | 0 | 0 | 0 | 0 | 0 | 0 | 0 | 0 | 0 | 0 | 0 | 0 | 0 | 0 | 0 | 0 | 0 | 0 | 0
F1_Commercial_School (WA)_New_Space Heating_Natural Gas_Unit Heater_Baseline Forecast | F1 | Commercial | School (WA) | New | Space Heating | Natural Gas | Unit Heater | Baseline Forecast | Consumption Savings (MMtherm) | 0 | 0 | 0 | 0 | 0 | 0 | 0 | 0 | 0 | 0 | 0 | 0 | 0 | 0 | 0 | 0 | 0 | 0 | 0 | 0 | 0 | 0 | 0 | 0
F2_Commercial_School (WA)_New_Space Heating_Natural Gas_Unit Heater_Baseline Forecast | F2 | Commercial | School (WA) | New | Space Heating | Natural Gas | Unit Heater | Baseline Forecast | Summer Demand Savings (n/a) | 0 | 0 | 0 | 0 | 0 | 0 | 0 | 0 | 0 | 0 | 0 | 0 | 0 | 0 | 0 | 0 | 0 | 0 | 0 | 0 | 0 | 0 | 0 | 0
F3_Commercial_School (WA)_New_Space Heating_Natural Gas_Unit Heater_Baseline Forecast | F3 | Commercial | School (WA) | New | Space Heating | Natural Gas | Unit Heater | Baseline Forecast | Winter Demand Savings (n/a) | 0 | 0 | 0 | 0 | 0 | 0 | 0 | 0 | 0 | 0 | 0 | 0 | 0 | 0 | 0 | 0 | 0 | 0 | 0 | 0 | 0 | 0 | 0 | 0
F4_Commercial_School (WA)_New_Space Heating_Natural Gas_Unit Heater_Baseline Forecast | F4 | Commercial | School (WA) | New | Space Heating | Natural Gas | Unit Heater | Baseline Forecast | Incremental Savings (MMtherm) | 0 | 0 | 0 | 0 | 0 | 0 | 0 | 0 | 0 | 0 | 0 | 0 | 0 | 0 | 0 | 0 | 0 | 0 | 0 | 0 | 0 | 0 | 0 | 0
F1_Commercial_School (WA)_New_Water Heating_Natural Gas_Water Heater_Baseline Forecast | F1 | Commercial | School (WA) | New | Water Heating | Natural Gas | Water Heater | Baseline Forecast | Consumption Savings (MMtherm) | 0 | 0 | 0 | 0 | 0 | 0 | 0 | 0 | 0 | 0 | 0 | 0 | 0 | 0 | 0 | 0 | 0 | 0 | 0 | 0 | 0 | 0 | 0 | 0
F2_Commercial_School (WA)_New_Water Heating_Natural Gas_Water Heater_Baseline Forecast | F2 | Commercial | School (WA) | New | Water Heating | Natural Gas | Water Heater | Baseline Forecast | Summer Demand Savings (n/a) | 0 | 0 | 0 | 0 | 0 | 0 | 0 | 0 | 0 | 0 | 0 | 0 | 0 | 0 | 0 | 0 | 0 | 0 | 0 | 0 | 0 | 0 | 0 | 0
F3_Commercial_School (WA)_New_Water Heating_Natural Gas_Water Heater_Baseline Forecast | F3 | Commercial | School (WA) | New | Water Heating | Natural Gas | Water Heater | Baseline Forecast | Winter Demand Savings (n/a) | 0 | 0 | 0 | 0 | 0 | 0 | 0 | 0 | 0 | 0 | 0 | 0 | 0 | 0 | 0 | 0 | 0 | 0 | 0 | 0 | 0 | 0 | 0 | 0
F4_Commercial_School (WA)_New_Water Heating_Natural Gas_Water Heater_Baseline Forecast | F4 | Commercial | School (WA) | New | Water Heating | Natural Gas | Water Heater | Baseline Forecast | Incremental Savings (MMtherm) | 0 | 0 | 0 | 0 | 0 | 0 | 0 | 0 | 0 | 0 | 0 | 0 | 0 | 0 | 0 | 0 | 0 | 0 | 0 | 0 | 0 | 0 | 0 | 0
F1_Commercial_School (WA)_New_Food Preparation_Natural Gas_Oven_Baseline Forecast | F1 | Commercial | School (WA) | New | Food Preparation | Natural Gas | Oven | Baseline Forecast | Consumption Savings (MMtherm) | 0 | 0 | 0 | 0 | 0 | 0 | 0 | 0 | 0 | 0 | 0 | 0 | 0 | 0 | 0 | 0 | 0 | 0 | 0 | 0 | 0 | 0 | 0 | 0
F2_Commercial_School (WA)_New_Food Preparation_Natural Gas_Oven_Baseline Forecast | F2 | Commercial | School (WA) | New | Food Preparation | Natural Gas | Oven | Baseline Forecast | Summer Demand Savings (n/a) | 0 | 0 | 0 | 0 | 0 | 0 | 0 | 0 | 0 | 0 | 0 | 0 | 0 | 0 | 0 | 0 | 0 | 0 | 0 | 0 | 0 | 0 | 0 | 0
F3_Commercial_School (WA)_New_Food Preparation_Natural Gas_Oven_Baseline Forecast | F3 | Commercial | School (WA) | New | Food Preparation | Natural Gas | Oven | Baseline Forecast | Winter Demand Savings (n/a) | 0 | 0 | 0 | 0 | 0 | 0 | 0 | 0 | 0 | 0 | 0 | 0 | 0 | 0 | 0 | 0 | 0 | 0 | 0 | 0 | 0 | 0 | 0 | 0
F4_Commercial_School (WA)_New_Food Preparation_Natural Gas_Oven_Baseline Forecast | F4 | Commercial | School (WA) | New | Food Preparation | Natural Gas | Oven | Baseline Forecast | Incremental Savings (MMtherm) | 0 | 0 | 0 | 0 | 0 | 0 | 0 | 0 | 0 | 0 | 0 | 0 | 0 | 0 | 0 | 0 | 0 | 0 | 0 | 0 | 0 | 0 | 0 | 0
F1_Commercial_School (WA)_New_Food Preparation_Natural Gas_Conveyor Oven_Baseline Forecast | F1 | Commercial | School (WA) | New | Food Preparation | Natural Gas | Conveyor Oven | Baseline Forecast | Consumption Savings (MMtherm) | 0 | 0 | 0 | 0 | 0 | 0 | 0 | 0 | 0 | 0 | 0 | 0 | 0 | 0 | 0 | 0 | 0 | 0 | 0 | 0 | 0 | 0 | 0 | 0
F2_Commercial_School (WA)_New_Food Preparation_Natural Gas_Conveyor Oven_Baseline Forecast | F2 | Commercial | School (WA) | New | Food Preparation | Natural Gas | Conveyor Oven | Baseline Forecast | Summer Demand Savings (n/a) | 0 | 0 | 0 | 0 | 0 | 0 | 0 | 0 | 0 | 0 | 0 | 0 | 0 | 0 | 0 | 0 | 0 | 0 | 0 | 0 | 0 | 0 | 0 | 0
F3_Commercial_School (WA)_New_Food Preparation_Natural Gas_Conveyor Oven_Baseline Forecast | F3 | Commercial | School (WA) | New | Food Preparation | Natural Gas | Conveyor Oven | Baseline Forecast | Winter Demand Savings (n/a) | 0 | 0 | 0 | 0 | 0 | 0 | 0 | 0 | 0 | 0 | 0 | 0 | 0 | 0 | 0 | 0 | 0 | 0 | 0 | 0 | 0 | 0 | 0 | 0
F4_Commercial_School (WA)_New_Food Preparation_Natural Gas_Conveyor Oven_Baseline Forecast | F4 | Commercial | School (WA) | New | Food Preparation | Natural Gas | Conveyor Oven | Baseline Forecast | Incremental Savings (MMtherm) | 0 | 0 | 0 | 0 | 0 | 0 | 0 | 0 | 0 | 0 | 0 | 0 | 0 | 0 | 0 | 0 | 0 | 0 | 0 | 0 | 0 | 0 | 0 | 0
F1_Commercial_School (WA)_New_Food Preparation_Natural Gas_Double Rack Oven_Baseline Forecast | F1 | Commercial | School (WA) | New | Food Preparation | Natural Gas | Double Rack Oven | Baseline Forecast | Consumption Savings (MMtherm) | 0 | 0 | 0 | 0 | 0 | 0 | 0 | 0 | 0 | 0 | 0 | 0 | 0 | 0 | 0 | 0 | 0 | 0 | 0 | 0 | 0 | 0 | 0 | 0
F2_Commercial_School (WA)_New_Food Preparation_Natural Gas_Double Rack Oven_Baseline Forecast | F2 | Commercial | School (WA) | New | Food Preparation | Natural Gas | Double Rack Oven | Baseline Forecast | Summer Demand Savings (n/a) | 0 | 0 | 0 | 0 | 0 | 0 | 0 | 0 | 0 | 0 | 0 | 0 | 0 | 0 | 0 | 0 | 0 | 0 | 0 | 0 | 0 | 0 | 0 | 0
F3_Commercial_School (WA)_New_Food Preparation_Natural Gas_Double Rack Oven_Baseline Forecast | F3 | Commercial | School (WA) | New | Food Preparation | Natural Gas | Double Rack Oven | Baseline Forecast | Winter Demand Savings (n/a) | 0 | 0 | 0 | 0 | 0 | 0 | 0 | 0 | 0 | 0 | 0 | 0 | 0 | 0 | 0 | 0 | 0 | 0 | 0 | 0 | 0 | 0 | 0 | 0
F4_Commercial_School (WA)_New_Food Preparation_Natural Gas_Double Rack Oven_Baseline Forecast | F4 | Commercial | School (WA) | New | Food Preparation | Natural Gas | Double Rack Oven | Baseline Forecast | Incremental Savings (MMtherm) | 0 | 0 | 0 | 0 | 0 | 0 | 0 | 0 | 0 | 0 | 0 | 0 | 0 | 0 | 0 | 0 | 0 | 0 | 0 | 0 | 0 | 0 | 0 | 0
F1_Commercial_School (WA)_New_Food Preparation_Natural Gas_Fryer_Baseline Forecast | F1 | Commercial | School (WA) | New | Food Preparation | Natural Gas | Fryer | Baseline Forecast | Consumption Savings (MMtherm) | 0 | 0 | 0 | 0 | 0 | 0 | 0 | 0 | 0 | 0 | 0 | 0 | 0 | 0 | 0 | 0 | 0 | 0 | 0 | 0 | 0 | 0 | 0 | 0
F2_Commercial_School (WA)_New_Food Preparation_Natural Gas_Fryer_Baseline Forecast | F2 | Commercial | School (WA) | New | Food Preparation | Natural Gas | Fryer | Baseline Forecast | Summer Demand Savings (n/a) | 0 | 0 | 0 | 0 | 0 | 0 | 0 | 0 | 0 | 0 | 0 | 0 | 0 | 0 | 0 | 0 | 0 | 0 | 0 | 0 | 0 | 0 | 0 | 0
F3_Commercial_School (WA)_New_Food Preparation_Natural Gas_Fryer_Baseline Forecast | F3 | Commercial | School (WA) | New | Food Preparation | Natural Gas | Fryer | Baseline Forecast | Winter Demand Savings (n/a) | 0 | 0 | 0 | 0 | 0 | 0 | 0 | 0 | 0 | 0 | 0 | 0 | 0 | 0 | 0 | 0 | 0 | 0 | 0 | 0 | 0 | 0 | 0 | 0
F4_Commercial_School (WA)_New_Food Preparation_Natural Gas_Fryer_Baseline Forecast | F4 | Commercial | School (WA) | New | Food Preparation | Natural Gas | Fryer | Baseline Forecast | Incremental Savings (MMtherm) | 0 | 0 | 0 | 0 | 0 | 0 | 0 | 0 | 0 | 0 | 0 | 0 | 0 | 0 | 0 | 0 | 0 | 0 | 0 | 0 | 0 | 0 | 0 | 0
F1_Commercial_School (WA)_New_Food Preparation_Natural Gas_Broiler_Baseline Forecast | F1 | Commercial | School (WA) | New | Food Preparation | Natural Gas | Broiler | Baseline Forecast | Consumption Savings (MMtherm) | 0 | 0 | 0 | 0 | 0 | 0 | 0 | 0 | 0 | 0 | 0 | 0 | 0 | 0 | 0 | 0 | 0 | 0 | 0 | 0 | 0 | 0 | 0 | 0
F2_Commercial_School (WA)_New_Food Preparation_Natural Gas_Broiler_Baseline Forecast | F2 | Commercial | School (WA) | New | Food Preparation | Natural Gas | Broiler | Baseline Forecast | Summer Demand Savings (n/a) | 0 | 0 | 0 | 0 | 0 | 0 | 0 | 0 | 0 | 0 | 0 | 0 | 0 | 0 | 0 | 0 | 0 | 0 | 0 | 0 | 0 | 0 | 0 | 0
F3_Commercial_School (WA)_New_Food Preparation_Natural Gas_Broiler_Baseline Forecast | F3 | Commercial | School (WA) | New | Food Preparation | Natural Gas | Broiler | Baseline Forecast | Winter Demand Savings (n/a) | 0 | 0 | 0 | 0 | 0 | 0 | 0 | 0 | 0 | 0 | 0 | 0 | 0 | 0 | 0 | 0 | 0 | 0 | 0 | 0 | 0 | 0 | 0 | 0
F4_Commercial_School (WA)_New_Food Preparation_Natural Gas_Broiler_Baseline Forecast | F4 | Commercial | School (WA) | New | Food Preparation | Natural Gas | Broiler | Baseline Forecast | Incremental Savings (MMtherm) | 0 | 0 | 0 | 0 | 0 | 0 | 0 | 0 | 0 | 0 | 0 | 0 | 0 | 0 | 0 | 0 | 0 | 0 | 0 | 0 | 0 | 0 | 0 | 0
F1_Commercial_School (WA)_New_Food Preparation_Natural Gas_Griddle_Baseline Forecast | F1 | Commercial | School (WA) | New | Food Preparation | Natural Gas | Griddle | Baseline Forecast | Consumption Savings (MMtherm) | 0 | 0 | 0 | 0 | 0 | 0 | 0 | 0 | 0 | 0 | 0 | 0 | 0 | 0 | 0 | 0 | 0 | 0 | 0 | 0 | 0 | 0 | 0 | 0
F2_Commercial_School (WA)_New_Food Preparation_Natural Gas_Griddle_Baseline Forecast | F2 | Commercial | School (WA) | New | Food Preparation | Natural Gas | Griddle | Baseline Forecast | Summer Demand Savings (n/a) | 0 | 0 | 0 | 0 | 0 | 0 | 0 | 0 | 0 | 0 | 0 | 0 | 0 | 0 | 0 | 0 | 0 | 0 | 0 | 0 | 0 | 0 | 0 | 0
F3_Commercial_School (WA)_New_Food Preparation_Natural Gas_Griddle_Baseline Forecast | F3 | Commercial | School (WA) | New | Food Preparation | Natural Gas | Griddle | Baseline Forecast | Winter Demand Savings (n/a) | 0 | 0 | 0 | 0 | 0 | 0 | 0 | 0 | 0 | 0 | 0 | 0 | 0 | 0 | 0 | 0 | 0 | 0 | 0 | 0 | 0 | 0 | 0 | 0
F4_Commercial_School (WA)_New_Food Preparation_Natural Gas_Griddle_Baseline Forecast | F4 | Commercial | School (WA) | New | Food Preparation | Natural Gas | Griddle | Baseline Forecast | Incremental Savings (MMtherm) | 0 | 0 | 0 | 0 | 0 | 0 | 0 | 0 | 0 | 0 | 0 | 0 | 0 | 0 | 0 | 0 | 0 | 0 | 0 | 0 | 0 | 0 | 0 | 0
F1_Commercial_School (WA)_New_Food Preparation_Natural Gas_Range_Baseline Forecast | F1 | Commercial | School (WA) | New | Food Preparation | Natural Gas | Range | Baseline Forecast | Consumption Savings (MMtherm) | 0 | 0 | 0 | 0 | 0 | 0 | 0 | 0 | 0 | 0 | 0 | 0 | 0 | 0 | 0 | 0 | 0 | 0 | 0 | 0 | 0 | 0 | 0 | 0
F2_Commercial_School (WA)_New_Food Preparation_Natural Gas_Range_Baseline Forecast | F2 | Commercial | School (WA) | New | Food Preparation | Natural Gas | Range | Baseline Forecast | Summer Demand Savings (n/a) | 0 | 0 | 0 | 0 | 0 | 0 | 0 | 0 | 0 | 0 | 0 | 0 | 0 | 0 | 0 | 0 | 0 | 0 | 0 | 0 | 0 | 0 | 0 | 0
F3_Commercial_School (WA)_New_Food Preparation_Natural Gas_Range_Baseline Forecast | F3 | Commercial | School (WA) | New | Food Preparation | Natural Gas | Range | Baseline Forecast | Winter Demand Savings (n/a) | 0 | 0 | 0 | 0 | 0 | 0 | 0 | 0 | 0 | 0 | 0 | 0 | 0 | 0 | 0 | 0 | 0 | 0 | 0 | 0 | 0 | 0 | 0 | 0
F4_Commercial_School (WA)_New_Food Preparation_Natural Gas_Range_Baseline Forecast | F4 | Commercial | School (WA) | New | Food Preparation | Natural Gas | Range | Baseline Forecast | Incremental Savings (MMtherm) | 0 | 0 | 0 | 0 | 0 | 0 | 0 | 0 | 0 | 0 | 0 | 0 | 0 | 0 | 0 | 0 | 0 | 0 | 0 | 0 | 0 | 0 | 0 | 0
F1_Commercial_School (WA)_New_Food Preparation_Natural Gas_Steamer_Baseline Forecast | F1 | Commercial | School (WA) | New | Food Preparation | Natural Gas | Steamer | Baseline Forecast | Consumption Savings (MMtherm) | 0 | 0 | 0 | 0 | 0 | 0 | 0 | 0 | 0 | 0 | 0 | 0 | 0 | 0 | 0 | 0 | 0 | 0 | 0 | 0 | 0 | 0 | 0 | 0
F2_Commercial_School (WA)_New_Food Preparation_Natural Gas_Steamer_Baseline Forecast | F2 | Commercial | School (WA) | New | Food Preparation | Natural Gas | Steamer | Baseline Forecast | Summer Demand Savings (n/a) | 0 | 0 | 0 | 0 | 0 | 0 | 0 | 0 | 0 | 0 | 0 | 0 | 0 | 0 | 0 | 0 | 0 | 0 | 0 | 0 | 0 | 0 | 0 | 0
F3_Commercial_School (WA)_New_Food Preparation_Natural Gas_Steamer_Baseline Forecast | F3 | Commercial | School (WA) | New | Food Preparation | Natural Gas | Steamer | Baseline Forecast | Winter Demand Savings (n/a) | 0 | 0 | 0 | 0 | 0 | 0 | 0 | 0 | 0 | 0 | 0 | 0 | 0 | 0 | 0 | 0 | 0 | 0 | 0 | 0 | 0 | 0 | 0 | 0
F4_Commercial_School (WA)_New_Food Preparation_Natural Gas_Steamer_Baseline Forecast | F4 | Commercial | School (WA) | New | Food Preparation | Natural Gas | Steamer | Baseline Forecast | Incremental Savings (MMtherm) | 0 | 0 | 0 | 0 | 0 | 0 | 0 | 0 | 0 | 0 | 0 | 0 | 0 | 0 | 0 | 0 | 0 | 0 | 0 | 0 | 0 | 0 | 0 | 0
F1_Commercial_School (WA)_New_Food Preparation_Natural Gas_Food Prep Other_Baseline Forecast | F1 | Commercial | School (WA) | New | Food Preparation | Natural Gas | Food Prep Other | Baseline Forecast | Consumption Savings (MMtherm) | 0 | 0 | 0 | 0 | 0 | 0 | 0 | 0 | 0 | 0 | 0 | 0 | 0 | 0 | 0 | 0 | 0 | 0 | 0 | 0 | 0 | 0 | 0 | 0
F2_Commercial_School (WA)_New_Food Preparation_Natural Gas_Food Prep Other_Baseline Forecast | F2 | Commercial | School (WA) | New | Food Preparation | Natural Gas | Food Prep Other | Baseline Forecast | Summer Demand Savings (n/a) | 0 | 0 | 0 | 0 | 0 | 0 | 0 | 0 | 0 | 0 | 0 | 0 | 0 | 0 | 0 | 0 | 0 | 0 | 0 | 0 | 0 | 0 | 0 | 0
F3_Commercial_School (WA)_New_Food Preparation_Natural Gas_Food Prep Other_Baseline Forecast | F3 | Commercial | School (WA) | New | Food Preparation | Natural Gas | Food Prep Other | Baseline Forecast | Winter Demand Savings (n/a) | 0 | 0 | 0 | 0 | 0 | 0 | 0 | 0 | 0 | 0 | 0 | 0 | 0 | 0 | 0 | 0 | 0 | 0 | 0 | 0 | 0 | 0 | 0 | 0
F4_Commercial_School (WA)_New_Food Preparation_Natural Gas_Food Prep Other_Baseline Forecast | F4 | Commercial | School (WA) | New | Food Preparation | Natural Gas | Food Prep Other | Baseline Forecast | Incremental Savings (MMtherm) | 0 | 0 | 0 | 0 | 0 | 0 | 0 | 0 | 0 | 0 | 0 | 0 | 0 | 0 | 0 | 0 | 0 | 0 | 0 | 0 | 0 | 0 | 0 | 0
F1_Commercial_School (WA)_New_Miscellaneous_Natural Gas_Pool Heater_Baseline Forecast | F1 | Commercial | School (WA) | New | Miscellaneous | Natural Gas | Pool Heater | Baseline Forecast | Consumption Savings (MMtherm) | 0 | 0 | 0 | 0 | 0 | 0 | 0 | 0 | 0 | 0 | 0 | 0 | 0 | 0 | 0 | 0 | 0 | 0 | 0 | 0 | 0 | 0 | 0 | 0
F2_Commercial_School (WA)_New_Miscellaneous_Natural Gas_Pool Heater_Baseline Forecast | F2 | Commercial | School (WA) | New | Miscellaneous | Natural Gas | Pool Heater | Baseline Forecast | Summer Demand Savings (n/a) | 0 | 0 | 0 | 0 | 0 | 0 | 0 | 0 | 0 | 0 | 0 | 0 | 0 | 0 | 0 | 0 | 0 | 0 | 0 | 0 | 0 | 0 | 0 | 0
F3_Commercial_School (WA)_New_Miscellaneous_Natural Gas_Pool Heater_Baseline Forecast | F3 | Commercial | School (WA) | New | Miscellaneous | Natural Gas | Pool Heater | Baseline Forecast | Winter Demand Savings (n/a) | 0 | 0 | 0 | 0 | 0 | 0 | 0 | 0 | 0 | 0 | 0 | 0 | 0 | 0 | 0 | 0 | 0 | 0 | 0 | 0 | 0 | 0 | 0 | 0
F4_Commercial_School (WA)_New_Miscellaneous_Natural Gas_Pool Heater_Baseline Forecast | F4 | Commercial | School (WA) | New | Miscellaneous | Natural Gas | Pool Heater | Baseline Forecast | Incremental Savings (MMtherm) | 0 | 0 | 0 | 0 | 0 | 0 | 0 | 0 | 0 | 0 | 0 | 0 | 0 | 0 | 0 | 0 | 0 | 0 | 0 | 0 | 0 | 0 | 0 | 0
F1_Commercial_School (WA)_New_Miscellaneous_Natural Gas_Miscellaneous_Baseline Forecast | F1 | Commercial | School (WA) | New | Miscellaneous | Natural Gas | Miscellaneous | Baseline Forecast | Consumption Savings (MMtherm) | 0 | 0 | 0 | 0 | 0 | 0 | 0 | 0 | 0 | 0 | 0 | 0 | 0 | 0 | 0 | 0 | 0 | 0 | 0 | 0 | 0 | 0 | 0 | 0
F2_Commercial_School (WA)_New_Miscellaneous_Natural Gas_Miscellaneous_Baseline Forecast | F2 | Commercial | School (WA) | New | Miscellaneous | Natural Gas | Miscellaneous | Baseline Forecast | Summer Demand Savings (n/a) | 0 | 0 | 0 | 0 | 0 | 0 | 0 | 0 | 0 | 0 | 0 | 0 | 0 | 0 | 0 | 0 | 0 | 0 | 0 | 0 | 0 | 0 | 0 | 0
F3_Commercial_School (WA)_New_Miscellaneous_Natural Gas_Miscellaneous_Baseline Forecast | F3 | Commercial | School (WA) | New | Miscellaneous | Natural Gas | Miscellaneous | Baseline Forecast | Winter Demand Savings (n/a) | 0 | 0 | 0 | 0 | 0 | 0 | 0 | 0 | 0 | 0 | 0 | 0 | 0 | 0 | 0 | 0 | 0 | 0 | 0 | 0 | 0 | 0 | 0 | 0
F4_Commercial_School (WA)_New_Miscellaneous_Natural Gas_Miscellaneous_Baseline Forecast | F4 | Commercial | School (WA) | New | Miscellaneous | Natural Gas | Miscellaneous | Baseline Forecast | Incremental Savings (MMtherm) | 0 | 0 | 0 | 0 | 0 | 0 | 0 | 0 | 0 | 0 | 0 | 0 | 0 | 0 | 0 | 0 | 0 | 0 | 0 | 0 | 0 | 0 | 0 | 0
F1_Commercial_College (WA)_Existing_Space Heating_Natural Gas_Furnace_Baseline Forecast | F1 | Commercial | College (WA) | Existing | Space Heating | Natural Gas | Furnace | Baseline Forecast | Consumption Savings (MMtherm) | 0 | 0 | 0 | 0 | 0 | 0 | 0 | 0 | 0 | 0 | 0 | 0 | 0 | 0 | 0 | 0 | 0 | 0 | 0 | 0 | 0 | 0 | 0 | 0
F2_Commercial_College (WA)_Existing_Space Heating_Natural Gas_Furnace_Baseline Forecast | F2 | Commercial | College (WA) | Existing | Space Heating | Natural Gas | Furnace | Baseline Forecast | Summer Demand Savings (n/a) | 0 | 0 | 0 | 0 | 0 | 0 | 0 | 0 | 0 | 0 | 0 | 0 | 0 | 0 | 0 | 0 | 0 | 0 | 0 | 0 | 0 | 0 | 0 | 0
F3_Commercial_College (WA)_Existing_Space Heating_Natural Gas_Furnace_Baseline Forecast | F3 | Commercial | College (WA) | Existing | Space Heating | Natural Gas | Furnace | Baseline Forecast | Winter Demand Savings (n/a) | 0 | 0 | 0 | 0 | 0 | 0 | 0 | 0 | 0 | 0 | 0 | 0 | 0 | 0 | 0 | 0 | 0 | 0 | 0 | 0 | 0 | 0 | 0 | 0
F4_Commercial_College (WA)_Existing_Space Heating_Natural Gas_Furnace_Baseline Forecast | F4 | Commercial | College (WA) | Existing | Space Heating | Natural Gas | Furnace | Baseline Forecast | Incremental Savings (MMtherm) | 0 | 0 | 0 | 0 | 0 | 0 | 0 | 0 | 0 | 0 | 0 | 0 | 0 | 0 | 0 | 0 | 0 | 0 | 0 | 0 | 0 | 0 | 0 | 0
F1_Commercial_College (WA)_Existing_Space Heating_Natural Gas_Boiler_Baseline Forecast | F1 | Commercial | College (WA) | Existing | Space Heating | Natural Gas | Boiler | Baseline Forecast | Consumption Savings (MMtherm) | 0 | 0 | 0 | 0 | 0 | 0 | 0 | 0 | 0 | 0 | 0 | 0 | 0 | 0 | 0 | 0 | 0 | 0 | 0 | 0 | 0 | 0 | 0 | 0
F2_Commercial_College (WA)_Existing_Space Heating_Natural Gas_Boiler_Baseline Forecast | F2 | Commercial | College (WA) | Existing | Space Heating | Natural Gas | Boiler | Baseline Forecast | Summer Demand Savings (n/a) | 0 | 0 | 0 | 0 | 0 | 0 | 0 | 0 | 0 | 0 | 0 | 0 | 0 | 0 | 0 | 0 | 0 | 0 | 0 | 0 | 0 | 0 | 0 | 0
F3_Commercial_College (WA)_Existing_Space Heating_Natural Gas_Boiler_Baseline Forecast | F3 | Commercial | College (WA) | Existing | Space Heating | Natural Gas | Boiler | Baseline Forecast | Winter Demand Savings (n/a) | 0 | 0 | 0 | 0 | 0 | 0 | 0 | 0 | 0 | 0 | 0 | 0 | 0 | 0 | 0 | 0 | 0 | 0 | 0 | 0 | 0 | 0 | 0 | 0
F4_Commercial_College (WA)_Existing_Space Heating_Natural Gas_Boiler_Baseline Forecast | F4 | Commercial | College (WA) | Existing | Space Heating | Natural Gas | Boiler | Baseline Forecast | Incremental Savings (MMtherm) | 0 | 0 | 0 | 0 | 0 | 0 | 0 | 0 | 0 | 0 | 0 | 0 | 0 | 0 | 0 | 0 | 0 | 0 | 0 | 0 | 0 | 0 | 0 | 0
F1_Commercial_College (WA)_Existing_Space Heating_Natural Gas_Unit Heater_Baseline Forecast | F1 | Commercial | College (WA) | Existing | Space Heating | Natural Gas | Unit Heater | Baseline Forecast | Consumption Savings (MMtherm) | 0 | 0 | 0 | 0 | 0 | 0 | 0 | 0 | 0 | 0 | 0 | 0 | 0 | 0 | 0 | 0 | 0 | 0 | 0 | 0 | 0 | 0 | 0 | 0
F2_Commercial_College (WA)_Existing_Space Heating_Natural Gas_Unit Heater_Baseline Forecast | F2 | Commercial | College (WA) | Existing | Space Heating | Natural Gas | Unit Heater | Baseline Forecast | Summer Demand Savings (n/a) | 0 | 0 | 0 | 0 | 0 | 0 | 0 | 0 | 0 | 0 | 0 | 0 | 0 | 0 | 0 | 0 | 0 | 0 | 0 | 0 | 0 | 0 | 0 | 0
F3_Commercial_College (WA)_Existing_Space Heating_Natural Gas_Unit Heater_Baseline Forecast | F3 | Commercial | College (WA) | Existing | Space Heating | Natural Gas | Unit Heater | Baseline Forecast | Winter Demand Savings (n/a) | 0 | 0 | 0 | 0 | 0 | 0 | 0 | 0 | 0 | 0 | 0 | 0 | 0 | 0 | 0 | 0 | 0 | 0 | 0 | 0 | 0 | 0 | 0 | 0
F4_Commercial_College (WA)_Existing_Space Heating_Natural Gas_Unit Heater_Baseline Forecast | F4 | Commercial | College (WA) | Existing | Space Heating | Natural Gas | Unit Heater | Baseline Forecast | Incremental Savings (MMtherm) | 0 | 0 | 0 | 0 | 0 | 0 | 0 | 0 | 0 | 0 | 0 | 0 | 0 | 0 | 0 | 0 | 0 | 0 | 0 | 0 | 0 | 0 | 0 | 0
F1_Commercial_College (WA)_Existing_Water Heating_Natural Gas_Water Heater_Baseline Forecast | F1 | Commercial | College (WA) | Existing | Water Heating | Natural Gas | Water Heater | Baseline Forecast | Consumption Savings (MMtherm) | 0 | 0 | 0 | 0 | 0 | 0 | 0 | 0 | 0 | 0 | 0 | 0 | 0 | 0 | 0 | 0 | 0 | 0 | 0 | 0 | 0 | 0 | 0 | 0
F2_Commercial_College (WA)_Existing_Water Heating_Natural Gas_Water Heater_Baseline Forecast | F2 | Commercial | College (WA) | Existing | Water Heating | Natural Gas | Water Heater | Baseline Forecast | Summer Demand Savings (n/a) | 0 | 0 | 0 | 0 | 0 | 0 | 0 | 0 | 0 | 0 | 0 | 0 | 0 | 0 | 0 | 0 | 0 | 0 | 0 | 0 | 0 | 0 | 0 | 0
F3_Commercial_College (WA)_Existing_Water Heating_Natural Gas_Water Heater_Baseline Forecast | F3 | Commercial | College (WA) | Existing | Water Heating | Natural Gas | Water Heater | Baseline Forecast | Winter Demand Savings (n/a) | 0 | 0 | 0 | 0 | 0 | 0 | 0 | 0 | 0 | 0 | 0 | 0 | 0 | 0 | 0 | 0 | 0 | 0 | 0 | 0 | 0 | 0 | 0 | 0
F4_Commercial_College (WA)_Existing_Water Heating_Natural Gas_Water Heater_Baseline Forecast | F4 | Commercial | College (WA) | Existing | Water Heating | Natural Gas | Water Heater | Baseline Forecast | Incremental Savings (MMtherm) | 0 | 0 | 0 | 0 | 0 | 0 | 0 | 0 | 0 | 0 | 0 | 0 | 0 | 0 | 0 | 0 | 0 | 0 | 0 | 0 | 0 | 0 | 0 | 0
F1_Commercial_College (WA)_Existing_Food Preparation_Natural Gas_Oven_Baseline Forecast | F1 | Commercial | College (WA) | Existing | Food Preparation | Natural Gas | Oven | Baseline Forecast | Consumption Savings (MMtherm) | 0 | 0 | 0 | 0 | 0 | 0 | 0 | 0 | 0 | 0 | 0 | 0 | 0 | 0 | 0 | 0 | 0 | 0 | 0 | 0 | 0 | 0 | 0 | 0
F2_Commercial_College (WA)_Existing_Food Preparation_Natural Gas_Oven_Baseline Forecast | F2 | Commercial | College (WA) | Existing | Food Preparation | Natural Gas | Oven | Baseline Forecast | Summer Demand Savings (n/a) | 0 | 0 | 0 | 0 | 0 | 0 | 0 | 0 | 0 | 0 | 0 | 0 | 0 | 0 | 0 | 0 | 0 | 0 | 0 | 0 | 0 | 0 | 0 | 0
F3_Commercial_College (WA)_Existing_Food Preparation_Natural Gas_Oven_Baseline Forecast | F3 | Commercial | College (WA) | Existing | Food Preparation | Natural Gas | Oven | Baseline Forecast | Winter Demand Savings (n/a) | 0 | 0 | 0 | 0 | 0 | 0 | 0 | 0 | 0 | 0 | 0 | 0 | 0 | 0 | 0 | 0 | 0 | 0 | 0 | 0 | 0 | 0 | 0 | 0
F4_Commercial_College (WA)_Existing_Food Preparation_Natural Gas_Oven_Baseline Forecast | F4 | Commercial | College (WA) | Existing | Food Preparation | Natural Gas | Oven | Baseline Forecast | Incremental Savings (MMtherm) | 0 | 0 | 0 | 0 | 0 | 0 | 0 | 0 | 0 | 0 | 0 | 0 | 0 | 0 | 0 | 0 | 0 | 0 | 0 | 0 | 0 | 0 | 0 | 0
F1_Commercial_College (WA)_Existing_Food Preparation_Natural Gas_Conveyor Oven_Baseline Forecast | F1 | Commercial | College (WA) | Existing | Food Preparation | Natural Gas | Conveyor Oven | Baseline Forecast | Consumption Savings (MMtherm) | 0 | 0 | 0 | 0 | 0 | 0 | 0 | 0 | 0 | 0 | 0 | 0 | 0 | 0 | 0 | 0 | 0 | 0 | 0 | 0 | 0 | 0 | 0 | 0
F2_Commercial_College (WA)_Existing_Food Preparation_Natural Gas_Conveyor Oven_Baseline Forecast | F2 | Commercial | College (WA) | Existing | Food Preparation | Natural Gas | Conveyor Oven | Baseline Forecast | Summer Demand Savings (n/a) | 0 | 0 | 0 | 0 | 0 | 0 | 0 | 0 | 0 | 0 | 0 | 0 | 0 | 0 | 0 | 0 | 0 | 0 | 0 | 0 | 0 | 0 | 0 | 0
F3_Commercial_College (WA)_Existing_Food Preparation_Natural Gas_Conveyor Oven_Baseline Forecast | F3 | Commercial | College (WA) | Existing | Food Preparation | Natural Gas | Conveyor Oven | Baseline Forecast | Winter Demand Savings (n/a) | 0 | 0 | 0 | 0 | 0 | 0 | 0 | 0 | 0 | 0 | 0 | 0 | 0 | 0 | 0 | 0 | 0 | 0 | 0 | 0 | 0 | 0 | 0 | 0
F4_Commercial_College (WA)_Existing_Food Preparation_Natural Gas_Conveyor Oven_Baseline Forecast | F4 | Commercial | College (WA) | Existing | Food Preparation | Natural Gas | Conveyor Oven | Baseline Forecast | Incremental Savings (MMtherm) | 0 | 0 | 0 | 0 | 0 | 0 | 0 | 0 | 0 | 0 | 0 | 0 | 0 | 0 | 0 | 0 | 0 | 0 | 0 | 0 | 0 | 0 | 0 | 0
F1_Commercial_College (WA)_Existing_Food Preparation_Natural Gas_Double Rack Oven_Baseline Forecast | F1 | Commercial | College (WA) | Existing | Food Preparation | Natural Gas | Double Rack Oven | Baseline Forecast | Consumption Savings (MMtherm) | 0 | 0 | 0 | 0 | 0 | 0 | 0 | 0 | 0 | 0 | 0 | 0 | 0 | 0 | 0 | 0 | 0 | 0 | 0 | 0 | 0 | 0 | 0 | 0
F2_Commercial_College (WA)_Existing_Food Preparation_Natural Gas_Double Rack Oven_Baseline Forecast | F2 | Commercial | College (WA) | Existing | Food Preparation | Natural Gas | Double Rack Oven | Baseline Forecast | Summer Demand Savings (n/a) | 0 | 0 | 0 | 0 | 0 | 0 | 0 | 0 | 0 | 0 | 0 | 0 | 0 | 0 | 0 | 0 | 0 | 0 | 0 | 0 | 0 | 0 | 0 | 0
F3_Commercial_College (WA)_Existing_Food Preparation_Natural Gas_Double Rack Oven_Baseline Forecast | F3 | Commercial | College (WA) | Existing | Food Preparation | Natural Gas | Double Rack Oven | Baseline Forecast | Winter Demand Savings (n/a) | 0 | 0 | 0 | 0 | 0 | 0 | 0 | 0 | 0 | 0 | 0 | 0 | 0 | 0 | 0 | 0 | 0 | 0 | 0 | 0 | 0 | 0 | 0 | 0
F4_Commercial_College (WA)_Existing_Food Preparation_Natural Gas_Double Rack Oven_Baseline Forecast | F4 | Commercial | College (WA) | Existing | Food Preparation | Natural Gas | Double Rack Oven | Baseline Forecast | Incremental Savings (MMtherm) | 0 | 0 | 0 | 0 | 0 | 0 | 0 | 0 | 0 | 0 | 0 | 0 | 0 | 0 | 0 | 0 | 0 | 0 | 0 | 0 | 0 | 0 | 0 | 0
F1_Commercial_College (WA)_Existing_Food Preparation_Natural Gas_Fryer_Baseline Forecast | F1 | Commercial | College (WA) | Existing | Food Preparation | Natural Gas | Fryer | Baseline Forecast | Consumption Savings (MMtherm) | 0 | 0 | 0 | 0 | 0 | 0 | 0 | 0 | 0 | 0 | 0 | 0 | 0 | 0 | 0 | 0 | 0 | 0 | 0 | 0 | 0 | 0 | 0 | 0
F2_Commercial_College (WA)_Existing_Food Preparation_Natural Gas_Fryer_Baseline Forecast | F2 | Commercial | College (WA) | Existing | Food Preparation | Natural Gas | Fryer | Baseline Forecast | Summer Demand Savings (n/a) | 0 | 0 | 0 | 0 | 0 | 0 | 0 | 0 | 0 | 0 | 0 | 0 | 0 | 0 | 0 | 0 | 0 | 0 | 0 | 0 | 0 | 0 | 0 | 0
F3_Commercial_College (WA)_Existing_Food Preparation_Natural Gas_Fryer_Baseline Forecast | F3 | Commercial | College (WA) | Existing | Food Preparation | Natural Gas | Fryer | Baseline Forecast | Winter Demand Savings (n/a) | 0 | 0 | 0 | 0 | 0 | 0 | 0 | 0 | 0 | 0 | 0 | 0 | 0 | 0 | 0 | 0 | 0 | 0 | 0 | 0 | 0 | 0 | 0 | 0
F4_Commercial_College (WA)_Existing_Food Preparation_Natural Gas_Fryer_Baseline Forecast | F4 | Commercial | College (WA) | Existing | Food Preparation | Natural Gas | Fryer | Baseline Forecast | Incremental Savings (MMtherm) | 0 | 0 | 0 | 0 | 0 | 0 | 0 | 0 | 0 | 0 | 0 | 0 | 0 | 0 | 0 | 0 | 0 | 0 | 0 | 0 | 0 | 0 | 0 | 0
F1_Commercial_College (WA)_Existing_Food Preparation_Natural Gas_Broiler_Baseline Forecast | F1 | Commercial | College (WA) | Existing | Food Preparation | Natural Gas | Broiler | Baseline Forecast | Consumption Savings (MMtherm) | 0 | 0 | 0 | 0 | 0 | 0 | 0 | 0 | 0 | 0 | 0 | 0 | 0 | 0 | 0 | 0 | 0 | 0 | 0 | 0 | 0 | 0 | 0 | 0
F2_Commercial_College (WA)_Existing_Food Preparation_Natural Gas_Broiler_Baseline Forecast | F2 | Commercial | College (WA) | Existing | Food Preparation | Natural Gas | Broiler | Baseline Forecast | Summer Demand Savings (n/a) | 0 | 0 | 0 | 0 | 0 | 0 | 0 | 0 | 0 | 0 | 0 | 0 | 0 | 0 | 0 | 0 | 0 | 0 | 0 | 0 | 0 | 0 | 0 | 0
F3_Commercial_College (WA)_Existing_Food Preparation_Natural Gas_Broiler_Baseline Forecast | F3 | Commercial | College (WA) | Existing | Food Preparation | Natural Gas | Broiler | Baseline Forecast | Winter Demand Savings (n/a) | 0 | 0 | 0 | 0 | 0 | 0 | 0 | 0 | 0 | 0 | 0 | 0 | 0 | 0 | 0 | 0 | 0 | 0 | 0 | 0 | 0 | 0 | 0 | 0
F4_Commercial_College (WA)_Existing_Food Preparation_Natural Gas_Broiler_Baseline Forecast | F4 | Commercial | College (WA) | Existing | Food Preparation | Natural Gas | Broiler | Baseline Forecast | Incremental Savings (MMtherm) | 0 | 0 | 0 | 0 | 0 | 0 | 0 | 0 | 0 | 0 | 0 | 0 | 0 | 0 | 0 | 0 | 0 | 0 | 0 | 0 | 0 | 0 | 0 | 0
F1_Commercial_College (WA)_Existing_Food Preparation_Natural Gas_Griddle_Baseline Forecast | F1 | Commercial | College (WA) | Existing | Food Preparation | Natural Gas | Griddle | Baseline Forecast | Consumption Savings (MMtherm) | 0 | 0 | 0 | 0 | 0 | 0 | 0 | 0 | 0 | 0 | 0 | 0 | 0 | 0 | 0 | 0 | 0 | 0 | 0 | 0 | 0 | 0 | 0 | 0
F2_Commercial_College (WA)_Existing_Food Preparation_Natural Gas_Griddle_Baseline Forecast | F2 | Commercial | College (WA) | Existing | Food Preparation | Natural Gas | Griddle | Baseline Forecast | Summer Demand Savings (n/a) | 0 | 0 | 0 | 0 | 0 | 0 | 0 | 0 | 0 | 0 | 0 | 0 | 0 | 0 | 0 | 0 | 0 | 0 | 0 | 0 | 0 | 0 | 0 | 0
F3_Commercial_College (WA)_Existing_Food Preparation_Natural Gas_Griddle_Baseline Forecast | F3 | Commercial | College (WA) | Existing | Food Preparation | Natural Gas | Griddle | Baseline Forecast | Winter Demand Savings (n/a) | 0 | 0 | 0 | 0 | 0 | 0 | 0 | 0 | 0 | 0 | 0 | 0 | 0 | 0 | 0 | 0 | 0 | 0 | 0 | 0 | 0 | 0 | 0 | 0
F4_Commercial_College (WA)_Existing_Food Preparation_Natural Gas_Griddle_Baseline Forecast | F4 | Commercial | College (WA) | Existing | Food Preparation | Natural Gas | Griddle | Baseline Forecast | Incremental Savings (MMtherm) | 0 | 0 | 0 | 0 | 0 | 0 | 0 | 0 | 0 | 0 | 0 | 0 | 0 | 0 | 0 | 0 | 0 | 0 | 0 | 0 | 0 | 0 | 0 | 0
F1_Commercial_College (WA)_Existing_Food Preparation_Natural Gas_Range_Baseline Forecast | F1 | Commercial | College (WA) | Existing | Food Preparation | Natural Gas | Range | Baseline Forecast | Consumption Savings (MMtherm) | 0 | 0 | 0 | 0 | 0 | 0 | 0 | 0 | 0 | 0 | 0 | 0 | 0 | 0 | 0 | 0 | 0 | 0 | 0 | 0 | 0 | 0 | 0 | 0
F2_Commercial_College (WA)_Existing_Food Preparation_Natural Gas_Range_Baseline Forecast | F2 | Commercial | College (WA) | Existing | Food Preparation | Natural Gas | Range | Baseline Forecast | Summer Demand Savings (n/a) | 0 | 0 | 0 | 0 | 0 | 0 | 0 | 0 | 0 | 0 | 0 | 0 | 0 | 0 | 0 | 0 | 0 | 0 | 0 | 0 | 0 | 0 | 0 | 0
F3_Commercial_College (WA)_Existing_Food Preparation_Natural Gas_Range_Baseline Forecast | F3 | Commercial | College (WA) | Existing | Food Preparation | Natural Gas | Range | Baseline Forecast | Winter Demand Savings (n/a) | 0 | 0 | 0 | 0 | 0 | 0 | 0 | 0 | 0 | 0 | 0 | 0 | 0 | 0 | 0 | 0 | 0 | 0 | 0 | 0 | 0 | 0 | 0 | 0
F4_Commercial_College (WA)_Existing_Food Preparation_Natural Gas_Range_Baseline Forecast | F4 | Commercial | College (WA) | Existing | Food Preparation | Natural Gas | Range | Baseline Forecast | Incremental Savings (MMtherm) | 0 | 0 | 0 | 0 | 0 | 0 | 0 | 0 | 0 | 0 | 0 | 0 | 0 | 0 | 0 | 0 | 0 | 0 | 0 | 0 | 0 | 0 | 0 | 0
F1_Commercial_College (WA)_Existing_Food Preparation_Natural Gas_Steamer_Baseline Forecast | F1 | Commercial | College (WA) | Existing | Food Preparation | Natural Gas | Steamer | Baseline Forecast | Consumption Savings (MMtherm) | 0 | 0 | 0 | 0 | 0 | 0 | 0 | 0 | 0 | 0 | 0 | 0 | 0 | 0 | 0 | 0 | 0 | 0 | 0 | 0 | 0 | 0 | 0 | 0
F2_Commercial_College (WA)_Existing_Food Preparation_Natural Gas_Steamer_Baseline Forecast | F2 | Commercial | College (WA) | Existing | Food Preparation | Natural Gas | Steamer | Baseline Forecast | Summer Demand Savings (n/a) | 0 | 0 | 0 | 0 | 0 | 0 | 0 | 0 | 0 | 0 | 0 | 0 | 0 | 0 | 0 | 0 | 0 | 0 | 0 | 0 | 0 | 0 | 0 | 0
F3_Commercial_College (WA)_Existing_Food Preparation_Natural Gas_Steamer_Baseline Forecast | F3 | Commercial | College (WA) | Existing | Food Preparation | Natural Gas | Steamer | Baseline Forecast | Winter Demand Savings (n/a) | 0 | 0 | 0 | 0 | 0 | 0 | 0 | 0 | 0 | 0 | 0 | 0 | 0 | 0 | 0 | 0 | 0 | 0 | 0 | 0 | 0 | 0 | 0 | 0
F4_Commercial_College (WA)_Existing_Food Preparation_Natural Gas_Steamer_Baseline Forecast | F4 | Commercial | College (WA) | Existing | Food Preparation | Natural Gas | Steamer | Baseline Forecast | Incremental Savings (MMtherm) | 0 | 0 | 0 | 0 | 0 | 0 | 0 | 0 | 0 | 0 | 0 | 0 | 0 | 0 | 0 | 0 | 0 | 0 | 0 | 0 | 0 | 0 | 0 | 0
F1_Commercial_College (WA)_Existing_Food Preparation_Natural Gas_Food Prep Other_Baseline Forecast | F1 | Commercial | College (WA) | Existing | Food Preparation | Natural Gas | Food Prep Other | Baseline Forecast | Consumption Savings (MMtherm) | 0 | 0 | 0 | 0 | 0 | 0 | 0 | 0 | 0 | 0 | 0 | 0 | 0 | 0 | 0 | 0 | 0 | 0 | 0 | 0 | 0 | 0 | 0 | 0
F2_Commercial_College (WA)_Existing_Food Preparation_Natural Gas_Food Prep Other_Baseline Forecast | F2 | Commercial | College (WA) | Existing | Food Preparation | Natural Gas | Food Prep Other | Baseline Forecast | Summer Demand Savings (n/a) | 0 | 0 | 0 | 0 | 0 | 0 | 0 | 0 | 0 | 0 | 0 | 0 | 0 | 0 | 0 | 0 | 0 | 0 | 0 | 0 | 0 | 0 | 0 | 0
F3_Commercial_College (WA)_Existing_Food Preparation_Natural Gas_Food Prep Other_Baseline Forecast | F3 | Commercial | College (WA) | Existing | Food Preparation | Natural Gas | Food Prep Other | Baseline Forecast | Winter Demand Savings (n/a) | 0 | 0 | 0 | 0 | 0 | 0 | 0 | 0 | 0 | 0 | 0 | 0 | 0 | 0 | 0 | 0 | 0 | 0 | 0 | 0 | 0 | 0 | 0 | 0
F4_Commercial_College (WA)_Existing_Food Preparation_Natural Gas_Food Prep Other_Baseline Forecast | F4 | Commercial | College (WA) | Existing | Food Preparation | Natural Gas | Food Prep Other | Baseline Forecast | Incremental Savings (MMtherm) | 0 | 0 | 0 | 0 | 0 | 0 | 0 | 0 | 0 | 0 | 0 | 0 | 0 | 0 | 0 | 0 | 0 | 0 | 0 | 0 | 0 | 0 | 0 | 0
F1_Commercial_College (WA)_Existing_Miscellaneous_Natural Gas_Pool Heater_Baseline Forecast | F1 | Commercial | College (WA) | Existing | Miscellaneous | Natural Gas | Pool Heater | Baseline Forecast | Consumption Savings (MMtherm) | 0 | 0 | 0 | 0 | 0 | 0 | 0 | 0 | 0 | 0 | 0 | 0 | 0 | 0 | 0 | 0 | 0 | 0 | 0 | 0 | 0 | 0 | 0 | 0
F2_Commercial_College (WA)_Existing_Miscellaneous_Natural Gas_Pool Heater_Baseline Forecast | F2 | Commercial | College (WA) | Existing | Miscellaneous | Natural Gas | Pool Heater | Baseline Forecast | Summer Demand Savings (n/a) | 0 | 0 | 0 | 0 | 0 | 0 | 0 | 0 | 0 | 0 | 0 | 0 | 0 | 0 | 0 | 0 | 0 | 0 | 0 | 0 | 0 | 0 | 0 | 0
F3_Commercial_College (WA)_Existing_Miscellaneous_Natural Gas_Pool Heater_Baseline Forecast | F3 | Commercial | College (WA) | Existing | Miscellaneous | Natural Gas | Pool Heater | Baseline Forecast | Winter Demand Savings (n/a) | 0 | 0 | 0 | 0 | 0 | 0 | 0 | 0 | 0 | 0 | 0 | 0 | 0 | 0 | 0 | 0 | 0 | 0 | 0 | 0 | 0 | 0 | 0 | 0
F4_Commercial_College (WA)_Existing_Miscellaneous_Natural Gas_Pool Heater_Baseline Forecast | F4 | Commercial | College (WA) | Existing | Miscellaneous | Natural Gas | Pool Heater | Baseline Forecast | Incremental Savings (MMtherm) | 0 | 0 | 0 | 0 | 0 | 0 | 0 | 0 | 0 | 0 | 0 | 0 | 0 | 0 | 0 | 0 | 0 | 0 | 0 | 0 | 0 | 0 | 0 | 0
F1_Commercial_College (WA)_Existing_Miscellaneous_Natural Gas_Miscellaneous_Baseline Forecast | F1 | Commercial | College (WA) | Existing | Miscellaneous | Natural Gas | Miscellaneous | Baseline Forecast | Consumption Savings (MMtherm) | 0 | 0 | 0 | 0 | 0 | 0 | 0 | 0 | 0 | 0 | 0 | 0 | 0 | 0 | 0 | 0 | 0 | 0 | 0 | 0 | 0 | 0 | 0 | 0
F2_Commercial_College (WA)_Existing_Miscellaneous_Natural Gas_Miscellaneous_Baseline Forecast | F2 | Commercial | College (WA) | Existing | Miscellaneous | Natural Gas | Miscellaneous | Baseline Forecast | Summer Demand Savings (n/a) | 0 | 0 | 0 | 0 | 0 | 0 | 0 | 0 | 0 | 0 | 0 | 0 | 0 | 0 | 0 | 0 | 0 | 0 | 0 | 0 | 0 | 0 | 0 | 0
F3_Commercial_College (WA)_Existing_Miscellaneous_Natural Gas_Miscellaneous_Baseline Forecast | F3 | Commercial | College (WA) | Existing | Miscellaneous | Natural Gas | Miscellaneous | Baseline Forecast | Winter Demand Savings (n/a) | 0 | 0 | 0 | 0 | 0 | 0 | 0 | 0 | 0 | 0 | 0 | 0 | 0 | 0 | 0 | 0 | 0 | 0 | 0 | 0 | 0 | 0 | 0 | 0
F4_Commercial_College (WA)_Existing_Miscellaneous_Natural Gas_Miscellaneous_Baseline Forecast | F4 | Commercial | College (WA) | Existing | Miscellaneous | Natural Gas | Miscellaneous | Baseline Forecast | Incremental Savings (MMtherm) | 0 | 0 | 0 | 0 | 0 | 0 | 0 | 0 | 0 | 0 | 0 | 0 | 0 | 0 | 0 | 0 | 0 | 0 | 0 | 0 | 0 | 0 | 0 | 0
F1_Commercial_College (WA)_New_Space Heating_Natural Gas_Furnace_Baseline Forecast | F1 | Commercial | College (WA) | New | Space Heating | Natural Gas | Furnace | Baseline Forecast | Consumption Savings (MMtherm) | 0 | 0 | 0 | 0 | 0 | 0 | 0 | 0 | 0 | 0 | 0 | 0 | 0 | 0 | 0 | 0 | 0 | 0 | 0 | 0 | 0 | 0 | 0 | 0
F2_Commercial_College (WA)_New_Space Heating_Natural Gas_Furnace_Baseline Forecast | F2 | Commercial | College (WA) | New | Space Heating | Natural Gas | Furnace | Baseline Forecast | Summer Demand Savings (n/a) | 0 | 0 | 0 | 0 | 0 | 0 | 0 | 0 | 0 | 0 | 0 | 0 | 0 | 0 | 0 | 0 | 0 | 0 | 0 | 0 | 0 | 0 | 0 | 0
F3_Commercial_College (WA)_New_Space Heating_Natural Gas_Furnace_Baseline Forecast | F3 | Commercial | College (WA) | New | Space Heating | Natural Gas | Furnace | Baseline Forecast | Winter Demand Savings (n/a) | 0 | 0 | 0 | 0 | 0 | 0 | 0 | 0 | 0 | 0 | 0 | 0 | 0 | 0 | 0 | 0 | 0 | 0 | 0 | 0 | 0 | 0 | 0 | 0
F4_Commercial_College (WA)_New_Space Heating_Natural Gas_Furnace_Baseline Forecast | F4 | Commercial | College (WA) | New | Space Heating | Natural Gas | Furnace | Baseline Forecast | Incremental Savings (MMtherm) | 0 | 0 | 0 | 0 | 0 | 0 | 0 | 0 | 0 | 0 | 0 | 0 | 0 | 0 | 0 | 0 | 0 | 0 | 0 | 0 | 0 | 0 | 0 | 0
F1_Commercial_College (WA)_New_Space Heating_Natural Gas_Boiler_Baseline Forecast | F1 | Commercial | College (WA) | New | Space Heating | Natural Gas | Boiler | Baseline Forecast | Consumption Savings (MMtherm) | 0 | 0 | 0 | 0 | 0 | 0 | 0 | 0 | 0 | 0 | 0 | 0 | 0 | 0 | 0 | 0 | 0 | 0 | 0 | 0 | 0 | 0 | 0 | 0
F2_Commercial_College (WA)_New_Space Heating_Natural Gas_Boiler_Baseline Forecast | F2 | Commercial | College (WA) | New | Space Heating | Natural Gas | Boiler | Baseline Forecast | Summer Demand Savings (n/a) | 0 | 0 | 0 | 0 | 0 | 0 | 0 | 0 | 0 | 0 | 0 | 0 | 0 | 0 | 0 | 0 | 0 | 0 | 0 | 0 | 0 | 0 | 0 | 0
F3_Commercial_College (WA)_New_Space Heating_Natural Gas_Boiler_Baseline Forecast | F3 | Commercial | College (WA) | New | Space Heating | Natural Gas | Boiler | Baseline Forecast | Winter Demand Savings (n/a) | 0 | 0 | 0 | 0 | 0 | 0 | 0 | 0 | 0 | 0 | 0 | 0 | 0 | 0 | 0 | 0 | 0 | 0 | 0 | 0 | 0 | 0 | 0 | 0
F4_Commercial_College (WA)_New_Space Heating_Natural Gas_Boiler_Baseline Forecast | F4 | Commercial | College (WA) | New | Space Heating | Natural Gas | Boiler | Baseline Forecast | Incremental Savings (MMtherm) | 0 | 0 | 0 | 0 | 0 | 0 | 0 | 0 | 0 | 0 | 0 | 0 | 0 | 0 | 0 | 0 | 0 | 0 | 0 | 0 | 0 | 0 | 0 | 0
F1_Commercial_College (WA)_New_Space Heating_Natural Gas_Unit Heater_Baseline Forecast | F1 | Commercial | College (WA) | New | Space Heating | Natural Gas | Unit Heater | Baseline Forecast | Consumption Savings (MMtherm) | 0 | 0 | 0 | 0 | 0 | 0 | 0 | 0 | 0 | 0 | 0 | 0 | 0 | 0 | 0 | 0 | 0 | 0 | 0 | 0 | 0 | 0 | 0 | 0
F2_Commercial_College (WA)_New_Space Heating_Natural Gas_Unit Heater_Baseline Forecast | F2 | Commercial | College (WA) | New | Space Heating | Natural Gas | Unit Heater | Baseline Forecast | Summer Demand Savings (n/a) | 0 | 0 | 0 | 0 | 0 | 0 | 0 | 0 | 0 | 0 | 0 | 0 | 0 | 0 | 0 | 0 | 0 | 0 | 0 | 0 | 0 | 0 | 0 | 0
F3_Commercial_College (WA)_New_Space Heating_Natural Gas_Unit Heater_Baseline Forecast | F3 | Commercial | College (WA) | New | Space Heating | Natural Gas | Unit Heater | Baseline Forecast | Winter Demand Savings (n/a) | 0 | 0 | 0 | 0 | 0 | 0 | 0 | 0 | 0 | 0 | 0 | 0 | 0 | 0 | 0 | 0 | 0 | 0 | 0 | 0 | 0 | 0 | 0 | 0
F4_Commercial_College (WA)_New_Space Heating_Natural Gas_Unit Heater_Baseline Forecast | F4 | Commercial | College (WA) | New | Space Heating | Natural Gas | Unit Heater | Baseline Forecast | Incremental Savings (MMtherm) | 0 | 0 | 0 | 0 | 0 | 0 | 0 | 0 | 0 | 0 | 0 | 0 | 0 | 0 | 0 | 0 | 0 | 0 | 0 | 0 | 0 | 0 | 0 | 0
F1_Commercial_College (WA)_New_Water Heating_Natural Gas_Water Heater_Baseline Forecast | F1 | Commercial | College (WA) | New | Water Heating | Natural Gas | Water Heater | Baseline Forecast | Consumption Savings (MMtherm) | 0 | 0 | 0 | 0 | 0 | 0 | 0 | 0 | 0 | 0 | 0 | 0 | 0 | 0 | 0 | 0 | 0 | 0 | 0 | 0 | 0 | 0 | 0 | 0
F2_Commercial_College (WA)_New_Water Heating_Natural Gas_Water Heater_Baseline Forecast | F2 | Commercial | College (WA) | New | Water Heating | Natural Gas | Water Heater | Baseline Forecast | Summer Demand Savings (n/a) | 0 | 0 | 0 | 0 | 0 | 0 | 0 | 0 | 0 | 0 | 0 | 0 | 0 | 0 | 0 | 0 | 0 | 0 | 0 | 0 | 0 | 0 | 0 | 0
F3_Commercial_College (WA)_New_Water Heating_Natural Gas_Water Heater_Baseline Forecast | F3 | Commercial | College (WA) | New | Water Heating | Natural Gas | Water Heater | Baseline Forecast | Winter Demand Savings (n/a) | 0 | 0 | 0 | 0 | 0 | 0 | 0 | 0 | 0 | 0 | 0 | 0 | 0 | 0 | 0 | 0 | 0 | 0 | 0 | 0 | 0 | 0 | 0 | 0
F4_Commercial_College (WA)_New_Water Heating_Natural Gas_Water Heater_Baseline Forecast | F4 | Commercial | College (WA) | New | Water Heating | Natural Gas | Water Heater | Baseline Forecast | Incremental Savings (MMtherm) | 0 | 0 | 0 | 0 | 0 | 0 | 0 | 0 | 0 | 0 | 0 | 0 | 0 | 0 | 0 | 0 | 0 | 0 | 0 | 0 | 0 | 0 | 0 | 0
F1_Commercial_College (WA)_New_Food Preparation_Natural Gas_Oven_Baseline Forecast | F1 | Commercial | College (WA) | New | Food Preparation | Natural Gas | Oven | Baseline Forecast | Consumption Savings (MMtherm) | 0 | 0 | 0 | 0 | 0 | 0 | 0 | 0 | 0 | 0 | 0 | 0 | 0 | 0 | 0 | 0 | 0 | 0 | 0 | 0 | 0 | 0 | 0 | 0
F2_Commercial_College (WA)_New_Food Preparation_Natural Gas_Oven_Baseline Forecast | F2 | Commercial | College (WA) | New | Food Preparation | Natural Gas | Oven | Baseline Forecast | Summer Demand Savings (n/a) | 0 | 0 | 0 | 0 | 0 | 0 | 0 | 0 | 0 | 0 | 0 | 0 | 0 | 0 | 0 | 0 | 0 | 0 | 0 | 0 | 0 | 0 | 0 | 0
F3_Commercial_College (WA)_New_Food Preparation_Natural Gas_Oven_Baseline Forecast | F3 | Commercial | College (WA) | New | Food Preparation | Natural Gas | Oven | Baseline Forecast | Winter Demand Savings (n/a) | 0 | 0 | 0 | 0 | 0 | 0 | 0 | 0 | 0 | 0 | 0 | 0 | 0 | 0 | 0 | 0 | 0 | 0 | 0 | 0 | 0 | 0 | 0 | 0
F4_Commercial_College (WA)_New_Food Preparation_Natural Gas_Oven_Baseline Forecast | F4 | Commercial | College (WA) | New | Food Preparation | Natural Gas | Oven | Baseline Forecast | Incremental Savings (MMtherm) | 0 | 0 | 0 | 0 | 0 | 0 | 0 | 0 | 0 | 0 | 0 | 0 | 0 | 0 | 0 | 0 | 0 | 0 | 0 | 0 | 0 | 0 | 0 | 0
F1_Commercial_College (WA)_New_Food Preparation_Natural Gas_Conveyor Oven_Baseline Forecast | F1 | Commercial | College (WA) | New | Food Preparation | Natural Gas | Conveyor Oven | Baseline Forecast | Consumption Savings (MMtherm) | 0 | 0 | 0 | 0 | 0 | 0 | 0 | 0 | 0 | 0 | 0 | 0 | 0 | 0 | 0 | 0 | 0 | 0 | 0 | 0 | 0 | 0 | 0 | 0
F2_Commercial_College (WA)_New_Food Preparation_Natural Gas_Conveyor Oven_Baseline Forecast | F2 | Commercial | College (WA) | New | Food Preparation | Natural Gas | Conveyor Oven | Baseline Forecast | Summer Demand Savings (n/a) | 0 | 0 | 0 | 0 | 0 | 0 | 0 | 0 | 0 | 0 | 0 | 0 | 0 | 0 | 0 | 0 | 0 | 0 | 0 | 0 | 0 | 0 | 0 | 0
F3_Commercial_College (WA)_New_Food Preparation_Natural Gas_Conveyor Oven_Baseline Forecast | F3 | Commercial | College (WA) | New | Food Preparation | Natural Gas | Conveyor Oven | Baseline Forecast | Winter Demand Savings (n/a) | 0 | 0 | 0 | 0 | 0 | 0 | 0 | 0 | 0 | 0 | 0 | 0 | 0 | 0 | 0 | 0 | 0 | 0 | 0 | 0 | 0 | 0 | 0 | 0
F4_Commercial_College (WA)_New_Food Preparation_Natural Gas_Conveyor Oven_Baseline Forecast | F4 | Commercial | College (WA) | New | Food Preparation | Natural Gas | Conveyor Oven | Baseline Forecast | Incremental Savings (MMtherm) | 0 | 0 | 0 | 0 | 0 | 0 | 0 | 0 | 0 | 0 | 0 | 0 | 0 | 0 | 0 | 0 | 0 | 0 | 0 | 0 | 0 | 0 | 0 | 0
F1_Commercial_College (WA)_New_Food Preparation_Natural Gas_Double Rack Oven_Baseline Forecast | F1 | Commercial | College (WA) | New | Food Preparation | Natural Gas | Double Rack Oven | Baseline Forecast | Consumption Savings (MMtherm) | 0 | 0 | 0 | 0 | 0 | 0 | 0 | 0 | 0 | 0 | 0 | 0 | 0 | 0 | 0 | 0 | 0 | 0 | 0 | 0 | 0 | 0 | 0 | 0
F2_Commercial_College (WA)_New_Food Preparation_Natural Gas_Double Rack Oven_Baseline Forecast | F2 | Commercial | College (WA) | New | Food Preparation | Natural Gas | Double Rack Oven | Baseline Forecast | Summer Demand Savings (n/a) | 0 | 0 | 0 | 0 | 0 | 0 | 0 | 0 | 0 | 0 | 0 | 0 | 0 | 0 | 0 | 0 | 0 | 0 | 0 | 0 | 0 | 0 | 0 | 0
F3_Commercial_College (WA)_New_Food Preparation_Natural Gas_Double Rack Oven_Baseline Forecast | F3 | Commercial | College (WA) | New | Food Preparation | Natural Gas | Double Rack Oven | Baseline Forecast | Winter Demand Savings (n/a) | 0 | 0 | 0 | 0 | 0 | 0 | 0 | 0 | 0 | 0 | 0 | 0 | 0 | 0 | 0 | 0 | 0 | 0 | 0 | 0 | 0 | 0 | 0 | 0
F4_Commercial_College (WA)_New_Food Preparation_Natural Gas_Double Rack Oven_Baseline Forecast | F4 | Commercial | College (WA) | New | Food Preparation | Natural Gas | Double Rack Oven | Baseline Forecast | Incremental Savings (MMtherm) | 0 | 0 | 0 | 0 | 0 | 0 | 0 | 0 | 0 | 0 | 0 | 0 | 0 | 0 | 0 | 0 | 0 | 0 | 0 | 0 | 0 | 0 | 0 | 0
F1_Commercial_College (WA)_New_Food Preparation_Natural Gas_Fryer_Baseline Forecast | F1 | Commercial | College (WA) | New | Food Preparation | Natural Gas | Fryer | Baseline Forecast | Consumption Savings (MMtherm) | 0 | 0 | 0 | 0 | 0 | 0 | 0 | 0 | 0 | 0 | 0 | 0 | 0 | 0 | 0 | 0 | 0 | 0 | 0 | 0 | 0 | 0 | 0 | 0
F2_Commercial_College (WA)_New_Food Preparation_Natural Gas_Fryer_Baseline Forecast | F2 | Commercial | College (WA) | New | Food Preparation | Natural Gas | Fryer | Baseline Forecast | Summer Demand Savings (n/a) | 0 | 0 | 0 | 0 | 0 | 0 | 0 | 0 | 0 | 0 | 0 | 0 | 0 | 0 | 0 | 0 | 0 | 0 | 0 | 0 | 0 | 0 | 0 | 0
F3_Commercial_College (WA)_New_Food Preparation_Natural Gas_Fryer_Baseline Forecast | F3 | Commercial | College (WA) | New | Food Preparation | Natural Gas | Fryer | Baseline Forecast | Winter Demand Savings (n/a) | 0 | 0 | 0 | 0 | 0 | 0 | 0 | 0 | 0 | 0 | 0 | 0 | 0 | 0 | 0 | 0 | 0 | 0 | 0 | 0 | 0 | 0 | 0 | 0
F4_Commercial_College (WA)_New_Food Preparation_Natural Gas_Fryer_Baseline Forecast | F4 | Commercial | College (WA) | New | Food Preparation | Natural Gas | Fryer | Baseline Forecast | Incremental Savings (MMtherm) | 0 | 0 | 0 | 0 | 0 | 0 | 0 | 0 | 0 | 0 | 0 | 0 | 0 | 0 | 0 | 0 | 0 | 0 | 0 | 0 | 0 | 0 | 0 | 0
F1_Commercial_College (WA)_New_Food Preparation_Natural Gas_Broiler_Baseline Forecast | F1 | Commercial | College (WA) | New | Food Preparation | Natural Gas | Broiler | Baseline Forecast | Consumption Savings (MMtherm) | 0 | 0 | 0 | 0 | 0 | 0 | 0 | 0 | 0 | 0 | 0 | 0 | 0 | 0 | 0 | 0 | 0 | 0 | 0 | 0 | 0 | 0 | 0 | 0
F2_Commercial_College (WA)_New_Food Preparation_Natural Gas_Broiler_Baseline Forecast | F2 | Commercial | College (WA) | New | Food Preparation | Natural Gas | Broiler | Baseline Forecast | Summer Demand Savings (n/a) | 0 | 0 | 0 | 0 | 0 | 0 | 0 | 0 | 0 | 0 | 0 | 0 | 0 | 0 | 0 | 0 | 0 | 0 | 0 | 0 | 0 | 0 | 0 | 0
F3_Commercial_College (WA)_New_Food Preparation_Natural Gas_Broiler_Baseline Forecast | F3 | Commercial | College (WA) | New | Food Preparation | Natural Gas | Broiler | Baseline Forecast | Winter Demand Savings (n/a) | 0 | 0 | 0 | 0 | 0 | 0 | 0 | 0 | 0 | 0 | 0 | 0 | 0 | 0 | 0 | 0 | 0 | 0 | 0 | 0 | 0 | 0 | 0 | 0
F4_Commercial_College (WA)_New_Food Preparation_Natural Gas_Broiler_Baseline Forecast | F4 | Commercial | College (WA) | New | Food Preparation | Natural Gas | Broiler | Baseline Forecast | Incremental Savings (MMtherm) | 0 | 0 | 0 | 0 | 0 | 0 | 0 | 0 | 0 | 0 | 0 | 0 | 0 | 0 | 0 | 0 | 0 | 0 | 0 | 0 | 0 | 0 | 0 | 0
F1_Commercial_College (WA)_New_Food Preparation_Natural Gas_Griddle_Baseline Forecast | F1 | Commercial | College (WA) | New | Food Preparation | Natural Gas | Griddle | Baseline Forecast | Consumption Savings (MMtherm) | 0 | 0 | 0 | 0 | 0 | 0 | 0 | 0 | 0 | 0 | 0 | 0 | 0 | 0 | 0 | 0 | 0 | 0 | 0 | 0 | 0 | 0 | 0 | 0
F2_Commercial_College (WA)_New_Food Preparation_Natural Gas_Griddle_Baseline Forecast | F2 | Commercial | College (WA) | New | Food Preparation | Natural Gas | Griddle | Baseline Forecast | Summer Demand Savings (n/a) | 0 | 0 | 0 | 0 | 0 | 0 | 0 | 0 | 0 | 0 | 0 | 0 | 0 | 0 | 0 | 0 | 0 | 0 | 0 | 0 | 0 | 0 | 0 | 0
F3_Commercial_College (WA)_New_Food Preparation_Natural Gas_Griddle_Baseline Forecast | F3 | Commercial | College (WA) | New | Food Preparation | Natural Gas | Griddle | Baseline Forecast | Winter Demand Savings (n/a) | 0 | 0 | 0 | 0 | 0 | 0 | 0 | 0 | 0 | 0 | 0 | 0 | 0 | 0 | 0 | 0 | 0 | 0 | 0 | 0 | 0 | 0 | 0 | 0
F4_Commercial_College (WA)_New_Food Preparation_Natural Gas_Griddle_Baseline Forecast | F4 | Commercial | College (WA) | New | Food Preparation | Natural Gas | Griddle | Baseline Forecast | Incremental Savings (MMtherm) | 0 | 0 | 0 | 0 | 0 | 0 | 0 | 0 | 0 | 0 | 0 | 0 | 0 | 0 | 0 | 0 | 0 | 0 | 0 | 0 | 0 | 0 | 0 | 0
F1_Commercial_College (WA)_New_Food Preparation_Natural Gas_Range_Baseline Forecast | F1 | Commercial | College (WA) | New | Food Preparation | Natural Gas | Range | Baseline Forecast | Consumption Savings (MMtherm) | 0 | 0 | 0 | 0 | 0 | 0 | 0 | 0 | 0 | 0 | 0 | 0 | 0 | 0 | 0 | 0 | 0 | 0 | 0 | 0 | 0 | 0 | 0 | 0
F2_Commercial_College (WA)_New_Food Preparation_Natural Gas_Range_Baseline Forecast | F2 | Commercial | College (WA) | New | Food Preparation | Natural Gas | Range | Baseline Forecast | Summer Demand Savings (n/a) | 0 | 0 | 0 | 0 | 0 | 0 | 0 | 0 | 0 | 0 | 0 | 0 | 0 | 0 | 0 | 0 | 0 | 0 | 0 | 0 | 0 | 0 | 0 | 0
F3_Commercial_College (WA)_New_Food Preparation_Natural Gas_Range_Baseline Forecast | F3 | Commercial | College (WA) | New | Food Preparation | Natural Gas | Range | Baseline Forecast | Winter Demand Savings (n/a) | 0 | 0 | 0 | 0 | 0 | 0 | 0 | 0 | 0 | 0 | 0 | 0 | 0 | 0 | 0 | 0 | 0 | 0 | 0 | 0 | 0 | 0 | 0 | 0
F4_Commercial_College (WA)_New_Food Preparation_Natural Gas_Range_Baseline Forecast | F4 | Commercial | College (WA) | New | Food Preparation | Natural Gas | Range | Baseline Forecast | Incremental Savings (MMtherm) | 0 | 0 | 0 | 0 | 0 | 0 | 0 | 0 | 0 | 0 | 0 | 0 | 0 | 0 | 0 | 0 | 0 | 0 | 0 | 0 | 0 | 0 | 0 | 0
F1_Commercial_College (WA)_New_Food Preparation_Natural Gas_Steamer_Baseline Forecast | F1 | Commercial | College (WA) | New | Food Preparation | Natural Gas | Steamer | Baseline Forecast | Consumption Savings (MMtherm) | 0 | 0 | 0 | 0 | 0 | 0 | 0 | 0 | 0 | 0 | 0 | 0 | 0 | 0 | 0 | 0 | 0 | 0 | 0 | 0 | 0 | 0 | 0 | 0
F2_Commercial_College (WA)_New_Food Preparation_Natural Gas_Steamer_Baseline Forecast | F2 | Commercial | College (WA) | New | Food Preparation | Natural Gas | Steamer | Baseline Forecast | Summer Demand Savings (n/a) | 0 | 0 | 0 | 0 | 0 | 0 | 0 | 0 | 0 | 0 | 0 | 0 | 0 | 0 | 0 | 0 | 0 | 0 | 0 | 0 | 0 | 0 | 0 | 0
F3_Commercial_College (WA)_New_Food Preparation_Natural Gas_Steamer_Baseline Forecast | F3 | Commercial | College (WA) | New | Food Preparation | Natural Gas | Steamer | Baseline Forecast | Winter Demand Savings (n/a) | 0 | 0 | 0 | 0 | 0 | 0 | 0 | 0 | 0 | 0 | 0 | 0 | 0 | 0 | 0 | 0 | 0 | 0 | 0 | 0 | 0 | 0 | 0 | 0
F4_Commercial_College (WA)_New_Food Preparation_Natural Gas_Steamer_Baseline Forecast | F4 | Commercial | College (WA) | New | Food Preparation | Natural Gas | Steamer | Baseline Forecast | Incremental Savings (MMtherm) | 0 | 0 | 0 | 0 | 0 | 0 | 0 | 0 | 0 | 0 | 0 | 0 | 0 | 0 | 0 | 0 | 0 | 0 | 0 | 0 | 0 | 0 | 0 | 0
F1_Commercial_College (WA)_New_Food Preparation_Natural Gas_Food Prep Other_Baseline Forecast | F1 | Commercial | College (WA) | New | Food Preparation | Natural Gas | Food Prep Other | Baseline Forecast | Consumption Savings (MMtherm) | 0 | 0 | 0 | 0 | 0 | 0 | 0 | 0 | 0 | 0 | 0 | 0 | 0 | 0 | 0 | 0 | 0 | 0 | 0 | 0 | 0 | 0 | 0 | 0
F2_Commercial_College (WA)_New_Food Preparation_Natural Gas_Food Prep Other_Baseline Forecast | F2 | Commercial | College (WA) | New | Food Preparation | Natural Gas | Food Prep Other | Baseline Forecast | Summer Demand Savings (n/a) | 0 | 0 | 0 | 0 | 0 | 0 | 0 | 0 | 0 | 0 | 0 | 0 | 0 | 0 | 0 | 0 | 0 | 0 | 0 | 0 | 0 | 0 | 0 | 0
F3_Commercial_College (WA)_New_Food Preparation_Natural Gas_Food Prep Other_Baseline Forecast | F3 | Commercial | College (WA) | New | Food Preparation | Natural Gas | Food Prep Other | Baseline Forecast | Winter Demand Savings (n/a) | 0 | 0 | 0 | 0 | 0 | 0 | 0 | 0 | 0 | 0 | 0 | 0 | 0 | 0 | 0 | 0 | 0 | 0 | 0 | 0 | 0 | 0 | 0 | 0
F4_Commercial_College (WA)_New_Food Preparation_Natural Gas_Food Prep Other_Baseline Forecast | F4 | Commercial | College (WA) | New | Food Preparation | Natural Gas | Food Prep Other | Baseline Forecast | Incremental Savings (MMtherm) | 0 | 0 | 0 | 0 | 0 | 0 | 0 | 0 | 0 | 0 | 0 | 0 | 0 | 0 | 0 | 0 | 0 | 0 | 0 | 0 | 0 | 0 | 0 | 0
F1_Commercial_College (WA)_New_Miscellaneous_Natural Gas_Pool Heater_Baseline Forecast | F1 | Commercial | College (WA) | New | Miscellaneous | Natural Gas | Pool Heater | Baseline Forecast | Consumption Savings (MMtherm) | 0 | 0 | 0 | 0 | 0 | 0 | 0 | 0 | 0 | 0 | 0 | 0 | 0 | 0 | 0 | 0 | 0 | 0 | 0 | 0 | 0 | 0 | 0 | 0
F2_Commercial_College (WA)_New_Miscellaneous_Natural Gas_Pool Heater_Baseline Forecast | F2 | Commercial | College (WA) | New | Miscellaneous | Natural Gas | Pool Heater | Baseline Forecast | Summer Demand Savings (n/a) | 0 | 0 | 0 | 0 | 0 | 0 | 0 | 0 | 0 | 0 | 0 | 0 | 0 | 0 | 0 | 0 | 0 | 0 | 0 | 0 | 0 | 0 | 0 | 0
F3_Commercial_College (WA)_New_Miscellaneous_Natural Gas_Pool Heater_Baseline Forecast | F3 | Commercial | College (WA) | New | Miscellaneous | Natural Gas | Pool Heater | Baseline Forecast | Winter Demand Savings (n/a) | 0 | 0 | 0 | 0 | 0 | 0 | 0 | 0 | 0 | 0 | 0 | 0 | 0 | 0 | 0 | 0 | 0 | 0 | 0 | 0 | 0 | 0 | 0 | 0
F4_Commercial_College (WA)_New_Miscellaneous_Natural Gas_Pool Heater_Baseline Forecast | F4 | Commercial | College (WA) | New | Miscellaneous | Natural Gas | Pool Heater | Baseline Forecast | Incremental Savings (MMtherm) | 0 | 0 | 0 | 0 | 0 | 0 | 0 | 0 | 0 | 0 | 0 | 0 | 0 | 0 | 0 | 0 | 0 | 0 | 0 | 0 | 0 | 0 | 0 | 0
F1_Commercial_College (WA)_New_Miscellaneous_Natural Gas_Miscellaneous_Baseline Forecast | F1 | Commercial | College (WA) | New | Miscellaneous | Natural Gas | Miscellaneous | Baseline Forecast | Consumption Savings (MMtherm) | 0 | 0 | 0 | 0 | 0 | 0 | 0 | 0 | 0 | 0 | 0 | 0 | 0 | 0 | 0 | 0 | 0 | 0 | 0 | 0 | 0 | 0 | 0 | 0
F2_Commercial_College (WA)_New_Miscellaneous_Natural Gas_Miscellaneous_Baseline Forecast | F2 | Commercial | College (WA) | New | Miscellaneous | Natural Gas | Miscellaneous | Baseline Forecast | Summer Demand Savings (n/a) | 0 | 0 | 0 | 0 | 0 | 0 | 0 | 0 | 0 | 0 | 0 | 0 | 0 | 0 | 0 | 0 | 0 | 0 | 0 | 0 | 0 | 0 | 0 | 0
F3_Commercial_College (WA)_New_Miscellaneous_Natural Gas_Miscellaneous_Baseline Forecast | F3 | Commercial | College (WA) | New | Miscellaneous | Natural Gas | Miscellaneous | Baseline Forecast | Winter Demand Savings (n/a) | 0 | 0 | 0 | 0 | 0 | 0 | 0 | 0 | 0 | 0 | 0 | 0 | 0 | 0 | 0 | 0 | 0 | 0 | 0 | 0 | 0 | 0 | 0 | 0
F4_Commercial_College (WA)_New_Miscellaneous_Natural Gas_Miscellaneous_Baseline Forecast | F4 | Commercial | College (WA) | New | Miscellaneous | Natural Gas | Miscellaneous | Baseline Forecast | Incremental Savings (MMtherm) | 0 | 0 | 0 | 0 | 0 | 0 | 0 | 0 | 0 | 0 | 0 | 0 | 0 | 0 | 0 | 0 | 0 | 0 | 0 | 0 | 0 | 0 | 0 | 0
F1_Commercial_Health (WA)_Existing_Space Heating_Natural Gas_Furnace_Baseline Forecast | F1 | Commercial | Health (WA) | Existing | Space Heating | Natural Gas | Furnace | Baseline Forecast | Consumption Savings (MMtherm) | 0 | 0 | 0 | 0 | 0 | 0 | 0 | 0 | 0 | 0 | 0 | 0 | 0 | 0 | 0 | 0 | 0 | 0 | 0 | 0 | 0 | 0 | 0 | 0
F2_Commercial_Health (WA)_Existing_Space Heating_Natural Gas_Furnace_Baseline Forecast | F2 | Commercial | Health (WA) | Existing | Space Heating | Natural Gas | Furnace | Baseline Forecast | Summer Demand Savings (n/a) | 0 | 0 | 0 | 0 | 0 | 0 | 0 | 0 | 0 | 0 | 0 | 0 | 0 | 0 | 0 | 0 | 0 | 0 | 0 | 0 | 0 | 0 | 0 | 0
F3_Commercial_Health (WA)_Existing_Space Heating_Natural Gas_Furnace_Baseline Forecast | F3 | Commercial | Health (WA) | Existing | Space Heating | Natural Gas | Furnace | Baseline Forecast | Winter Demand Savings (n/a) | 0 | 0 | 0 | 0 | 0 | 0 | 0 | 0 | 0 | 0 | 0 | 0 | 0 | 0 | 0 | 0 | 0 | 0 | 0 | 0 | 0 | 0 | 0 | 0
F4_Commercial_Health (WA)_Existing_Space Heating_Natural Gas_Furnace_Baseline Forecast | F4 | Commercial | Health (WA) | Existing | Space Heating | Natural Gas | Furnace | Baseline Forecast | Incremental Savings (MMtherm) | 0 | 0 | 0 | 0 | 0 | 0 | 0 | 0 | 0 | 0 | 0 | 0 | 0 | 0 | 0 | 0 | 0 | 0 | 0 | 0 | 0 | 0 | 0 | 0
F1_Commercial_Health (WA)_Existing_Space Heating_Natural Gas_Boiler_Baseline Forecast | F1 | Commercial | Health (WA) | Existing | Space Heating | Natural Gas | Boiler | Baseline Forecast | Consumption Savings (MMtherm) | 0 | 0 | 0 | 0 | 0 | 0 | 0 | 0 | 0 | 0 | 0 | 0 | 0 | 0 | 0 | 0 | 0 | 0 | 0 | 0 | 0 | 0 | 0 | 0
F2_Commercial_Health (WA)_Existing_Space Heating_Natural Gas_Boiler_Baseline Forecast | F2 | Commercial | Health (WA) | Existing | Space Heating | Natural Gas | Boiler | Baseline Forecast | Summer Demand Savings (n/a) | 0 | 0 | 0 | 0 | 0 | 0 | 0 | 0 | 0 | 0 | 0 | 0 | 0 | 0 | 0 | 0 | 0 | 0 | 0 | 0 | 0 | 0 | 0 | 0
F3_Commercial_Health (WA)_Existing_Space Heating_Natural Gas_Boiler_Baseline Forecast | F3 | Commercial | Health (WA) | Existing | Space Heating | Natural Gas | Boiler | Baseline Forecast | Winter Demand Savings (n/a) | 0 | 0 | 0 | 0 | 0 | 0 | 0 | 0 | 0 | 0 | 0 | 0 | 0 | 0 | 0 | 0 | 0 | 0 | 0 | 0 | 0 | 0 | 0 | 0
F4_Commercial_Health (WA)_Existing_Space Heating_Natural Gas_Boiler_Baseline Forecast | F4 | Commercial | Health (WA) | Existing | Space Heating | Natural Gas | Boiler | Baseline Forecast | Incremental Savings (MMtherm) | 0 | 0 | 0 | 0 | 0 | 0 | 0 | 0 | 0 | 0 | 0 | 0 | 0 | 0 | 0 | 0 | 0 | 0 | 0 | 0 | 0 | 0 | 0 | 0
F1_Commercial_Health (WA)_Existing_Space Heating_Natural Gas_Unit Heater_Baseline Forecast | F1 | Commercial | Health (WA) | Existing | Space Heating | Natural Gas | Unit Heater | Baseline Forecast | Consumption Savings (MMtherm) | 0 | 0 | 0 | 0 | 0 | 0 | 0 | 0 | 0 | 0 | 0 | 0 | 0 | 0 | 0 | 0 | 0 | 0 | 0 | 0 | 0 | 0 | 0 | 0
F2_Commercial_Health (WA)_Existing_Space Heating_Natural Gas_Unit Heater_Baseline Forecast | F2 | Commercial | Health (WA) | Existing | Space Heating | Natural Gas | Unit Heater | Baseline Forecast | Summer Demand Savings (n/a) | 0 | 0 | 0 | 0 | 0 | 0 | 0 | 0 | 0 | 0 | 0 | 0 | 0 | 0 | 0 | 0 | 0 | 0 | 0 | 0 | 0 | 0 | 0 | 0
F3_Commercial_Health (WA)_Existing_Space Heating_Natural Gas_Unit Heater_Baseline Forecast | F3 | Commercial | Health (WA) | Existing | Space Heating | Natural Gas | Unit Heater | Baseline Forecast | Winter Demand Savings (n/a) | 0 | 0 | 0 | 0 | 0 | 0 | 0 | 0 | 0 | 0 | 0 | 0 | 0 | 0 | 0 | 0 | 0 | 0 | 0 | 0 | 0 | 0 | 0 | 0
F4_Commercial_Health (WA)_Existing_Space Heating_Natural Gas_Unit Heater_Baseline Forecast | F4 | Commercial | Health (WA) | Existing | Space Heating | Natural Gas | Unit Heater | Baseline Forecast | Incremental Savings (MMtherm) | 0 | 0 | 0 | 0 | 0 | 0 | 0 | 0 | 0 | 0 | 0 | 0 | 0 | 0 | 0 | 0 | 0 | 0 | 0 | 0 | 0 | 0 | 0 | 0
F1_Commercial_Health (WA)_Existing_Water Heating_Natural Gas_Water Heater_Baseline Forecast | F1 | Commercial | Health (WA) | Existing | Water Heating | Natural Gas | Water Heater | Baseline Forecast | Consumption Savings (MMtherm) | 0 | 0 | 0 | 0 | 0 | 0 | 0 | 0 | 0 | 0 | 0 | 0 | 0 | 0 | 0 | 0 | 0 | 0 | 0 | 0 | 0 | 0 | 0 | 0
F2_Commercial_Health (WA)_Existing_Water Heating_Natural Gas_Water Heater_Baseline Forecast | F2 | Commercial | Health (WA) | Existing | Water Heating | Natural Gas | Water Heater | Baseline Forecast | Summer Demand Savings (n/a) | 0 | 0 | 0 | 0 | 0 | 0 | 0 | 0 | 0 | 0 | 0 | 0 | 0 | 0 | 0 | 0 | 0 | 0 | 0 | 0 | 0 | 0 | 0 | 0
F3_Commercial_Health (WA)_Existing_Water Heating_Natural Gas_Water Heater_Baseline Forecast | F3 | Commercial | Health (WA) | Existing | Water Heating | Natural Gas | Water Heater | Baseline Forecast | Winter Demand Savings (n/a) | 0 | 0 | 0 | 0 | 0 | 0 | 0 | 0 | 0 | 0 | 0 | 0 | 0 | 0 | 0 | 0 | 0 | 0 | 0 | 0 | 0 | 0 | 0 | 0
F4_Commercial_Health (WA)_Existing_Water Heating_Natural Gas_Water Heater_Baseline Forecast | F4 | Commercial | Health (WA) | Existing | Water Heating | Natural Gas | Water Heater | Baseline Forecast | Incremental Savings (MMtherm) | 0 | 0 | 0 | 0 | 0 | 0 | 0 | 0 | 0 | 0 | 0 | 0 | 0 | 0 | 0 | 0 | 0 | 0 | 0 | 0 | 0 | 0 | 0 | 0
F1_Commercial_Health (WA)_Existing_Food Preparation_Natural Gas_Oven_Baseline Forecast | F1 | Commercial | Health (WA) | Existing | Food Preparation | Natural Gas | Oven | Baseline Forecast | Consumption Savings (MMtherm) | 0 | 0 | 0 | 0 | 0 | 0 | 0 | 0 | 0 | 0 | 0 | 0 | 0 | 0 | 0 | 0 | 0 | 0 | 0 | 0 | 0 | 0 | 0 | 0
F2_Commercial_Health (WA)_Existing_Food Preparation_Natural Gas_Oven_Baseline Forecast | F2 | Commercial | Health (WA) | Existing | Food Preparation | Natural Gas | Oven | Baseline Forecast | Summer Demand Savings (n/a) | 0 | 0 | 0 | 0 | 0 | 0 | 0 | 0 | 0 | 0 | 0 | 0 | 0 | 0 | 0 | 0 | 0 | 0 | 0 | 0 | 0 | 0 | 0 | 0
F3_Commercial_Health (WA)_Existing_Food Preparation_Natural Gas_Oven_Baseline Forecast | F3 | Commercial | Health (WA) | Existing | Food Preparation | Natural Gas | Oven | Baseline Forecast | Winter Demand Savings (n/a) | 0 | 0 | 0 | 0 | 0 | 0 | 0 | 0 | 0 | 0 | 0 | 0 | 0 | 0 | 0 | 0 | 0 | 0 | 0 | 0 | 0 | 0 | 0 | 0
F4_Commercial_Health (WA)_Existing_Food Preparation_Natural Gas_Oven_Baseline Forecast | F4 | Commercial | Health (WA) | Existing | Food Preparation | Natural Gas | Oven | Baseline Forecast | Incremental Savings (MMtherm) | 0 | 0 | 0 | 0 | 0 | 0 | 0 | 0 | 0 | 0 | 0 | 0 | 0 | 0 | 0 | 0 | 0 | 0 | 0 | 0 | 0 | 0 | 0 | 0
F1_Commercial_Health (WA)_Existing_Food Preparation_Natural Gas_Conveyor Oven_Baseline Forecast | F1 | Commercial | Health (WA) | Existing | Food Preparation | Natural Gas | Conveyor Oven | Baseline Forecast | Consumption Savings (MMtherm) | 0 | 0 | 0 | 0 | 0 | 0 | 0 | 0 | 0 | 0 | 0 | 0 | 0 | 0 | 0 | 0 | 0 | 0 | 0 | 0 | 0 | 0 | 0 | 0
F2_Commercial_Health (WA)_Existing_Food Preparation_Natural Gas_Conveyor Oven_Baseline Forecast | F2 | Commercial | Health (WA) | Existing | Food Preparation | Natural Gas | Conveyor Oven | Baseline Forecast | Summer Demand Savings (n/a) | 0 | 0 | 0 | 0 | 0 | 0 | 0 | 0 | 0 | 0 | 0 | 0 | 0 | 0 | 0 | 0 | 0 | 0 | 0 | 0 | 0 | 0 | 0 | 0
F3_Commercial_Health (WA)_Existing_Food Preparation_Natural Gas_Conveyor Oven_Baseline Forecast | F3 | Commercial | Health (WA) | Existing | Food Preparation | Natural Gas | Conveyor Oven | Baseline Forecast | Winter Demand Savings (n/a) | 0 | 0 | 0 | 0 | 0 | 0 | 0 | 0 | 0 | 0 | 0 | 0 | 0 | 0 | 0 | 0 | 0 | 0 | 0 | 0 | 0 | 0 | 0 | 0
F4_Commercial_Health (WA)_Existing_Food Preparation_Natural Gas_Conveyor Oven_Baseline Forecast | F4 | Commercial | Health (WA) | Existing | Food Preparation | Natural Gas | Conveyor Oven | Baseline Forecast | Incremental Savings (MMtherm) | 0 | 0 | 0 | 0 | 0 | 0 | 0 | 0 | 0 | 0 | 0 | 0 | 0 | 0 | 0 | 0 | 0 | 0 | 0 | 0 | 0 | 0 | 0 | 0
F1_Commercial_Health (WA)_Existing_Food Preparation_Natural Gas_Double Rack Oven_Baseline Forecast | F1 | Commercial | Health (WA) | Existing | Food Preparation | Natural Gas | Double Rack Oven | Baseline Forecast | Consumption Savings (MMtherm) | 0 | 0 | 0 | 0 | 0 | 0 | 0 | 0 | 0 | 0 | 0 | 0 | 0 | 0 | 0 | 0 | 0 | 0 | 0 | 0 | 0 | 0 | 0 | 0
F2_Commercial_Health (WA)_Existing_Food Preparation_Natural Gas_Double Rack Oven_Baseline Forecast | F2 | Commercial | Health (WA) | Existing | Food Preparation | Natural Gas | Double Rack Oven | Baseline Forecast | Summer Demand Savings (n/a) | 0 | 0 | 0 | 0 | 0 | 0 | 0 | 0 | 0 | 0 | 0 | 0 | 0 | 0 | 0 | 0 | 0 | 0 | 0 | 0 | 0 | 0 | 0 | 0
F3_Commercial_Health (WA)_Existing_Food Preparation_Natural Gas_Double Rack Oven_Baseline Forecast | F3 | Commercial | Health (WA) | Existing | Food Preparation | Natural Gas | Double Rack Oven | Baseline Forecast | Winter Demand Savings (n/a) | 0 | 0 | 0 | 0 | 0 | 0 | 0 | 0 | 0 | 0 | 0 | 0 | 0 | 0 | 0 | 0 | 0 | 0 | 0 | 0 | 0 | 0 | 0 | 0
F4_Commercial_Health (WA)_Existing_Food Preparation_Natural Gas_Double Rack Oven_Baseline Forecast | F4 | Commercial | Health (WA) | Existing | Food Preparation | Natural Gas | Double Rack Oven | Baseline Forecast | Incremental Savings (MMtherm) | 0 | 0 | 0 | 0 | 0 | 0 | 0 | 0 | 0 | 0 | 0 | 0 | 0 | 0 | 0 | 0 | 0 | 0 | 0 | 0 | 0 | 0 | 0 | 0
F1_Commercial_Health (WA)_Existing_Food Preparation_Natural Gas_Fryer_Baseline Forecast | F1 | Commercial | Health (WA) | Existing | Food Preparation | Natural Gas | Fryer | Baseline Forecast | Consumption Savings (MMtherm) | 0 | 0 | 0 | 0 | 0 | 0 | 0 | 0 | 0 | 0 | 0 | 0 | 0 | 0 | 0 | 0 | 0 | 0 | 0 | 0 | 0 | 0 | 0 | 0
F2_Commercial_Health (WA)_Existing_Food Preparation_Natural Gas_Fryer_Baseline Forecast | F2 | Commercial | Health (WA) | Existing | Food Preparation | Natural Gas | Fryer | Baseline Forecast | Summer Demand Savings (n/a) | 0 | 0 | 0 | 0 | 0 | 0 | 0 | 0 | 0 | 0 | 0 | 0 | 0 | 0 | 0 | 0 | 0 | 0 | 0 | 0 | 0 | 0 | 0 | 0
F3_Commercial_Health (WA)_Existing_Food Preparation_Natural Gas_Fryer_Baseline Forecast | F3 | Commercial | Health (WA) | Existing | Food Preparation | Natural Gas | Fryer | Baseline Forecast | Winter Demand Savings (n/a) | 0 | 0 | 0 | 0 | 0 | 0 | 0 | 0 | 0 | 0 | 0 | 0 | 0 | 0 | 0 | 0 | 0 | 0 | 0 | 0 | 0 | 0 | 0 | 0
F4_Commercial_Health (WA)_Existing_Food Preparation_Natural Gas_Fryer_Baseline Forecast | F4 | Commercial | Health (WA) | Existing | Food Preparation | Natural Gas | Fryer | Baseline Forecast | Incremental Savings (MMtherm) | 0 | 0 | 0 | 0 | 0 | 0 | 0 | 0 | 0 | 0 | 0 | 0 | 0 | 0 | 0 | 0 | 0 | 0 | 0 | 0 | 0 | 0 | 0 | 0
F1_Commercial_Health (WA)_Existing_Food Preparation_Natural Gas_Broiler_Baseline Forecast | F1 | Commercial | Health (WA) | Existing | Food Preparation | Natural Gas | Broiler | Baseline Forecast | Consumption Savings (MMtherm) | 0 | 0 | 0 | 0 | 0 | 0 | 0 | 0 | 0 | 0 | 0 | 0 | 0 | 0 | 0 | 0 | 0 | 0 | 0 | 0 | 0 | 0 | 0 | 0
F2_Commercial_Health (WA)_Existing_Food Preparation_Natural Gas_Broiler_Baseline Forecast | F2 | Commercial | Health (WA) | Existing | Food Preparation | Natural Gas | Broiler | Baseline Forecast | Summer Demand Savings (n/a) | 0 | 0 | 0 | 0 | 0 | 0 | 0 | 0 | 0 | 0 | 0 | 0 | 0 | 0 | 0 | 0 | 0 | 0 | 0 | 0 | 0 | 0 | 0 | 0
F3_Commercial_Health (WA)_Existing_Food Preparation_Natural Gas_Broiler_Baseline Forecast | F3 | Commercial | Health (WA) | Existing | Food Preparation | Natural Gas | Broiler | Baseline Forecast | Winter Demand Savings (n/a) | 0 | 0 | 0 | 0 | 0 | 0 | 0 | 0 | 0 | 0 | 0 | 0 | 0 | 0 | 0 | 0 | 0 | 0 | 0 | 0 | 0 | 0 | 0 | 0
F4_Commercial_Health (WA)_Existing_Food Preparation_Natural Gas_Broiler_Baseline Forecast | F4 | Commercial | Health (WA) | Existing | Food Preparation | Natural Gas | Broiler | Baseline Forecast | Incremental Savings (MMtherm) | 0 | 0 | 0 | 0 | 0 | 0 | 0 | 0 | 0 | 0 | 0 | 0 | 0 | 0 | 0 | 0 | 0 | 0 | 0 | 0 | 0 | 0 | 0 | 0
F1_Commercial_Health (WA)_Existing_Food Preparation_Natural Gas_Griddle_Baseline Forecast | F1 | Commercial | Health (WA) | Existing | Food Preparation | Natural Gas | Griddle | Baseline Forecast | Consumption Savings (MMtherm) | 0 | 0 | 0 | 0 | 0 | 0 | 0 | 0 | 0 | 0 | 0 | 0 | 0 | 0 | 0 | 0 | 0 | 0 | 0 | 0 | 0 | 0 | 0 | 0
F2_Commercial_Health (WA)_Existing_Food Preparation_Natural Gas_Griddle_Baseline Forecast | F2 | Commercial | Health (WA) | Existing | Food Preparation | Natural Gas | Griddle | Baseline Forecast | Summer Demand Savings (n/a) | 0 | 0 | 0 | 0 | 0 | 0 | 0 | 0 | 0 | 0 | 0 | 0 | 0 | 0 | 0 | 0 | 0 | 0 | 0 | 0 | 0 | 0 | 0 | 0
F3_Commercial_Health (WA)_Existing_Food Preparation_Natural Gas_Griddle_Baseline Forecast | F3 | Commercial | Health (WA) | Existing | Food Preparation | Natural Gas | Griddle | Baseline Forecast | Winter Demand Savings (n/a) | 0 | 0 | 0 | 0 | 0 | 0 | 0 | 0 | 0 | 0 | 0 | 0 | 0 | 0 | 0 | 0 | 0 | 0 | 0 | 0 | 0 | 0 | 0 | 0
F4_Commercial_Health (WA)_Existing_Food Preparation_Natural Gas_Griddle_Baseline Forecast | F4 | Commercial | Health (WA) | Existing | Food Preparation | Natural Gas | Griddle | Baseline Forecast | Incremental Savings (MMtherm) | 0 | 0 | 0 | 0 | 0 | 0 | 0 | 0 | 0 | 0 | 0 | 0 | 0 | 0 | 0 | 0 | 0 | 0 | 0 | 0 | 0 | 0 | 0 | 0
F1_Commercial_Health (WA)_Existing_Food Preparation_Natural Gas_Range_Baseline Forecast | F1 | Commercial | Health (WA) | Existing | Food Preparation | Natural Gas | Range | Baseline Forecast | Consumption Savings (MMtherm) | 0 | 0 | 0 | 0 | 0 | 0 | 0 | 0 | 0 | 0 | 0 | 0 | 0 | 0 | 0 | 0 | 0 | 0 | 0 | 0 | 0 | 0 | 0 | 0
F2_Commercial_Health (WA)_Existing_Food Preparation_Natural Gas_Range_Baseline Forecast | F2 | Commercial | Health (WA) | Existing | Food Preparation | Natural Gas | Range | Baseline Forecast | Summer Demand Savings (n/a) | 0 | 0 | 0 | 0 | 0 | 0 | 0 | 0 | 0 | 0 | 0 | 0 | 0 | 0 | 0 | 0 | 0 | 0 | 0 | 0 | 0 | 0 | 0 | 0
F3_Commercial_Health (WA)_Existing_Food Preparation_Natural Gas_Range_Baseline Forecast | F3 | Commercial | Health (WA) | Existing | Food Preparation | Natural Gas | Range | Baseline Forecast | Winter Demand Savings (n/a) | 0 | 0 | 0 | 0 | 0 | 0 | 0 | 0 | 0 | 0 | 0 | 0 | 0 | 0 | 0 | 0 | 0 | 0 | 0 | 0 | 0 | 0 | 0 | 0
F4_Commercial_Health (WA)_Existing_Food Preparation_Natural Gas_Range_Baseline Forecast | F4 | Commercial | Health (WA) | Existing | Food Preparation | Natural Gas | Range | Baseline Forecast | Incremental Savings (MMtherm) | 0 | 0 | 0 | 0 | 0 | 0 | 0 | 0 | 0 | 0 | 0 | 0 | 0 | 0 | 0 | 0 | 0 | 0 | 0 | 0 | 0 | 0 | 0 | 0
F1_Commercial_Health (WA)_Existing_Food Preparation_Natural Gas_Steamer_Baseline Forecast | F1 | Commercial | Health (WA) | Existing | Food Preparation | Natural Gas | Steamer | Baseline Forecast | Consumption Savings (MMtherm) | 0 | 0 | 0 | 0 | 0 | 0 | 0 | 0 | 0 | 0 | 0 | 0 | 0 | 0 | 0 | 0 | 0 | 0 | 0 | 0 | 0 | 0 | 0 | 0
F2_Commercial_Health (WA)_Existing_Food Preparation_Natural Gas_Steamer_Baseline Forecast | F2 | Commercial | Health (WA) | Existing | Food Preparation | Natural Gas | Steamer | Baseline Forecast | Summer Demand Savings (n/a) | 0 | 0 | 0 | 0 | 0 | 0 | 0 | 0 | 0 | 0 | 0 | 0 | 0 | 0 | 0 | 0 | 0 | 0 | 0 | 0 | 0 | 0 | 0 | 0
F3_Commercial_Health (WA)_Existing_Food Preparation_Natural Gas_Steamer_Baseline Forecast | F3 | Commercial | Health (WA) | Existing | Food Preparation | Natural Gas | Steamer | Baseline Forecast | Winter Demand Savings (n/a) | 0 | 0 | 0 | 0 | 0 | 0 | 0 | 0 | 0 | 0 | 0 | 0 | 0 | 0 | 0 | 0 | 0 | 0 | 0 | 0 | 0 | 0 | 0 | 0
F4_Commercial_Health (WA)_Existing_Food Preparation_Natural Gas_Steamer_Baseline Forecast | F4 | Commercial | Health (WA) | Existing | Food Preparation | Natural Gas | Steamer | Baseline Forecast | Incremental Savings (MMtherm) | 0 | 0 | 0 | 0 | 0 | 0 | 0 | 0 | 0 | 0 | 0 | 0 | 0 | 0 | 0 | 0 | 0 | 0 | 0 | 0 | 0 | 0 | 0 | 0
F1_Commercial_Health (WA)_Existing_Food Preparation_Natural Gas_Food Prep Other_Baseline Forecast | F1 | Commercial | Health (WA) | Existing | Food Preparation | Natural Gas | Food Prep Other | Baseline Forecast | Consumption Savings (MMtherm) | 0 | 0 | 0 | 0 | 0 | 0 | 0 | 0 | 0 | 0 | 0 | 0 | 0 | 0 | 0 | 0 | 0 | 0 | 0 | 0 | 0 | 0 | 0 | 0
F2_Commercial_Health (WA)_Existing_Food Preparation_Natural Gas_Food Prep Other_Baseline Forecast | F2 | Commercial | Health (WA) | Existing | Food Preparation | Natural Gas | Food Prep Other | Baseline Forecast | Summer Demand Savings (n/a) | 0 | 0 | 0 | 0 | 0 | 0 | 0 | 0 | 0 | 0 | 0 | 0 | 0 | 0 | 0 | 0 | 0 | 0 | 0 | 0 | 0 | 0 | 0 | 0
F3_Commercial_Health (WA)_Existing_Food Preparation_Natural Gas_Food Prep Other_Baseline Forecast | F3 | Commercial | Health (WA) | Existing | Food Preparation | Natural Gas | Food Prep Other | Baseline Forecast | Winter Demand Savings (n/a) | 0 | 0 | 0 | 0 | 0 | 0 | 0 | 0 | 0 | 0 | 0 | 0 | 0 | 0 | 0 | 0 | 0 | 0 | 0 | 0 | 0 | 0 | 0 | 0
F4_Commercial_Health (WA)_Existing_Food Preparation_Natural Gas_Food Prep Other_Baseline Forecast | F4 | Commercial | Health (WA) | Existing | Food Preparation | Natural Gas | Food Prep Other | Baseline Forecast | Incremental Savings (MMtherm) | 0 | 0 | 0 | 0 | 0 | 0 | 0 | 0 | 0 | 0 | 0 | 0 | 0 | 0 | 0 | 0 | 0 | 0 | 0 | 0 | 0 | 0 | 0 | 0
F1_Commercial_Health (WA)_Existing_Miscellaneous_Natural Gas_Pool Heater_Baseline Forecast | F1 | Commercial | Health (WA) | Existing | Miscellaneous | Natural Gas | Pool Heater | Baseline Forecast | Consumption Savings (MMtherm) | 0 | 0 | 0 | 0 | 0 | 0 | 0 | 0 | 0 | 0 | 0 | 0 | 0 | 0 | 0 | 0 | 0 | 0 | 0 | 0 | 0 | 0 | 0 | 0
F2_Commercial_Health (WA)_Existing_Miscellaneous_Natural Gas_Pool Heater_Baseline Forecast | F2 | Commercial | Health (WA) | Existing | Miscellaneous | Natural Gas | Pool Heater | Baseline Forecast | Summer Demand Savings (n/a) | 0 | 0 | 0 | 0 | 0 | 0 | 0 | 0 | 0 | 0 | 0 | 0 | 0 | 0 | 0 | 0 | 0 | 0 | 0 | 0 | 0 | 0 | 0 | 0
F3_Commercial_Health (WA)_Existing_Miscellaneous_Natural Gas_Pool Heater_Baseline Forecast | F3 | Commercial | Health (WA) | Existing | Miscellaneous | Natural Gas | Pool Heater | Baseline Forecast | Winter Demand Savings (n/a) | 0 | 0 | 0 | 0 | 0 | 0 | 0 | 0 | 0 | 0 | 0 | 0 | 0 | 0 | 0 | 0 | 0 | 0 | 0 | 0 | 0 | 0 | 0 | 0
F4_Commercial_Health (WA)_Existing_Miscellaneous_Natural Gas_Pool Heater_Baseline Forecast | F4 | Commercial | Health (WA) | Existing | Miscellaneous | Natural Gas | Pool Heater | Baseline Forecast | Incremental Savings (MMtherm) | 0 | 0 | 0 | 0 | 0 | 0 | 0 | 0 | 0 | 0 | 0 | 0 | 0 | 0 | 0 | 0 | 0 | 0 | 0 | 0 | 0 | 0 | 0 | 0
F1_Commercial_Health (WA)_Existing_Miscellaneous_Natural Gas_Miscellaneous_Baseline Forecast | F1 | Commercial | Health (WA) | Existing | Miscellaneous | Natural Gas | Miscellaneous | Baseline Forecast | Consumption Savings (MMtherm) | 0 | 0 | 0 | 0 | 0 | 0 | 0 | 0 | 0 | 0 | 0 | 0 | 0 | 0 | 0 | 0 | 0 | 0 | 0 | 0 | 0 | 0 | 0 | 0
F2_Commercial_Health (WA)_Existing_Miscellaneous_Natural Gas_Miscellaneous_Baseline Forecast | F2 | Commercial | Health (WA) | Existing | Miscellaneous | Natural Gas | Miscellaneous | Baseline Forecast | Summer Demand Savings (n/a) | 0 | 0 | 0 | 0 | 0 | 0 | 0 | 0 | 0 | 0 | 0 | 0 | 0 | 0 | 0 | 0 | 0 | 0 | 0 | 0 | 0 | 0 | 0 | 0
F3_Commercial_Health (WA)_Existing_Miscellaneous_Natural Gas_Miscellaneous_Baseline Forecast | F3 | Commercial | Health (WA) | Existing | Miscellaneous | Natural Gas | Miscellaneous | Baseline Forecast | Winter Demand Savings (n/a) | 0 | 0 | 0 | 0 | 0 | 0 | 0 | 0 | 0 | 0 | 0 | 0 | 0 | 0 | 0 | 0 | 0 | 0 | 0 | 0 | 0 | 0 | 0 | 0
F4_Commercial_Health (WA)_Existing_Miscellaneous_Natural Gas_Miscellaneous_Baseline Forecast | F4 | Commercial | Health (WA) | Existing | Miscellaneous | Natural Gas | Miscellaneous | Baseline Forecast | Incremental Savings (MMtherm) | 0 | 0 | 0 | 0 | 0 | 0 | 0 | 0 | 0 | 0 | 0 | 0 | 0 | 0 | 0 | 0 | 0 | 0 | 0 | 0 | 0 | 0 | 0 | 0
F1_Commercial_Health (WA)_New_Space Heating_Natural Gas_Furnace_Baseline Forecast | F1 | Commercial | Health (WA) | New | Space Heating | Natural Gas | Furnace | Baseline Forecast | Consumption Savings (MMtherm) | 0 | 0 | 0 | 0 | 0 | 0 | 0 | 0 | 0 | 0 | 0 | 0 | 0 | 0 | 0 | 0 | 0 | 0 | 0 | 0 | 0 | 0 | 0 | 0
F2_Commercial_Health (WA)_New_Space Heating_Natural Gas_Furnace_Baseline Forecast | F2 | Commercial | Health (WA) | New | Space Heating | Natural Gas | Furnace | Baseline Forecast | Summer Demand Savings (n/a) | 0 | 0 | 0 | 0 | 0 | 0 | 0 | 0 | 0 | 0 | 0 | 0 | 0 | 0 | 0 | 0 | 0 | 0 | 0 | 0 | 0 | 0 | 0 | 0
F3_Commercial_Health (WA)_New_Space Heating_Natural Gas_Furnace_Baseline Forecast | F3 | Commercial | Health (WA) | New | Space Heating | Natural Gas | Furnace | Baseline Forecast | Winter Demand Savings (n/a) | 0 | 0 | 0 | 0 | 0 | 0 | 0 | 0 | 0 | 0 | 0 | 0 | 0 | 0 | 0 | 0 | 0 | 0 | 0 | 0 | 0 | 0 | 0 | 0
F4_Commercial_Health (WA)_New_Space Heating_Natural Gas_Furnace_Baseline Forecast | F4 | Commercial | Health (WA) | New | Space Heating | Natural Gas | Furnace | Baseline Forecast | Incremental Savings (MMtherm) | 0 | 0 | 0 | 0 | 0 | 0 | 0 | 0 | 0 | 0 | 0 | 0 | 0 | 0 | 0 | 0 | 0 | 0 | 0 | 0 | 0 | 0 | 0 | 0
F1_Commercial_Health (WA)_New_Space Heating_Natural Gas_Boiler_Baseline Forecast | F1 | Commercial | Health (WA) | New | Space Heating | Natural Gas | Boiler | Baseline Forecast | Consumption Savings (MMtherm) | 0 | 0 | 0 | 0 | 0 | 0 | 0 | 0 | 0 | 0 | 0 | 0 | 0 | 0 | 0 | 0 | 0 | 0 | 0 | 0 | 0 | 0 | 0 | 0
F2_Commercial_Health (WA)_New_Space Heating_Natural Gas_Boiler_Baseline Forecast | F2 | Commercial | Health (WA) | New | Space Heating | Natural Gas | Boiler | Baseline Forecast | Summer Demand Savings (n/a) | 0 | 0 | 0 | 0 | 0 | 0 | 0 | 0 | 0 | 0 | 0 | 0 | 0 | 0 | 0 | 0 | 0 | 0 | 0 | 0 | 0 | 0 | 0 | 0
F3_Commercial_Health (WA)_New_Space Heating_Natural Gas_Boiler_Baseline Forecast | F3 | Commercial | Health (WA) | New | Space Heating | Natural Gas | Boiler | Baseline Forecast | Winter Demand Savings (n/a) | 0 | 0 | 0 | 0 | 0 | 0 | 0 | 0 | 0 | 0 | 0 | 0 | 0 | 0 | 0 | 0 | 0 | 0 | 0 | 0 | 0 | 0 | 0 | 0
F4_Commercial_Health (WA)_New_Space Heating_Natural Gas_Boiler_Baseline Forecast | F4 | Commercial | Health (WA) | New | Space Heating | Natural Gas | Boiler | Baseline Forecast | Incremental Savings (MMtherm) | 0 | 0 | 0 | 0 | 0 | 0 | 0 | 0 | 0 | 0 | 0 | 0 | 0 | 0 | 0 | 0 | 0 | 0 | 0 | 0 | 0 | 0 | 0 | 0
F1_Commercial_Health (WA)_New_Space Heating_Natural Gas_Unit Heater_Baseline Forecast | F1 | Commercial | Health (WA) | New | Space Heating | Natural Gas | Unit Heater | Baseline Forecast | Consumption Savings (MMtherm) | 0 | 0 | 0 | 0 | 0 | 0 | 0 | 0 | 0 | 0 | 0 | 0 | 0 | 0 | 0 | 0 | 0 | 0 | 0 | 0 | 0 | 0 | 0 | 0
F2_Commercial_Health (WA)_New_Space Heating_Natural Gas_Unit Heater_Baseline Forecast | F2 | Commercial | Health (WA) | New | Space Heating | Natural Gas | Unit Heater | Baseline Forecast | Summer Demand Savings (n/a) | 0 | 0 | 0 | 0 | 0 | 0 | 0 | 0 | 0 | 0 | 0 | 0 | 0 | 0 | 0 | 0 | 0 | 0 | 0 | 0 | 0 | 0 | 0 | 0
F3_Commercial_Health (WA)_New_Space Heating_Natural Gas_Unit Heater_Baseline Forecast | F3 | Commercial | Health (WA) | New | Space Heating | Natural Gas | Unit Heater | Baseline Forecast | Winter Demand Savings (n/a) | 0 | 0 | 0 | 0 | 0 | 0 | 0 | 0 | 0 | 0 | 0 | 0 | 0 | 0 | 0 | 0 | 0 | 0 | 0 | 0 | 0 | 0 | 0 | 0
F4_Commercial_Health (WA)_New_Space Heating_Natural Gas_Unit Heater_Baseline Forecast | F4 | Commercial | Health (WA) | New | Space Heating | Natural Gas | Unit Heater | Baseline Forecast | Incremental Savings (MMtherm) | 0 | 0 | 0 | 0 | 0 | 0 | 0 | 0 | 0 | 0 | 0 | 0 | 0 | 0 | 0 | 0 | 0 | 0 | 0 | 0 | 0 | 0 | 0 | 0
F1_Commercial_Health (WA)_New_Water Heating_Natural Gas_Water Heater_Baseline Forecast | F1 | Commercial | Health (WA) | New | Water Heating | Natural Gas | Water Heater | Baseline Forecast | Consumption Savings (MMtherm) | 0 | 0 | 0 | 0 | 0 | 0 | 0 | 0 | 0 | 0 | 0 | 0 | 0 | 0 | 0 | 0 | 0 | 0 | 0 | 0 | 0 | 0 | 0 | 0
F2_Commercial_Health (WA)_New_Water Heating_Natural Gas_Water Heater_Baseline Forecast | F2 | Commercial | Health (WA) | New | Water Heating | Natural Gas | Water Heater | Baseline Forecast | Summer Demand Savings (n/a) | 0 | 0 | 0 | 0 | 0 | 0 | 0 | 0 | 0 | 0 | 0 | 0 | 0 | 0 | 0 | 0 | 0 | 0 | 0 | 0 | 0 | 0 | 0 | 0
F3_Commercial_Health (WA)_New_Water Heating_Natural Gas_Water Heater_Baseline Forecast | F3 | Commercial | Health (WA) | New | Water Heating | Natural Gas | Water Heater | Baseline Forecast | Winter Demand Savings (n/a) | 0 | 0 | 0 | 0 | 0 | 0 | 0 | 0 | 0 | 0 | 0 | 0 | 0 | 0 | 0 | 0 | 0 | 0 | 0 | 0 | 0 | 0 | 0 | 0
F4_Commercial_Health (WA)_New_Water Heating_Natural Gas_Water Heater_Baseline Forecast | F4 | Commercial | Health (WA) | New | Water Heating | Natural Gas | Water Heater | Baseline Forecast | Incremental Savings (MMtherm) | 0 | 0 | 0 | 0 | 0 | 0 | 0 | 0 | 0 | 0 | 0 | 0 | 0 | 0 | 0 | 0 | 0 | 0 | 0 | 0 | 0 | 0 | 0 | 0
F1_Commercial_Health (WA)_New_Food Preparation_Natural Gas_Oven_Baseline Forecast | F1 | Commercial | Health (WA) | New | Food Preparation | Natural Gas | Oven | Baseline Forecast | Consumption Savings (MMtherm) | 0 | 0 | 0 | 0 | 0 | 0 | 0 | 0 | 0 | 0 | 0 | 0 | 0 | 0 | 0 | 0 | 0 | 0 | 0 | 0 | 0 | 0 | 0 | 0
F2_Commercial_Health (WA)_New_Food Preparation_Natural Gas_Oven_Baseline Forecast | F2 | Commercial | Health (WA) | New | Food Preparation | Natural Gas | Oven | Baseline Forecast | Summer Demand Savings (n/a) | 0 | 0 | 0 | 0 | 0 | 0 | 0 | 0 | 0 | 0 | 0 | 0 | 0 | 0 | 0 | 0 | 0 | 0 | 0 | 0 | 0 | 0 | 0 | 0
F3_Commercial_Health (WA)_New_Food Preparation_Natural Gas_Oven_Baseline Forecast | F3 | Commercial | Health (WA) | New | Food Preparation | Natural Gas | Oven | Baseline Forecast | Winter Demand Savings (n/a) | 0 | 0 | 0 | 0 | 0 | 0 | 0 | 0 | 0 | 0 | 0 | 0 | 0 | 0 | 0 | 0 | 0 | 0 | 0 | 0 | 0 | 0 | 0 | 0
F4_Commercial_Health (WA)_New_Food Preparation_Natural Gas_Oven_Baseline Forecast | F4 | Commercial | Health (WA) | New | Food Preparation | Natural Gas | Oven | Baseline Forecast | Incremental Savings (MMtherm) | 0 | 0 | 0 | 0 | 0 | 0 | 0 | 0 | 0 | 0 | 0 | 0 | 0 | 0 | 0 | 0 | 0 | 0 | 0 | 0 | 0 | 0 | 0 | 0
F1_Commercial_Health (WA)_New_Food Preparation_Natural Gas_Conveyor Oven_Baseline Forecast | F1 | Commercial | Health (WA) | New | Food Preparation | Natural Gas | Conveyor Oven | Baseline Forecast | Consumption Savings (MMtherm) | 0 | 0 | 0 | 0 | 0 | 0 | 0 | 0 | 0 | 0 | 0 | 0 | 0 | 0 | 0 | 0 | 0 | 0 | 0 | 0 | 0 | 0 | 0 | 0
F2_Commercial_Health (WA)_New_Food Preparation_Natural Gas_Conveyor Oven_Baseline Forecast | F2 | Commercial | Health (WA) | New | Food Preparation | Natural Gas | Conveyor Oven | Baseline Forecast | Summer Demand Savings (n/a) | 0 | 0 | 0 | 0 | 0 | 0 | 0 | 0 | 0 | 0 | 0 | 0 | 0 | 0 | 0 | 0 | 0 | 0 | 0 | 0 | 0 | 0 | 0 | 0
F3_Commercial_Health (WA)_New_Food Preparation_Natural Gas_Conveyor Oven_Baseline Forecast | F3 | Commercial | Health (WA) | New | Food Preparation | Natural Gas | Conveyor Oven | Baseline Forecast | Winter Demand Savings (n/a) | 0 | 0 | 0 | 0 | 0 | 0 | 0 | 0 | 0 | 0 | 0 | 0 | 0 | 0 | 0 | 0 | 0 | 0 | 0 | 0 | 0 | 0 | 0 | 0
F4_Commercial_Health (WA)_New_Food Preparation_Natural Gas_Conveyor Oven_Baseline Forecast | F4 | Commercial | Health (WA) | New | Food Preparation | Natural Gas | Conveyor Oven | Baseline Forecast | Incremental Savings (MMtherm) | 0 | 0 | 0 | 0 | 0 | 0 | 0 | 0 | 0 | 0 | 0 | 0 | 0 | 0 | 0 | 0 | 0 | 0 | 0 | 0 | 0 | 0 | 0 | 0
F1_Commercial_Health (WA)_New_Food Preparation_Natural Gas_Double Rack Oven_Baseline Forecast | F1 | Commercial | Health (WA) | New | Food Preparation | Natural Gas | Double Rack Oven | Baseline Forecast | Consumption Savings (MMtherm) | 0 | 0 | 0 | 0 | 0 | 0 | 0 | 0 | 0 | 0 | 0 | 0 | 0 | 0 | 0 | 0 | 0 | 0 | 0 | 0 | 0 | 0 | 0 | 0
F2_Commercial_Health (WA)_New_Food Preparation_Natural Gas_Double Rack Oven_Baseline Forecast | F2 | Commercial | Health (WA) | New | Food Preparation | Natural Gas | Double Rack Oven | Baseline Forecast | Summer Demand Savings (n/a) | 0 | 0 | 0 | 0 | 0 | 0 | 0 | 0 | 0 | 0 | 0 | 0 | 0 | 0 | 0 | 0 | 0 | 0 | 0 | 0 | 0 | 0 | 0 | 0
F3_Commercial_Health (WA)_New_Food Preparation_Natural Gas_Double Rack Oven_Baseline Forecast | F3 | Commercial | Health (WA) | New | Food Preparation | Natural Gas | Double Rack Oven | Baseline Forecast | Winter Demand Savings (n/a) | 0 | 0 | 0 | 0 | 0 | 0 | 0 | 0 | 0 | 0 | 0 | 0 | 0 | 0 | 0 | 0 | 0 | 0 | 0 | 0 | 0 | 0 | 0 | 0
F4_Commercial_Health (WA)_New_Food Preparation_Natural Gas_Double Rack Oven_Baseline Forecast | F4 | Commercial | Health (WA) | New | Food Preparation | Natural Gas | Double Rack Oven | Baseline Forecast | Incremental Savings (MMtherm) | 0 | 0 | 0 | 0 | 0 | 0 | 0 | 0 | 0 | 0 | 0 | 0 | 0 | 0 | 0 | 0 | 0 | 0 | 0 | 0 | 0 | 0 | 0 | 0
F1_Commercial_Health (WA)_New_Food Preparation_Natural Gas_Fryer_Baseline Forecast | F1 | Commercial | Health (WA) | New | Food Preparation | Natural Gas | Fryer | Baseline Forecast | Consumption Savings (MMtherm) | 0 | 0 | 0 | 0 | 0 | 0 | 0 | 0 | 0 | 0 | 0 | 0 | 0 | 0 | 0 | 0 | 0 | 0 | 0 | 0 | 0 | 0 | 0 | 0
F2_Commercial_Health (WA)_New_Food Preparation_Natural Gas_Fryer_Baseline Forecast | F2 | Commercial | Health (WA) | New | Food Preparation | Natural Gas | Fryer | Baseline Forecast | Summer Demand Savings (n/a) | 0 | 0 | 0 | 0 | 0 | 0 | 0 | 0 | 0 | 0 | 0 | 0 | 0 | 0 | 0 | 0 | 0 | 0 | 0 | 0 | 0 | 0 | 0 | 0
F3_Commercial_Health (WA)_New_Food Preparation_Natural Gas_Fryer_Baseline Forecast | F3 | Commercial | Health (WA) | New | Food Preparation | Natural Gas | Fryer | Baseline Forecast | Winter Demand Savings (n/a) | 0 | 0 | 0 | 0 | 0 | 0 | 0 | 0 | 0 | 0 | 0 | 0 | 0 | 0 | 0 | 0 | 0 | 0 | 0 | 0 | 0 | 0 | 0 | 0
F4_Commercial_Health (WA)_New_Food Preparation_Natural Gas_Fryer_Baseline Forecast | F4 | Commercial | Health (WA) | New | Food Preparation | Natural Gas | Fryer | Baseline Forecast | Incremental Savings (MMtherm) | 0 | 0 | 0 | 0 | 0 | 0 | 0 | 0 | 0 | 0 | 0 | 0 | 0 | 0 | 0 | 0 | 0 | 0 | 0 | 0 | 0 | 0 | 0 | 0
F1_Commercial_Health (WA)_New_Food Preparation_Natural Gas_Broiler_Baseline Forecast | F1 | Commercial | Health (WA) | New | Food Preparation | Natural Gas | Broiler | Baseline Forecast | Consumption Savings (MMtherm) | 0 | 0 | 0 | 0 | 0 | 0 | 0 | 0 | 0 | 0 | 0 | 0 | 0 | 0 | 0 | 0 | 0 | 0 | 0 | 0 | 0 | 0 | 0 | 0
F2_Commercial_Health (WA)_New_Food Preparation_Natural Gas_Broiler_Baseline Forecast | F2 | Commercial | Health (WA) | New | Food Preparation | Natural Gas | Broiler | Baseline Forecast | Summer Demand Savings (n/a) | 0 | 0 | 0 | 0 | 0 | 0 | 0 | 0 | 0 | 0 | 0 | 0 | 0 | 0 | 0 | 0 | 0 | 0 | 0 | 0 | 0 | 0 | 0 | 0
F3_Commercial_Health (WA)_New_Food Preparation_Natural Gas_Broiler_Baseline Forecast | F3 | Commercial | Health (WA) | New | Food Preparation | Natural Gas | Broiler | Baseline Forecast | Winter Demand Savings (n/a) | 0 | 0 | 0 | 0 | 0 | 0 | 0 | 0 | 0 | 0 | 0 | 0 | 0 | 0 | 0 | 0 | 0 | 0 | 0 | 0 | 0 | 0 | 0 | 0
F4_Commercial_Health (WA)_New_Food Preparation_Natural Gas_Broiler_Baseline Forecast | F4 | Commercial | Health (WA) | New | Food Preparation | Natural Gas | Broiler | Baseline Forecast | Incremental Savings (MMtherm) | 0 | 0 | 0 | 0 | 0 | 0 | 0 | 0 | 0 | 0 | 0 | 0 | 0 | 0 | 0 | 0 | 0 | 0 | 0 | 0 | 0 | 0 | 0 | 0
F1_Commercial_Health (WA)_New_Food Preparation_Natural Gas_Griddle_Baseline Forecast | F1 | Commercial | Health (WA) | New | Food Preparation | Natural Gas | Griddle | Baseline Forecast | Consumption Savings (MMtherm) | 0 | 0 | 0 | 0 | 0 | 0 | 0 | 0 | 0 | 0 | 0 | 0 | 0 | 0 | 0 | 0 | 0 | 0 | 0 | 0 | 0 | 0 | 0 | 0
F2_Commercial_Health (WA)_New_Food Preparation_Natural Gas_Griddle_Baseline Forecast | F2 | Commercial | Health (WA) | New | Food Preparation | Natural Gas | Griddle | Baseline Forecast | Summer Demand Savings (n/a) | 0 | 0 | 0 | 0 | 0 | 0 | 0 | 0 | 0 | 0 | 0 | 0 | 0 | 0 | 0 | 0 | 0 | 0 | 0 | 0 | 0 | 0 | 0 | 0
F3_Commercial_Health (WA)_New_Food Preparation_Natural Gas_Griddle_Baseline Forecast | F3 | Commercial | Health (WA) | New | Food Preparation | Natural Gas | Griddle | Baseline Forecast | Winter Demand Savings (n/a) | 0 | 0 | 0 | 0 | 0 | 0 | 0 | 0 | 0 | 0 | 0 | 0 | 0 | 0 | 0 | 0 | 0 | 0 | 0 | 0 | 0 | 0 | 0 | 0
F4_Commercial_Health (WA)_New_Food Preparation_Natural Gas_Griddle_Baseline Forecast | F4 | Commercial | Health (WA) | New | Food Preparation | Natural Gas | Griddle | Baseline Forecast | Incremental Savings (MMtherm) | 0 | 0 | 0 | 0 | 0 | 0 | 0 | 0 | 0 | 0 | 0 | 0 | 0 | 0 | 0 | 0 | 0 | 0 | 0 | 0 | 0 | 0 | 0 | 0
F1_Commercial_Health (WA)_New_Food Preparation_Natural Gas_Range_Baseline Forecast | F1 | Commercial | Health (WA) | New | Food Preparation | Natural Gas | Range | Baseline Forecast | Consumption Savings (MMtherm) | 0 | 0 | 0 | 0 | 0 | 0 | 0 | 0 | 0 | 0 | 0 | 0 | 0 | 0 | 0 | 0 | 0 | 0 | 0 | 0 | 0 | 0 | 0 | 0
F2_Commercial_Health (WA)_New_Food Preparation_Natural Gas_Range_Baseline Forecast | F2 | Commercial | Health (WA) | New | Food Preparation | Natural Gas | Range | Baseline Forecast | Summer Demand Savings (n/a) | 0 | 0 | 0 | 0 | 0 | 0 | 0 | 0 | 0 | 0 | 0 | 0 | 0 | 0 | 0 | 0 | 0 | 0 | 0 | 0 | 0 | 0 | 0 | 0
F3_Commercial_Health (WA)_New_Food Preparation_Natural Gas_Range_Baseline Forecast | F3 | Commercial | Health (WA) | New | Food Preparation | Natural Gas | Range | Baseline Forecast | Winter Demand Savings (n/a) | 0 | 0 | 0 | 0 | 0 | 0 | 0 | 0 | 0 | 0 | 0 | 0 | 0 | 0 | 0 | 0 | 0 | 0 | 0 | 0 | 0 | 0 | 0 | 0
F4_Commercial_Health (WA)_New_Food Preparation_Natural Gas_Range_Baseline Forecast | F4 | Commercial | Health (WA) | New | Food Preparation | Natural Gas | Range | Baseline Forecast | Incremental Savings (MMtherm) | 0 | 0 | 0 | 0 | 0 | 0 | 0 | 0 | 0 | 0 | 0 | 0 | 0 | 0 | 0 | 0 | 0 | 0 | 0 | 0 | 0 | 0 | 0 | 0
F1_Commercial_Health (WA)_New_Food Preparation_Natural Gas_Steamer_Baseline Forecast | F1 | Commercial | Health (WA) | New | Food Preparation | Natural Gas | Steamer | Baseline Forecast | Consumption Savings (MMtherm) | 0 | 0 | 0 | 0 | 0 | 0 | 0 | 0 | 0 | 0 | 0 | 0 | 0 | 0 | 0 | 0 | 0 | 0 | 0 | 0 | 0 | 0 | 0 | 0
F2_Commercial_Health (WA)_New_Food Preparation_Natural Gas_Steamer_Baseline Forecast | F2 | Commercial | Health (WA) | New | Food Preparation | Natural Gas | Steamer | Baseline Forecast | Summer Demand Savings (n/a) | 0 | 0 | 0 | 0 | 0 | 0 | 0 | 0 | 0 | 0 | 0 | 0 | 0 | 0 | 0 | 0 | 0 | 0 | 0 | 0 | 0 | 0 | 0 | 0
F3_Commercial_Health (WA)_New_Food Preparation_Natural Gas_Steamer_Baseline Forecast | F3 | Commercial | Health (WA) | New | Food Preparation | Natural Gas | Steamer | Baseline Forecast | Winter Demand Savings (n/a) | 0 | 0 | 0 | 0 | 0 | 0 | 0 | 0 | 0 | 0 | 0 | 0 | 0 | 0 | 0 | 0 | 0 | 0 | 0 | 0 | 0 | 0 | 0 | 0
F4_Commercial_Health (WA)_New_Food Preparation_Natural Gas_Steamer_Baseline Forecast | F4 | Commercial | Health (WA) | New | Food Preparation | Natural Gas | Steamer | Baseline Forecast | Incremental Savings (MMtherm) | 0 | 0 | 0 | 0 | 0 | 0 | 0 | 0 | 0 | 0 | 0 | 0 | 0 | 0 | 0 | 0 | 0 | 0 | 0 | 0 | 0 | 0 | 0 | 0
F1_Commercial_Health (WA)_New_Food Preparation_Natural Gas_Food Prep Other_Baseline Forecast | F1 | Commercial | Health (WA) | New | Food Preparation | Natural Gas | Food Prep Other | Baseline Forecast | Consumption Savings (MMtherm) | 0 | 0 | 0 | 0 | 0 | 0 | 0 | 0 | 0 | 0 | 0 | 0 | 0 | 0 | 0 | 0 | 0 | 0 | 0 | 0 | 0 | 0 | 0 | 0
F2_Commercial_Health (WA)_New_Food Preparation_Natural Gas_Food Prep Other_Baseline Forecast | F2 | Commercial | Health (WA) | New | Food Preparation | Natural Gas | Food Prep Other | Baseline Forecast | Summer Demand Savings (n/a) | 0 | 0 | 0 | 0 | 0 | 0 | 0 | 0 | 0 | 0 | 0 | 0 | 0 | 0 | 0 | 0 | 0 | 0 | 0 | 0 | 0 | 0 | 0 | 0
F3_Commercial_Health (WA)_New_Food Preparation_Natural Gas_Food Prep Other_Baseline Forecast | F3 | Commercial | Health (WA) | New | Food Preparation | Natural Gas | Food Prep Other | Baseline Forecast | Winter Demand Savings (n/a) | 0 | 0 | 0 | 0 | 0 | 0 | 0 | 0 | 0 | 0 | 0 | 0 | 0 | 0 | 0 | 0 | 0 | 0 | 0 | 0 | 0 | 0 | 0 | 0
F4_Commercial_Health (WA)_New_Food Preparation_Natural Gas_Food Prep Other_Baseline Forecast | F4 | Commercial | Health (WA) | New | Food Preparation | Natural Gas | Food Prep Other | Baseline Forecast | Incremental Savings (MMtherm) | 0 | 0 | 0 | 0 | 0 | 0 | 0 | 0 | 0 | 0 | 0 | 0 | 0 | 0 | 0 | 0 | 0 | 0 | 0 | 0 | 0 | 0 | 0 | 0
F1_Commercial_Health (WA)_New_Miscellaneous_Natural Gas_Pool Heater_Baseline Forecast | F1 | Commercial | Health (WA) | New | Miscellaneous | Natural Gas | Pool Heater | Baseline Forecast | Consumption Savings (MMtherm) | 0 | 0 | 0 | 0 | 0 | 0 | 0 | 0 | 0 | 0 | 0 | 0 | 0 | 0 | 0 | 0 | 0 | 0 | 0 | 0 | 0 | 0 | 0 | 0
F2_Commercial_Health (WA)_New_Miscellaneous_Natural Gas_Pool Heater_Baseline Forecast | F2 | Commercial | Health (WA) | New | Miscellaneous | Natural Gas | Pool Heater | Baseline Forecast | Summer Demand Savings (n/a) | 0 | 0 | 0 | 0 | 0 | 0 | 0 | 0 | 0 | 0 | 0 | 0 | 0 | 0 | 0 | 0 | 0 | 0 | 0 | 0 | 0 | 0 | 0 | 0
F3_Commercial_Health (WA)_New_Miscellaneous_Natural Gas_Pool Heater_Baseline Forecast | F3 | Commercial | Health (WA) | New | Miscellaneous | Natural Gas | Pool Heater | Baseline Forecast | Winter Demand Savings (n/a) | 0 | 0 | 0 | 0 | 0 | 0 | 0 | 0 | 0 | 0 | 0 | 0 | 0 | 0 | 0 | 0 | 0 | 0 | 0 | 0 | 0 | 0 | 0 | 0
F4_Commercial_Health (WA)_New_Miscellaneous_Natural Gas_Pool Heater_Baseline Forecast | F4 | Commercial | Health (WA) | New | Miscellaneous | Natural Gas | Pool Heater | Baseline Forecast | Incremental Savings (MMtherm) | 0 | 0 | 0 | 0 | 0 | 0 | 0 | 0 | 0 | 0 | 0 | 0 | 0 | 0 | 0 | 0 | 0 | 0 | 0 | 0 | 0 | 0 | 0 | 0
F1_Commercial_Health (WA)_New_Miscellaneous_Natural Gas_Miscellaneous_Baseline Forecast | F1 | Commercial | Health (WA) | New | Miscellaneous | Natural Gas | Miscellaneous | Baseline Forecast | Consumption Savings (MMtherm) | 0 | 0 | 0 | 0 | 0 | 0 | 0 | 0 | 0 | 0 | 0 | 0 | 0 | 0 | 0 | 0 | 0 | 0 | 0 | 0 | 0 | 0 | 0 | 0
F2_Commercial_Health (WA)_New_Miscellaneous_Natural Gas_Miscellaneous_Baseline Forecast | F2 | Commercial | Health (WA) | New | Miscellaneous | Natural Gas | Miscellaneous | Baseline Forecast | Summer Demand Savings (n/a) | 0 | 0 | 0 | 0 | 0 | 0 | 0 | 0 | 0 | 0 | 0 | 0 | 0 | 0 | 0 | 0 | 0 | 0 | 0 | 0 | 0 | 0 | 0 | 0
F3_Commercial_Health (WA)_New_Miscellaneous_Natural Gas_Miscellaneous_Baseline Forecast | F3 | Commercial | Health (WA) | New | Miscellaneous | Natural Gas | Miscellaneous | Baseline Forecast | Winter Demand Savings (n/a) | 0 | 0 | 0 | 0 | 0 | 0 | 0 | 0 | 0 | 0 | 0 | 0 | 0 | 0 | 0 | 0 | 0 | 0 | 0 | 0 | 0 | 0 | 0 | 0
F4_Commercial_Health (WA)_New_Miscellaneous_Natural Gas_Miscellaneous_Baseline Forecast | F4 | Commercial | Health (WA) | New | Miscellaneous | Natural Gas | Miscellaneous | Baseline Forecast | Incremental Savings (MMtherm) | 0 | 0 | 0 | 0 | 0 | 0 | 0 | 0 | 0 | 0 | 0 | 0 | 0 | 0 | 0 | 0 | 0 | 0 | 0 | 0 | 0 | 0 | 0 | 0
F1_Commercial_Lodging (WA)_Existing_Space Heating_Natural Gas_Furnace_Baseline Forecast | F1 | Commercial | Lodging (WA) | Existing | Space Heating | Natural Gas | Furnace | Baseline Forecast | Consumption Savings (MMtherm) | 0 | 0 | 0 | 0 | 0 | 0 | 0 | 0 | 0 | 0 | 0 | 0 | 0 | 0 | 0 | 0 | 0 | 0 | 0 | 0 | 0 | 0 | 0 | 0
F2_Commercial_Lodging (WA)_Existing_Space Heating_Natural Gas_Furnace_Baseline Forecast | F2 | Commercial | Lodging (WA) | Existing | Space Heating | Natural Gas | Furnace | Baseline Forecast | Summer Demand Savings (n/a) | 0 | 0 | 0 | 0 | 0 | 0 | 0 | 0 | 0 | 0 | 0 | 0 | 0 | 0 | 0 | 0 | 0 | 0 | 0 | 0 | 0 | 0 | 0 | 0
F3_Commercial_Lodging (WA)_Existing_Space Heating_Natural Gas_Furnace_Baseline Forecast | F3 | Commercial | Lodging (WA) | Existing | Space Heating | Natural Gas | Furnace | Baseline Forecast | Winter Demand Savings (n/a) | 0 | 0 | 0 | 0 | 0 | 0 | 0 | 0 | 0 | 0 | 0 | 0 | 0 | 0 | 0 | 0 | 0 | 0 | 0 | 0 | 0 | 0 | 0 | 0
F4_Commercial_Lodging (WA)_Existing_Space Heating_Natural Gas_Furnace_Baseline Forecast | F4 | Commercial | Lodging (WA) | Existing | Space Heating | Natural Gas | Furnace | Baseline Forecast | Incremental Savings (MMtherm) | 0 | 0 | 0 | 0 | 0 | 0 | 0 | 0 | 0 | 0 | 0 | 0 | 0 | 0 | 0 | 0 | 0 | 0 | 0 | 0 | 0 | 0 | 0 | 0
F1_Commercial_Lodging (WA)_Existing_Space Heating_Natural Gas_Boiler_Baseline Forecast | F1 | Commercial | Lodging (WA) | Existing | Space Heating | Natural Gas | Boiler | Baseline Forecast | Consumption Savings (MMtherm) | 0 | 0 | 0 | 0 | 0 | 0 | 0 | 0 | 0 | 0 | 0 | 0 | 0 | 0 | 0 | 0 | 0 | 0 | 0 | 0 | 0 | 0 | 0 | 0
F2_Commercial_Lodging (WA)_Existing_Space Heating_Natural Gas_Boiler_Baseline Forecast | F2 | Commercial | Lodging (WA) | Existing | Space Heating | Natural Gas | Boiler | Baseline Forecast | Summer Demand Savings (n/a) | 0 | 0 | 0 | 0 | 0 | 0 | 0 | 0 | 0 | 0 | 0 | 0 | 0 | 0 | 0 | 0 | 0 | 0 | 0 | 0 | 0 | 0 | 0 | 0
F3_Commercial_Lodging (WA)_Existing_Space Heating_Natural Gas_Boiler_Baseline Forecast | F3 | Commercial | Lodging (WA) | Existing | Space Heating | Natural Gas | Boiler | Baseline Forecast | Winter Demand Savings (n/a) | 0 | 0 | 0 | 0 | 0 | 0 | 0 | 0 | 0 | 0 | 0 | 0 | 0 | 0 | 0 | 0 | 0 | 0 | 0 | 0 | 0 | 0 | 0 | 0
F4_Commercial_Lodging (WA)_Existing_Space Heating_Natural Gas_Boiler_Baseline Forecast | F4 | Commercial | Lodging (WA) | Existing | Space Heating | Natural Gas | Boiler | Baseline Forecast | Incremental Savings (MMtherm) | 0 | 0 | 0 | 0 | 0 | 0 | 0 | 0 | 0 | 0 | 0 | 0 | 0 | 0 | 0 | 0 | 0 | 0 | 0 | 0 | 0 | 0 | 0 | 0
F1_Commercial_Lodging (WA)_Existing_Space Heating_Natural Gas_Unit Heater_Baseline Forecast | F1 | Commercial | Lodging (WA) | Existing | Space Heating | Natural Gas | Unit Heater | Baseline Forecast | Consumption Savings (MMtherm) | 0 | 0 | 0 | 0 | 0 | 0 | 0 | 0 | 0 | 0 | 0 | 0 | 0 | 0 | 0 | 0 | 0 | 0 | 0 | 0 | 0 | 0 | 0 | 0
F2_Commercial_Lodging (WA)_Existing_Space Heating_Natural Gas_Unit Heater_Baseline Forecast | F2 | Commercial | Lodging (WA) | Existing | Space Heating | Natural Gas | Unit Heater | Baseline Forecast | Summer Demand Savings (n/a) | 0 | 0 | 0 | 0 | 0 | 0 | 0 | 0 | 0 | 0 | 0 | 0 | 0 | 0 | 0 | 0 | 0 | 0 | 0 | 0 | 0 | 0 | 0 | 0
F3_Commercial_Lodging (WA)_Existing_Space Heating_Natural Gas_Unit Heater_Baseline Forecast | F3 | Commercial | Lodging (WA) | Existing | Space Heating | Natural Gas | Unit Heater | Baseline Forecast | Winter Demand Savings (n/a) | 0 | 0 | 0 | 0 | 0 | 0 | 0 | 0 | 0 | 0 | 0 | 0 | 0 | 0 | 0 | 0 | 0 | 0 | 0 | 0 | 0 | 0 | 0 | 0
F4_Commercial_Lodging (WA)_Existing_Space Heating_Natural Gas_Unit Heater_Baseline Forecast | F4 | Commercial | Lodging (WA) | Existing | Space Heating | Natural Gas | Unit Heater | Baseline Forecast | Incremental Savings (MMtherm) | 0 | 0 | 0 | 0 | 0 | 0 | 0 | 0 | 0 | 0 | 0 | 0 | 0 | 0 | 0 | 0 | 0 | 0 | 0 | 0 | 0 | 0 | 0 | 0
F1_Commercial_Lodging (WA)_Existing_Water Heating_Natural Gas_Water Heater_Baseline Forecast | F1 | Commercial | Lodging (WA) | Existing | Water Heating | Natural Gas | Water Heater | Baseline Forecast | Consumption Savings (MMtherm) | 0 | 0 | 0 | 0 | 0 | 0 | 0 | 0 | 0 | 0 | 0 | 0 | 0 | 0 | 0 | 0 | 0 | 0 | 0 | 0 | 0 | 0 | 0 | 0
F2_Commercial_Lodging (WA)_Existing_Water Heating_Natural Gas_Water Heater_Baseline Forecast | F2 | Commercial | Lodging (WA) | Existing | Water Heating | Natural Gas | Water Heater | Baseline Forecast | Summer Demand Savings (n/a) | 0 | 0 | 0 | 0 | 0 | 0 | 0 | 0 | 0 | 0 | 0 | 0 | 0 | 0 | 0 | 0 | 0 | 0 | 0 | 0 | 0 | 0 | 0 | 0
F3_Commercial_Lodging (WA)_Existing_Water Heating_Natural Gas_Water Heater_Baseline Forecast | F3 | Commercial | Lodging (WA) | Existing | Water Heating | Natural Gas | Water Heater | Baseline Forecast | Winter Demand Savings (n/a) | 0 | 0 | 0 | 0 | 0 | 0 | 0 | 0 | 0 | 0 | 0 | 0 | 0 | 0 | 0 | 0 | 0 | 0 | 0 | 0 | 0 | 0 | 0 | 0
F4_Commercial_Lodging (WA)_Existing_Water Heating_Natural Gas_Water Heater_Baseline Forecast | F4 | Commercial | Lodging (WA) | Existing | Water Heating | Natural Gas | Water Heater | Baseline Forecast | Incremental Savings (MMtherm) | 0 | 0 | 0 | 0 | 0 | 0 | 0 | 0 | 0 | 0 | 0 | 0 | 0 | 0 | 0 | 0 | 0 | 0 | 0 | 0 | 0 | 0 | 0 | 0
F1_Commercial_Lodging (WA)_Existing_Food Preparation_Natural Gas_Oven_Baseline Forecast | F1 | Commercial | Lodging (WA) | Existing | Food Preparation | Natural Gas | Oven | Baseline Forecast | Consumption Savings (MMtherm) | 0 | 0 | 0 | 0 | 0 | 0 | 0 | 0 | 0 | 0 | 0 | 0 | 0 | 0 | 0 | 0 | 0 | 0 | 0 | 0 | 0 | 0 | 0 | 0
F2_Commercial_Lodging (WA)_Existing_Food Preparation_Natural Gas_Oven_Baseline Forecast | F2 | Commercial | Lodging (WA) | Existing | Food Preparation | Natural Gas | Oven | Baseline Forecast | Summer Demand Savings (n/a) | 0 | 0 | 0 | 0 | 0 | 0 | 0 | 0 | 0 | 0 | 0 | 0 | 0 | 0 | 0 | 0 | 0 | 0 | 0 | 0 | 0 | 0 | 0 | 0
F3_Commercial_Lodging (WA)_Existing_Food Preparation_Natural Gas_Oven_Baseline Forecast | F3 | Commercial | Lodging (WA) | Existing | Food Preparation | Natural Gas | Oven | Baseline Forecast | Winter Demand Savings (n/a) | 0 | 0 | 0 | 0 | 0 | 0 | 0 | 0 | 0 | 0 | 0 | 0 | 0 | 0 | 0 | 0 | 0 | 0 | 0 | 0 | 0 | 0 | 0 | 0
F4_Commercial_Lodging (WA)_Existing_Food Preparation_Natural Gas_Oven_Baseline Forecast | F4 | Commercial | Lodging (WA) | Existing | Food Preparation | Natural Gas | Oven | Baseline Forecast | Incremental Savings (MMtherm) | 0 | 0 | 0 | 0 | 0 | 0 | 0 | 0 | 0 | 0 | 0 | 0 | 0 | 0 | 0 | 0 | 0 | 0 | 0 | 0 | 0 | 0 | 0 | 0
F1_Commercial_Lodging (WA)_Existing_Food Preparation_Natural Gas_Conveyor Oven_Baseline Forecast | F1 | Commercial | Lodging (WA) | Existing | Food Preparation | Natural Gas | Conveyor Oven | Baseline Forecast | Consumption Savings (MMtherm) | 0 | 0 | 0 | 0 | 0 | 0 | 0 | 0 | 0 | 0 | 0 | 0 | 0 | 0 | 0 | 0 | 0 | 0 | 0 | 0 | 0 | 0 | 0 | 0
F2_Commercial_Lodging (WA)_Existing_Food Preparation_Natural Gas_Conveyor Oven_Baseline Forecast | F2 | Commercial | Lodging (WA) | Existing | Food Preparation | Natural Gas | Conveyor Oven | Baseline Forecast | Summer Demand Savings (n/a) | 0 | 0 | 0 | 0 | 0 | 0 | 0 | 0 | 0 | 0 | 0 | 0 | 0 | 0 | 0 | 0 | 0 | 0 | 0 | 0 | 0 | 0 | 0 | 0
F3_Commercial_Lodging (WA)_Existing_Food Preparation_Natural Gas_Conveyor Oven_Baseline Forecast | F3 | Commercial | Lodging (WA) | Existing | Food Preparation | Natural Gas | Conveyor Oven | Baseline Forecast | Winter Demand Savings (n/a) | 0 | 0 | 0 | 0 | 0 | 0 | 0 | 0 | 0 | 0 | 0 | 0 | 0 | 0 | 0 | 0 | 0 | 0 | 0 | 0 | 0 | 0 | 0 | 0
F4_Commercial_Lodging (WA)_Existing_Food Preparation_Natural Gas_Conveyor Oven_Baseline Forecast | F4 | Commercial | Lodging (WA) | Existing | Food Preparation | Natural Gas | Conveyor Oven | Baseline Forecast | Incremental Savings (MMtherm) | 0 | 0 | 0 | 0 | 0 | 0 | 0 | 0 | 0 | 0 | 0 | 0 | 0 | 0 | 0 | 0 | 0 | 0 | 0 | 0 | 0 | 0 | 0 | 0
F1_Commercial_Lodging (WA)_Existing_Food Preparation_Natural Gas_Double Rack Oven_Baseline Forecast | F1 | Commercial | Lodging (WA) | Existing | Food Preparation | Natural Gas | Double Rack Oven | Baseline Forecast | Consumption Savings (MMtherm) | 0 | 0 | 0 | 0 | 0 | 0 | 0 | 0 | 0 | 0 | 0 | 0 | 0 | 0 | 0 | 0 | 0 | 0 | 0 | 0 | 0 | 0 | 0 | 0
F2_Commercial_Lodging (WA)_Existing_Food Preparation_Natural Gas_Double Rack Oven_Baseline Forecast | F2 | Commercial | Lodging (WA) | Existing | Food Preparation | Natural Gas | Double Rack Oven | Baseline Forecast | Summer Demand Savings (n/a) | 0 | 0 | 0 | 0 | 0 | 0 | 0 | 0 | 0 | 0 | 0 | 0 | 0 | 0 | 0 | 0 | 0 | 0 | 0 | 0 | 0 | 0 | 0 | 0
F3_Commercial_Lodging (WA)_Existing_Food Preparation_Natural Gas_Double Rack Oven_Baseline Forecast | F3 | Commercial | Lodging (WA) | Existing | Food Preparation | Natural Gas | Double Rack Oven | Baseline Forecast | Winter Demand Savings (n/a) | 0 | 0 | 0 | 0 | 0 | 0 | 0 | 0 | 0 | 0 | 0 | 0 | 0 | 0 | 0 | 0 | 0 | 0 | 0 | 0 | 0 | 0 | 0 | 0
F4_Commercial_Lodging (WA)_Existing_Food Preparation_Natural Gas_Double Rack Oven_Baseline Forecast | F4 | Commercial | Lodging (WA) | Existing | Food Preparation | Natural Gas | Double Rack Oven | Baseline Forecast | Incremental Savings (MMtherm) | 0 | 0 | 0 | 0 | 0 | 0 | 0 | 0 | 0 | 0 | 0 | 0 | 0 | 0 | 0 | 0 | 0 | 0 | 0 | 0 | 0 | 0 | 0 | 0
F1_Commercial_Lodging (WA)_Existing_Food Preparation_Natural Gas_Fryer_Baseline Forecast | F1 | Commercial | Lodging (WA) | Existing | Food Preparation | Natural Gas | Fryer | Baseline Forecast | Consumption Savings (MMtherm) | 0 | 0 | 0 | 0 | 0 | 0 | 0 | 0 | 0 | 0 | 0 | 0 | 0 | 0 | 0 | 0 | 0 | 0 | 0 | 0 | 0 | 0 | 0 | 0
F2_Commercial_Lodging (WA)_Existing_Food Preparation_Natural Gas_Fryer_Baseline Forecast | F2 | Commercial | Lodging (WA) | Existing | Food Preparation | Natural Gas | Fryer | Baseline Forecast | Summer Demand Savings (n/a) | 0 | 0 | 0 | 0 | 0 | 0 | 0 | 0 | 0 | 0 | 0 | 0 | 0 | 0 | 0 | 0 | 0 | 0 | 0 | 0 | 0 | 0 | 0 | 0
F3_Commercial_Lodging (WA)_Existing_Food Preparation_Natural Gas_Fryer_Baseline Forecast | F3 | Commercial | Lodging (WA) | Existing | Food Preparation | Natural Gas | Fryer | Baseline Forecast | Winter Demand Savings (n/a) | 0 | 0 | 0 | 0 | 0 | 0 | 0 | 0 | 0 | 0 | 0 | 0 | 0 | 0 | 0 | 0 | 0 | 0 | 0 | 0 | 0 | 0 | 0 | 0
F4_Commercial_Lodging (WA)_Existing_Food Preparation_Natural Gas_Fryer_Baseline Forecast | F4 | Commercial | Lodging (WA) | Existing | Food Preparation | Natural Gas | Fryer | Baseline Forecast | Incremental Savings (MMtherm) | 0 | 0 | 0 | 0 | 0 | 0 | 0 | 0 | 0 | 0 | 0 | 0 | 0 | 0 | 0 | 0 | 0 | 0 | 0 | 0 | 0 | 0 | 0 | 0
F1_Commercial_Lodging (WA)_Existing_Food Preparation_Natural Gas_Broiler_Baseline Forecast | F1 | Commercial | Lodging (WA) | Existing | Food Preparation | Natural Gas | Broiler | Baseline Forecast | Consumption Savings (MMtherm) | 0 | 0 | 0 | 0 | 0 | 0 | 0 | 0 | 0 | 0 | 0 | 0 | 0 | 0 | 0 | 0 | 0 | 0 | 0 | 0 | 0 | 0 | 0 | 0
F2_Commercial_Lodging (WA)_Existing_Food Preparation_Natural Gas_Broiler_Baseline Forecast | F2 | Commercial | Lodging (WA) | Existing | Food Preparation | Natural Gas | Broiler | Baseline Forecast | Summer Demand Savings (n/a) | 0 | 0 | 0 | 0 | 0 | 0 | 0 | 0 | 0 | 0 | 0 | 0 | 0 | 0 | 0 | 0 | 0 | 0 | 0 | 0 | 0 | 0 | 0 | 0
F3_Commercial_Lodging (WA)_Existing_Food Preparation_Natural Gas_Broiler_Baseline Forecast | F3 | Commercial | Lodging (WA) | Existing | Food Preparation | Natural Gas | Broiler | Baseline Forecast | Winter Demand Savings (n/a) | 0 | 0 | 0 | 0 | 0 | 0 | 0 | 0 | 0 | 0 | 0 | 0 | 0 | 0 | 0 | 0 | 0 | 0 | 0 | 0 | 0 | 0 | 0 | 0
F4_Commercial_Lodging (WA)_Existing_Food Preparation_Natural Gas_Broiler_Baseline Forecast | F4 | Commercial | Lodging (WA) | Existing | Food Preparation | Natural Gas | Broiler | Baseline Forecast | Incremental Savings (MMtherm) | 0 | 0 | 0 | 0 | 0 | 0 | 0 | 0 | 0 | 0 | 0 | 0 | 0 | 0 | 0 | 0 | 0 | 0 | 0 | 0 | 0 | 0 | 0 | 0
F1_Commercial_Lodging (WA)_Existing_Food Preparation_Natural Gas_Griddle_Baseline Forecast | F1 | Commercial | Lodging (WA) | Existing | Food Preparation | Natural Gas | Griddle | Baseline Forecast | Consumption Savings (MMtherm) | 0 | 0 | 0 | 0 | 0 | 0 | 0 | 0 | 0 | 0 | 0 | 0 | 0 | 0 | 0 | 0 | 0 | 0 | 0 | 0 | 0 | 0 | 0 | 0
F2_Commercial_Lodging (WA)_Existing_Food Preparation_Natural Gas_Griddle_Baseline Forecast | F2 | Commercial | Lodging (WA) | Existing | Food Preparation | Natural Gas | Griddle | Baseline Forecast | Summer Demand Savings (n/a) | 0 | 0 | 0 | 0 | 0 | 0 | 0 | 0 | 0 | 0 | 0 | 0 | 0 | 0 | 0 | 0 | 0 | 0 | 0 | 0 | 0 | 0 | 0 | 0
F3_Commercial_Lodging (WA)_Existing_Food Preparation_Natural Gas_Griddle_Baseline Forecast | F3 | Commercial | Lodging (WA) | Existing | Food Preparation | Natural Gas | Griddle | Baseline Forecast | Winter Demand Savings (n/a) | 0 | 0 | 0 | 0 | 0 | 0 | 0 | 0 | 0 | 0 | 0 | 0 | 0 | 0 | 0 | 0 | 0 | 0 | 0 | 0 | 0 | 0 | 0 | 0
F4_Commercial_Lodging (WA)_Existing_Food Preparation_Natural Gas_Griddle_Baseline Forecast | F4 | Commercial | Lodging (WA) | Existing | Food Preparation | Natural Gas | Griddle | Baseline Forecast | Incremental Savings (MMtherm) | 0 | 0 | 0 | 0 | 0 | 0 | 0 | 0 | 0 | 0 | 0 | 0 | 0 | 0 | 0 | 0 | 0 | 0 | 0 | 0 | 0 | 0 | 0 | 0
F1_Commercial_Lodging (WA)_Existing_Food Preparation_Natural Gas_Range_Baseline Forecast | F1 | Commercial | Lodging (WA) | Existing | Food Preparation | Natural Gas | Range | Baseline Forecast | Consumption Savings (MMtherm) | 0 | 0 | 0 | 0 | 0 | 0 | 0 | 0 | 0 | 0 | 0 | 0 | 0 | 0 | 0 | 0 | 0 | 0 | 0 | 0 | 0 | 0 | 0 | 0
F2_Commercial_Lodging (WA)_Existing_Food Preparation_Natural Gas_Range_Baseline Forecast | F2 | Commercial | Lodging (WA) | Existing | Food Preparation | Natural Gas | Range | Baseline Forecast | Summer Demand Savings (n/a) | 0 | 0 | 0 | 0 | 0 | 0 | 0 | 0 | 0 | 0 | 0 | 0 | 0 | 0 | 0 | 0 | 0 | 0 | 0 | 0 | 0 | 0 | 0 | 0
F3_Commercial_Lodging (WA)_Existing_Food Preparation_Natural Gas_Range_Baseline Forecast | F3 | Commercial | Lodging (WA) | Existing | Food Preparation | Natural Gas | Range | Baseline Forecast | Winter Demand Savings (n/a) | 0 | 0 | 0 | 0 | 0 | 0 | 0 | 0 | 0 | 0 | 0 | 0 | 0 | 0 | 0 | 0 | 0 | 0 | 0 | 0 | 0 | 0 | 0 | 0
F4_Commercial_Lodging (WA)_Existing_Food Preparation_Natural Gas_Range_Baseline Forecast | F4 | Commercial | Lodging (WA) | Existing | Food Preparation | Natural Gas | Range | Baseline Forecast | Incremental Savings (MMtherm) | 0 | 0 | 0 | 0 | 0 | 0 | 0 | 0 | 0 | 0 | 0 | 0 | 0 | 0 | 0 | 0 | 0 | 0 | 0 | 0 | 0 | 0 | 0 | 0
F1_Commercial_Lodging (WA)_Existing_Food Preparation_Natural Gas_Steamer_Baseline Forecast | F1 | Commercial | Lodging (WA) | Existing | Food Preparation | Natural Gas | Steamer | Baseline Forecast | Consumption Savings (MMtherm) | 0 | 0 | 0 | 0 | 0 | 0 | 0 | 0 | 0 | 0 | 0 | 0 | 0 | 0 | 0 | 0 | 0 | 0 | 0 | 0 | 0 | 0 | 0 | 0
F2_Commercial_Lodging (WA)_Existing_Food Preparation_Natural Gas_Steamer_Baseline Forecast | F2 | Commercial | Lodging (WA) | Existing | Food Preparation | Natural Gas | Steamer | Baseline Forecast | Summer Demand Savings (n/a) | 0 | 0 | 0 | 0 | 0 | 0 | 0 | 0 | 0 | 0 | 0 | 0 | 0 | 0 | 0 | 0 | 0 | 0 | 0 | 0 | 0 | 0 | 0 | 0
F3_Commercial_Lodging (WA)_Existing_Food Preparation_Natural Gas_Steamer_Baseline Forecast | F3 | Commercial | Lodging (WA) | Existing | Food Preparation | Natural Gas | Steamer | Baseline Forecast | Winter Demand Savings (n/a) | 0 | 0 | 0 | 0 | 0 | 0 | 0 | 0 | 0 | 0 | 0 | 0 | 0 | 0 | 0 | 0 | 0 | 0 | 0 | 0 | 0 | 0 | 0 | 0
F4_Commercial_Lodging (WA)_Existing_Food Preparation_Natural Gas_Steamer_Baseline Forecast | F4 | Commercial | Lodging (WA) | Existing | Food Preparation | Natural Gas | Steamer | Baseline Forecast | Incremental Savings (MMtherm) | 0 | 0 | 0 | 0 | 0 | 0 | 0 | 0 | 0 | 0 | 0 | 0 | 0 | 0 | 0 | 0 | 0 | 0 | 0 | 0 | 0 | 0 | 0 | 0
F1_Commercial_Lodging (WA)_Existing_Food Preparation_Natural Gas_Food Prep Other_Baseline Forecast | F1 | Commercial | Lodging (WA) | Existing | Food Preparation | Natural Gas | Food Prep Other | Baseline Forecast | Consumption Savings (MMtherm) | 0 | 0 | 0 | 0 | 0 | 0 | 0 | 0 | 0 | 0 | 0 | 0 | 0 | 0 | 0 | 0 | 0 | 0 | 0 | 0 | 0 | 0 | 0 | 0
F2_Commercial_Lodging (WA)_Existing_Food Preparation_Natural Gas_Food Prep Other_Baseline Forecast | F2 | Commercial | Lodging (WA) | Existing | Food Preparation | Natural Gas | Food Prep Other | Baseline Forecast | Summer Demand Savings (n/a) | 0 | 0 | 0 | 0 | 0 | 0 | 0 | 0 | 0 | 0 | 0 | 0 | 0 | 0 | 0 | 0 | 0 | 0 | 0 | 0 | 0 | 0 | 0 | 0
F3_Commercial_Lodging (WA)_Existing_Food Preparation_Natural Gas_Food Prep Other_Baseline Forecast | F3 | Commercial | Lodging (WA) | Existing | Food Preparation | Natural Gas | Food Prep Other | Baseline Forecast | Winter Demand Savings (n/a) | 0 | 0 | 0 | 0 | 0 | 0 | 0 | 0 | 0 | 0 | 0 | 0 | 0 | 0 | 0 | 0 | 0 | 0 | 0 | 0 | 0 | 0 | 0 | 0
F4_Commercial_Lodging (WA)_Existing_Food Preparation_Natural Gas_Food Prep Other_Baseline Forecast | F4 | Commercial | Lodging (WA) | Existing | Food Preparation | Natural Gas | Food Prep Other | Baseline Forecast | Incremental Savings (MMtherm) | 0 | 0 | 0 | 0 | 0 | 0 | 0 | 0 | 0 | 0 | 0 | 0 | 0 | 0 | 0 | 0 | 0 | 0 | 0 | 0 | 0 | 0 | 0 | 0
F1_Commercial_Lodging (WA)_Existing_Miscellaneous_Natural Gas_Pool Heater_Baseline Forecast | F1 | Commercial | Lodging (WA) | Existing | Miscellaneous | Natural Gas | Pool Heater | Baseline Forecast | Consumption Savings (MMtherm) | 0 | 0 | 0 | 0 | 0 | 0 | 0 | 0 | 0 | 0 | 0 | 0 | 0 | 0 | 0 | 0 | 0 | 0 | 0 | 0 | 0 | 0 | 0 | 0
F2_Commercial_Lodging (WA)_Existing_Miscellaneous_Natural Gas_Pool Heater_Baseline Forecast | F2 | Commercial | Lodging (WA) | Existing | Miscellaneous | Natural Gas | Pool Heater | Baseline Forecast | Summer Demand Savings (n/a) | 0 | 0 | 0 | 0 | 0 | 0 | 0 | 0 | 0 | 0 | 0 | 0 | 0 | 0 | 0 | 0 | 0 | 0 | 0 | 0 | 0 | 0 | 0 | 0
F3_Commercial_Lodging (WA)_Existing_Miscellaneous_Natural Gas_Pool Heater_Baseline Forecast | F3 | Commercial | Lodging (WA) | Existing | Miscellaneous | Natural Gas | Pool Heater | Baseline Forecast | Winter Demand Savings (n/a) | 0 | 0 | 0 | 0 | 0 | 0 | 0 | 0 | 0 | 0 | 0 | 0 | 0 | 0 | 0 | 0 | 0 | 0 | 0 | 0 | 0 | 0 | 0 | 0
F4_Commercial_Lodging (WA)_Existing_Miscellaneous_Natural Gas_Pool Heater_Baseline Forecast | F4 | Commercial | Lodging (WA) | Existing | Miscellaneous | Natural Gas | Pool Heater | Baseline Forecast | Incremental Savings (MMtherm) | 0 | 0 | 0 | 0 | 0 | 0 | 0 | 0 | 0 | 0 | 0 | 0 | 0 | 0 | 0 | 0 | 0 | 0 | 0 | 0 | 0 | 0 | 0 | 0
F1_Commercial_Lodging (WA)_Existing_Miscellaneous_Natural Gas_Miscellaneous_Baseline Forecast | F1 | Commercial | Lodging (WA) | Existing | Miscellaneous | Natural Gas | Miscellaneous | Baseline Forecast | Consumption Savings (MMtherm) | 0 | 0 | 0 | 0 | 0 | 0 | 0 | 0 | 0 | 0 | 0 | 0 | 0 | 0 | 0 | 0 | 0 | 0 | 0 | 0 | 0 | 0 | 0 | 0
F2_Commercial_Lodging (WA)_Existing_Miscellaneous_Natural Gas_Miscellaneous_Baseline Forecast | F2 | Commercial | Lodging (WA) | Existing | Miscellaneous | Natural Gas | Miscellaneous | Baseline Forecast | Summer Demand Savings (n/a) | 0 | 0 | 0 | 0 | 0 | 0 | 0 | 0 | 0 | 0 | 0 | 0 | 0 | 0 | 0 | 0 | 0 | 0 | 0 | 0 | 0 | 0 | 0 | 0
F3_Commercial_Lodging (WA)_Existing_Miscellaneous_Natural Gas_Miscellaneous_Baseline Forecast | F3 | Commercial | Lodging (WA) | Existing | Miscellaneous | Natural Gas | Miscellaneous | Baseline Forecast | Winter Demand Savings (n/a) | 0 | 0 | 0 | 0 | 0 | 0 | 0 | 0 | 0 | 0 | 0 | 0 | 0 | 0 | 0 | 0 | 0 | 0 | 0 | 0 | 0 | 0 | 0 | 0
F4_Commercial_Lodging (WA)_Existing_Miscellaneous_Natural Gas_Miscellaneous_Baseline Forecast | F4 | Commercial | Lodging (WA) | Existing | Miscellaneous | Natural Gas | Miscellaneous | Baseline Forecast | Incremental Savings (MMtherm) | 0 | 0 | 0 | 0 | 0 | 0 | 0 | 0 | 0 | 0 | 0 | 0 | 0 | 0 | 0 | 0 | 0 | 0 | 0 | 0 | 0 | 0 | 0 | 0
F1_Commercial_Lodging (WA)_New_Space Heating_Natural Gas_Furnace_Baseline Forecast | F1 | Commercial | Lodging (WA) | New | Space Heating | Natural Gas | Furnace | Baseline Forecast | Consumption Savings (MMtherm) | 0 | 0 | 0 | 0 | 0 | 0 | 0 | 0 | 0 | 0 | 0 | 0 | 0 | 0 | 0 | 0 | 0 | 0 | 0 | 0 | 0 | 0 | 0 | 0
F2_Commercial_Lodging (WA)_New_Space Heating_Natural Gas_Furnace_Baseline Forecast | F2 | Commercial | Lodging (WA) | New | Space Heating | Natural Gas | Furnace | Baseline Forecast | Summer Demand Savings (n/a) | 0 | 0 | 0 | 0 | 0 | 0 | 0 | 0 | 0 | 0 | 0 | 0 | 0 | 0 | 0 | 0 | 0 | 0 | 0 | 0 | 0 | 0 | 0 | 0
F3_Commercial_Lodging (WA)_New_Space Heating_Natural Gas_Furnace_Baseline Forecast | F3 | Commercial | Lodging (WA) | New | Space Heating | Natural Gas | Furnace | Baseline Forecast | Winter Demand Savings (n/a) | 0 | 0 | 0 | 0 | 0 | 0 | 0 | 0 | 0 | 0 | 0 | 0 | 0 | 0 | 0 | 0 | 0 | 0 | 0 | 0 | 0 | 0 | 0 | 0
F4_Commercial_Lodging (WA)_New_Space Heating_Natural Gas_Furnace_Baseline Forecast | F4 | Commercial | Lodging (WA) | New | Space Heating | Natural Gas | Furnace | Baseline Forecast | Incremental Savings (MMtherm) | 0 | 0 | 0 | 0 | 0 | 0 | 0 | 0 | 0 | 0 | 0 | 0 | 0 | 0 | 0 | 0 | 0 | 0 | 0 | 0 | 0 | 0 | 0 | 0
F1_Commercial_Lodging (WA)_New_Space Heating_Natural Gas_Boiler_Baseline Forecast | F1 | Commercial | Lodging (WA) | New | Space Heating | Natural Gas | Boiler | Baseline Forecast | Consumption Savings (MMtherm) | 0 | 0 | 0 | 0 | 0 | 0 | 0 | 0 | 0 | 0 | 0 | 0 | 0 | 0 | 0 | 0 | 0 | 0 | 0 | 0 | 0 | 0 | 0 | 0
F2_Commercial_Lodging (WA)_New_Space Heating_Natural Gas_Boiler_Baseline Forecast | F2 | Commercial | Lodging (WA) | New | Space Heating | Natural Gas | Boiler | Baseline Forecast | Summer Demand Savings (n/a) | 0 | 0 | 0 | 0 | 0 | 0 | 0 | 0 | 0 | 0 | 0 | 0 | 0 | 0 | 0 | 0 | 0 | 0 | 0 | 0 | 0 | 0 | 0 | 0
F3_Commercial_Lodging (WA)_New_Space Heating_Natural Gas_Boiler_Baseline Forecast | F3 | Commercial | Lodging (WA) | New | Space Heating | Natural Gas | Boiler | Baseline Forecast | Winter Demand Savings (n/a) | 0 | 0 | 0 | 0 | 0 | 0 | 0 | 0 | 0 | 0 | 0 | 0 | 0 | 0 | 0 | 0 | 0 | 0 | 0 | 0 | 0 | 0 | 0 | 0
F4_Commercial_Lodging (WA)_New_Space Heating_Natural Gas_Boiler_Baseline Forecast | F4 | Commercial | Lodging (WA) | New | Space Heating | Natural Gas | Boiler | Baseline Forecast | Incremental Savings (MMtherm) | 0 | 0 | 0 | 0 | 0 | 0 | 0 | 0 | 0 | 0 | 0 | 0 | 0 | 0 | 0 | 0 | 0 | 0 | 0 | 0 | 0 | 0 | 0 | 0
F1_Commercial_Lodging (WA)_New_Space Heating_Natural Gas_Unit Heater_Baseline Forecast | F1 | Commercial | Lodging (WA) | New | Space Heating | Natural Gas | Unit Heater | Baseline Forecast | Consumption Savings (MMtherm) | 0 | 0 | 0 | 0 | 0 | 0 | 0 | 0 | 0 | 0 | 0 | 0 | 0 | 0 | 0 | 0 | 0 | 0 | 0 | 0 | 0 | 0 | 0 | 0
F2_Commercial_Lodging (WA)_New_Space Heating_Natural Gas_Unit Heater_Baseline Forecast | F2 | Commercial | Lodging (WA) | New | Space Heating | Natural Gas | Unit Heater | Baseline Forecast | Summer Demand Savings (n/a) | 0 | 0 | 0 | 0 | 0 | 0 | 0 | 0 | 0 | 0 | 0 | 0 | 0 | 0 | 0 | 0 | 0 | 0 | 0 | 0 | 0 | 0 | 0 | 0
F3_Commercial_Lodging (WA)_New_Space Heating_Natural Gas_Unit Heater_Baseline Forecast | F3 | Commercial | Lodging (WA) | New | Space Heating | Natural Gas | Unit Heater | Baseline Forecast | Winter Demand Savings (n/a) | 0 | 0 | 0 | 0 | 0 | 0 | 0 | 0 | 0 | 0 | 0 | 0 | 0 | 0 | 0 | 0 | 0 | 0 | 0 | 0 | 0 | 0 | 0 | 0
F4_Commercial_Lodging (WA)_New_Space Heating_Natural Gas_Unit Heater_Baseline Forecast | F4 | Commercial | Lodging (WA) | New | Space Heating | Natural Gas | Unit Heater | Baseline Forecast | Incremental Savings (MMtherm) | 0 | 0 | 0 | 0 | 0 | 0 | 0 | 0 | 0 | 0 | 0 | 0 | 0 | 0 | 0 | 0 | 0 | 0 | 0 | 0 | 0 | 0 | 0 | 0
F1_Commercial_Lodging (WA)_New_Water Heating_Natural Gas_Water Heater_Baseline Forecast | F1 | Commercial | Lodging (WA) | New | Water Heating | Natural Gas | Water Heater | Baseline Forecast | Consumption Savings (MMtherm) | 0 | 0 | 0 | 0 | 0 | 0 | 0 | 0 | 0 | 0 | 0 | 0 | 0 | 0 | 0 | 0 | 0 | 0 | 0 | 0 | 0 | 0 | 0 | 0
F2_Commercial_Lodging (WA)_New_Water Heating_Natural Gas_Water Heater_Baseline Forecast | F2 | Commercial | Lodging (WA) | New | Water Heating | Natural Gas | Water Heater | Baseline Forecast | Summer Demand Savings (n/a) | 0 | 0 | 0 | 0 | 0 | 0 | 0 | 0 | 0 | 0 | 0 | 0 | 0 | 0 | 0 | 0 | 0 | 0 | 0 | 0 | 0 | 0 | 0 | 0
F3_Commercial_Lodging (WA)_New_Water Heating_Natural Gas_Water Heater_Baseline Forecast | F3 | Commercial | Lodging (WA) | New | Water Heating | Natural Gas | Water Heater | Baseline Forecast | Winter Demand Savings (n/a) | 0 | 0 | 0 | 0 | 0 | 0 | 0 | 0 | 0 | 0 | 0 | 0 | 0 | 0 | 0 | 0 | 0 | 0 | 0 | 0 | 0 | 0 | 0 | 0
F4_Commercial_Lodging (WA)_New_Water Heating_Natural Gas_Water Heater_Baseline Forecast | F4 | Commercial | Lodging (WA) | New | Water Heating | Natural Gas | Water Heater | Baseline Forecast | Incremental Savings (MMtherm) | 0 | 0 | 0 | 0 | 0 | 0 | 0 | 0 | 0 | 0 | 0 | 0 | 0 | 0 | 0 | 0 | 0 | 0 | 0 | 0 | 0 | 0 | 0 | 0
F1_Commercial_Lodging (WA)_New_Food Preparation_Natural Gas_Oven_Baseline Forecast | F1 | Commercial | Lodging (WA) | New | Food Preparation | Natural Gas | Oven | Baseline Forecast | Consumption Savings (MMtherm) | 0 | 0 | 0 | 0 | 0 | 0 | 0 | 0 | 0 | 0 | 0 | 0 | 0 | 0 | 0 | 0 | 0 | 0 | 0 | 0 | 0 | 0 | 0 | 0
F2_Commercial_Lodging (WA)_New_Food Preparation_Natural Gas_Oven_Baseline Forecast | F2 | Commercial | Lodging (WA) | New | Food Preparation | Natural Gas | Oven | Baseline Forecast | Summer Demand Savings (n/a) | 0 | 0 | 0 | 0 | 0 | 0 | 0 | 0 | 0 | 0 | 0 | 0 | 0 | 0 | 0 | 0 | 0 | 0 | 0 | 0 | 0 | 0 | 0 | 0
F3_Commercial_Lodging (WA)_New_Food Preparation_Natural Gas_Oven_Baseline Forecast | F3 | Commercial | Lodging (WA) | New | Food Preparation | Natural Gas | Oven | Baseline Forecast | Winter Demand Savings (n/a) | 0 | 0 | 0 | 0 | 0 | 0 | 0 | 0 | 0 | 0 | 0 | 0 | 0 | 0 | 0 | 0 | 0 | 0 | 0 | 0 | 0 | 0 | 0 | 0
F4_Commercial_Lodging (WA)_New_Food Preparation_Natural Gas_Oven_Baseline Forecast | F4 | Commercial | Lodging (WA) | New | Food Preparation | Natural Gas | Oven | Baseline Forecast | Incremental Savings (MMtherm) | 0 | 0 | 0 | 0 | 0 | 0 | 0 | 0 | 0 | 0 | 0 | 0 | 0 | 0 | 0 | 0 | 0 | 0 | 0 | 0 | 0 | 0 | 0 | 0
F1_Commercial_Lodging (WA)_New_Food Preparation_Natural Gas_Conveyor Oven_Baseline Forecast | F1 | Commercial | Lodging (WA) | New | Food Preparation | Natural Gas | Conveyor Oven | Baseline Forecast | Consumption Savings (MMtherm) | 0 | 0 | 0 | 0 | 0 | 0 | 0 | 0 | 0 | 0 | 0 | 0 | 0 | 0 | 0 | 0 | 0 | 0 | 0 | 0 | 0 | 0 | 0 | 0
F2_Commercial_Lodging (WA)_New_Food Preparation_Natural Gas_Conveyor Oven_Baseline Forecast | F2 | Commercial | Lodging (WA) | New | Food Preparation | Natural Gas | Conveyor Oven | Baseline Forecast | Summer Demand Savings (n/a) | 0 | 0 | 0 | 0 | 0 | 0 | 0 | 0 | 0 | 0 | 0 | 0 | 0 | 0 | 0 | 0 | 0 | 0 | 0 | 0 | 0 | 0 | 0 | 0
F3_Commercial_Lodging (WA)_New_Food Preparation_Natural Gas_Conveyor Oven_Baseline Forecast | F3 | Commercial | Lodging (WA) | New | Food Preparation | Natural Gas | Conveyor Oven | Baseline Forecast | Winter Demand Savings (n/a) | 0 | 0 | 0 | 0 | 0 | 0 | 0 | 0 | 0 | 0 | 0 | 0 | 0 | 0 | 0 | 0 | 0 | 0 | 0 | 0 | 0 | 0 | 0 | 0
F4_Commercial_Lodging (WA)_New_Food Preparation_Natural Gas_Conveyor Oven_Baseline Forecast | F4 | Commercial | Lodging (WA) | New | Food Preparation | Natural Gas | Conveyor Oven | Baseline Forecast | Incremental Savings (MMtherm) | 0 | 0 | 0 | 0 | 0 | 0 | 0 | 0 | 0 | 0 | 0 | 0 | 0 | 0 | 0 | 0 | 0 | 0 | 0 | 0 | 0 | 0 | 0 | 0
F1_Commercial_Lodging (WA)_New_Food Preparation_Natural Gas_Double Rack Oven_Baseline Forecast | F1 | Commercial | Lodging (WA) | New | Food Preparation | Natural Gas | Double Rack Oven | Baseline Forecast | Consumption Savings (MMtherm) | 0 | 0 | 0 | 0 | 0 | 0 | 0 | 0 | 0 | 0 | 0 | 0 | 0 | 0 | 0 | 0 | 0 | 0 | 0 | 0 | 0 | 0 | 0 | 0
F2_Commercial_Lodging (WA)_New_Food Preparation_Natural Gas_Double Rack Oven_Baseline Forecast | F2 | Commercial | Lodging (WA) | New | Food Preparation | Natural Gas | Double Rack Oven | Baseline Forecast | Summer Demand Savings (n/a) | 0 | 0 | 0 | 0 | 0 | 0 | 0 | 0 | 0 | 0 | 0 | 0 | 0 | 0 | 0 | 0 | 0 | 0 | 0 | 0 | 0 | 0 | 0 | 0
F3_Commercial_Lodging (WA)_New_Food Preparation_Natural Gas_Double Rack Oven_Baseline Forecast | F3 | Commercial | Lodging (WA) | New | Food Preparation | Natural Gas | Double Rack Oven | Baseline Forecast | Winter Demand Savings (n/a) | 0 | 0 | 0 | 0 | 0 | 0 | 0 | 0 | 0 | 0 | 0 | 0 | 0 | 0 | 0 | 0 | 0 | 0 | 0 | 0 | 0 | 0 | 0 | 0
F4_Commercial_Lodging (WA)_New_Food Preparation_Natural Gas_Double Rack Oven_Baseline Forecast | F4 | Commercial | Lodging (WA) | New | Food Preparation | Natural Gas | Double Rack Oven | Baseline Forecast | Incremental Savings (MMtherm) | 0 | 0 | 0 | 0 | 0 | 0 | 0 | 0 | 0 | 0 | 0 | 0 | 0 | 0 | 0 | 0 | 0 | 0 | 0 | 0 | 0 | 0 | 0 | 0
F1_Commercial_Lodging (WA)_New_Food Preparation_Natural Gas_Fryer_Baseline Forecast | F1 | Commercial | Lodging (WA) | New | Food Preparation | Natural Gas | Fryer | Baseline Forecast | Consumption Savings (MMtherm) | 0 | 0 | 0 | 0 | 0 | 0 | 0 | 0 | 0 | 0 | 0 | 0 | 0 | 0 | 0 | 0 | 0 | 0 | 0 | 0 | 0 | 0 | 0 | 0
F2_Commercial_Lodging (WA)_New_Food Preparation_Natural Gas_Fryer_Baseline Forecast | F2 | Commercial | Lodging (WA) | New | Food Preparation | Natural Gas | Fryer | Baseline Forecast | Summer Demand Savings (n/a) | 0 | 0 | 0 | 0 | 0 | 0 | 0 | 0 | 0 | 0 | 0 | 0 | 0 | 0 | 0 | 0 | 0 | 0 | 0 | 0 | 0 | 0 | 0 | 0
F3_Commercial_Lodging (WA)_New_Food Preparation_Natural Gas_Fryer_Baseline Forecast | F3 | Commercial | Lodging (WA) | New | Food Preparation | Natural Gas | Fryer | Baseline Forecast | Winter Demand Savings (n/a) | 0 | 0 | 0 | 0 | 0 | 0 | 0 | 0 | 0 | 0 | 0 | 0 | 0 | 0 | 0 | 0 | 0 | 0 | 0 | 0 | 0 | 0 | 0 | 0
F4_Commercial_Lodging (WA)_New_Food Preparation_Natural Gas_Fryer_Baseline Forecast | F4 | Commercial | Lodging (WA) | New | Food Preparation | Natural Gas | Fryer | Baseline Forecast | Incremental Savings (MMtherm) | 0 | 0 | 0 | 0 | 0 | 0 | 0 | 0 | 0 | 0 | 0 | 0 | 0 | 0 | 0 | 0 | 0 | 0 | 0 | 0 | 0 | 0 | 0 | 0
F1_Commercial_Lodging (WA)_New_Food Preparation_Natural Gas_Broiler_Baseline Forecast | F1 | Commercial | Lodging (WA) | New | Food Preparation | Natural Gas | Broiler | Baseline Forecast | Consumption Savings (MMtherm) | 0 | 0 | 0 | 0 | 0 | 0 | 0 | 0 | 0 | 0 | 0 | 0 | 0 | 0 | 0 | 0 | 0 | 0 | 0 | 0 | 0 | 0 | 0 | 0
F2_Commercial_Lodging (WA)_New_Food Preparation_Natural Gas_Broiler_Baseline Forecast | F2 | Commercial | Lodging (WA) | New | Food Preparation | Natural Gas | Broiler | Baseline Forecast | Summer Demand Savings (n/a) | 0 | 0 | 0 | 0 | 0 | 0 | 0 | 0 | 0 | 0 | 0 | 0 | 0 | 0 | 0 | 0 | 0 | 0 | 0 | 0 | 0 | 0 | 0 | 0
F3_Commercial_Lodging (WA)_New_Food Preparation_Natural Gas_Broiler_Baseline Forecast | F3 | Commercial | Lodging (WA) | New | Food Preparation | Natural Gas | Broiler | Baseline Forecast | Winter Demand Savings (n/a) | 0 | 0 | 0 | 0 | 0 | 0 | 0 | 0 | 0 | 0 | 0 | 0 | 0 | 0 | 0 | 0 | 0 | 0 | 0 | 0 | 0 | 0 | 0 | 0
F4_Commercial_Lodging (WA)_New_Food Preparation_Natural Gas_Broiler_Baseline Forecast | F4 | Commercial | Lodging (WA) | New | Food Preparation | Natural Gas | Broiler | Baseline Forecast | Incremental Savings (MMtherm) | 0 | 0 | 0 | 0 | 0 | 0 | 0 | 0 | 0 | 0 | 0 | 0 | 0 | 0 | 0 | 0 | 0 | 0 | 0 | 0 | 0 | 0 | 0 | 0
F1_Commercial_Lodging (WA)_New_Food Preparation_Natural Gas_Griddle_Baseline Forecast | F1 | Commercial | Lodging (WA) | New | Food Preparation | Natural Gas | Griddle | Baseline Forecast | Consumption Savings (MMtherm) | 0 | 0 | 0 | 0 | 0 | 0 | 0 | 0 | 0 | 0 | 0 | 0 | 0 | 0 | 0 | 0 | 0 | 0 | 0 | 0 | 0 | 0 | 0 | 0
F2_Commercial_Lodging (WA)_New_Food Preparation_Natural Gas_Griddle_Baseline Forecast | F2 | Commercial | Lodging (WA) | New | Food Preparation | Natural Gas | Griddle | Baseline Forecast | Summer Demand Savings (n/a) | 0 | 0 | 0 | 0 | 0 | 0 | 0 | 0 | 0 | 0 | 0 | 0 | 0 | 0 | 0 | 0 | 0 | 0 | 0 | 0 | 0 | 0 | 0 | 0
F3_Commercial_Lodging (WA)_New_Food Preparation_Natural Gas_Griddle_Baseline Forecast | F3 | Commercial | Lodging (WA) | New | Food Preparation | Natural Gas | Griddle | Baseline Forecast | Winter Demand Savings (n/a) | 0 | 0 | 0 | 0 | 0 | 0 | 0 | 0 | 0 | 0 | 0 | 0 | 0 | 0 | 0 | 0 | 0 | 0 | 0 | 0 | 0 | 0 | 0 | 0
F4_Commercial_Lodging (WA)_New_Food Preparation_Natural Gas_Griddle_Baseline Forecast | F4 | Commercial | Lodging (WA) | New | Food Preparation | Natural Gas | Griddle | Baseline Forecast | Incremental Savings (MMtherm) | 0 | 0 | 0 | 0 | 0 | 0 | 0 | 0 | 0 | 0 | 0 | 0 | 0 | 0 | 0 | 0 | 0 | 0 | 0 | 0 | 0 | 0 | 0 | 0
F1_Commercial_Lodging (WA)_New_Food Preparation_Natural Gas_Range_Baseline Forecast | F1 | Commercial | Lodging (WA) | New | Food Preparation | Natural Gas | Range | Baseline Forecast | Consumption Savings (MMtherm) | 0 | 0 | 0 | 0 | 0 | 0 | 0 | 0 | 0 | 0 | 0 | 0 | 0 | 0 | 0 | 0 | 0 | 0 | 0 | 0 | 0 | 0 | 0 | 0
F2_Commercial_Lodging (WA)_New_Food Preparation_Natural Gas_Range_Baseline Forecast | F2 | Commercial | Lodging (WA) | New | Food Preparation | Natural Gas | Range | Baseline Forecast | Summer Demand Savings (n/a) | 0 | 0 | 0 | 0 | 0 | 0 | 0 | 0 | 0 | 0 | 0 | 0 | 0 | 0 | 0 | 0 | 0 | 0 | 0 | 0 | 0 | 0 | 0 | 0
F3_Commercial_Lodging (WA)_New_Food Preparation_Natural Gas_Range_Baseline Forecast | F3 | Commercial | Lodging (WA) | New | Food Preparation | Natural Gas | Range | Baseline Forecast | Winter Demand Savings (n/a) | 0 | 0 | 0 | 0 | 0 | 0 | 0 | 0 | 0 | 0 | 0 | 0 | 0 | 0 | 0 | 0 | 0 | 0 | 0 | 0 | 0 | 0 | 0 | 0
F4_Commercial_Lodging (WA)_New_Food Preparation_Natural Gas_Range_Baseline Forecast | F4 | Commercial | Lodging (WA) | New | Food Preparation | Natural Gas | Range | Baseline Forecast | Incremental Savings (MMtherm) | 0 | 0 | 0 | 0 | 0 | 0 | 0 | 0 | 0 | 0 | 0 | 0 | 0 | 0 | 0 | 0 | 0 | 0 | 0 | 0 | 0 | 0 | 0 | 0
F1_Commercial_Lodging (WA)_New_Food Preparation_Natural Gas_Steamer_Baseline Forecast | F1 | Commercial | Lodging (WA) | New | Food Preparation | Natural Gas | Steamer | Baseline Forecast | Consumption Savings (MMtherm) | 0 | 0 | 0 | 0 | 0 | 0 | 0 | 0 | 0 | 0 | 0 | 0 | 0 | 0 | 0 | 0 | 0 | 0 | 0 | 0 | 0 | 0 | 0 | 0
F2_Commercial_Lodging (WA)_New_Food Preparation_Natural Gas_Steamer_Baseline Forecast | F2 | Commercial | Lodging (WA) | New | Food Preparation | Natural Gas | Steamer | Baseline Forecast | Summer Demand Savings (n/a) | 0 | 0 | 0 | 0 | 0 | 0 | 0 | 0 | 0 | 0 | 0 | 0 | 0 | 0 | 0 | 0 | 0 | 0 | 0 | 0 | 0 | 0 | 0 | 0
F3_Commercial_Lodging (WA)_New_Food Preparation_Natural Gas_Steamer_Baseline Forecast | F3 | Commercial | Lodging (WA) | New | Food Preparation | Natural Gas | Steamer | Baseline Forecast | Winter Demand Savings (n/a) | 0 | 0 | 0 | 0 | 0 | 0 | 0 | 0 | 0 | 0 | 0 | 0 | 0 | 0 | 0 | 0 | 0 | 0 | 0 | 0 | 0 | 0 | 0 | 0
F4_Commercial_Lodging (WA)_New_Food Preparation_Natural Gas_Steamer_Baseline Forecast | F4 | Commercial | Lodging (WA) | New | Food Preparation | Natural Gas | Steamer | Baseline Forecast | Incremental Savings (MMtherm) | 0 | 0 | 0 | 0 | 0 | 0 | 0 | 0 | 0 | 0 | 0 | 0 | 0 | 0 | 0 | 0 | 0 | 0 | 0 | 0 | 0 | 0 | 0 | 0
F1_Commercial_Lodging (WA)_New_Food Preparation_Natural Gas_Food Prep Other_Baseline Forecast | F1 | Commercial | Lodging (WA) | New | Food Preparation | Natural Gas | Food Prep Other | Baseline Forecast | Consumption Savings (MMtherm) | 0 | 0 | 0 | 0 | 0 | 0 | 0 | 0 | 0 | 0 | 0 | 0 | 0 | 0 | 0 | 0 | 0 | 0 | 0 | 0 | 0 | 0 | 0 | 0
F2_Commercial_Lodging (WA)_New_Food Preparation_Natural Gas_Food Prep Other_Baseline Forecast | F2 | Commercial | Lodging (WA) | New | Food Preparation | Natural Gas | Food Prep Other | Baseline Forecast | Summer Demand Savings (n/a) | 0 | 0 | 0 | 0 | 0 | 0 | 0 | 0 | 0 | 0 | 0 | 0 | 0 | 0 | 0 | 0 | 0 | 0 | 0 | 0 | 0 | 0 | 0 | 0
F3_Commercial_Lodging (WA)_New_Food Preparation_Natural Gas_Food Prep Other_Baseline Forecast | F3 | Commercial | Lodging (WA) | New | Food Preparation | Natural Gas | Food Prep Other | Baseline Forecast | Winter Demand Savings (n/a) | 0 | 0 | 0 | 0 | 0 | 0 | 0 | 0 | 0 | 0 | 0 | 0 | 0 | 0 | 0 | 0 | 0 | 0 | 0 | 0 | 0 | 0 | 0 | 0
F4_Commercial_Lodging (WA)_New_Food Preparation_Natural Gas_Food Prep Other_Baseline Forecast | F4 | Commercial | Lodging (WA) | New | Food Preparation | Natural Gas | Food Prep Other | Baseline Forecast | Incremental Savings (MMtherm) | 0 | 0 | 0 | 0 | 0 | 0 | 0 | 0 | 0 | 0 | 0 | 0 | 0 | 0 | 0 | 0 | 0 | 0 | 0 | 0 | 0 | 0 | 0 | 0
F1_Commercial_Lodging (WA)_New_Miscellaneous_Natural Gas_Pool Heater_Baseline Forecast | F1 | Commercial | Lodging (WA) | New | Miscellaneous | Natural Gas | Pool Heater | Baseline Forecast | Consumption Savings (MMtherm) | 0 | 0 | 0 | 0 | 0 | 0 | 0 | 0 | 0 | 0 | 0 | 0 | 0 | 0 | 0 | 0 | 0 | 0 | 0 | 0 | 0 | 0 | 0 | 0
F2_Commercial_Lodging (WA)_New_Miscellaneous_Natural Gas_Pool Heater_Baseline Forecast | F2 | Commercial | Lodging (WA) | New | Miscellaneous | Natural Gas | Pool Heater | Baseline Forecast | Summer Demand Savings (n/a) | 0 | 0 | 0 | 0 | 0 | 0 | 0 | 0 | 0 | 0 | 0 | 0 | 0 | 0 | 0 | 0 | 0 | 0 | 0 | 0 | 0 | 0 | 0 | 0
F3_Commercial_Lodging (WA)_New_Miscellaneous_Natural Gas_Pool Heater_Baseline Forecast | F3 | Commercial | Lodging (WA) | New | Miscellaneous | Natural Gas | Pool Heater | Baseline Forecast | Winter Demand Savings (n/a) | 0 | 0 | 0 | 0 | 0 | 0 | 0 | 0 | 0 | 0 | 0 | 0 | 0 | 0 | 0 | 0 | 0 | 0 | 0 | 0 | 0 | 0 | 0 | 0
F4_Commercial_Lodging (WA)_New_Miscellaneous_Natural Gas_Pool Heater_Baseline Forecast | F4 | Commercial | Lodging (WA) | New | Miscellaneous | Natural Gas | Pool Heater | Baseline Forecast | Incremental Savings (MMtherm) | 0 | 0 | 0 | 0 | 0 | 0 | 0 | 0 | 0 | 0 | 0 | 0 | 0 | 0 | 0 | 0 | 0 | 0 | 0 | 0 | 0 | 0 | 0 | 0
F1_Commercial_Lodging (WA)_New_Miscellaneous_Natural Gas_Miscellaneous_Baseline Forecast | F1 | Commercial | Lodging (WA) | New | Miscellaneous | Natural Gas | Miscellaneous | Baseline Forecast | Consumption Savings (MMtherm) | 0 | 0 | 0 | 0 | 0 | 0 | 0 | 0 | 0 | 0 | 0 | 0 | 0 | 0 | 0 | 0 | 0 | 0 | 0 | 0 | 0 | 0 | 0 | 0
F2_Commercial_Lodging (WA)_New_Miscellaneous_Natural Gas_Miscellaneous_Baseline Forecast | F2 | Commercial | Lodging (WA) | New | Miscellaneous | Natural Gas | Miscellaneous | Baseline Forecast | Summer Demand Savings (n/a) | 0 | 0 | 0 | 0 | 0 | 0 | 0 | 0 | 0 | 0 | 0 | 0 | 0 | 0 | 0 | 0 | 0 | 0 | 0 | 0 | 0 | 0 | 0 | 0
F3_Commercial_Lodging (WA)_New_Miscellaneous_Natural Gas_Miscellaneous_Baseline Forecast | F3 | Commercial | Lodging (WA) | New | Miscellaneous | Natural Gas | Miscellaneous | Baseline Forecast | Winter Demand Savings (n/a) | 0 | 0 | 0 | 0 | 0 | 0 | 0 | 0 | 0 | 0 | 0 | 0 | 0 | 0 | 0 | 0 | 0 | 0 | 0 | 0 | 0 | 0 | 0 | 0
F4_Commercial_Lodging (WA)_New_Miscellaneous_Natural Gas_Miscellaneous_Baseline Forecast | F4 | Commercial | Lodging (WA) | New | Miscellaneous | Natural Gas | Miscellaneous | Baseline Forecast | Incremental Savings (MMtherm) | 0 | 0 | 0 | 0 | 0 | 0 | 0 | 0 | 0 | 0 | 0 | 0 | 0 | 0 | 0 | 0 | 0 | 0 | 0 | 0 | 0 | 0 | 0 | 0
F1_Commercial_Warehouse (WA)_Existing_Space Heating_Natural Gas_Furnace_Baseline Forecast | F1 | Commercial | Warehouse (WA) | Existing | Space Heating | Natural Gas | Furnace | Baseline Forecast | Consumption Savings (MMtherm) | 0 | 0 | 0 | 0 | 0 | 0 | 0 | 0 | 0 | 0 | 0 | 0 | 0 | 0 | 0 | 0 | 0 | 0 | 0 | 0 | 0 | 0 | 0 | 0
F2_Commercial_Warehouse (WA)_Existing_Space Heating_Natural Gas_Furnace_Baseline Forecast | F2 | Commercial | Warehouse (WA) | Existing | Space Heating | Natural Gas | Furnace | Baseline Forecast | Summer Demand Savings (n/a) | 0 | 0 | 0 | 0 | 0 | 0 | 0 | 0 | 0 | 0 | 0 | 0 | 0 | 0 | 0 | 0 | 0 | 0 | 0 | 0 | 0 | 0 | 0 | 0
F3_Commercial_Warehouse (WA)_Existing_Space Heating_Natural Gas_Furnace_Baseline Forecast | F3 | Commercial | Warehouse (WA) | Existing | Space Heating | Natural Gas | Furnace | Baseline Forecast | Winter Demand Savings (n/a) | 0 | 0 | 0 | 0 | 0 | 0 | 0 | 0 | 0 | 0 | 0 | 0 | 0 | 0 | 0 | 0 | 0 | 0 | 0 | 0 | 0 | 0 | 0 | 0
F4_Commercial_Warehouse (WA)_Existing_Space Heating_Natural Gas_Furnace_Baseline Forecast | F4 | Commercial | Warehouse (WA) | Existing | Space Heating | Natural Gas | Furnace | Baseline Forecast | Incremental Savings (MMtherm) | 0 | 0 | 0 | 0 | 0 | 0 | 0 | 0 | 0 | 0 | 0 | 0 | 0 | 0 | 0 | 0 | 0 | 0 | 0 | 0 | 0 | 0 | 0 | 0
F1_Commercial_Warehouse (WA)_Existing_Space Heating_Natural Gas_Boiler_Baseline Forecast | F1 | Commercial | Warehouse (WA) | Existing | Space Heating | Natural Gas | Boiler | Baseline Forecast | Consumption Savings (MMtherm) | 0 | 0 | 0 | 0 | 0 | 0 | 0 | 0 | 0 | 0 | 0 | 0 | 0 | 0 | 0 | 0 | 0 | 0 | 0 | 0 | 0 | 0 | 0 | 0
F2_Commercial_Warehouse (WA)_Existing_Space Heating_Natural Gas_Boiler_Baseline Forecast | F2 | Commercial | Warehouse (WA) | Existing | Space Heating | Natural Gas | Boiler | Baseline Forecast | Summer Demand Savings (n/a) | 0 | 0 | 0 | 0 | 0 | 0 | 0 | 0 | 0 | 0 | 0 | 0 | 0 | 0 | 0 | 0 | 0 | 0 | 0 | 0 | 0 | 0 | 0 | 0
F3_Commercial_Warehouse (WA)_Existing_Space Heating_Natural Gas_Boiler_Baseline Forecast | F3 | Commercial | Warehouse (WA) | Existing | Space Heating | Natural Gas | Boiler | Baseline Forecast | Winter Demand Savings (n/a) | 0 | 0 | 0 | 0 | 0 | 0 | 0 | 0 | 0 | 0 | 0 | 0 | 0 | 0 | 0 | 0 | 0 | 0 | 0 | 0 | 0 | 0 | 0 | 0
F4_Commercial_Warehouse (WA)_Existing_Space Heating_Natural Gas_Boiler_Baseline Forecast | F4 | Commercial | Warehouse (WA) | Existing | Space Heating | Natural Gas | Boiler | Baseline Forecast | Incremental Savings (MMtherm) | 0 | 0 | 0 | 0 | 0 | 0 | 0 | 0 | 0 | 0 | 0 | 0 | 0 | 0 | 0 | 0 | 0 | 0 | 0 | 0 | 0 | 0 | 0 | 0
F1_Commercial_Warehouse (WA)_Existing_Space Heating_Natural Gas_Unit Heater_Baseline Forecast | F1 | Commercial | Warehouse (WA) | Existing | Space Heating | Natural Gas | Unit Heater | Baseline Forecast | Consumption Savings (MMtherm) | 0 | 0 | 0 | 0 | 0 | 0 | 0 | 0 | 0 | 0 | 0 | 0 | 0 | 0 | 0 | 0 | 0 | 0 | 0 | 0 | 0 | 0 | 0 | 0
F2_Commercial_Warehouse (WA)_Existing_Space Heating_Natural Gas_Unit Heater_Baseline Forecast | F2 | Commercial | Warehouse (WA) | Existing | Space Heating | Natural Gas | Unit Heater | Baseline Forecast | Summer Demand Savings (n/a) | 0 | 0 | 0 | 0 | 0 | 0 | 0 | 0 | 0 | 0 | 0 | 0 | 0 | 0 | 0 | 0 | 0 | 0 | 0 | 0 | 0 | 0 | 0 | 0
F3_Commercial_Warehouse (WA)_Existing_Space Heating_Natural Gas_Unit Heater_Baseline Forecast | F3 | Commercial | Warehouse (WA) | Existing | Space Heating | Natural Gas | Unit Heater | Baseline Forecast | Winter Demand Savings (n/a) | 0 | 0 | 0 | 0 | 0 | 0 | 0 | 0 | 0 | 0 | 0 | 0 | 0 | 0 | 0 | 0 | 0 | 0 | 0 | 0 | 0 | 0 | 0 | 0
F4_Commercial_Warehouse (WA)_Existing_Space Heating_Natural Gas_Unit Heater_Baseline Forecast | F4 | Commercial | Warehouse (WA) | Existing | Space Heating | Natural Gas | Unit Heater | Baseline Forecast | Incremental Savings (MMtherm) | 0 | 0 | 0 | 0 | 0 | 0 | 0 | 0 | 0 | 0 | 0 | 0 | 0 | 0 | 0 | 0 | 0 | 0 | 0 | 0 | 0 | 0 | 0 | 0
F1_Commercial_Warehouse (WA)_Existing_Water Heating_Natural Gas_Water Heater_Baseline Forecast | F1 | Commercial | Warehouse (WA) | Existing | Water Heating | Natural Gas | Water Heater | Baseline Forecast | Consumption Savings (MMtherm) | 0 | 0 | 0 | 0 | 0 | 0 | 0 | 0 | 0 | 0 | 0 | 0 | 0 | 0 | 0 | 0 | 0 | 0 | 0 | 0 | 0 | 0 | 0 | 0
F2_Commercial_Warehouse (WA)_Existing_Water Heating_Natural Gas_Water Heater_Baseline Forecast | F2 | Commercial | Warehouse (WA) | Existing | Water Heating | Natural Gas | Water Heater | Baseline Forecast | Summer Demand Savings (n/a) | 0 | 0 | 0 | 0 | 0 | 0 | 0 | 0 | 0 | 0 | 0 | 0 | 0 | 0 | 0 | 0 | 0 | 0 | 0 | 0 | 0 | 0 | 0 | 0
F3_Commercial_Warehouse (WA)_Existing_Water Heating_Natural Gas_Water Heater_Baseline Forecast | F3 | Commercial | Warehouse (WA) | Existing | Water Heating | Natural Gas | Water Heater | Baseline Forecast | Winter Demand Savings (n/a) | 0 | 0 | 0 | 0 | 0 | 0 | 0 | 0 | 0 | 0 | 0 | 0 | 0 | 0 | 0 | 0 | 0 | 0 | 0 | 0 | 0 | 0 | 0 | 0
F4_Commercial_Warehouse (WA)_Existing_Water Heating_Natural Gas_Water Heater_Baseline Forecast | F4 | Commercial | Warehouse (WA) | Existing | Water Heating | Natural Gas | Water Heater | Baseline Forecast | Incremental Savings (MMtherm) | 0 | 0 | 0 | 0 | 0 | 0 | 0 | 0 | 0 | 0 | 0 | 0 | 0 | 0 | 0 | 0 | 0 | 0 | 0 | 0 | 0 | 0 | 0 | 0
F1_Commercial_Warehouse (WA)_Existing_Food Preparation_Natural Gas_Oven_Baseline Forecast | F1 | Commercial | Warehouse (WA) | Existing | Food Preparation | Natural Gas | Oven | Baseline Forecast | Consumption Savings (MMtherm) | 0 | 0 | 0 | 0 | 0 | 0 | 0 | 0 | 0 | 0 | 0 | 0 | 0 | 0 | 0 | 0 | 0 | 0 | 0 | 0 | 0 | 0 | 0 | 0
F2_Commercial_Warehouse (WA)_Existing_Food Preparation_Natural Gas_Oven_Baseline Forecast | F2 | Commercial | Warehouse (WA) | Existing | Food Preparation | Natural Gas | Oven | Baseline Forecast | Summer Demand Savings (n/a) | 0 | 0 | 0 | 0 | 0 | 0 | 0 | 0 | 0 | 0 | 0 | 0 | 0 | 0 | 0 | 0 | 0 | 0 | 0 | 0 | 0 | 0 | 0 | 0
F3_Commercial_Warehouse (WA)_Existing_Food Preparation_Natural Gas_Oven_Baseline Forecast | F3 | Commercial | Warehouse (WA) | Existing | Food Preparation | Natural Gas | Oven | Baseline Forecast | Winter Demand Savings (n/a) | 0 | 0 | 0 | 0 | 0 | 0 | 0 | 0 | 0 | 0 | 0 | 0 | 0 | 0 | 0 | 0 | 0 | 0 | 0 | 0 | 0 | 0 | 0 | 0
F4_Commercial_Warehouse (WA)_Existing_Food Preparation_Natural Gas_Oven_Baseline Forecast | F4 | Commercial | Warehouse (WA) | Existing | Food Preparation | Natural Gas | Oven | Baseline Forecast | Incremental Savings (MMtherm) | 0 | 0 | 0 | 0 | 0 | 0 | 0 | 0 | 0 | 0 | 0 | 0 | 0 | 0 | 0 | 0 | 0 | 0 | 0 | 0 | 0 | 0 | 0 | 0
F1_Commercial_Warehouse (WA)_Existing_Food Preparation_Natural Gas_Conveyor Oven_Baseline Forecast | F1 | Commercial | Warehouse (WA) | Existing | Food Preparation | Natural Gas | Conveyor Oven | Baseline Forecast | Consumption Savings (MMtherm) | 0 | 0 | 0 | 0 | 0 | 0 | 0 | 0 | 0 | 0 | 0 | 0 | 0 | 0 | 0 | 0 | 0 | 0 | 0 | 0 | 0 | 0 | 0 | 0
F2_Commercial_Warehouse (WA)_Existing_Food Preparation_Natural Gas_Conveyor Oven_Baseline Forecast | F2 | Commercial | Warehouse (WA) | Existing | Food Preparation | Natural Gas | Conveyor Oven | Baseline Forecast | Summer Demand Savings (n/a) | 0 | 0 | 0 | 0 | 0 | 0 | 0 | 0 | 0 | 0 | 0 | 0 | 0 | 0 | 0 | 0 | 0 | 0 | 0 | 0 | 0 | 0 | 0 | 0
F3_Commercial_Warehouse (WA)_Existing_Food Preparation_Natural Gas_Conveyor Oven_Baseline Forecast | F3 | Commercial | Warehouse (WA) | Existing | Food Preparation | Natural Gas | Conveyor Oven | Baseline Forecast | Winter Demand Savings (n/a) | 0 | 0 | 0 | 0 | 0 | 0 | 0 | 0 | 0 | 0 | 0 | 0 | 0 | 0 | 0 | 0 | 0 | 0 | 0 | 0 | 0 | 0 | 0 | 0
F4_Commercial_Warehouse (WA)_Existing_Food Preparation_Natural Gas_Conveyor Oven_Baseline Forecast | F4 | Commercial | Warehouse (WA) | Existing | Food Preparation | Natural Gas | Conveyor Oven | Baseline Forecast | Incremental Savings (MMtherm) | 0 | 0 | 0 | 0 | 0 | 0 | 0 | 0 | 0 | 0 | 0 | 0 | 0 | 0 | 0 | 0 | 0 | 0 | 0 | 0 | 0 | 0 | 0 | 0
F1_Commercial_Warehouse (WA)_Existing_Food Preparation_Natural Gas_Double Rack Oven_Baseline Forecast | F1 | Commercial | Warehouse (WA) | Existing | Food Preparation | Natural Gas | Double Rack Oven | Baseline Forecast | Consumption Savings (MMtherm) | 0 | 0 | 0 | 0 | 0 | 0 | 0 | 0 | 0 | 0 | 0 | 0 | 0 | 0 | 0 | 0 | 0 | 0 | 0 | 0 | 0 | 0 | 0 | 0
F2_Commercial_Warehouse (WA)_Existing_Food Preparation_Natural Gas_Double Rack Oven_Baseline Forecast | F2 | Commercial | Warehouse (WA) | Existing | Food Preparation | Natural Gas | Double Rack Oven | Baseline Forecast | Summer Demand Savings (n/a) | 0 | 0 | 0 | 0 | 0 | 0 | 0 | 0 | 0 | 0 | 0 | 0 | 0 | 0 | 0 | 0 | 0 | 0 | 0 | 0 | 0 | 0 | 0 | 0
F3_Commercial_Warehouse (WA)_Existing_Food Preparation_Natural Gas_Double Rack Oven_Baseline Forecast | F3 | Commercial | Warehouse (WA) | Existing | Food Preparation | Natural Gas | Double Rack Oven | Baseline Forecast | Winter Demand Savings (n/a) | 0 | 0 | 0 | 0 | 0 | 0 | 0 | 0 | 0 | 0 | 0 | 0 | 0 | 0 | 0 | 0 | 0 | 0 | 0 | 0 | 0 | 0 | 0 | 0
F4_Commercial_Warehouse (WA)_Existing_Food Preparation_Natural Gas_Double Rack Oven_Baseline Forecast | F4 | Commercial | Warehouse (WA) | Existing | Food Preparation | Natural Gas | Double Rack Oven | Baseline Forecast | Incremental Savings (MMtherm) | 0 | 0 | 0 | 0 | 0 | 0 | 0 | 0 | 0 | 0 | 0 | 0 | 0 | 0 | 0 | 0 | 0 | 0 | 0 | 0 | 0 | 0 | 0 | 0
F1_Commercial_Warehouse (WA)_Existing_Food Preparation_Natural Gas_Fryer_Baseline Forecast | F1 | Commercial | Warehouse (WA) | Existing | Food Preparation | Natural Gas | Fryer | Baseline Forecast | Consumption Savings (MMtherm) | 0 | 0 | 0 | 0 | 0 | 0 | 0 | 0 | 0 | 0 | 0 | 0 | 0 | 0 | 0 | 0 | 0 | 0 | 0 | 0 | 0 | 0 | 0 | 0
F2_Commercial_Warehouse (WA)_Existing_Food Preparation_Natural Gas_Fryer_Baseline Forecast | F2 | Commercial | Warehouse (WA) | Existing | Food Preparation | Natural Gas | Fryer | Baseline Forecast | Summer Demand Savings (n/a) | 0 | 0 | 0 | 0 | 0 | 0 | 0 | 0 | 0 | 0 | 0 | 0 | 0 | 0 | 0 | 0 | 0 | 0 | 0 | 0 | 0 | 0 | 0 | 0
F3_Commercial_Warehouse (WA)_Existing_Food Preparation_Natural Gas_Fryer_Baseline Forecast | F3 | Commercial | Warehouse (WA) | Existing | Food Preparation | Natural Gas | Fryer | Baseline Forecast | Winter Demand Savings (n/a) | 0 | 0 | 0 | 0 | 0 | 0 | 0 | 0 | 0 | 0 | 0 | 0 | 0 | 0 | 0 | 0 | 0 | 0 | 0 | 0 | 0 | 0 | 0 | 0
F4_Commercial_Warehouse (WA)_Existing_Food Preparation_Natural Gas_Fryer_Baseline Forecast | F4 | Commercial | Warehouse (WA) | Existing | Food Preparation | Natural Gas | Fryer | Baseline Forecast | Incremental Savings (MMtherm) | 0 | 0 | 0 | 0 | 0 | 0 | 0 | 0 | 0 | 0 | 0 | 0 | 0 | 0 | 0 | 0 | 0 | 0 | 0 | 0 | 0 | 0 | 0 | 0
F1_Commercial_Warehouse (WA)_Existing_Food Preparation_Natural Gas_Broiler_Baseline Forecast | F1 | Commercial | Warehouse (WA) | Existing | Food Preparation | Natural Gas | Broiler | Baseline Forecast | Consumption Savings (MMtherm) | 0 | 0 | 0 | 0 | 0 | 0 | 0 | 0 | 0 | 0 | 0 | 0 | 0 | 0 | 0 | 0 | 0 | 0 | 0 | 0 | 0 | 0 | 0 | 0
F2_Commercial_Warehouse (WA)_Existing_Food Preparation_Natural Gas_Broiler_Baseline Forecast | F2 | Commercial | Warehouse (WA) | Existing | Food Preparation | Natural Gas | Broiler | Baseline Forecast | Summer Demand Savings (n/a) | 0 | 0 | 0 | 0 | 0 | 0 | 0 | 0 | 0 | 0 | 0 | 0 | 0 | 0 | 0 | 0 | 0 | 0 | 0 | 0 | 0 | 0 | 0 | 0
F3_Commercial_Warehouse (WA)_Existing_Food Preparation_Natural Gas_Broiler_Baseline Forecast | F3 | Commercial | Warehouse (WA) | Existing | Food Preparation | Natural Gas | Broiler | Baseline Forecast | Winter Demand Savings (n/a) | 0 | 0 | 0 | 0 | 0 | 0 | 0 | 0 | 0 | 0 | 0 | 0 | 0 | 0 | 0 | 0 | 0 | 0 | 0 | 0 | 0 | 0 | 0 | 0
F4_Commercial_Warehouse (WA)_Existing_Food Preparation_Natural Gas_Broiler_Baseline Forecast | F4 | Commercial | Warehouse (WA) | Existing | Food Preparation | Natural Gas | Broiler | Baseline Forecast | Incremental Savings (MMtherm) | 0 | 0 | 0 | 0 | 0 | 0 | 0 | 0 | 0 | 0 | 0 | 0 | 0 | 0 | 0 | 0 | 0 | 0 | 0 | 0 | 0 | 0 | 0 | 0
F1_Commercial_Warehouse (WA)_Existing_Food Preparation_Natural Gas_Griddle_Baseline Forecast | F1 | Commercial | Warehouse (WA) | Existing | Food Preparation | Natural Gas | Griddle | Baseline Forecast | Consumption Savings (MMtherm) | 0 | 0 | 0 | 0 | 0 | 0 | 0 | 0 | 0 | 0 | 0 | 0 | 0 | 0 | 0 | 0 | 0 | 0 | 0 | 0 | 0 | 0 | 0 | 0
F2_Commercial_Warehouse (WA)_Existing_Food Preparation_Natural Gas_Griddle_Baseline Forecast | F2 | Commercial | Warehouse (WA) | Existing | Food Preparation | Natural Gas | Griddle | Baseline Forecast | Summer Demand Savings (n/a) | 0 | 0 | 0 | 0 | 0 | 0 | 0 | 0 | 0 | 0 | 0 | 0 | 0 | 0 | 0 | 0 | 0 | 0 | 0 | 0 | 0 | 0 | 0 | 0
F3_Commercial_Warehouse (WA)_Existing_Food Preparation_Natural Gas_Griddle_Baseline Forecast | F3 | Commercial | Warehouse (WA) | Existing | Food Preparation | Natural Gas | Griddle | Baseline Forecast | Winter Demand Savings (n/a) | 0 | 0 | 0 | 0 | 0 | 0 | 0 | 0 | 0 | 0 | 0 | 0 | 0 | 0 | 0 | 0 | 0 | 0 | 0 | 0 | 0 | 0 | 0 | 0
F4_Commercial_Warehouse (WA)_Existing_Food Preparation_Natural Gas_Griddle_Baseline Forecast | F4 | Commercial | Warehouse (WA) | Existing | Food Preparation | Natural Gas | Griddle | Baseline Forecast | Incremental Savings (MMtherm) | 0 | 0 | 0 | 0 | 0 | 0 | 0 | 0 | 0 | 0 | 0 | 0 | 0 | 0 | 0 | 0 | 0 | 0 | 0 | 0 | 0 | 0 | 0 | 0
F1_Commercial_Warehouse (WA)_Existing_Food Preparation_Natural Gas_Range_Baseline Forecast | F1 | Commercial | Warehouse (WA) | Existing | Food Preparation | Natural Gas | Range | Baseline Forecast | Consumption Savings (MMtherm) | 0 | 0 | 0 | 0 | 0 | 0 | 0 | 0 | 0 | 0 | 0 | 0 | 0 | 0 | 0 | 0 | 0 | 0 | 0 | 0 | 0 | 0 | 0 | 0
F2_Commercial_Warehouse (WA)_Existing_Food Preparation_Natural Gas_Range_Baseline Forecast | F2 | Commercial | Warehouse (WA) | Existing | Food Preparation | Natural Gas | Range | Baseline Forecast | Summer Demand Savings (n/a) | 0 | 0 | 0 | 0 | 0 | 0 | 0 | 0 | 0 | 0 | 0 | 0 | 0 | 0 | 0 | 0 | 0 | 0 | 0 | 0 | 0 | 0 | 0 | 0
F3_Commercial_Warehouse (WA)_Existing_Food Preparation_Natural Gas_Range_Baseline Forecast | F3 | Commercial | Warehouse (WA) | Existing | Food Preparation | Natural Gas | Range | Baseline Forecast | Winter Demand Savings (n/a) | 0 | 0 | 0 | 0 | 0 | 0 | 0 | 0 | 0 | 0 | 0 | 0 | 0 | 0 | 0 | 0 | 0 | 0 | 0 | 0 | 0 | 0 | 0 | 0
F4_Commercial_Warehouse (WA)_Existing_Food Preparation_Natural Gas_Range_Baseline Forecast | F4 | Commercial | Warehouse (WA) | Existing | Food Preparation | Natural Gas | Range | Baseline Forecast | Incremental Savings (MMtherm) | 0 | 0 | 0 | 0 | 0 | 0 | 0 | 0 | 0 | 0 | 0 | 0 | 0 | 0 | 0 | 0 | 0 | 0 | 0 | 0 | 0 | 0 | 0 | 0
F1_Commercial_Warehouse (WA)_Existing_Food Preparation_Natural Gas_Steamer_Baseline Forecast | F1 | Commercial | Warehouse (WA) | Existing | Food Preparation | Natural Gas | Steamer | Baseline Forecast | Consumption Savings (MMtherm) | 0 | 0 | 0 | 0 | 0 | 0 | 0 | 0 | 0 | 0 | 0 | 0 | 0 | 0 | 0 | 0 | 0 | 0 | 0 | 0 | 0 | 0 | 0 | 0
F2_Commercial_Warehouse (WA)_Existing_Food Preparation_Natural Gas_Steamer_Baseline Forecast | F2 | Commercial | Warehouse (WA) | Existing | Food Preparation | Natural Gas | Steamer | Baseline Forecast | Summer Demand Savings (n/a) | 0 | 0 | 0 | 0 | 0 | 0 | 0 | 0 | 0 | 0 | 0 | 0 | 0 | 0 | 0 | 0 | 0 | 0 | 0 | 0 | 0 | 0 | 0 | 0
F3_Commercial_Warehouse (WA)_Existing_Food Preparation_Natural Gas_Steamer_Baseline Forecast | F3 | Commercial | Warehouse (WA) | Existing | Food Preparation | Natural Gas | Steamer | Baseline Forecast | Winter Demand Savings (n/a) | 0 | 0 | 0 | 0 | 0 | 0 | 0 | 0 | 0 | 0 | 0 | 0 | 0 | 0 | 0 | 0 | 0 | 0 | 0 | 0 | 0 | 0 | 0 | 0
F4_Commercial_Warehouse (WA)_Existing_Food Preparation_Natural Gas_Steamer_Baseline Forecast | F4 | Commercial | Warehouse (WA) | Existing | Food Preparation | Natural Gas | Steamer | Baseline Forecast | Incremental Savings (MMtherm) | 0 | 0 | 0 | 0 | 0 | 0 | 0 | 0 | 0 | 0 | 0 | 0 | 0 | 0 | 0 | 0 | 0 | 0 | 0 | 0 | 0 | 0 | 0 | 0
F1_Commercial_Warehouse (WA)_Existing_Food Preparation_Natural Gas_Food Prep Other_Baseline Forecast | F1 | Commercial | Warehouse (WA) | Existing | Food Preparation | Natural Gas | Food Prep Other | Baseline Forecast | Consumption Savings (MMtherm) | 0 | 0 | 0 | 0 | 0 | 0 | 0 | 0 | 0 | 0 | 0 | 0 | 0 | 0 | 0 | 0 | 0 | 0 | 0 | 0 | 0 | 0 | 0 | 0
F2_Commercial_Warehouse (WA)_Existing_Food Preparation_Natural Gas_Food Prep Other_Baseline Forecast | F2 | Commercial | Warehouse (WA) | Existing | Food Preparation | Natural Gas | Food Prep Other | Baseline Forecast | Summer Demand Savings (n/a) | 0 | 0 | 0 | 0 | 0 | 0 | 0 | 0 | 0 | 0 | 0 | 0 | 0 | 0 | 0 | 0 | 0 | 0 | 0 | 0 | 0 | 0 | 0 | 0
F3_Commercial_Warehouse (WA)_Existing_Food Preparation_Natural Gas_Food Prep Other_Baseline Forecast | F3 | Commercial | Warehouse (WA) | Existing | Food Preparation | Natural Gas | Food Prep Other | Baseline Forecast | Winter Demand Savings (n/a) | 0 | 0 | 0 | 0 | 0 | 0 | 0 | 0 | 0 | 0 | 0 | 0 | 0 | 0 | 0 | 0 | 0 | 0 | 0 | 0 | 0 | 0 | 0 | 0
F4_Commercial_Warehouse (WA)_Existing_Food Preparation_Natural Gas_Food Prep Other_Baseline Forecast | F4 | Commercial | Warehouse (WA) | Existing | Food Preparation | Natural Gas | Food Prep Other | Baseline Forecast | Incremental Savings (MMtherm) | 0 | 0 | 0 | 0 | 0 | 0 | 0 | 0 | 0 | 0 | 0 | 0 | 0 | 0 | 0 | 0 | 0 | 0 | 0 | 0 | 0 | 0 | 0 | 0
F1_Commercial_Warehouse (WA)_Existing_Miscellaneous_Natural Gas_Pool Heater_Baseline Forecast | F1 | Commercial | Warehouse (WA) | Existing | Miscellaneous | Natural Gas | Pool Heater | Baseline Forecast | Consumption Savings (MMtherm) | 0 | 0 | 0 | 0 | 0 | 0 | 0 | 0 | 0 | 0 | 0 | 0 | 0 | 0 | 0 | 0 | 0 | 0 | 0 | 0 | 0 | 0 | 0 | 0
F2_Commercial_Warehouse (WA)_Existing_Miscellaneous_Natural Gas_Pool Heater_Baseline Forecast | F2 | Commercial | Warehouse (WA) | Existing | Miscellaneous | Natural Gas | Pool Heater | Baseline Forecast | Summer Demand Savings (n/a) | 0 | 0 | 0 | 0 | 0 | 0 | 0 | 0 | 0 | 0 | 0 | 0 | 0 | 0 | 0 | 0 | 0 | 0 | 0 | 0 | 0 | 0 | 0 | 0
F3_Commercial_Warehouse (WA)_Existing_Miscellaneous_Natural Gas_Pool Heater_Baseline Forecast | F3 | Commercial | Warehouse (WA) | Existing | Miscellaneous | Natural Gas | Pool Heater | Baseline Forecast | Winter Demand Savings (n/a) | 0 | 0 | 0 | 0 | 0 | 0 | 0 | 0 | 0 | 0 | 0 | 0 | 0 | 0 | 0 | 0 | 0 | 0 | 0 | 0 | 0 | 0 | 0 | 0
F4_Commercial_Warehouse (WA)_Existing_Miscellaneous_Natural Gas_Pool Heater_Baseline Forecast | F4 | Commercial | Warehouse (WA) | Existing | Miscellaneous | Natural Gas | Pool Heater | Baseline Forecast | Incremental Savings (MMtherm) | 0 | 0 | 0 | 0 | 0 | 0 | 0 | 0 | 0 | 0 | 0 | 0 | 0 | 0 | 0 | 0 | 0 | 0 | 0 | 0 | 0 | 0 | 0 | 0
F1_Commercial_Warehouse (WA)_Existing_Miscellaneous_Natural Gas_Miscellaneous_Baseline Forecast | F1 | Commercial | Warehouse (WA) | Existing | Miscellaneous | Natural Gas | Miscellaneous | Baseline Forecast | Consumption Savings (MMtherm) | 0 | 0 | 0 | 0 | 0 | 0 | 0 | 0 | 0 | 0 | 0 | 0 | 0 | 0 | 0 | 0 | 0 | 0 | 0 | 0 | 0 | 0 | 0 | 0
F2_Commercial_Warehouse (WA)_Existing_Miscellaneous_Natural Gas_Miscellaneous_Baseline Forecast | F2 | Commercial | Warehouse (WA) | Existing | Miscellaneous | Natural Gas | Miscellaneous | Baseline Forecast | Summer Demand Savings (n/a) | 0 | 0 | 0 | 0 | 0 | 0 | 0 | 0 | 0 | 0 | 0 | 0 | 0 | 0 | 0 | 0 | 0 | 0 | 0 | 0 | 0 | 0 | 0 | 0
F3_Commercial_Warehouse (WA)_Existing_Miscellaneous_Natural Gas_Miscellaneous_Baseline Forecast | F3 | Commercial | Warehouse (WA) | Existing | Miscellaneous | Natural Gas | Miscellaneous | Baseline Forecast | Winter Demand Savings (n/a) | 0 | 0 | 0 | 0 | 0 | 0 | 0 | 0 | 0 | 0 | 0 | 0 | 0 | 0 | 0 | 0 | 0 | 0 | 0 | 0 | 0 | 0 | 0 | 0
F4_Commercial_Warehouse (WA)_Existing_Miscellaneous_Natural Gas_Miscellaneous_Baseline Forecast | F4 | Commercial | Warehouse (WA) | Existing | Miscellaneous | Natural Gas | Miscellaneous | Baseline Forecast | Incremental Savings (MMtherm) | 0 | 0 | 0 | 0 | 0 | 0 | 0 | 0 | 0 | 0 | 0 | 0 | 0 | 0 | 0 | 0 | 0 | 0 | 0 | 0 | 0 | 0 | 0 | 0
F1_Commercial_Warehouse (WA)_New_Space Heating_Natural Gas_Furnace_Baseline Forecast | F1 | Commercial | Warehouse (WA) | New | Space Heating | Natural Gas | Furnace | Baseline Forecast | Consumption Savings (MMtherm) | 0 | 0 | 0 | 0 | 0 | 0 | 0 | 0 | 0 | 0 | 0 | 0 | 0 | 0 | 0 | 0 | 0 | 0 | 0 | 0 | 0 | 0 | 0 | 0
F2_Commercial_Warehouse (WA)_New_Space Heating_Natural Gas_Furnace_Baseline Forecast | F2 | Commercial | Warehouse (WA) | New | Space Heating | Natural Gas | Furnace | Baseline Forecast | Summer Demand Savings (n/a) | 0 | 0 | 0 | 0 | 0 | 0 | 0 | 0 | 0 | 0 | 0 | 0 | 0 | 0 | 0 | 0 | 0 | 0 | 0 | 0 | 0 | 0 | 0 | 0
F3_Commercial_Warehouse (WA)_New_Space Heating_Natural Gas_Furnace_Baseline Forecast | F3 | Commercial | Warehouse (WA) | New | Space Heating | Natural Gas | Furnace | Baseline Forecast | Winter Demand Savings (n/a) | 0 | 0 | 0 | 0 | 0 | 0 | 0 | 0 | 0 | 0 | 0 | 0 | 0 | 0 | 0 | 0 | 0 | 0 | 0 | 0 | 0 | 0 | 0 | 0
F4_Commercial_Warehouse (WA)_New_Space Heating_Natural Gas_Furnace_Baseline Forecast | F4 | Commercial | Warehouse (WA) | New | Space Heating | Natural Gas | Furnace | Baseline Forecast | Incremental Savings (MMtherm) | 0 | 0 | 0 | 0 | 0 | 0 | 0 | 0 | 0 | 0 | 0 | 0 | 0 | 0 | 0 | 0 | 0 | 0 | 0 | 0 | 0 | 0 | 0 | 0
F1_Commercial_Warehouse (WA)_New_Space Heating_Natural Gas_Boiler_Baseline Forecast | F1 | Commercial | Warehouse (WA) | New | Space Heating | Natural Gas | Boiler | Baseline Forecast | Consumption Savings (MMtherm) | 0 | 0 | 0 | 0 | 0 | 0 | 0 | 0 | 0 | 0 | 0 | 0 | 0 | 0 | 0 | 0 | 0 | 0 | 0 | 0 | 0 | 0 | 0 | 0
F2_Commercial_Warehouse (WA)_New_Space Heating_Natural Gas_Boiler_Baseline Forecast | F2 | Commercial | Warehouse (WA) | New | Space Heating | Natural Gas | Boiler | Baseline Forecast | Summer Demand Savings (n/a) | 0 | 0 | 0 | 0 | 0 | 0 | 0 | 0 | 0 | 0 | 0 | 0 | 0 | 0 | 0 | 0 | 0 | 0 | 0 | 0 | 0 | 0 | 0 | 0
F3_Commercial_Warehouse (WA)_New_Space Heating_Natural Gas_Boiler_Baseline Forecast | F3 | Commercial | Warehouse (WA) | New | Space Heating | Natural Gas | Boiler | Baseline Forecast | Winter Demand Savings (n/a) | 0 | 0 | 0 | 0 | 0 | 0 | 0 | 0 | 0 | 0 | 0 | 0 | 0 | 0 | 0 | 0 | 0 | 0 | 0 | 0 | 0 | 0 | 0 | 0
F4_Commercial_Warehouse (WA)_New_Space Heating_Natural Gas_Boiler_Baseline Forecast | F4 | Commercial | Warehouse (WA) | New | Space Heating | Natural Gas | Boiler | Baseline Forecast | Incremental Savings (MMtherm) | 0 | 0 | 0 | 0 | 0 | 0 | 0 | 0 | 0 | 0 | 0 | 0 | 0 | 0 | 0 | 0 | 0 | 0 | 0 | 0 | 0 | 0 | 0 | 0
F1_Commercial_Warehouse (WA)_New_Space Heating_Natural Gas_Unit Heater_Baseline Forecast | F1 | Commercial | Warehouse (WA) | New | Space Heating | Natural Gas | Unit Heater | Baseline Forecast | Consumption Savings (MMtherm) | 0 | 0 | 0 | 0 | 0 | 0 | 0 | 0 | 0 | 0 | 0 | 0 | 0 | 0 | 0 | 0 | 0 | 0 | 0 | 0 | 0 | 0 | 0 | 0
F2_Commercial_Warehouse (WA)_New_Space Heating_Natural Gas_Unit Heater_Baseline Forecast | F2 | Commercial | Warehouse (WA) | New | Space Heating | Natural Gas | Unit Heater | Baseline Forecast | Summer Demand Savings (n/a) | 0 | 0 | 0 | 0 | 0 | 0 | 0 | 0 | 0 | 0 | 0 | 0 | 0 | 0 | 0 | 0 | 0 | 0 | 0 | 0 | 0 | 0 | 0 | 0
F3_Commercial_Warehouse (WA)_New_Space Heating_Natural Gas_Unit Heater_Baseline Forecast | F3 | Commercial | Warehouse (WA) | New | Space Heating | Natural Gas | Unit Heater | Baseline Forecast | Winter Demand Savings (n/a) | 0 | 0 | 0 | 0 | 0 | 0 | 0 | 0 | 0 | 0 | 0 | 0 | 0 | 0 | 0 | 0 | 0 | 0 | 0 | 0 | 0 | 0 | 0 | 0
F4_Commercial_Warehouse (WA)_New_Space Heating_Natural Gas_Unit Heater_Baseline Forecast | F4 | Commercial | Warehouse (WA) | New | Space Heating | Natural Gas | Unit Heater | Baseline Forecast | Incremental Savings (MMtherm) | 0 | 0 | 0 | 0 | 0 | 0 | 0 | 0 | 0 | 0 | 0 | 0 | 0 | 0 | 0 | 0 | 0 | 0 | 0 | 0 | 0 | 0 | 0 | 0
F1_Commercial_Warehouse (WA)_New_Water Heating_Natural Gas_Water Heater_Baseline Forecast | F1 | Commercial | Warehouse (WA) | New | Water Heating | Natural Gas | Water Heater | Baseline Forecast | Consumption Savings (MMtherm) | 0 | 0 | 0 | 0 | 0 | 0 | 0 | 0 | 0 | 0 | 0 | 0 | 0 | 0 | 0 | 0 | 0 | 0 | 0 | 0 | 0 | 0 | 0 | 0
F2_Commercial_Warehouse (WA)_New_Water Heating_Natural Gas_Water Heater_Baseline Forecast | F2 | Commercial | Warehouse (WA) | New | Water Heating | Natural Gas | Water Heater | Baseline Forecast | Summer Demand Savings (n/a) | 0 | 0 | 0 | 0 | 0 | 0 | 0 | 0 | 0 | 0 | 0 | 0 | 0 | 0 | 0 | 0 | 0 | 0 | 0 | 0 | 0 | 0 | 0 | 0
F3_Commercial_Warehouse (WA)_New_Water Heating_Natural Gas_Water Heater_Baseline Forecast | F3 | Commercial | Warehouse (WA) | New | Water Heating | Natural Gas | Water Heater | Baseline Forecast | Winter Demand Savings (n/a) | 0 | 0 | 0 | 0 | 0 | 0 | 0 | 0 | 0 | 0 | 0 | 0 | 0 | 0 | 0 | 0 | 0 | 0 | 0 | 0 | 0 | 0 | 0 | 0
F4_Commercial_Warehouse (WA)_New_Water Heating_Natural Gas_Water Heater_Baseline Forecast | F4 | Commercial | Warehouse (WA) | New | Water Heating | Natural Gas | Water Heater | Baseline Forecast | Incremental Savings (MMtherm) | 0 | 0 | 0 | 0 | 0 | 0 | 0 | 0 | 0 | 0 | 0 | 0 | 0 | 0 | 0 | 0 | 0 | 0 | 0 | 0 | 0 | 0 | 0 | 0
F1_Commercial_Warehouse (WA)_New_Food Preparation_Natural Gas_Oven_Baseline Forecast | F1 | Commercial | Warehouse (WA) | New | Food Preparation | Natural Gas | Oven | Baseline Forecast | Consumption Savings (MMtherm) | 0 | 0 | 0 | 0 | 0 | 0 | 0 | 0 | 0 | 0 | 0 | 0 | 0 | 0 | 0 | 0 | 0 | 0 | 0 | 0 | 0 | 0 | 0 | 0
F2_Commercial_Warehouse (WA)_New_Food Preparation_Natural Gas_Oven_Baseline Forecast | F2 | Commercial | Warehouse (WA) | New | Food Preparation | Natural Gas | Oven | Baseline Forecast | Summer Demand Savings (n/a) | 0 | 0 | 0 | 0 | 0 | 0 | 0 | 0 | 0 | 0 | 0 | 0 | 0 | 0 | 0 | 0 | 0 | 0 | 0 | 0 | 0 | 0 | 0 | 0
F3_Commercial_Warehouse (WA)_New_Food Preparation_Natural Gas_Oven_Baseline Forecast | F3 | Commercial | Warehouse (WA) | New | Food Preparation | Natural Gas | Oven | Baseline Forecast | Winter Demand Savings (n/a) | 0 | 0 | 0 | 0 | 0 | 0 | 0 | 0 | 0 | 0 | 0 | 0 | 0 | 0 | 0 | 0 | 0 | 0 | 0 | 0 | 0 | 0 | 0 | 0
F4_Commercial_Warehouse (WA)_New_Food Preparation_Natural Gas_Oven_Baseline Forecast | F4 | Commercial | Warehouse (WA) | New | Food Preparation | Natural Gas | Oven | Baseline Forecast | Incremental Savings (MMtherm) | 0 | 0 | 0 | 0 | 0 | 0 | 0 | 0 | 0 | 0 | 0 | 0 | 0 | 0 | 0 | 0 | 0 | 0 | 0 | 0 | 0 | 0 | 0 | 0
F1_Commercial_Warehouse (WA)_New_Food Preparation_Natural Gas_Conveyor Oven_Baseline Forecast | F1 | Commercial | Warehouse (WA) | New | Food Preparation | Natural Gas | Conveyor Oven | Baseline Forecast | Consumption Savings (MMtherm) | 0 | 0 | 0 | 0 | 0 | 0 | 0 | 0 | 0 | 0 | 0 | 0 | 0 | 0 | 0 | 0 | 0 | 0 | 0 | 0 | 0 | 0 | 0 | 0
F2_Commercial_Warehouse (WA)_New_Food Preparation_Natural Gas_Conveyor Oven_Baseline Forecast | F2 | Commercial | Warehouse (WA) | New | Food Preparation | Natural Gas | Conveyor Oven | Baseline Forecast | Summer Demand Savings (n/a) | 0 | 0 | 0 | 0 | 0 | 0 | 0 | 0 | 0 | 0 | 0 | 0 | 0 | 0 | 0 | 0 | 0 | 0 | 0 | 0 | 0 | 0 | 0 | 0
F3_Commercial_Warehouse (WA)_New_Food Preparation_Natural Gas_Conveyor Oven_Baseline Forecast | F3 | Commercial | Warehouse (WA) | New | Food Preparation | Natural Gas | Conveyor Oven | Baseline Forecast | Winter Demand Savings (n/a) | 0 | 0 | 0 | 0 | 0 | 0 | 0 | 0 | 0 | 0 | 0 | 0 | 0 | 0 | 0 | 0 | 0 | 0 | 0 | 0 | 0 | 0 | 0 | 0
F4_Commercial_Warehouse (WA)_New_Food Preparation_Natural Gas_Conveyor Oven_Baseline Forecast | F4 | Commercial | Warehouse (WA) | New | Food Preparation | Natural Gas | Conveyor Oven | Baseline Forecast | Incremental Savings (MMtherm) | 0 | 0 | 0 | 0 | 0 | 0 | 0 | 0 | 0 | 0 | 0 | 0 | 0 | 0 | 0 | 0 | 0 | 0 | 0 | 0 | 0 | 0 | 0 | 0
F1_Commercial_Warehouse (WA)_New_Food Preparation_Natural Gas_Double Rack Oven_Baseline Forecast | F1 | Commercial | Warehouse (WA) | New | Food Preparation | Natural Gas | Double Rack Oven | Baseline Forecast | Consumption Savings (MMtherm) | 0 | 0 | 0 | 0 | 0 | 0 | 0 | 0 | 0 | 0 | 0 | 0 | 0 | 0 | 0 | 0 | 0 | 0 | 0 | 0 | 0 | 0 | 0 | 0
F2_Commercial_Warehouse (WA)_New_Food Preparation_Natural Gas_Double Rack Oven_Baseline Forecast | F2 | Commercial | Warehouse (WA) | New | Food Preparation | Natural Gas | Double Rack Oven | Baseline Forecast | Summer Demand Savings (n/a) | 0 | 0 | 0 | 0 | 0 | 0 | 0 | 0 | 0 | 0 | 0 | 0 | 0 | 0 | 0 | 0 | 0 | 0 | 0 | 0 | 0 | 0 | 0 | 0
F3_Commercial_Warehouse (WA)_New_Food Preparation_Natural Gas_Double Rack Oven_Baseline Forecast | F3 | Commercial | Warehouse (WA) | New | Food Preparation | Natural Gas | Double Rack Oven | Baseline Forecast | Winter Demand Savings (n/a) | 0 | 0 | 0 | 0 | 0 | 0 | 0 | 0 | 0 | 0 | 0 | 0 | 0 | 0 | 0 | 0 | 0 | 0 | 0 | 0 | 0 | 0 | 0 | 0
F4_Commercial_Warehouse (WA)_New_Food Preparation_Natural Gas_Double Rack Oven_Baseline Forecast | F4 | Commercial | Warehouse (WA) | New | Food Preparation | Natural Gas | Double Rack Oven | Baseline Forecast | Incremental Savings (MMtherm) | 0 | 0 | 0 | 0 | 0 | 0 | 0 | 0 | 0 | 0 | 0 | 0 | 0 | 0 | 0 | 0 | 0 | 0 | 0 | 0 | 0 | 0 | 0 | 0
F1_Commercial_Warehouse (WA)_New_Food Preparation_Natural Gas_Fryer_Baseline Forecast | F1 | Commercial | Warehouse (WA) | New | Food Preparation | Natural Gas | Fryer | Baseline Forecast | Consumption Savings (MMtherm) | 0 | 0 | 0 | 0 | 0 | 0 | 0 | 0 | 0 | 0 | 0 | 0 | 0 | 0 | 0 | 0 | 0 | 0 | 0 | 0 | 0 | 0 | 0 | 0
F2_Commercial_Warehouse (WA)_New_Food Preparation_Natural Gas_Fryer_Baseline Forecast | F2 | Commercial | Warehouse (WA) | New | Food Preparation | Natural Gas | Fryer | Baseline Forecast | Summer Demand Savings (n/a) | 0 | 0 | 0 | 0 | 0 | 0 | 0 | 0 | 0 | 0 | 0 | 0 | 0 | 0 | 0 | 0 | 0 | 0 | 0 | 0 | 0 | 0 | 0 | 0
F3_Commercial_Warehouse (WA)_New_Food Preparation_Natural Gas_Fryer_Baseline Forecast | F3 | Commercial | Warehouse (WA) | New | Food Preparation | Natural Gas | Fryer | Baseline Forecast | Winter Demand Savings (n/a) | 0 | 0 | 0 | 0 | 0 | 0 | 0 | 0 | 0 | 0 | 0 | 0 | 0 | 0 | 0 | 0 | 0 | 0 | 0 | 0 | 0 | 0 | 0 | 0
F4_Commercial_Warehouse (WA)_New_Food Preparation_Natural Gas_Fryer_Baseline Forecast | F4 | Commercial | Warehouse (WA) | New | Food Preparation | Natural Gas | Fryer | Baseline Forecast | Incremental Savings (MMtherm) | 0 | 0 | 0 | 0 | 0 | 0 | 0 | 0 | 0 | 0 | 0 | 0 | 0 | 0 | 0 | 0 | 0 | 0 | 0 | 0 | 0 | 0 | 0 | 0
F1_Commercial_Warehouse (WA)_New_Food Preparation_Natural Gas_Broiler_Baseline Forecast | F1 | Commercial | Warehouse (WA) | New | Food Preparation | Natural Gas | Broiler | Baseline Forecast | Consumption Savings (MMtherm) | 0 | 0 | 0 | 0 | 0 | 0 | 0 | 0 | 0 | 0 | 0 | 0 | 0 | 0 | 0 | 0 | 0 | 0 | 0 | 0 | 0 | 0 | 0 | 0
F2_Commercial_Warehouse (WA)_New_Food Preparation_Natural Gas_Broiler_Baseline Forecast | F2 | Commercial | Warehouse (WA) | New | Food Preparation | Natural Gas | Broiler | Baseline Forecast | Summer Demand Savings (n/a) | 0 | 0 | 0 | 0 | 0 | 0 | 0 | 0 | 0 | 0 | 0 | 0 | 0 | 0 | 0 | 0 | 0 | 0 | 0 | 0 | 0 | 0 | 0 | 0
F3_Commercial_Warehouse (WA)_New_Food Preparation_Natural Gas_Broiler_Baseline Forecast | F3 | Commercial | Warehouse (WA) | New | Food Preparation | Natural Gas | Broiler | Baseline Forecast | Winter Demand Savings (n/a) | 0 | 0 | 0 | 0 | 0 | 0 | 0 | 0 | 0 | 0 | 0 | 0 | 0 | 0 | 0 | 0 | 0 | 0 | 0 | 0 | 0 | 0 | 0 | 0
F4_Commercial_Warehouse (WA)_New_Food Preparation_Natural Gas_Broiler_Baseline Forecast | F4 | Commercial | Warehouse (WA) | New | Food Preparation | Natural Gas | Broiler | Baseline Forecast | Incremental Savings (MMtherm) | 0 | 0 | 0 | 0 | 0 | 0 | 0 | 0 | 0 | 0 | 0 | 0 | 0 | 0 | 0 | 0 | 0 | 0 | 0 | 0 | 0 | 0 | 0 | 0
F1_Commercial_Warehouse (WA)_New_Food Preparation_Natural Gas_Griddle_Baseline Forecast | F1 | Commercial | Warehouse (WA) | New | Food Preparation | Natural Gas | Griddle | Baseline Forecast | Consumption Savings (MMtherm) | 0 | 0 | 0 | 0 | 0 | 0 | 0 | 0 | 0 | 0 | 0 | 0 | 0 | 0 | 0 | 0 | 0 | 0 | 0 | 0 | 0 | 0 | 0 | 0
F2_Commercial_Warehouse (WA)_New_Food Preparation_Natural Gas_Griddle_Baseline Forecast | F2 | Commercial | Warehouse (WA) | New | Food Preparation | Natural Gas | Griddle | Baseline Forecast | Summer Demand Savings (n/a) | 0 | 0 | 0 | 0 | 0 | 0 | 0 | 0 | 0 | 0 | 0 | 0 | 0 | 0 | 0 | 0 | 0 | 0 | 0 | 0 | 0 | 0 | 0 | 0
F3_Commercial_Warehouse (WA)_New_Food Preparation_Natural Gas_Griddle_Baseline Forecast | F3 | Commercial | Warehouse (WA) | New | Food Preparation | Natural Gas | Griddle | Baseline Forecast | Winter Demand Savings (n/a) | 0 | 0 | 0 | 0 | 0 | 0 | 0 | 0 | 0 | 0 | 0 | 0 | 0 | 0 | 0 | 0 | 0 | 0 | 0 | 0 | 0 | 0 | 0 | 0
F4_Commercial_Warehouse (WA)_New_Food Preparation_Natural Gas_Griddle_Baseline Forecast | F4 | Commercial | Warehouse (WA) | New | Food Preparation | Natural Gas | Griddle | Baseline Forecast | Incremental Savings (MMtherm) | 0 | 0 | 0 | 0 | 0 | 0 | 0 | 0 | 0 | 0 | 0 | 0 | 0 | 0 | 0 | 0 | 0 | 0 | 0 | 0 | 0 | 0 | 0 | 0
F1_Commercial_Warehouse (WA)_New_Food Preparation_Natural Gas_Range_Baseline Forecast | F1 | Commercial | Warehouse (WA) | New | Food Preparation | Natural Gas | Range | Baseline Forecast | Consumption Savings (MMtherm) | 0 | 0 | 0 | 0 | 0 | 0 | 0 | 0 | 0 | 0 | 0 | 0 | 0 | 0 | 0 | 0 | 0 | 0 | 0 | 0 | 0 | 0 | 0 | 0
F2_Commercial_Warehouse (WA)_New_Food Preparation_Natural Gas_Range_Baseline Forecast | F2 | Commercial | Warehouse (WA) | New | Food Preparation | Natural Gas | Range | Baseline Forecast | Summer Demand Savings (n/a) | 0 | 0 | 0 | 0 | 0 | 0 | 0 | 0 | 0 | 0 | 0 | 0 | 0 | 0 | 0 | 0 | 0 | 0 | 0 | 0 | 0 | 0 | 0 | 0
F3_Commercial_Warehouse (WA)_New_Food Preparation_Natural Gas_Range_Baseline Forecast | F3 | Commercial | Warehouse (WA) | New | Food Preparation | Natural Gas | Range | Baseline Forecast | Winter Demand Savings (n/a) | 0 | 0 | 0 | 0 | 0 | 0 | 0 | 0 | 0 | 0 | 0 | 0 | 0 | 0 | 0 | 0 | 0 | 0 | 0 | 0 | 0 | 0 | 0 | 0
F4_Commercial_Warehouse (WA)_New_Food Preparation_Natural Gas_Range_Baseline Forecast | F4 | Commercial | Warehouse (WA) | New | Food Preparation | Natural Gas | Range | Baseline Forecast | Incremental Savings (MMtherm) | 0 | 0 | 0 | 0 | 0 | 0 | 0 | 0 | 0 | 0 | 0 | 0 | 0 | 0 | 0 | 0 | 0 | 0 | 0 | 0 | 0 | 0 | 0 | 0
F1_Commercial_Warehouse (WA)_New_Food Preparation_Natural Gas_Steamer_Baseline Forecast | F1 | Commercial | Warehouse (WA) | New | Food Preparation | Natural Gas | Steamer | Baseline Forecast | Consumption Savings (MMtherm) | 0 | 0 | 0 | 0 | 0 | 0 | 0 | 0 | 0 | 0 | 0 | 0 | 0 | 0 | 0 | 0 | 0 | 0 | 0 | 0 | 0 | 0 | 0 | 0
F2_Commercial_Warehouse (WA)_New_Food Preparation_Natural Gas_Steamer_Baseline Forecast | F2 | Commercial | Warehouse (WA) | New | Food Preparation | Natural Gas | Steamer | Baseline Forecast | Summer Demand Savings (n/a) | 0 | 0 | 0 | 0 | 0 | 0 | 0 | 0 | 0 | 0 | 0 | 0 | 0 | 0 | 0 | 0 | 0 | 0 | 0 | 0 | 0 | 0 | 0 | 0
F3_Commercial_Warehouse (WA)_New_Food Preparation_Natural Gas_Steamer_Baseline Forecast | F3 | Commercial | Warehouse (WA) | New | Food Preparation | Natural Gas | Steamer | Baseline Forecast | Winter Demand Savings (n/a) | 0 | 0 | 0 | 0 | 0 | 0 | 0 | 0 | 0 | 0 | 0 | 0 | 0 | 0 | 0 | 0 | 0 | 0 | 0 | 0 | 0 | 0 | 0 | 0
F4_Commercial_Warehouse (WA)_New_Food Preparation_Natural Gas_Steamer_Baseline Forecast | F4 | Commercial | Warehouse (WA) | New | Food Preparation | Natural Gas | Steamer | Baseline Forecast | Incremental Savings (MMtherm) | 0 | 0 | 0 | 0 | 0 | 0 | 0 | 0 | 0 | 0 | 0 | 0 | 0 | 0 | 0 | 0 | 0 | 0 | 0 | 0 | 0 | 0 | 0 | 0
F1_Commercial_Warehouse (WA)_New_Food Preparation_Natural Gas_Food Prep Other_Baseline Forecast | F1 | Commercial | Warehouse (WA) | New | Food Preparation | Natural Gas | Food Prep Other | Baseline Forecast | Consumption Savings (MMtherm) | 0 | 0 | 0 | 0 | 0 | 0 | 0 | 0 | 0 | 0 | 0 | 0 | 0 | 0 | 0 | 0 | 0 | 0 | 0 | 0 | 0 | 0 | 0 | 0
F2_Commercial_Warehouse (WA)_New_Food Preparation_Natural Gas_Food Prep Other_Baseline Forecast | F2 | Commercial | Warehouse (WA) | New | Food Preparation | Natural Gas | Food Prep Other | Baseline Forecast | Summer Demand Savings (n/a) | 0 | 0 | 0 | 0 | 0 | 0 | 0 | 0 | 0 | 0 | 0 | 0 | 0 | 0 | 0 | 0 | 0 | 0 | 0 | 0 | 0 | 0 | 0 | 0
F3_Commercial_Warehouse (WA)_New_Food Preparation_Natural Gas_Food Prep Other_Baseline Forecast | F3 | Commercial | Warehouse (WA) | New | Food Preparation | Natural Gas | Food Prep Other | Baseline Forecast | Winter Demand Savings (n/a) | 0 | 0 | 0 | 0 | 0 | 0 | 0 | 0 | 0 | 0 | 0 | 0 | 0 | 0 | 0 | 0 | 0 | 0 | 0 | 0 | 0 | 0 | 0 | 0
F4_Commercial_Warehouse (WA)_New_Food Preparation_Natural Gas_Food Prep Other_Baseline Forecast | F4 | Commercial | Warehouse (WA) | New | Food Preparation | Natural Gas | Food Prep Other | Baseline Forecast | Incremental Savings (MMtherm) | 0 | 0 | 0 | 0 | 0 | 0 | 0 | 0 | 0 | 0 | 0 | 0 | 0 | 0 | 0 | 0 | 0 | 0 | 0 | 0 | 0 | 0 | 0 | 0
F1_Commercial_Warehouse (WA)_New_Miscellaneous_Natural Gas_Pool Heater_Baseline Forecast | F1 | Commercial | Warehouse (WA) | New | Miscellaneous | Natural Gas | Pool Heater | Baseline Forecast | Consumption Savings (MMtherm) | 0 | 0 | 0 | 0 | 0 | 0 | 0 | 0 | 0 | 0 | 0 | 0 | 0 | 0 | 0 | 0 | 0 | 0 | 0 | 0 | 0 | 0 | 0 | 0
F2_Commercial_Warehouse (WA)_New_Miscellaneous_Natural Gas_Pool Heater_Baseline Forecast | F2 | Commercial | Warehouse (WA) | New | Miscellaneous | Natural Gas | Pool Heater | Baseline Forecast | Summer Demand Savings (n/a) | 0 | 0 | 0 | 0 | 0 | 0 | 0 | 0 | 0 | 0 | 0 | 0 | 0 | 0 | 0 | 0 | 0 | 0 | 0 | 0 | 0 | 0 | 0 | 0
F3_Commercial_Warehouse (WA)_New_Miscellaneous_Natural Gas_Pool Heater_Baseline Forecast | F3 | Commercial | Warehouse (WA) | New | Miscellaneous | Natural Gas | Pool Heater | Baseline Forecast | Winter Demand Savings (n/a) | 0 | 0 | 0 | 0 | 0 | 0 | 0 | 0 | 0 | 0 | 0 | 0 | 0 | 0 | 0 | 0 | 0 | 0 | 0 | 0 | 0 | 0 | 0 | 0
F4_Commercial_Warehouse (WA)_New_Miscellaneous_Natural Gas_Pool Heater_Baseline Forecast | F4 | Commercial | Warehouse (WA) | New | Miscellaneous | Natural Gas | Pool Heater | Baseline Forecast | Incremental Savings (MMtherm) | 0 | 0 | 0 | 0 | 0 | 0 | 0 | 0 | 0 | 0 | 0 | 0 | 0 | 0 | 0 | 0 | 0 | 0 | 0 | 0 | 0 | 0 | 0 | 0
F1_Commercial_Warehouse (WA)_New_Miscellaneous_Natural Gas_Miscellaneous_Baseline Forecast | F1 | Commercial | Warehouse (WA) | New | Miscellaneous | Natural Gas | Miscellaneous | Baseline Forecast | Consumption Savings (MMtherm) | 0 | 0 | 0 | 0 | 0 | 0 | 0 | 0 | 0 | 0 | 0 | 0 | 0 | 0 | 0 | 0 | 0 | 0 | 0 | 0 | 0 | 0 | 0 | 0
F2_Commercial_Warehouse (WA)_New_Miscellaneous_Natural Gas_Miscellaneous_Baseline Forecast | F2 | Commercial | Warehouse (WA) | New | Miscellaneous | Natural Gas | Miscellaneous | Baseline Forecast | Summer Demand Savings (n/a) | 0 | 0 | 0 | 0 | 0 | 0 | 0 | 0 | 0 | 0 | 0 | 0 | 0 | 0 | 0 | 0 | 0 | 0 | 0 | 0 | 0 | 0 | 0 | 0
F3_Commercial_Warehouse (WA)_New_Miscellaneous_Natural Gas_Miscellaneous_Baseline Forecast | F3 | Commercial | Warehouse (WA) | New | Miscellaneous | Natural Gas | Miscellaneous | Baseline Forecast | Winter Demand Savings (n/a) | 0 | 0 | 0 | 0 | 0 | 0 | 0 | 0 | 0 | 0 | 0 | 0 | 0 | 0 | 0 | 0 | 0 | 0 | 0 | 0 | 0 | 0 | 0 | 0
F4_Commercial_Warehouse (WA)_New_Miscellaneous_Natural Gas_Miscellaneous_Baseline Forecast | F4 | Commercial | Warehouse (WA) | New | Miscellaneous | Natural Gas | Miscellaneous | Baseline Forecast | Incremental Savings (MMtherm) | 0 | 0 | 0 | 0 | 0 | 0 | 0 | 0 | 0 | 0 | 0 | 0 | 0 | 0 | 0 | 0 | 0 | 0 | 0 | 0 | 0 | 0 | 0 | 0
F1_Commercial_Miscellaneous (WA)_Existing_Space Heating_Natural Gas_Furnace_Baseline Forecast | F1 | Commercial | Miscellaneous (WA) | Existing | Space Heating | Natural Gas | Furnace | Baseline Forecast | Consumption Savings (MMtherm) | 0 | 0 | 0 | 0 | 0 | 0 | 0 | 0 | 0 | 0 | 0 | 0 | 0 | 0 | 0 | 0 | 0 | 0 | 0 | 0 | 0 | 0 | 0 | 0
F2_Commercial_Miscellaneous (WA)_Existing_Space Heating_Natural Gas_Furnace_Baseline Forecast | F2 | Commercial | Miscellaneous (WA) | Existing | Space Heating | Natural Gas | Furnace | Baseline Forecast | Summer Demand Savings (n/a) | 0 | 0 | 0 | 0 | 0 | 0 | 0 | 0 | 0 | 0 | 0 | 0 | 0 | 0 | 0 | 0 | 0 | 0 | 0 | 0 | 0 | 0 | 0 | 0
F3_Commercial_Miscellaneous (WA)_Existing_Space Heating_Natural Gas_Furnace_Baseline Forecast | F3 | Commercial | Miscellaneous (WA) | Existing | Space Heating | Natural Gas | Furnace | Baseline Forecast | Winter Demand Savings (n/a) | 0 | 0 | 0 | 0 | 0 | 0 | 0 | 0 | 0 | 0 | 0 | 0 | 0 | 0 | 0 | 0 | 0 | 0 | 0 | 0 | 0 | 0 | 0 | 0
F4_Commercial_Miscellaneous (WA)_Existing_Space Heating_Natural Gas_Furnace_Baseline Forecast | F4 | Commercial | Miscellaneous (WA) | Existing | Space Heating | Natural Gas | Furnace | Baseline Forecast | Incremental Savings (MMtherm) | 0 | 0 | 0 | 0 | 0 | 0 | 0 | 0 | 0 | 0 | 0 | 0 | 0 | 0 | 0 | 0 | 0 | 0 | 0 | 0 | 0 | 0 | 0 | 0
F1_Commercial_Miscellaneous (WA)_Existing_Space Heating_Natural Gas_Boiler_Baseline Forecast | F1 | Commercial | Miscellaneous (WA) | Existing | Space Heating | Natural Gas | Boiler | Baseline Forecast | Consumption Savings (MMtherm) | 0 | 0 | 0 | 0 | 0 | 0 | 0 | 0 | 0 | 0 | 0 | 0 | 0 | 0 | 0 | 0 | 0 | 0 | 0 | 0 | 0 | 0 | 0 | 0
F2_Commercial_Miscellaneous (WA)_Existing_Space Heating_Natural Gas_Boiler_Baseline Forecast | F2 | Commercial | Miscellaneous (WA) | Existing | Space Heating | Natural Gas | Boiler | Baseline Forecast | Summer Demand Savings (n/a) | 0 | 0 | 0 | 0 | 0 | 0 | 0 | 0 | 0 | 0 | 0 | 0 | 0 | 0 | 0 | 0 | 0 | 0 | 0 | 0 | 0 | 0 | 0 | 0
F3_Commercial_Miscellaneous (WA)_Existing_Space Heating_Natural Gas_Boiler_Baseline Forecast | F3 | Commercial | Miscellaneous (WA) | Existing | Space Heating | Natural Gas | Boiler | Baseline Forecast | Winter Demand Savings (n/a) | 0 | 0 | 0 | 0 | 0 | 0 | 0 | 0 | 0 | 0 | 0 | 0 | 0 | 0 | 0 | 0 | 0 | 0 | 0 | 0 | 0 | 0 | 0 | 0
F4_Commercial_Miscellaneous (WA)_Existing_Space Heating_Natural Gas_Boiler_Baseline Forecast | F4 | Commercial | Miscellaneous (WA) | Existing | Space Heating | Natural Gas | Boiler | Baseline Forecast | Incremental Savings (MMtherm) | 0 | 0 | 0 | 0 | 0 | 0 | 0 | 0 | 0 | 0 | 0 | 0 | 0 | 0 | 0 | 0 | 0 | 0 | 0 | 0 | 0 | 0 | 0 | 0
F1_Commercial_Miscellaneous (WA)_Existing_Space Heating_Natural Gas_Unit Heater_Baseline Forecast | F1 | Commercial | Miscellaneous (WA) | Existing | Space Heating | Natural Gas | Unit Heater | Baseline Forecast | Consumption Savings (MMtherm) | 0 | 0 | 0 | 0 | 0 | 0 | 0 | 0 | 0 | 0 | 0 | 0 | 0 | 0 | 0 | 0 | 0 | 0 | 0 | 0 | 0 | 0 | 0 | 0
F2_Commercial_Miscellaneous (WA)_Existing_Space Heating_Natural Gas_Unit Heater_Baseline Forecast | F2 | Commercial | Miscellaneous (WA) | Existing | Space Heating | Natural Gas | Unit Heater | Baseline Forecast | Summer Demand Savings (n/a) | 0 | 0 | 0 | 0 | 0 | 0 | 0 | 0 | 0 | 0 | 0 | 0 | 0 | 0 | 0 | 0 | 0 | 0 | 0 | 0 | 0 | 0 | 0 | 0
F3_Commercial_Miscellaneous (WA)_Existing_Space Heating_Natural Gas_Unit Heater_Baseline Forecast | F3 | Commercial | Miscellaneous (WA) | Existing | Space Heating | Natural Gas | Unit Heater | Baseline Forecast | Winter Demand Savings (n/a) | 0 | 0 | 0 | 0 | 0 | 0 | 0 | 0 | 0 | 0 | 0 | 0 | 0 | 0 | 0 | 0 | 0 | 0 | 0 | 0 | 0 | 0 | 0 | 0
F4_Commercial_Miscellaneous (WA)_Existing_Space Heating_Natural Gas_Unit Heater_Baseline Forecast | F4 | Commercial | Miscellaneous (WA) | Existing | Space Heating | Natural Gas | Unit Heater | Baseline Forecast | Incremental Savings (MMtherm) | 0 | 0 | 0 | 0 | 0 | 0 | 0 | 0 | 0 | 0 | 0 | 0 | 0 | 0 | 0 | 0 | 0 | 0 | 0 | 0 | 0 | 0 | 0 | 0
F1_Commercial_Miscellaneous (WA)_Existing_Water Heating_Natural Gas_Water Heater_Baseline Forecast | F1 | Commercial | Miscellaneous (WA) | Existing | Water Heating | Natural Gas | Water Heater | Baseline Forecast | Consumption Savings (MMtherm) | 0 | 0 | 0 | 0 | 0 | 0 | 0 | 0 | 0 | 0 | 0 | 0 | 0 | 0 | 0 | 0 | 0 | 0 | 0 | 0 | 0 | 0 | 0 | 0
F2_Commercial_Miscellaneous (WA)_Existing_Water Heating_Natural Gas_Water Heater_Baseline Forecast | F2 | Commercial | Miscellaneous (WA) | Existing | Water Heating | Natural Gas | Water Heater | Baseline Forecast | Summer Demand Savings (n/a) | 0 | 0 | 0 | 0 | 0 | 0 | 0 | 0 | 0 | 0 | 0 | 0 | 0 | 0 | 0 | 0 | 0 | 0 | 0 | 0 | 0 | 0 | 0 | 0
F3_Commercial_Miscellaneous (WA)_Existing_Water Heating_Natural Gas_Water Heater_Baseline Forecast | F3 | Commercial | Miscellaneous (WA) | Existing | Water Heating | Natural Gas | Water Heater | Baseline Forecast | Winter Demand Savings (n/a) | 0 | 0 | 0 | 0 | 0 | 0 | 0 | 0 | 0 | 0 | 0 | 0 | 0 | 0 | 0 | 0 | 0 | 0 | 0 | 0 | 0 | 0 | 0 | 0
F4_Commercial_Miscellaneous (WA)_Existing_Water Heating_Natural Gas_Water Heater_Baseline Forecast | F4 | Commercial | Miscellaneous (WA) | Existing | Water Heating | Natural Gas | Water Heater | Baseline Forecast | Incremental Savings (MMtherm) | 0 | 0 | 0 | 0 | 0 | 0 | 0 | 0 | 0 | 0 | 0 | 0 | 0 | 0 | 0 | 0 | 0 | 0 | 0 | 0 | 0 | 0 | 0 | 0
F1_Commercial_Miscellaneous (WA)_Existing_Food Preparation_Natural Gas_Oven_Baseline Forecast | F1 | Commercial | Miscellaneous (WA) | Existing | Food Preparation | Natural Gas | Oven | Baseline Forecast | Consumption Savings (MMtherm) | 0 | 0 | 0 | 0 | 0 | 0 | 0 | 0 | 0 | 0 | 0 | 0 | 0 | 0 | 0 | 0 | 0 | 0 | 0 | 0 | 0 | 0 | 0 | 0
F2_Commercial_Miscellaneous (WA)_Existing_Food Preparation_Natural Gas_Oven_Baseline Forecast | F2 | Commercial | Miscellaneous (WA) | Existing | Food Preparation | Natural Gas | Oven | Baseline Forecast | Summer Demand Savings (n/a) | 0 | 0 | 0 | 0 | 0 | 0 | 0 | 0 | 0 | 0 | 0 | 0 | 0 | 0 | 0 | 0 | 0 | 0 | 0 | 0 | 0 | 0 | 0 | 0
F3_Commercial_Miscellaneous (WA)_Existing_Food Preparation_Natural Gas_Oven_Baseline Forecast | F3 | Commercial | Miscellaneous (WA) | Existing | Food Preparation | Natural Gas | Oven | Baseline Forecast | Winter Demand Savings (n/a) | 0 | 0 | 0 | 0 | 0 | 0 | 0 | 0 | 0 | 0 | 0 | 0 | 0 | 0 | 0 | 0 | 0 | 0 | 0 | 0 | 0 | 0 | 0 | 0
F4_Commercial_Miscellaneous (WA)_Existing_Food Preparation_Natural Gas_Oven_Baseline Forecast | F4 | Commercial | Miscellaneous (WA) | Existing | Food Preparation | Natural Gas | Oven | Baseline Forecast | Incremental Savings (MMtherm) | 0 | 0 | 0 | 0 | 0 | 0 | 0 | 0 | 0 | 0 | 0 | 0 | 0 | 0 | 0 | 0 | 0 | 0 | 0 | 0 | 0 | 0 | 0 | 0
F1_Commercial_Miscellaneous (WA)_Existing_Food Preparation_Natural Gas_Conveyor Oven_Baseline Forecast | F1 | Commercial | Miscellaneous (WA) | Existing | Food Preparation | Natural Gas | Conveyor Oven | Baseline Forecast | Consumption Savings (MMtherm) | 0 | 0 | 0 | 0 | 0 | 0 | 0 | 0 | 0 | 0 | 0 | 0 | 0 | 0 | 0 | 0 | 0 | 0 | 0 | 0 | 0 | 0 | 0 | 0
F2_Commercial_Miscellaneous (WA)_Existing_Food Preparation_Natural Gas_Conveyor Oven_Baseline Forecast | F2 | Commercial | Miscellaneous (WA) | Existing | Food Preparation | Natural Gas | Conveyor Oven | Baseline Forecast | Summer Demand Savings (n/a) | 0 | 0 | 0 | 0 | 0 | 0 | 0 | 0 | 0 | 0 | 0 | 0 | 0 | 0 | 0 | 0 | 0 | 0 | 0 | 0 | 0 | 0 | 0 | 0
F3_Commercial_Miscellaneous (WA)_Existing_Food Preparation_Natural Gas_Conveyor Oven_Baseline Forecast | F3 | Commercial | Miscellaneous (WA) | Existing | Food Preparation | Natural Gas | Conveyor Oven | Baseline Forecast | Winter Demand Savings (n/a) | 0 | 0 | 0 | 0 | 0 | 0 | 0 | 0 | 0 | 0 | 0 | 0 | 0 | 0 | 0 | 0 | 0 | 0 | 0 | 0 | 0 | 0 | 0 | 0
F4_Commercial_Miscellaneous (WA)_Existing_Food Preparation_Natural Gas_Conveyor Oven_Baseline Forecast | F4 | Commercial | Miscellaneous (WA) | Existing | Food Preparation | Natural Gas | Conveyor Oven | Baseline Forecast | Incremental Savings (MMtherm) | 0 | 0 | 0 | 0 | 0 | 0 | 0 | 0 | 0 | 0 | 0 | 0 | 0 | 0 | 0 | 0 | 0 | 0 | 0 | 0 | 0 | 0 | 0 | 0
F1_Commercial_Miscellaneous (WA)_Existing_Food Preparation_Natural Gas_Double Rack Oven_Baseline Forecast | F1 | Commercial | Miscellaneous (WA) | Existing | Food Preparation | Natural Gas | Double Rack Oven | Baseline Forecast | Consumption Savings (MMtherm) | 0 | 0 | 0 | 0 | 0 | 0 | 0 | 0 | 0 | 0 | 0 | 0 | 0 | 0 | 0 | 0 | 0 | 0 | 0 | 0 | 0 | 0 | 0 | 0
F2_Commercial_Miscellaneous (WA)_Existing_Food Preparation_Natural Gas_Double Rack Oven_Baseline Forecast | F2 | Commercial | Miscellaneous (WA) | Existing | Food Preparation | Natural Gas | Double Rack Oven | Baseline Forecast | Summer Demand Savings (n/a) | 0 | 0 | 0 | 0 | 0 | 0 | 0 | 0 | 0 | 0 | 0 | 0 | 0 | 0 | 0 | 0 | 0 | 0 | 0 | 0 | 0 | 0 | 0 | 0
F3_Commercial_Miscellaneous (WA)_Existing_Food Preparation_Natural Gas_Double Rack Oven_Baseline Forecast | F3 | Commercial | Miscellaneous (WA) | Existing | Food Preparation | Natural Gas | Double Rack Oven | Baseline Forecast | Winter Demand Savings (n/a) | 0 | 0 | 0 | 0 | 0 | 0 | 0 | 0 | 0 | 0 | 0 | 0 | 0 | 0 | 0 | 0 | 0 | 0 | 0 | 0 | 0 | 0 | 0 | 0
F4_Commercial_Miscellaneous (WA)_Existing_Food Preparation_Natural Gas_Double Rack Oven_Baseline Forecast | F4 | Commercial | Miscellaneous (WA) | Existing | Food Preparation | Natural Gas | Double Rack Oven | Baseline Forecast | Incremental Savings (MMtherm) | 0 | 0 | 0 | 0 | 0 | 0 | 0 | 0 | 0 | 0 | 0 | 0 | 0 | 0 | 0 | 0 | 0 | 0 | 0 | 0 | 0 | 0 | 0 | 0
F1_Commercial_Miscellaneous (WA)_Existing_Food Preparation_Natural Gas_Fryer_Baseline Forecast | F1 | Commercial | Miscellaneous (WA) | Existing | Food Preparation | Natural Gas | Fryer | Baseline Forecast | Consumption Savings (MMtherm) | 0 | 0 | 0 | 0 | 0 | 0 | 0 | 0 | 0 | 0 | 0 | 0 | 0 | 0 | 0 | 0 | 0 | 0 | 0 | 0 | 0 | 0 | 0 | 0
F2_Commercial_Miscellaneous (WA)_Existing_Food Preparation_Natural Gas_Fryer_Baseline Forecast | F2 | Commercial | Miscellaneous (WA) | Existing | Food Preparation | Natural Gas | Fryer | Baseline Forecast | Summer Demand Savings (n/a) | 0 | 0 | 0 | 0 | 0 | 0 | 0 | 0 | 0 | 0 | 0 | 0 | 0 | 0 | 0 | 0 | 0 | 0 | 0 | 0 | 0 | 0 | 0 | 0
F3_Commercial_Miscellaneous (WA)_Existing_Food Preparation_Natural Gas_Fryer_Baseline Forecast | F3 | Commercial | Miscellaneous (WA) | Existing | Food Preparation | Natural Gas | Fryer | Baseline Forecast | Winter Demand Savings (n/a) | 0 | 0 | 0 | 0 | 0 | 0 | 0 | 0 | 0 | 0 | 0 | 0 | 0 | 0 | 0 | 0 | 0 | 0 | 0 | 0 | 0 | 0 | 0 | 0
F4_Commercial_Miscellaneous (WA)_Existing_Food Preparation_Natural Gas_Fryer_Baseline Forecast | F4 | Commercial | Miscellaneous (WA) | Existing | Food Preparation | Natural Gas | Fryer | Baseline Forecast | Incremental Savings (MMtherm) | 0 | 0 | 0 | 0 | 0 | 0 | 0 | 0 | 0 | 0 | 0 | 0 | 0 | 0 | 0 | 0 | 0 | 0 | 0 | 0 | 0 | 0 | 0 | 0
F1_Commercial_Miscellaneous (WA)_Existing_Food Preparation_Natural Gas_Broiler_Baseline Forecast | F1 | Commercial | Miscellaneous (WA) | Existing | Food Preparation | Natural Gas | Broiler | Baseline Forecast | Consumption Savings (MMtherm) | 0 | 0 | 0 | 0 | 0 | 0 | 0 | 0 | 0 | 0 | 0 | 0 | 0 | 0 | 0 | 0 | 0 | 0 | 0 | 0 | 0 | 0 | 0 | 0
F2_Commercial_Miscellaneous (WA)_Existing_Food Preparation_Natural Gas_Broiler_Baseline Forecast | F2 | Commercial | Miscellaneous (WA) | Existing | Food Preparation | Natural Gas | Broiler | Baseline Forecast | Summer Demand Savings (n/a) | 0 | 0 | 0 | 0 | 0 | 0 | 0 | 0 | 0 | 0 | 0 | 0 | 0 | 0 | 0 | 0 | 0 | 0 | 0 | 0 | 0 | 0 | 0 | 0
F3_Commercial_Miscellaneous (WA)_Existing_Food Preparation_Natural Gas_Broiler_Baseline Forecast | F3 | Commercial | Miscellaneous (WA) | Existing | Food Preparation | Natural Gas | Broiler | Baseline Forecast | Winter Demand Savings (n/a) | 0 | 0 | 0 | 0 | 0 | 0 | 0 | 0 | 0 | 0 | 0 | 0 | 0 | 0 | 0 | 0 | 0 | 0 | 0 | 0 | 0 | 0 | 0 | 0
F4_Commercial_Miscellaneous (WA)_Existing_Food Preparation_Natural Gas_Broiler_Baseline Forecast | F4 | Commercial | Miscellaneous (WA) | Existing | Food Preparation | Natural Gas | Broiler | Baseline Forecast | Incremental Savings (MMtherm) | 0 | 0 | 0 | 0 | 0 | 0 | 0 | 0 | 0 | 0 | 0 | 0 | 0 | 0 | 0 | 0 | 0 | 0 | 0 | 0 | 0 | 0 | 0 | 0
F1_Commercial_Miscellaneous (WA)_Existing_Food Preparation_Natural Gas_Griddle_Baseline Forecast | F1 | Commercial | Miscellaneous (WA) | Existing | Food Preparation | Natural Gas | Griddle | Baseline Forecast | Consumption Savings (MMtherm) | 0 | 0 | 0 | 0 | 0 | 0 | 0 | 0 | 0 | 0 | 0 | 0 | 0 | 0 | 0 | 0 | 0 | 0 | 0 | 0 | 0 | 0 | 0 | 0
F2_Commercial_Miscellaneous (WA)_Existing_Food Preparation_Natural Gas_Griddle_Baseline Forecast | F2 | Commercial | Miscellaneous (WA) | Existing | Food Preparation | Natural Gas | Griddle | Baseline Forecast | Summer Demand Savings (n/a) | 0 | 0 | 0 | 0 | 0 | 0 | 0 | 0 | 0 | 0 | 0 | 0 | 0 | 0 | 0 | 0 | 0 | 0 | 0 | 0 | 0 | 0 | 0 | 0
F3_Commercial_Miscellaneous (WA)_Existing_Food Preparation_Natural Gas_Griddle_Baseline Forecast | F3 | Commercial | Miscellaneous (WA) | Existing | Food Preparation | Natural Gas | Griddle | Baseline Forecast | Winter Demand Savings (n/a) | 0 | 0 | 0 | 0 | 0 | 0 | 0 | 0 | 0 | 0 | 0 | 0 | 0 | 0 | 0 | 0 | 0 | 0 | 0 | 0 | 0 | 0 | 0 | 0
F4_Commercial_Miscellaneous (WA)_Existing_Food Preparation_Natural Gas_Griddle_Baseline Forecast | F4 | Commercial | Miscellaneous (WA) | Existing | Food Preparation | Natural Gas | Griddle | Baseline Forecast | Incremental Savings (MMtherm) | 0 | 0 | 0 | 0 | 0 | 0 | 0 | 0 | 0 | 0 | 0 | 0 | 0 | 0 | 0 | 0 | 0 | 0 | 0 | 0 | 0 | 0 | 0 | 0
F1_Commercial_Miscellaneous (WA)_Existing_Food Preparation_Natural Gas_Range_Baseline Forecast | F1 | Commercial | Miscellaneous (WA) | Existing | Food Preparation | Natural Gas | Range | Baseline Forecast | Consumption Savings (MMtherm) | 0 | 0 | 0 | 0 | 0 | 0 | 0 | 0 | 0 | 0 | 0 | 0 | 0 | 0 | 0 | 0 | 0 | 0 | 0 | 0 | 0 | 0 | 0 | 0
F2_Commercial_Miscellaneous (WA)_Existing_Food Preparation_Natural Gas_Range_Baseline Forecast | F2 | Commercial | Miscellaneous (WA) | Existing | Food Preparation | Natural Gas | Range | Baseline Forecast | Summer Demand Savings (n/a) | 0 | 0 | 0 | 0 | 0 | 0 | 0 | 0 | 0 | 0 | 0 | 0 | 0 | 0 | 0 | 0 | 0 | 0 | 0 | 0 | 0 | 0 | 0 | 0
F3_Commercial_Miscellaneous (WA)_Existing_Food Preparation_Natural Gas_Range_Baseline Forecast | F3 | Commercial | Miscellaneous (WA) | Existing | Food Preparation | Natural Gas | Range | Baseline Forecast | Winter Demand Savings (n/a) | 0 | 0 | 0 | 0 | 0 | 0 | 0 | 0 | 0 | 0 | 0 | 0 | 0 | 0 | 0 | 0 | 0 | 0 | 0 | 0 | 0 | 0 | 0 | 0
F4_Commercial_Miscellaneous (WA)_Existing_Food Preparation_Natural Gas_Range_Baseline Forecast | F4 | Commercial | Miscellaneous (WA) | Existing | Food Preparation | Natural Gas | Range | Baseline Forecast | Incremental Savings (MMtherm) | 0 | 0 | 0 | 0 | 0 | 0 | 0 | 0 | 0 | 0 | 0 | 0 | 0 | 0 | 0 | 0 | 0 | 0 | 0 | 0 | 0 | 0 | 0 | 0
F1_Commercial_Miscellaneous (WA)_Existing_Food Preparation_Natural Gas_Steamer_Baseline Forecast | F1 | Commercial | Miscellaneous (WA) | Existing | Food Preparation | Natural Gas | Steamer | Baseline Forecast | Consumption Savings (MMtherm) | 0 | 0 | 0 | 0 | 0 | 0 | 0 | 0 | 0 | 0 | 0 | 0 | 0 | 0 | 0 | 0 | 0 | 0 | 0 | 0 | 0 | 0 | 0 | 0
F2_Commercial_Miscellaneous (WA)_Existing_Food Preparation_Natural Gas_Steamer_Baseline Forecast | F2 | Commercial | Miscellaneous (WA) | Existing | Food Preparation | Natural Gas | Steamer | Baseline Forecast | Summer Demand Savings (n/a) | 0 | 0 | 0 | 0 | 0 | 0 | 0 | 0 | 0 | 0 | 0 | 0 | 0 | 0 | 0 | 0 | 0 | 0 | 0 | 0 | 0 | 0 | 0 | 0
F3_Commercial_Miscellaneous (WA)_Existing_Food Preparation_Natural Gas_Steamer_Baseline Forecast | F3 | Commercial | Miscellaneous (WA) | Existing | Food Preparation | Natural Gas | Steamer | Baseline Forecast | Winter Demand Savings (n/a) | 0 | 0 | 0 | 0 | 0 | 0 | 0 | 0 | 0 | 0 | 0 | 0 | 0 | 0 | 0 | 0 | 0 | 0 | 0 | 0 | 0 | 0 | 0 | 0
F4_Commercial_Miscellaneous (WA)_Existing_Food Preparation_Natural Gas_Steamer_Baseline Forecast | F4 | Commercial | Miscellaneous (WA) | Existing | Food Preparation | Natural Gas | Steamer | Baseline Forecast | Incremental Savings (MMtherm) | 0 | 0 | 0 | 0 | 0 | 0 | 0 | 0 | 0 | 0 | 0 | 0 | 0 | 0 | 0 | 0 | 0 | 0 | 0 | 0 | 0 | 0 | 0 | 0
F1_Commercial_Miscellaneous (WA)_Existing_Food Preparation_Natural Gas_Food Prep Other_Baseline Forecast | F1 | Commercial | Miscellaneous (WA) | Existing | Food Preparation | Natural Gas | Food Prep Other | Baseline Forecast | Consumption Savings (MMtherm) | 0 | 0 | 0 | 0 | 0 | 0 | 0 | 0 | 0 | 0 | 0 | 0 | 0 | 0 | 0 | 0 | 0 | 0 | 0 | 0 | 0 | 0 | 0 | 0
F2_Commercial_Miscellaneous (WA)_Existing_Food Preparation_Natural Gas_Food Prep Other_Baseline Forecast | F2 | Commercial | Miscellaneous (WA) | Existing | Food Preparation | Natural Gas | Food Prep Other | Baseline Forecast | Summer Demand Savings (n/a) | 0 | 0 | 0 | 0 | 0 | 0 | 0 | 0 | 0 | 0 | 0 | 0 | 0 | 0 | 0 | 0 | 0 | 0 | 0 | 0 | 0 | 0 | 0 | 0
F3_Commercial_Miscellaneous (WA)_Existing_Food Preparation_Natural Gas_Food Prep Other_Baseline Forecast | F3 | Commercial | Miscellaneous (WA) | Existing | Food Preparation | Natural Gas | Food Prep Other | Baseline Forecast | Winter Demand Savings (n/a) | 0 | 0 | 0 | 0 | 0 | 0 | 0 | 0 | 0 | 0 | 0 | 0 | 0 | 0 | 0 | 0 | 0 | 0 | 0 | 0 | 0 | 0 | 0 | 0
F4_Commercial_Miscellaneous (WA)_Existing_Food Preparation_Natural Gas_Food Prep Other_Baseline Forecast | F4 | Commercial | Miscellaneous (WA) | Existing | Food Preparation | Natural Gas | Food Prep Other | Baseline Forecast | Incremental Savings (MMtherm) | 0 | 0 | 0 | 0 | 0 | 0 | 0 | 0 | 0 | 0 | 0 | 0 | 0 | 0 | 0 | 0 | 0 | 0 | 0 | 0 | 0 | 0 | 0 | 0
F1_Commercial_Miscellaneous (WA)_Existing_Miscellaneous_Natural Gas_Pool Heater_Baseline Forecast | F1 | Commercial | Miscellaneous (WA) | Existing | Miscellaneous | Natural Gas | Pool Heater | Baseline Forecast | Consumption Savings (MMtherm) | 0 | 0 | 0 | 0 | 0 | 0 | 0 | 0 | 0 | 0 | 0 | 0 | 0 | 0 | 0 | 0 | 0 | 0 | 0 | 0 | 0 | 0 | 0 | 0
F2_Commercial_Miscellaneous (WA)_Existing_Miscellaneous_Natural Gas_Pool Heater_Baseline Forecast | F2 | Commercial | Miscellaneous (WA) | Existing | Miscellaneous | Natural Gas | Pool Heater | Baseline Forecast | Summer Demand Savings (n/a) | 0 | 0 | 0 | 0 | 0 | 0 | 0 | 0 | 0 | 0 | 0 | 0 | 0 | 0 | 0 | 0 | 0 | 0 | 0 | 0 | 0 | 0 | 0 | 0
F3_Commercial_Miscellaneous (WA)_Existing_Miscellaneous_Natural Gas_Pool Heater_Baseline Forecast | F3 | Commercial | Miscellaneous (WA) | Existing | Miscellaneous | Natural Gas | Pool Heater | Baseline Forecast | Winter Demand Savings (n/a) | 0 | 0 | 0 | 0 | 0 | 0 | 0 | 0 | 0 | 0 | 0 | 0 | 0 | 0 | 0 | 0 | 0 | 0 | 0 | 0 | 0 | 0 | 0 | 0
F4_Commercial_Miscellaneous (WA)_Existing_Miscellaneous_Natural Gas_Pool Heater_Baseline Forecast | F4 | Commercial | Miscellaneous (WA) | Existing | Miscellaneous | Natural Gas | Pool Heater | Baseline Forecast | Incremental Savings (MMtherm) | 0 | 0 | 0 | 0 | 0 | 0 | 0 | 0 | 0 | 0 | 0 | 0 | 0 | 0 | 0 | 0 | 0 | 0 | 0 | 0 | 0 | 0 | 0 | 0
F1_Commercial_Miscellaneous (WA)_Existing_Miscellaneous_Natural Gas_Miscellaneous_Baseline Forecast | F1 | Commercial | Miscellaneous (WA) | Existing | Miscellaneous | Natural Gas | Miscellaneous | Baseline Forecast | Consumption Savings (MMtherm) | 0 | 0 | 0 | 0 | 0 | 0 | 0 | 0 | 0 | 0 | 0 | 0 | 0 | 0 | 0 | 0 | 0 | 0 | 0 | 0 | 0 | 0 | 0 | 0
F2_Commercial_Miscellaneous (WA)_Existing_Miscellaneous_Natural Gas_Miscellaneous_Baseline Forecast | F2 | Commercial | Miscellaneous (WA) | Existing | Miscellaneous | Natural Gas | Miscellaneous | Baseline Forecast | Summer Demand Savings (n/a) | 0 | 0 | 0 | 0 | 0 | 0 | 0 | 0 | 0 | 0 | 0 | 0 | 0 | 0 | 0 | 0 | 0 | 0 | 0 | 0 | 0 | 0 | 0 | 0
F3_Commercial_Miscellaneous (WA)_Existing_Miscellaneous_Natural Gas_Miscellaneous_Baseline Forecast | F3 | Commercial | Miscellaneous (WA) | Existing | Miscellaneous | Natural Gas | Miscellaneous | Baseline Forecast | Winter Demand Savings (n/a) | 0 | 0 | 0 | 0 | 0 | 0 | 0 | 0 | 0 | 0 | 0 | 0 | 0 | 0 | 0 | 0 | 0 | 0 | 0 | 0 | 0 | 0 | 0 | 0
F4_Commercial_Miscellaneous (WA)_Existing_Miscellaneous_Natural Gas_Miscellaneous_Baseline Forecast | F4 | Commercial | Miscellaneous (WA) | Existing | Miscellaneous | Natural Gas | Miscellaneous | Baseline Forecast | Incremental Savings (MMtherm) | 0 | 0 | 0 | 0 | 0 | 0 | 0 | 0 | 0 | 0 | 0 | 0 | 0 | 0 | 0 | 0 | 0 | 0 | 0 | 0 | 0 | 0 | 0 | 0
F1_Commercial_Miscellaneous (WA)_New_Space Heating_Natural Gas_Furnace_Baseline Forecast | F1 | Commercial | Miscellaneous (WA) | New | Space Heating | Natural Gas | Furnace | Baseline Forecast | Consumption Savings (MMtherm) | 0 | 0 | 0 | 0 | 0 | 0 | 0 | 0 | 0 | 0 | 0 | 0 | 0 | 0 | 0 | 0 | 0 | 0 | 0 | 0 | 0 | 0 | 0 | 0
F2_Commercial_Miscellaneous (WA)_New_Space Heating_Natural Gas_Furnace_Baseline Forecast | F2 | Commercial | Miscellaneous (WA) | New | Space Heating | Natural Gas | Furnace | Baseline Forecast | Summer Demand Savings (n/a) | 0 | 0 | 0 | 0 | 0 | 0 | 0 | 0 | 0 | 0 | 0 | 0 | 0 | 0 | 0 | 0 | 0 | 0 | 0 | 0 | 0 | 0 | 0 | 0
F3_Commercial_Miscellaneous (WA)_New_Space Heating_Natural Gas_Furnace_Baseline Forecast | F3 | Commercial | Miscellaneous (WA) | New | Space Heating | Natural Gas | Furnace | Baseline Forecast | Winter Demand Savings (n/a) | 0 | 0 | 0 | 0 | 0 | 0 | 0 | 0 | 0 | 0 | 0 | 0 | 0 | 0 | 0 | 0 | 0 | 0 | 0 | 0 | 0 | 0 | 0 | 0
F4_Commercial_Miscellaneous (WA)_New_Space Heating_Natural Gas_Furnace_Baseline Forecast | F4 | Commercial | Miscellaneous (WA) | New | Space Heating | Natural Gas | Furnace | Baseline Forecast | Incremental Savings (MMtherm) | 0 | 0 | 0 | 0 | 0 | 0 | 0 | 0 | 0 | 0 | 0 | 0 | 0 | 0 | 0 | 0 | 0 | 0 | 0 | 0 | 0 | 0 | 0 | 0
F1_Commercial_Miscellaneous (WA)_New_Space Heating_Natural Gas_Boiler_Baseline Forecast | F1 | Commercial | Miscellaneous (WA) | New | Space Heating | Natural Gas | Boiler | Baseline Forecast | Consumption Savings (MMtherm) | 0 | 0 | 0 | 0 | 0 | 0 | 0 | 0 | 0 | 0 | 0 | 0 | 0 | 0 | 0 | 0 | 0 | 0 | 0 | 0 | 0 | 0 | 0 | 0
F2_Commercial_Miscellaneous (WA)_New_Space Heating_Natural Gas_Boiler_Baseline Forecast | F2 | Commercial | Miscellaneous (WA) | New | Space Heating | Natural Gas | Boiler | Baseline Forecast | Summer Demand Savings (n/a) | 0 | 0 | 0 | 0 | 0 | 0 | 0 | 0 | 0 | 0 | 0 | 0 | 0 | 0 | 0 | 0 | 0 | 0 | 0 | 0 | 0 | 0 | 0 | 0
F3_Commercial_Miscellaneous (WA)_New_Space Heating_Natural Gas_Boiler_Baseline Forecast | F3 | Commercial | Miscellaneous (WA) | New | Space Heating | Natural Gas | Boiler | Baseline Forecast | Winter Demand Savings (n/a) | 0 | 0 | 0 | 0 | 0 | 0 | 0 | 0 | 0 | 0 | 0 | 0 | 0 | 0 | 0 | 0 | 0 | 0 | 0 | 0 | 0 | 0 | 0 | 0
F4_Commercial_Miscellaneous (WA)_New_Space Heating_Natural Gas_Boiler_Baseline Forecast | F4 | Commercial | Miscellaneous (WA) | New | Space Heating | Natural Gas | Boiler | Baseline Forecast | Incremental Savings (MMtherm) | 0 | 0 | 0 | 0 | 0 | 0 | 0 | 0 | 0 | 0 | 0 | 0 | 0 | 0 | 0 | 0 | 0 | 0 | 0 | 0 | 0 | 0 | 0 | 0
F1_Commercial_Miscellaneous (WA)_New_Space Heating_Natural Gas_Unit Heater_Baseline Forecast | F1 | Commercial | Miscellaneous (WA) | New | Space Heating | Natural Gas | Unit Heater | Baseline Forecast | Consumption Savings (MMtherm) | 0 | 0 | 0 | 0 | 0 | 0 | 0 | 0 | 0 | 0 | 0 | 0 | 0 | 0 | 0 | 0 | 0 | 0 | 0 | 0 | 0 | 0 | 0 | 0
F2_Commercial_Miscellaneous (WA)_New_Space Heating_Natural Gas_Unit Heater_Baseline Forecast | F2 | Commercial | Miscellaneous (WA) | New | Space Heating | Natural Gas | Unit Heater | Baseline Forecast | Summer Demand Savings (n/a) | 0 | 0 | 0 | 0 | 0 | 0 | 0 | 0 | 0 | 0 | 0 | 0 | 0 | 0 | 0 | 0 | 0 | 0 | 0 | 0 | 0 | 0 | 0 | 0
F3_Commercial_Miscellaneous (WA)_New_Space Heating_Natural Gas_Unit Heater_Baseline Forecast | F3 | Commercial | Miscellaneous (WA) | New | Space Heating | Natural Gas | Unit Heater | Baseline Forecast | Winter Demand Savings (n/a) | 0 | 0 | 0 | 0 | 0 | 0 | 0 | 0 | 0 | 0 | 0 | 0 | 0 | 0 | 0 | 0 | 0 | 0 | 0 | 0 | 0 | 0 | 0 | 0
F4_Commercial_Miscellaneous (WA)_New_Space Heating_Natural Gas_Unit Heater_Baseline Forecast | F4 | Commercial | Miscellaneous (WA) | New | Space Heating | Natural Gas | Unit Heater | Baseline Forecast | Incremental Savings (MMtherm) | 0 | 0 | 0 | 0 | 0 | 0 | 0 | 0 | 0 | 0 | 0 | 0 | 0 | 0 | 0 | 0 | 0 | 0 | 0 | 0 | 0 | 0 | 0 | 0
F1_Commercial_Miscellaneous (WA)_New_Water Heating_Natural Gas_Water Heater_Baseline Forecast | F1 | Commercial | Miscellaneous (WA) | New | Water Heating | Natural Gas | Water Heater | Baseline Forecast | Consumption Savings (MMtherm) | 0 | 0 | 0 | 0 | 0 | 0 | 0 | 0 | 0 | 0 | 0 | 0 | 0 | 0 | 0 | 0 | 0 | 0 | 0 | 0 | 0 | 0 | 0 | 0
F2_Commercial_Miscellaneous (WA)_New_Water Heating_Natural Gas_Water Heater_Baseline Forecast | F2 | Commercial | Miscellaneous (WA) | New | Water Heating | Natural Gas | Water Heater | Baseline Forecast | Summer Demand Savings (n/a) | 0 | 0 | 0 | 0 | 0 | 0 | 0 | 0 | 0 | 0 | 0 | 0 | 0 | 0 | 0 | 0 | 0 | 0 | 0 | 0 | 0 | 0 | 0 | 0
F3_Commercial_Miscellaneous (WA)_New_Water Heating_Natural Gas_Water Heater_Baseline Forecast | F3 | Commercial | Miscellaneous (WA) | New | Water Heating | Natural Gas | Water Heater | Baseline Forecast | Winter Demand Savings (n/a) | 0 | 0 | 0 | 0 | 0 | 0 | 0 | 0 | 0 | 0 | 0 | 0 | 0 | 0 | 0 | 0 | 0 | 0 | 0 | 0 | 0 | 0 | 0 | 0
F4_Commercial_Miscellaneous (WA)_New_Water Heating_Natural Gas_Water Heater_Baseline Forecast | F4 | Commercial | Miscellaneous (WA) | New | Water Heating | Natural Gas | Water Heater | Baseline Forecast | Incremental Savings (MMtherm) | 0 | 0 | 0 | 0 | 0 | 0 | 0 | 0 | 0 | 0 | 0 | 0 | 0 | 0 | 0 | 0 | 0 | 0 | 0 | 0 | 0 | 0 | 0 | 0
F1_Commercial_Miscellaneous (WA)_New_Food Preparation_Natural Gas_Oven_Baseline Forecast | F1 | Commercial | Miscellaneous (WA) | New | Food Preparation | Natural Gas | Oven | Baseline Forecast | Consumption Savings (MMtherm) | 0 | 0 | 0 | 0 | 0 | 0 | 0 | 0 | 0 | 0 | 0 | 0 | 0 | 0 | 0 | 0 | 0 | 0 | 0 | 0 | 0 | 0 | 0 | 0
F2_Commercial_Miscellaneous (WA)_New_Food Preparation_Natural Gas_Oven_Baseline Forecast | F2 | Commercial | Miscellaneous (WA) | New | Food Preparation | Natural Gas | Oven | Baseline Forecast | Summer Demand Savings (n/a) | 0 | 0 | 0 | 0 | 0 | 0 | 0 | 0 | 0 | 0 | 0 | 0 | 0 | 0 | 0 | 0 | 0 | 0 | 0 | 0 | 0 | 0 | 0 | 0
F3_Commercial_Miscellaneous (WA)_New_Food Preparation_Natural Gas_Oven_Baseline Forecast | F3 | Commercial | Miscellaneous (WA) | New | Food Preparation | Natural Gas | Oven | Baseline Forecast | Winter Demand Savings (n/a) | 0 | 0 | 0 | 0 | 0 | 0 | 0 | 0 | 0 | 0 | 0 | 0 | 0 | 0 | 0 | 0 | 0 | 0 | 0 | 0 | 0 | 0 | 0 | 0
F4_Commercial_Miscellaneous (WA)_New_Food Preparation_Natural Gas_Oven_Baseline Forecast | F4 | Commercial | Miscellaneous (WA) | New | Food Preparation | Natural Gas | Oven | Baseline Forecast | Incremental Savings (MMtherm) | 0 | 0 | 0 | 0 | 0 | 0 | 0 | 0 | 0 | 0 | 0 | 0 | 0 | 0 | 0 | 0 | 0 | 0 | 0 | 0 | 0 | 0 | 0 | 0
F1_Commercial_Miscellaneous (WA)_New_Food Preparation_Natural Gas_Conveyor Oven_Baseline Forecast | F1 | Commercial | Miscellaneous (WA) | New | Food Preparation | Natural Gas | Conveyor Oven | Baseline Forecast | Consumption Savings (MMtherm) | 0 | 0 | 0 | 0 | 0 | 0 | 0 | 0 | 0 | 0 | 0 | 0 | 0 | 0 | 0 | 0 | 0 | 0 | 0 | 0 | 0 | 0 | 0 | 0
F2_Commercial_Miscellaneous (WA)_New_Food Preparation_Natural Gas_Conveyor Oven_Baseline Forecast | F2 | Commercial | Miscellaneous (WA) | New | Food Preparation | Natural Gas | Conveyor Oven | Baseline Forecast | Summer Demand Savings (n/a) | 0 | 0 | 0 | 0 | 0 | 0 | 0 | 0 | 0 | 0 | 0 | 0 | 0 | 0 | 0 | 0 | 0 | 0 | 0 | 0 | 0 | 0 | 0 | 0
F3_Commercial_Miscellaneous (WA)_New_Food Preparation_Natural Gas_Conveyor Oven_Baseline Forecast | F3 | Commercial | Miscellaneous (WA) | New | Food Preparation | Natural Gas | Conveyor Oven | Baseline Forecast | Winter Demand Savings (n/a) | 0 | 0 | 0 | 0 | 0 | 0 | 0 | 0 | 0 | 0 | 0 | 0 | 0 | 0 | 0 | 0 | 0 | 0 | 0 | 0 | 0 | 0 | 0 | 0
F4_Commercial_Miscellaneous (WA)_New_Food Preparation_Natural Gas_Conveyor Oven_Baseline Forecast | F4 | Commercial | Miscellaneous (WA) | New | Food Preparation | Natural Gas | Conveyor Oven | Baseline Forecast | Incremental Savings (MMtherm) | 0 | 0 | 0 | 0 | 0 | 0 | 0 | 0 | 0 | 0 | 0 | 0 | 0 | 0 | 0 | 0 | 0 | 0 | 0 | 0 | 0 | 0 | 0 | 0
F1_Commercial_Miscellaneous (WA)_New_Food Preparation_Natural Gas_Double Rack Oven_Baseline Forecast | F1 | Commercial | Miscellaneous (WA) | New | Food Preparation | Natural Gas | Double Rack Oven | Baseline Forecast | Consumption Savings (MMtherm) | 0 | 0 | 0 | 0 | 0 | 0 | 0 | 0 | 0 | 0 | 0 | 0 | 0 | 0 | 0 | 0 | 0 | 0 | 0 | 0 | 0 | 0 | 0 | 0
F2_Commercial_Miscellaneous (WA)_New_Food Preparation_Natural Gas_Double Rack Oven_Baseline Forecast | F2 | Commercial | Miscellaneous (WA) | New | Food Preparation | Natural Gas | Double Rack Oven | Baseline Forecast | Summer Demand Savings (n/a) | 0 | 0 | 0 | 0 | 0 | 0 | 0 | 0 | 0 | 0 | 0 | 0 | 0 | 0 | 0 | 0 | 0 | 0 | 0 | 0 | 0 | 0 | 0 | 0
F3_Commercial_Miscellaneous (WA)_New_Food Preparation_Natural Gas_Double Rack Oven_Baseline Forecast | F3 | Commercial | Miscellaneous (WA) | New | Food Preparation | Natural Gas | Double Rack Oven | Baseline Forecast | Winter Demand Savings (n/a) | 0 | 0 | 0 | 0 | 0 | 0 | 0 | 0 | 0 | 0 | 0 | 0 | 0 | 0 | 0 | 0 | 0 | 0 | 0 | 0 | 0 | 0 | 0 | 0
F4_Commercial_Miscellaneous (WA)_New_Food Preparation_Natural Gas_Double Rack Oven_Baseline Forecast | F4 | Commercial | Miscellaneous (WA) | New | Food Preparation | Natural Gas | Double Rack Oven | Baseline Forecast | Incremental Savings (MMtherm) | 0 | 0 | 0 | 0 | 0 | 0 | 0 | 0 | 0 | 0 | 0 | 0 | 0 | 0 | 0 | 0 | 0 | 0 | 0 | 0 | 0 | 0 | 0 | 0
F1_Commercial_Miscellaneous (WA)_New_Food Preparation_Natural Gas_Fryer_Baseline Forecast | F1 | Commercial | Miscellaneous (WA) | New | Food Preparation | Natural Gas | Fryer | Baseline Forecast | Consumption Savings (MMtherm) | 0 | 0 | 0 | 0 | 0 | 0 | 0 | 0 | 0 | 0 | 0 | 0 | 0 | 0 | 0 | 0 | 0 | 0 | 0 | 0 | 0 | 0 | 0 | 0
F2_Commercial_Miscellaneous (WA)_New_Food Preparation_Natural Gas_Fryer_Baseline Forecast | F2 | Commercial | Miscellaneous (WA) | New | Food Preparation | Natural Gas | Fryer | Baseline Forecast | Summer Demand Savings (n/a) | 0 | 0 | 0 | 0 | 0 | 0 | 0 | 0 | 0 | 0 | 0 | 0 | 0 | 0 | 0 | 0 | 0 | 0 | 0 | 0 | 0 | 0 | 0 | 0
F3_Commercial_Miscellaneous (WA)_New_Food Preparation_Natural Gas_Fryer_Baseline Forecast | F3 | Commercial | Miscellaneous (WA) | New | Food Preparation | Natural Gas | Fryer | Baseline Forecast | Winter Demand Savings (n/a) | 0 | 0 | 0 | 0 | 0 | 0 | 0 | 0 | 0 | 0 | 0 | 0 | 0 | 0 | 0 | 0 | 0 | 0 | 0 | 0 | 0 | 0 | 0 | 0
F4_Commercial_Miscellaneous (WA)_New_Food Preparation_Natural Gas_Fryer_Baseline Forecast | F4 | Commercial | Miscellaneous (WA) | New | Food Preparation | Natural Gas | Fryer | Baseline Forecast | Incremental Savings (MMtherm) | 0 | 0 | 0 | 0 | 0 | 0 | 0 | 0 | 0 | 0 | 0 | 0 | 0 | 0 | 0 | 0 | 0 | 0 | 0 | 0 | 0 | 0 | 0 | 0
F1_Commercial_Miscellaneous (WA)_New_Food Preparation_Natural Gas_Broiler_Baseline Forecast | F1 | Commercial | Miscellaneous (WA) | New | Food Preparation | Natural Gas | Broiler | Baseline Forecast | Consumption Savings (MMtherm) | 0 | 0 | 0 | 0 | 0 | 0 | 0 | 0 | 0 | 0 | 0 | 0 | 0 | 0 | 0 | 0 | 0 | 0 | 0 | 0 | 0 | 0 | 0 | 0
F2_Commercial_Miscellaneous (WA)_New_Food Preparation_Natural Gas_Broiler_Baseline Forecast | F2 | Commercial | Miscellaneous (WA) | New | Food Preparation | Natural Gas | Broiler | Baseline Forecast | Summer Demand Savings (n/a) | 0 | 0 | 0 | 0 | 0 | 0 | 0 | 0 | 0 | 0 | 0 | 0 | 0 | 0 | 0 | 0 | 0 | 0 | 0 | 0 | 0 | 0 | 0 | 0
F3_Commercial_Miscellaneous (WA)_New_Food Preparation_Natural Gas_Broiler_Baseline Forecast | F3 | Commercial | Miscellaneous (WA) | New | Food Preparation | Natural Gas | Broiler | Baseline Forecast | Winter Demand Savings (n/a) | 0 | 0 | 0 | 0 | 0 | 0 | 0 | 0 | 0 | 0 | 0 | 0 | 0 | 0 | 0 | 0 | 0 | 0 | 0 | 0 | 0 | 0 | 0 | 0
F4_Commercial_Miscellaneous (WA)_New_Food Preparation_Natural Gas_Broiler_Baseline Forecast | F4 | Commercial | Miscellaneous (WA) | New | Food Preparation | Natural Gas | Broiler | Baseline Forecast | Incremental Savings (MMtherm) | 0 | 0 | 0 | 0 | 0 | 0 | 0 | 0 | 0 | 0 | 0 | 0 | 0 | 0 | 0 | 0 | 0 | 0 | 0 | 0 | 0 | 0 | 0 | 0
F1_Commercial_Miscellaneous (WA)_New_Food Preparation_Natural Gas_Griddle_Baseline Forecast | F1 | Commercial | Miscellaneous (WA) | New | Food Preparation | Natural Gas | Griddle | Baseline Forecast | Consumption Savings (MMtherm) | 0 | 0 | 0 | 0 | 0 | 0 | 0 | 0 | 0 | 0 | 0 | 0 | 0 | 0 | 0 | 0 | 0 | 0 | 0 | 0 | 0 | 0 | 0 | 0
F2_Commercial_Miscellaneous (WA)_New_Food Preparation_Natural Gas_Griddle_Baseline Forecast | F2 | Commercial | Miscellaneous (WA) | New | Food Preparation | Natural Gas | Griddle | Baseline Forecast | Summer Demand Savings (n/a) | 0 | 0 | 0 | 0 | 0 | 0 | 0 | 0 | 0 | 0 | 0 | 0 | 0 | 0 | 0 | 0 | 0 | 0 | 0 | 0 | 0 | 0 | 0 | 0
F3_Commercial_Miscellaneous (WA)_New_Food Preparation_Natural Gas_Griddle_Baseline Forecast | F3 | Commercial | Miscellaneous (WA) | New | Food Preparation | Natural Gas | Griddle | Baseline Forecast | Winter Demand Savings (n/a) | 0 | 0 | 0 | 0 | 0 | 0 | 0 | 0 | 0 | 0 | 0 | 0 | 0 | 0 | 0 | 0 | 0 | 0 | 0 | 0 | 0 | 0 | 0 | 0
F4_Commercial_Miscellaneous (WA)_New_Food Preparation_Natural Gas_Griddle_Baseline Forecast | F4 | Commercial | Miscellaneous (WA) | New | Food Preparation | Natural Gas | Griddle | Baseline Forecast | Incremental Savings (MMtherm) | 0 | 0 | 0 | 0 | 0 | 0 | 0 | 0 | 0 | 0 | 0 | 0 | 0 | 0 | 0 | 0 | 0 | 0 | 0 | 0 | 0 | 0 | 0 | 0
F1_Commercial_Miscellaneous (WA)_New_Food Preparation_Natural Gas_Range_Baseline Forecast | F1 | Commercial | Miscellaneous (WA) | New | Food Preparation | Natural Gas | Range | Baseline Forecast | Consumption Savings (MMtherm) | 0 | 0 | 0 | 0 | 0 | 0 | 0 | 0 | 0 | 0 | 0 | 0 | 0 | 0 | 0 | 0 | 0 | 0 | 0 | 0 | 0 | 0 | 0 | 0
F2_Commercial_Miscellaneous (WA)_New_Food Preparation_Natural Gas_Range_Baseline Forecast | F2 | Commercial | Miscellaneous (WA) | New | Food Preparation | Natural Gas | Range | Baseline Forecast | Summer Demand Savings (n/a) | 0 | 0 | 0 | 0 | 0 | 0 | 0 | 0 | 0 | 0 | 0 | 0 | 0 | 0 | 0 | 0 | 0 | 0 | 0 | 0 | 0 | 0 | 0 | 0
F3_Commercial_Miscellaneous (WA)_New_Food Preparation_Natural Gas_Range_Baseline Forecast | F3 | Commercial | Miscellaneous (WA) | New | Food Preparation | Natural Gas | Range | Baseline Forecast | Winter Demand Savings (n/a) | 0 | 0 | 0 | 0 | 0 | 0 | 0 | 0 | 0 | 0 | 0 | 0 | 0 | 0 | 0 | 0 | 0 | 0 | 0 | 0 | 0 | 0 | 0 | 0
F4_Commercial_Miscellaneous (WA)_New_Food Preparation_Natural Gas_Range_Baseline Forecast | F4 | Commercial | Miscellaneous (WA) | New | Food Preparation | Natural Gas | Range | Baseline Forecast | Incremental Savings (MMtherm) | 0 | 0 | 0 | 0 | 0 | 0 | 0 | 0 | 0 | 0 | 0 | 0 | 0 | 0 | 0 | 0 | 0 | 0 | 0 | 0 | 0 | 0 | 0 | 0
F1_Commercial_Miscellaneous (WA)_New_Food Preparation_Natural Gas_Steamer_Baseline Forecast | F1 | Commercial | Miscellaneous (WA) | New | Food Preparation | Natural Gas | Steamer | Baseline Forecast | Consumption Savings (MMtherm) | 0 | 0 | 0 | 0 | 0 | 0 | 0 | 0 | 0 | 0 | 0 | 0 | 0 | 0 | 0 | 0 | 0 | 0 | 0 | 0 | 0 | 0 | 0 | 0
F2_Commercial_Miscellaneous (WA)_New_Food Preparation_Natural Gas_Steamer_Baseline Forecast | F2 | Commercial | Miscellaneous (WA) | New | Food Preparation | Natural Gas | Steamer | Baseline Forecast | Summer Demand Savings (n/a) | 0 | 0 | 0 | 0 | 0 | 0 | 0 | 0 | 0 | 0 | 0 | 0 | 0 | 0 | 0 | 0 | 0 | 0 | 0 | 0 | 0 | 0 | 0 | 0
F3_Commercial_Miscellaneous (WA)_New_Food Preparation_Natural Gas_Steamer_Baseline Forecast | F3 | Commercial | Miscellaneous (WA) | New | Food Preparation | Natural Gas | Steamer | Baseline Forecast | Winter Demand Savings (n/a) | 0 | 0 | 0 | 0 | 0 | 0 | 0 | 0 | 0 | 0 | 0 | 0 | 0 | 0 | 0 | 0 | 0 | 0 | 0 | 0 | 0 | 0 | 0 | 0
F4_Commercial_Miscellaneous (WA)_New_Food Preparation_Natural Gas_Steamer_Baseline Forecast | F4 | Commercial | Miscellaneous (WA) | New | Food Preparation | Natural Gas | Steamer | Baseline Forecast | Incremental Savings (MMtherm) | 0 | 0 | 0 | 0 | 0 | 0 | 0 | 0 | 0 | 0 | 0 | 0 | 0 | 0 | 0 | 0 | 0 | 0 | 0 | 0 | 0 | 0 | 0 | 0
F1_Commercial_Miscellaneous (WA)_New_Food Preparation_Natural Gas_Food Prep Other_Baseline Forecast | F1 | Commercial | Miscellaneous (WA) | New | Food Preparation | Natural Gas | Food Prep Other | Baseline Forecast | Consumption Savings (MMtherm) | 0 | 0 | 0 | 0 | 0 | 0 | 0 | 0 | 0 | 0 | 0 | 0 | 0 | 0 | 0 | 0 | 0 | 0 | 0 | 0 | 0 | 0 | 0 | 0
F2_Commercial_Miscellaneous (WA)_New_Food Preparation_Natural Gas_Food Prep Other_Baseline Forecast | F2 | Commercial | Miscellaneous (WA) | New | Food Preparation | Natural Gas | Food Prep Other | Baseline Forecast | Summer Demand Savings (n/a) | 0 | 0 | 0 | 0 | 0 | 0 | 0 | 0 | 0 | 0 | 0 | 0 | 0 | 0 | 0 | 0 | 0 | 0 | 0 | 0 | 0 | 0 | 0 | 0
F3_Commercial_Miscellaneous (WA)_New_Food Preparation_Natural Gas_Food Prep Other_Baseline Forecast | F3 | Commercial | Miscellaneous (WA) | New | Food Preparation | Natural Gas | Food Prep Other | Baseline Forecast | Winter Demand Savings (n/a) | 0 | 0 | 0 | 0 | 0 | 0 | 0 | 0 | 0 | 0 | 0 | 0 | 0 | 0 | 0 | 0 | 0 | 0 | 0 | 0 | 0 | 0 | 0 | 0
F4_Commercial_Miscellaneous (WA)_New_Food Preparation_Natural Gas_Food Prep Other_Baseline Forecast | F4 | Commercial | Miscellaneous (WA) | New | Food Preparation | Natural Gas | Food Prep Other | Baseline Forecast | Incremental Savings (MMtherm) | 0 | 0 | 0 | 0 | 0 | 0 | 0 | 0 | 0 | 0 | 0 | 0 | 0 | 0 | 0 | 0 | 0 | 0 | 0 | 0 | 0 | 0 | 0 | 0
F1_Commercial_Miscellaneous (WA)_New_Miscellaneous_Natural Gas_Pool Heater_Baseline Forecast | F1 | Commercial | Miscellaneous (WA) | New | Miscellaneous | Natural Gas | Pool Heater | Baseline Forecast | Consumption Savings (MMtherm) | 0 | 0 | 0 | 0 | 0 | 0 | 0 | 0 | 0 | 0 | 0 | 0 | 0 | 0 | 0 | 0 | 0 | 0 | 0 | 0 | 0 | 0 | 0 | 0
F2_Commercial_Miscellaneous (WA)_New_Miscellaneous_Natural Gas_Pool Heater_Baseline Forecast | F2 | Commercial | Miscellaneous (WA) | New | Miscellaneous | Natural Gas | Pool Heater | Baseline Forecast | Summer Demand Savings (n/a) | 0 | 0 | 0 | 0 | 0 | 0 | 0 | 0 | 0 | 0 | 0 | 0 | 0 | 0 | 0 | 0 | 0 | 0 | 0 | 0 | 0 | 0 | 0 | 0
F3_Commercial_Miscellaneous (WA)_New_Miscellaneous_Natural Gas_Pool Heater_Baseline Forecast | F3 | Commercial | Miscellaneous (WA) | New | Miscellaneous | Natural Gas | Pool Heater | Baseline Forecast | Winter Demand Savings (n/a) | 0 | 0 | 0 | 0 | 0 | 0 | 0 | 0 | 0 | 0 | 0 | 0 | 0 | 0 | 0 | 0 | 0 | 0 | 0 | 0 | 0 | 0 | 0 | 0
F4_Commercial_Miscellaneous (WA)_New_Miscellaneous_Natural Gas_Pool Heater_Baseline Forecast | F4 | Commercial | Miscellaneous (WA) | New | Miscellaneous | Natural Gas | Pool Heater | Baseline Forecast | Incremental Savings (MMtherm) | 0 | 0 | 0 | 0 | 0 | 0 | 0 | 0 | 0 | 0 | 0 | 0 | 0 | 0 | 0 | 0 | 0 | 0 | 0 | 0 | 0 | 0 | 0 | 0
F1_Commercial_Miscellaneous (WA)_New_Miscellaneous_Natural Gas_Miscellaneous_Baseline Forecast | F1 | Commercial | Miscellaneous (WA) | New | Miscellaneous | Natural Gas | Miscellaneous | Baseline Forecast | Consumption Savings (MMtherm) | 0 | 0 | 0 | 0 | 0 | 0 | 0 | 0 | 0 | 0 | 0 | 0 | 0 | 0 | 0 | 0 | 0 | 0 | 0 | 0 | 0 | 0 | 0 | 0
F2_Commercial_Miscellaneous (WA)_New_Miscellaneous_Natural Gas_Miscellaneous_Baseline Forecast | F2 | Commercial | Miscellaneous (WA) | New | Miscellaneous | Natural Gas | Miscellaneous | Baseline Forecast | Summer Demand Savings (n/a) | 0 | 0 | 0 | 0 | 0 | 0 | 0 | 0 | 0 | 0 | 0 | 0 | 0 | 0 | 0 | 0 | 0 | 0 | 0 | 0 | 0 | 0 | 0 | 0
F3_Commercial_Miscellaneous (WA)_New_Miscellaneous_Natural Gas_Miscellaneous_Baseline Forecast | F3 | Commercial | Miscellaneous (WA) | New | Miscellaneous | Natural Gas | Miscellaneous | Baseline Forecast | Winter Demand Savings (n/a) | 0 | 0 | 0 | 0 | 0 | 0 | 0 | 0 | 0 | 0 | 0 | 0 | 0 | 0 | 0 | 0 | 0 | 0 | 0 | 0 | 0 | 0 | 0 | 0
F4_Commercial_Miscellaneous (WA)_New_Miscellaneous_Natural Gas_Miscellaneous_Baseline Forecast | F4 | Commercial | Miscellaneous (WA) | New | Miscellaneous | Natural Gas | Miscellaneous | Baseline Forecast | Incremental Savings (MMtherm) | 0 | 0 | 0 | 0 | 0 | 0 | 0 | 0 | 0 | 0 | 0 | 0 | 0 | 0 | 0 | 0 | 0 | 0 | 0 | 0 | 0 | 0 | 0 | 0
F1_Commercial_Office (ID)_Existing_Space Heating_Natural Gas_Furnace_Baseline Forecast | F1 | Commercial | Office (ID) | Existing | Space Heating | Natural Gas | Furnace | Baseline Forecast | Consumption Savings (MMtherm) | 0 | 0 | 0 | 0 | 0 | 0 | 0 | 0 | 0 | 0 | 0 | 0 | 0 | 0 | 0 | 0 | 0 | 0 | 0 | 0 | 0 | 0 | 0 | 0
F2_Commercial_Office (ID)_Existing_Space Heating_Natural Gas_Furnace_Baseline Forecast | F2 | Commercial | Office (ID) | Existing | Space Heating | Natural Gas | Furnace | Baseline Forecast | Summer Demand Savings (n/a) | 0 | 0 | 0 | 0 | 0 | 0 | 0 | 0 | 0 | 0 | 0 | 0 | 0 | 0 | 0 | 0 | 0 | 0 | 0 | 0 | 0 | 0 | 0 | 0
F3_Commercial_Office (ID)_Existing_Space Heating_Natural Gas_Furnace_Baseline Forecast | F3 | Commercial | Office (ID) | Existing | Space Heating | Natural Gas | Furnace | Baseline Forecast | Winter Demand Savings (n/a) | 0 | 0 | 0 | 0 | 0 | 0 | 0 | 0 | 0 | 0 | 0 | 0 | 0 | 0 | 0 | 0 | 0 | 0 | 0 | 0 | 0 | 0 | 0 | 0
F4_Commercial_Office (ID)_Existing_Space Heating_Natural Gas_Furnace_Baseline Forecast | F4 | Commercial | Office (ID) | Existing | Space Heating | Natural Gas | Furnace | Baseline Forecast | Incremental Savings (MMtherm) | 0 | 0 | 0 | 0 | 0 | 0 | 0 | 0 | 0 | 0 | 0 | 0 | 0 | 0 | 0 | 0 | 0 | 0 | 0 | 0 | 0 | 0 | 0 | 0
F1_Commercial_Office (ID)_Existing_Space Heating_Natural Gas_Boiler_Baseline Forecast | F1 | Commercial | Office (ID) | Existing | Space Heating | Natural Gas | Boiler | Baseline Forecast | Consumption Savings (MMtherm) | 0 | 0 | 0 | 0 | 0 | 0 | 0 | 0 | 0 | 0 | 0 | 0 | 0 | 0 | 0 | 0 | 0 | 0 | 0 | 0 | 0 | 0 | 0 | 0
F2_Commercial_Office (ID)_Existing_Space Heating_Natural Gas_Boiler_Baseline Forecast | F2 | Commercial | Office (ID) | Existing | Space Heating | Natural Gas | Boiler | Baseline Forecast | Summer Demand Savings (n/a) | 0 | 0 | 0 | 0 | 0 | 0 | 0 | 0 | 0 | 0 | 0 | 0 | 0 | 0 | 0 | 0 | 0 | 0 | 0 | 0 | 0 | 0 | 0 | 0
F3_Commercial_Office (ID)_Existing_Space Heating_Natural Gas_Boiler_Baseline Forecast | F3 | Commercial | Office (ID) | Existing | Space Heating | Natural Gas | Boiler | Baseline Forecast | Winter Demand Savings (n/a) | 0 | 0 | 0 | 0 | 0 | 0 | 0 | 0 | 0 | 0 | 0 | 0 | 0 | 0 | 0 | 0 | 0 | 0 | 0 | 0 | 0 | 0 | 0 | 0
F4_Commercial_Office (ID)_Existing_Space Heating_Natural Gas_Boiler_Baseline Forecast | F4 | Commercial | Office (ID) | Existing | Space Heating | Natural Gas | Boiler | Baseline Forecast | Incremental Savings (MMtherm) | 0 | 0 | 0 | 0 | 0 | 0 | 0 | 0 | 0 | 0 | 0 | 0 | 0 | 0 | 0 | 0 | 0 | 0 | 0 | 0 | 0 | 0 | 0 | 0
F1_Commercial_Office (ID)_Existing_Space Heating_Natural Gas_Unit Heater_Baseline Forecast | F1 | Commercial | Office (ID) | Existing | Space Heating | Natural Gas | Unit Heater | Baseline Forecast | Consumption Savings (MMtherm) | 0 | 0 | 0 | 0 | 0 | 0 | 0 | 0 | 0 | 0 | 0 | 0 | 0 | 0 | 0 | 0 | 0 | 0 | 0 | 0 | 0 | 0 | 0 | 0
F2_Commercial_Office (ID)_Existing_Space Heating_Natural Gas_Unit Heater_Baseline Forecast | F2 | Commercial | Office (ID) | Existing | Space Heating | Natural Gas | Unit Heater | Baseline Forecast | Summer Demand Savings (n/a) | 0 | 0 | 0 | 0 | 0 | 0 | 0 | 0 | 0 | 0 | 0 | 0 | 0 | 0 | 0 | 0 | 0 | 0 | 0 | 0 | 0 | 0 | 0 | 0
F3_Commercial_Office (ID)_Existing_Space Heating_Natural Gas_Unit Heater_Baseline Forecast | F3 | Commercial | Office (ID) | Existing | Space Heating | Natural Gas | Unit Heater | Baseline Forecast | Winter Demand Savings (n/a) | 0 | 0 | 0 | 0 | 0 | 0 | 0 | 0 | 0 | 0 | 0 | 0 | 0 | 0 | 0 | 0 | 0 | 0 | 0 | 0 | 0 | 0 | 0 | 0
F4_Commercial_Office (ID)_Existing_Space Heating_Natural Gas_Unit Heater_Baseline Forecast | F4 | Commercial | Office (ID) | Existing | Space Heating | Natural Gas | Unit Heater | Baseline Forecast | Incremental Savings (MMtherm) | 0 | 0 | 0 | 0 | 0 | 0 | 0 | 0 | 0 | 0 | 0 | 0 | 0 | 0 | 0 | 0 | 0 | 0 | 0 | 0 | 0 | 0 | 0 | 0
F1_Commercial_Office (ID)_Existing_Water Heating_Natural Gas_Water Heater_Baseline Forecast | F1 | Commercial | Office (ID) | Existing | Water Heating | Natural Gas | Water Heater | Baseline Forecast | Consumption Savings (MMtherm) | 0 | 0 | 0 | 0 | 0 | 0 | 0 | 0 | 0 | 0 | 0 | 0 | 0 | 0 | 0 | 0 | 0 | 0 | 0 | 0 | 0 | 0 | 0 | 0
F2_Commercial_Office (ID)_Existing_Water Heating_Natural Gas_Water Heater_Baseline Forecast | F2 | Commercial | Office (ID) | Existing | Water Heating | Natural Gas | Water Heater | Baseline Forecast | Summer Demand Savings (n/a) | 0 | 0 | 0 | 0 | 0 | 0 | 0 | 0 | 0 | 0 | 0 | 0 | 0 | 0 | 0 | 0 | 0 | 0 | 0 | 0 | 0 | 0 | 0 | 0
F3_Commercial_Office (ID)_Existing_Water Heating_Natural Gas_Water Heater_Baseline Forecast | F3 | Commercial | Office (ID) | Existing | Water Heating | Natural Gas | Water Heater | Baseline Forecast | Winter Demand Savings (n/a) | 0 | 0 | 0 | 0 | 0 | 0 | 0 | 0 | 0 | 0 | 0 | 0 | 0 | 0 | 0 | 0 | 0 | 0 | 0 | 0 | 0 | 0 | 0 | 0
F4_Commercial_Office (ID)_Existing_Water Heating_Natural Gas_Water Heater_Baseline Forecast | F4 | Commercial | Office (ID) | Existing | Water Heating | Natural Gas | Water Heater | Baseline Forecast | Incremental Savings (MMtherm) | 0 | 0 | 0 | 0 | 0 | 0 | 0 | 0 | 0 | 0 | 0 | 0 | 0 | 0 | 0 | 0 | 0 | 0 | 0 | 0 | 0 | 0 | 0 | 0
F1_Commercial_Office (ID)_Existing_Food Preparation_Natural Gas_Oven_Baseline Forecast | F1 | Commercial | Office (ID) | Existing | Food Preparation | Natural Gas | Oven | Baseline Forecast | Consumption Savings (MMtherm) | 0 | 0 | 0 | 0 | 0 | 0 | 0 | 0 | 0 | 0 | 0 | 0 | 0 | 0 | 0 | 0 | 0 | 0 | 0 | 0 | 0 | 0 | 0 | 0
F2_Commercial_Office (ID)_Existing_Food Preparation_Natural Gas_Oven_Baseline Forecast | F2 | Commercial | Office (ID) | Existing | Food Preparation | Natural Gas | Oven | Baseline Forecast | Summer Demand Savings (n/a) | 0 | 0 | 0 | 0 | 0 | 0 | 0 | 0 | 0 | 0 | 0 | 0 | 0 | 0 | 0 | 0 | 0 | 0 | 0 | 0 | 0 | 0 | 0 | 0
F3_Commercial_Office (ID)_Existing_Food Preparation_Natural Gas_Oven_Baseline Forecast | F3 | Commercial | Office (ID) | Existing | Food Preparation | Natural Gas | Oven | Baseline Forecast | Winter Demand Savings (n/a) | 0 | 0 | 0 | 0 | 0 | 0 | 0 | 0 | 0 | 0 | 0 | 0 | 0 | 0 | 0 | 0 | 0 | 0 | 0 | 0 | 0 | 0 | 0 | 0
F4_Commercial_Office (ID)_Existing_Food Preparation_Natural Gas_Oven_Baseline Forecast | F4 | Commercial | Office (ID) | Existing | Food Preparation | Natural Gas | Oven | Baseline Forecast | Incremental Savings (MMtherm) | 0 | 0 | 0 | 0 | 0 | 0 | 0 | 0 | 0 | 0 | 0 | 0 | 0 | 0 | 0 | 0 | 0 | 0 | 0 | 0 | 0 | 0 | 0 | 0
F1_Commercial_Office (ID)_Existing_Food Preparation_Natural Gas_Conveyor Oven_Baseline Forecast | F1 | Commercial | Office (ID) | Existing | Food Preparation | Natural Gas | Conveyor Oven | Baseline Forecast | Consumption Savings (MMtherm) | 0 | 0 | 0 | 0 | 0 | 0 | 0 | 0 | 0 | 0 | 0 | 0 | 0 | 0 | 0 | 0 | 0 | 0 | 0 | 0 | 0 | 0 | 0 | 0
F2_Commercial_Office (ID)_Existing_Food Preparation_Natural Gas_Conveyor Oven_Baseline Forecast | F2 | Commercial | Office (ID) | Existing | Food Preparation | Natural Gas | Conveyor Oven | Baseline Forecast | Summer Demand Savings (n/a) | 0 | 0 | 0 | 0 | 0 | 0 | 0 | 0 | 0 | 0 | 0 | 0 | 0 | 0 | 0 | 0 | 0 | 0 | 0 | 0 | 0 | 0 | 0 | 0
F3_Commercial_Office (ID)_Existing_Food Preparation_Natural Gas_Conveyor Oven_Baseline Forecast | F3 | Commercial | Office (ID) | Existing | Food Preparation | Natural Gas | Conveyor Oven | Baseline Forecast | Winter Demand Savings (n/a) | 0 | 0 | 0 | 0 | 0 | 0 | 0 | 0 | 0 | 0 | 0 | 0 | 0 | 0 | 0 | 0 | 0 | 0 | 0 | 0 | 0 | 0 | 0 | 0
F4_Commercial_Office (ID)_Existing_Food Preparation_Natural Gas_Conveyor Oven_Baseline Forecast | F4 | Commercial | Office (ID) | Existing | Food Preparation | Natural Gas | Conveyor Oven | Baseline Forecast | Incremental Savings (MMtherm) | 0 | 0 | 0 | 0 | 0 | 0 | 0 | 0 | 0 | 0 | 0 | 0 | 0 | 0 | 0 | 0 | 0 | 0 | 0 | 0 | 0 | 0 | 0 | 0
F1_Commercial_Office (ID)_Existing_Food Preparation_Natural Gas_Double Rack Oven_Baseline Forecast | F1 | Commercial | Office (ID) | Existing | Food Preparation | Natural Gas | Double Rack Oven | Baseline Forecast | Consumption Savings (MMtherm) | 0 | 0 | 0 | 0 | 0 | 0 | 0 | 0 | 0 | 0 | 0 | 0 | 0 | 0 | 0 | 0 | 0 | 0 | 0 | 0 | 0 | 0 | 0 | 0
F2_Commercial_Office (ID)_Existing_Food Preparation_Natural Gas_Double Rack Oven_Baseline Forecast | F2 | Commercial | Office (ID) | Existing | Food Preparation | Natural Gas | Double Rack Oven | Baseline Forecast | Summer Demand Savings (n/a) | 0 | 0 | 0 | 0 | 0 | 0 | 0 | 0 | 0 | 0 | 0 | 0 | 0 | 0 | 0 | 0 | 0 | 0 | 0 | 0 | 0 | 0 | 0 | 0
F3_Commercial_Office (ID)_Existing_Food Preparation_Natural Gas_Double Rack Oven_Baseline Forecast | F3 | Commercial | Office (ID) | Existing | Food Preparation | Natural Gas | Double Rack Oven | Baseline Forecast | Winter Demand Savings (n/a) | 0 | 0 | 0 | 0 | 0 | 0 | 0 | 0 | 0 | 0 | 0 | 0 | 0 | 0 | 0 | 0 | 0 | 0 | 0 | 0 | 0 | 0 | 0 | 0
F4_Commercial_Office (ID)_Existing_Food Preparation_Natural Gas_Double Rack Oven_Baseline Forecast | F4 | Commercial | Office (ID) | Existing | Food Preparation | Natural Gas | Double Rack Oven | Baseline Forecast | Incremental Savings (MMtherm) | 0 | 0 | 0 | 0 | 0 | 0 | 0 | 0 | 0 | 0 | 0 | 0 | 0 | 0 | 0 | 0 | 0 | 0 | 0 | 0 | 0 | 0 | 0 | 0
F1_Commercial_Office (ID)_Existing_Food Preparation_Natural Gas_Fryer_Baseline Forecast | F1 | Commercial | Office (ID) | Existing | Food Preparation | Natural Gas | Fryer | Baseline Forecast | Consumption Savings (MMtherm) | 0 | 0 | 0 | 0 | 0 | 0 | 0 | 0 | 0 | 0 | 0 | 0 | 0 | 0 | 0 | 0 | 0 | 0 | 0 | 0 | 0 | 0 | 0 | 0
F2_Commercial_Office (ID)_Existing_Food Preparation_Natural Gas_Fryer_Baseline Forecast | F2 | Commercial | Office (ID) | Existing | Food Preparation | Natural Gas | Fryer | Baseline Forecast | Summer Demand Savings (n/a) | 0 | 0 | 0 | 0 | 0 | 0 | 0 | 0 | 0 | 0 | 0 | 0 | 0 | 0 | 0 | 0 | 0 | 0 | 0 | 0 | 0 | 0 | 0 | 0
F3_Commercial_Office (ID)_Existing_Food Preparation_Natural Gas_Fryer_Baseline Forecast | F3 | Commercial | Office (ID) | Existing | Food Preparation | Natural Gas | Fryer | Baseline Forecast | Winter Demand Savings (n/a) | 0 | 0 | 0 | 0 | 0 | 0 | 0 | 0 | 0 | 0 | 0 | 0 | 0 | 0 | 0 | 0 | 0 | 0 | 0 | 0 | 0 | 0 | 0 | 0
F4_Commercial_Office (ID)_Existing_Food Preparation_Natural Gas_Fryer_Baseline Forecast | F4 | Commercial | Office (ID) | Existing | Food Preparation | Natural Gas | Fryer | Baseline Forecast | Incremental Savings (MMtherm) | 0 | 0 | 0 | 0 | 0 | 0 | 0 | 0 | 0 | 0 | 0 | 0 | 0 | 0 | 0 | 0 | 0 | 0 | 0 | 0 | 0 | 0 | 0 | 0
F1_Commercial_Office (ID)_Existing_Food Preparation_Natural Gas_Broiler_Baseline Forecast | F1 | Commercial | Office (ID) | Existing | Food Preparation | Natural Gas | Broiler | Baseline Forecast | Consumption Savings (MMtherm) | 0 | 0 | 0 | 0 | 0 | 0 | 0 | 0 | 0 | 0 | 0 | 0 | 0 | 0 | 0 | 0 | 0 | 0 | 0 | 0 | 0 | 0 | 0 | 0
F2_Commercial_Office (ID)_Existing_Food Preparation_Natural Gas_Broiler_Baseline Forecast | F2 | Commercial | Office (ID) | Existing | Food Preparation | Natural Gas | Broiler | Baseline Forecast | Summer Demand Savings (n/a) | 0 | 0 | 0 | 0 | 0 | 0 | 0 | 0 | 0 | 0 | 0 | 0 | 0 | 0 | 0 | 0 | 0 | 0 | 0 | 0 | 0 | 0 | 0 | 0
F3_Commercial_Office (ID)_Existing_Food Preparation_Natural Gas_Broiler_Baseline Forecast | F3 | Commercial | Office (ID) | Existing | Food Preparation | Natural Gas | Broiler | Baseline Forecast | Winter Demand Savings (n/a) | 0 | 0 | 0 | 0 | 0 | 0 | 0 | 0 | 0 | 0 | 0 | 0 | 0 | 0 | 0 | 0 | 0 | 0 | 0 | 0 | 0 | 0 | 0 | 0
F4_Commercial_Office (ID)_Existing_Food Preparation_Natural Gas_Broiler_Baseline Forecast | F4 | Commercial | Office (ID) | Existing | Food Preparation | Natural Gas | Broiler | Baseline Forecast | Incremental Savings (MMtherm) | 0 | 0 | 0 | 0 | 0 | 0 | 0 | 0 | 0 | 0 | 0 | 0 | 0 | 0 | 0 | 0 | 0 | 0 | 0 | 0 | 0 | 0 | 0 | 0
F1_Commercial_Office (ID)_Existing_Food Preparation_Natural Gas_Griddle_Baseline Forecast | F1 | Commercial | Office (ID) | Existing | Food Preparation | Natural Gas | Griddle | Baseline Forecast | Consumption Savings (MMtherm) | 0 | 0 | 0 | 0 | 0 | 0 | 0 | 0 | 0 | 0 | 0 | 0 | 0 | 0 | 0 | 0 | 0 | 0 | 0 | 0 | 0 | 0 | 0 | 0
F2_Commercial_Office (ID)_Existing_Food Preparation_Natural Gas_Griddle_Baseline Forecast | F2 | Commercial | Office (ID) | Existing | Food Preparation | Natural Gas | Griddle | Baseline Forecast | Summer Demand Savings (n/a) | 0 | 0 | 0 | 0 | 0 | 0 | 0 | 0 | 0 | 0 | 0 | 0 | 0 | 0 | 0 | 0 | 0 | 0 | 0 | 0 | 0 | 0 | 0 | 0
F3_Commercial_Office (ID)_Existing_Food Preparation_Natural Gas_Griddle_Baseline Forecast | F3 | Commercial | Office (ID) | Existing | Food Preparation | Natural Gas | Griddle | Baseline Forecast | Winter Demand Savings (n/a) | 0 | 0 | 0 | 0 | 0 | 0 | 0 | 0 | 0 | 0 | 0 | 0 | 0 | 0 | 0 | 0 | 0 | 0 | 0 | 0 | 0 | 0 | 0 | 0
F4_Commercial_Office (ID)_Existing_Food Preparation_Natural Gas_Griddle_Baseline Forecast | F4 | Commercial | Office (ID) | Existing | Food Preparation | Natural Gas | Griddle | Baseline Forecast | Incremental Savings (MMtherm) | 0 | 0 | 0 | 0 | 0 | 0 | 0 | 0 | 0 | 0 | 0 | 0 | 0 | 0 | 0 | 0 | 0 | 0 | 0 | 0 | 0 | 0 | 0 | 0
F1_Commercial_Office (ID)_Existing_Food Preparation_Natural Gas_Range_Baseline Forecast | F1 | Commercial | Office (ID) | Existing | Food Preparation | Natural Gas | Range | Baseline Forecast | Consumption Savings (MMtherm) | 0 | 0 | 0 | 0 | 0 | 0 | 0 | 0 | 0 | 0 | 0 | 0 | 0 | 0 | 0 | 0 | 0 | 0 | 0 | 0 | 0 | 0 | 0 | 0
F2_Commercial_Office (ID)_Existing_Food Preparation_Natural Gas_Range_Baseline Forecast | F2 | Commercial | Office (ID) | Existing | Food Preparation | Natural Gas | Range | Baseline Forecast | Summer Demand Savings (n/a) | 0 | 0 | 0 | 0 | 0 | 0 | 0 | 0 | 0 | 0 | 0 | 0 | 0 | 0 | 0 | 0 | 0 | 0 | 0 | 0 | 0 | 0 | 0 | 0
F3_Commercial_Office (ID)_Existing_Food Preparation_Natural Gas_Range_Baseline Forecast | F3 | Commercial | Office (ID) | Existing | Food Preparation | Natural Gas | Range | Baseline Forecast | Winter Demand Savings (n/a) | 0 | 0 | 0 | 0 | 0 | 0 | 0 | 0 | 0 | 0 | 0 | 0 | 0 | 0 | 0 | 0 | 0 | 0 | 0 | 0 | 0 | 0 | 0 | 0
F4_Commercial_Office (ID)_Existing_Food Preparation_Natural Gas_Range_Baseline Forecast | F4 | Commercial | Office (ID) | Existing | Food Preparation | Natural Gas | Range | Baseline Forecast | Incremental Savings (MMtherm) | 0 | 0 | 0 | 0 | 0 | 0 | 0 | 0 | 0 | 0 | 0 | 0 | 0 | 0 | 0 | 0 | 0 | 0 | 0 | 0 | 0 | 0 | 0 | 0
F1_Commercial_Office (ID)_Existing_Food Preparation_Natural Gas_Steamer_Baseline Forecast | F1 | Commercial | Office (ID) | Existing | Food Preparation | Natural Gas | Steamer | Baseline Forecast | Consumption Savings (MMtherm) | 0 | 0 | 0 | 0 | 0 | 0 | 0 | 0 | 0 | 0 | 0 | 0 | 0 | 0 | 0 | 0 | 0 | 0 | 0 | 0 | 0 | 0 | 0 | 0
F2_Commercial_Office (ID)_Existing_Food Preparation_Natural Gas_Steamer_Baseline Forecast | F2 | Commercial | Office (ID) | Existing | Food Preparation | Natural Gas | Steamer | Baseline Forecast | Summer Demand Savings (n/a) | 0 | 0 | 0 | 0 | 0 | 0 | 0 | 0 | 0 | 0 | 0 | 0 | 0 | 0 | 0 | 0 | 0 | 0 | 0 | 0 | 0 | 0 | 0 | 0
F3_Commercial_Office (ID)_Existing_Food Preparation_Natural Gas_Steamer_Baseline Forecast | F3 | Commercial | Office (ID) | Existing | Food Preparation | Natural Gas | Steamer | Baseline Forecast | Winter Demand Savings (n/a) | 0 | 0 | 0 | 0 | 0 | 0 | 0 | 0 | 0 | 0 | 0 | 0 | 0 | 0 | 0 | 0 | 0 | 0 | 0 | 0 | 0 | 0 | 0 | 0
F4_Commercial_Office (ID)_Existing_Food Preparation_Natural Gas_Steamer_Baseline Forecast | F4 | Commercial | Office (ID) | Existing | Food Preparation | Natural Gas | Steamer | Baseline Forecast | Incremental Savings (MMtherm) | 0 | 0 | 0 | 0 | 0 | 0 | 0 | 0 | 0 | 0 | 0 | 0 | 0 | 0 | 0 | 0 | 0 | 0 | 0 | 0 | 0 | 0 | 0 | 0
F1_Commercial_Office (ID)_Existing_Food Preparation_Natural Gas_Food Prep Other_Baseline Forecast | F1 | Commercial | Office (ID) | Existing | Food Preparation | Natural Gas | Food Prep Other | Baseline Forecast | Consumption Savings (MMtherm) | 0 | 0 | 0 | 0 | 0 | 0 | 0 | 0 | 0 | 0 | 0 | 0 | 0 | 0 | 0 | 0 | 0 | 0 | 0 | 0 | 0 | 0 | 0 | 0
F2_Commercial_Office (ID)_Existing_Food Preparation_Natural Gas_Food Prep Other_Baseline Forecast | F2 | Commercial | Office (ID) | Existing | Food Preparation | Natural Gas | Food Prep Other | Baseline Forecast | Summer Demand Savings (n/a) | 0 | 0 | 0 | 0 | 0 | 0 | 0 | 0 | 0 | 0 | 0 | 0 | 0 | 0 | 0 | 0 | 0 | 0 | 0 | 0 | 0 | 0 | 0 | 0
F3_Commercial_Office (ID)_Existing_Food Preparation_Natural Gas_Food Prep Other_Baseline Forecast | F3 | Commercial | Office (ID) | Existing | Food Preparation | Natural Gas | Food Prep Other | Baseline Forecast | Winter Demand Savings (n/a) | 0 | 0 | 0 | 0 | 0 | 0 | 0 | 0 | 0 | 0 | 0 | 0 | 0 | 0 | 0 | 0 | 0 | 0 | 0 | 0 | 0 | 0 | 0 | 0
F4_Commercial_Office (ID)_Existing_Food Preparation_Natural Gas_Food Prep Other_Baseline Forecast | F4 | Commercial | Office (ID) | Existing | Food Preparation | Natural Gas | Food Prep Other | Baseline Forecast | Incremental Savings (MMtherm) | 0 | 0 | 0 | 0 | 0 | 0 | 0 | 0 | 0 | 0 | 0 | 0 | 0 | 0 | 0 | 0 | 0 | 0 | 0 | 0 | 0 | 0 | 0 | 0
F1_Commercial_Office (ID)_Existing_Miscellaneous_Natural Gas_Pool Heater_Baseline Forecast | F1 | Commercial | Office (ID) | Existing | Miscellaneous | Natural Gas | Pool Heater | Baseline Forecast | Consumption Savings (MMtherm) | 0 | 0 | 0 | 0 | 0 | 0 | 0 | 0 | 0 | 0 | 0 | 0 | 0 | 0 | 0 | 0 | 0 | 0 | 0 | 0 | 0 | 0 | 0 | 0
F2_Commercial_Office (ID)_Existing_Miscellaneous_Natural Gas_Pool Heater_Baseline Forecast | F2 | Commercial | Office (ID) | Existing | Miscellaneous | Natural Gas | Pool Heater | Baseline Forecast | Summer Demand Savings (n/a) | 0 | 0 | 0 | 0 | 0 | 0 | 0 | 0 | 0 | 0 | 0 | 0 | 0 | 0 | 0 | 0 | 0 | 0 | 0 | 0 | 0 | 0 | 0 | 0
F3_Commercial_Office (ID)_Existing_Miscellaneous_Natural Gas_Pool Heater_Baseline Forecast | F3 | Commercial | Office (ID) | Existing | Miscellaneous | Natural Gas | Pool Heater | Baseline Forecast | Winter Demand Savings (n/a) | 0 | 0 | 0 | 0 | 0 | 0 | 0 | 0 | 0 | 0 | 0 | 0 | 0 | 0 | 0 | 0 | 0 | 0 | 0 | 0 | 0 | 0 | 0 | 0
F4_Commercial_Office (ID)_Existing_Miscellaneous_Natural Gas_Pool Heater_Baseline Forecast | F4 | Commercial | Office (ID) | Existing | Miscellaneous | Natural Gas | Pool Heater | Baseline Forecast | Incremental Savings (MMtherm) | 0 | 0 | 0 | 0 | 0 | 0 | 0 | 0 | 0 | 0 | 0 | 0 | 0 | 0 | 0 | 0 | 0 | 0 | 0 | 0 | 0 | 0 | 0 | 0
F1_Commercial_Office (ID)_Existing_Miscellaneous_Natural Gas_Miscellaneous_Baseline Forecast | F1 | Commercial | Office (ID) | Existing | Miscellaneous | Natural Gas | Miscellaneous | Baseline Forecast | Consumption Savings (MMtherm) | 0 | 0 | 0 | 0 | 0 | 0 | 0 | 0 | 0 | 0 | 0 | 0 | 0 | 0 | 0 | 0 | 0 | 0 | 0 | 0 | 0 | 0 | 0 | 0
F2_Commercial_Office (ID)_Existing_Miscellaneous_Natural Gas_Miscellaneous_Baseline Forecast | F2 | Commercial | Office (ID) | Existing | Miscellaneous | Natural Gas | Miscellaneous | Baseline Forecast | Summer Demand Savings (n/a) | 0 | 0 | 0 | 0 | 0 | 0 | 0 | 0 | 0 | 0 | 0 | 0 | 0 | 0 | 0 | 0 | 0 | 0 | 0 | 0 | 0 | 0 | 0 | 0
F3_Commercial_Office (ID)_Existing_Miscellaneous_Natural Gas_Miscellaneous_Baseline Forecast | F3 | Commercial | Office (ID) | Existing | Miscellaneous | Natural Gas | Miscellaneous | Baseline Forecast | Winter Demand Savings (n/a) | 0 | 0 | 0 | 0 | 0 | 0 | 0 | 0 | 0 | 0 | 0 | 0 | 0 | 0 | 0 | 0 | 0 | 0 | 0 | 0 | 0 | 0 | 0 | 0
F4_Commercial_Office (ID)_Existing_Miscellaneous_Natural Gas_Miscellaneous_Baseline Forecast | F4 | Commercial | Office (ID) | Existing | Miscellaneous | Natural Gas | Miscellaneous | Baseline Forecast | Incremental Savings (MMtherm) | 0 | 0 | 0 | 0 | 0 | 0 | 0 | 0 | 0 | 0 | 0 | 0 | 0 | 0 | 0 | 0 | 0 | 0 | 0 | 0 | 0 | 0 | 0 | 0
F1_Commercial_Office (ID)_New_Space Heating_Natural Gas_Furnace_Baseline Forecast | F1 | Commercial | Office (ID) | New | Space Heating | Natural Gas | Furnace | Baseline Forecast | Consumption Savings (MMtherm) | 0 | 0 | 0 | 0 | 0 | 0 | 0 | 0 | 0 | 0 | 0 | 0 | 0 | 0 | 0 | 0 | 0 | 0 | 0 | 0 | 0 | 0 | 0 | 0
F2_Commercial_Office (ID)_New_Space Heating_Natural Gas_Furnace_Baseline Forecast | F2 | Commercial | Office (ID) | New | Space Heating | Natural Gas | Furnace | Baseline Forecast | Summer Demand Savings (n/a) | 0 | 0 | 0 | 0 | 0 | 0 | 0 | 0 | 0 | 0 | 0 | 0 | 0 | 0 | 0 | 0 | 0 | 0 | 0 | 0 | 0 | 0 | 0 | 0
F3_Commercial_Office (ID)_New_Space Heating_Natural Gas_Furnace_Baseline Forecast | F3 | Commercial | Office (ID) | New | Space Heating | Natural Gas | Furnace | Baseline Forecast | Winter Demand Savings (n/a) | 0 | 0 | 0 | 0 | 0 | 0 | 0 | 0 | 0 | 0 | 0 | 0 | 0 | 0 | 0 | 0 | 0 | 0 | 0 | 0 | 0 | 0 | 0 | 0
F4_Commercial_Office (ID)_New_Space Heating_Natural Gas_Furnace_Baseline Forecast | F4 | Commercial | Office (ID) | New | Space Heating | Natural Gas | Furnace | Baseline Forecast | Incremental Savings (MMtherm) | 0 | 0 | 0 | 0 | 0 | 0 | 0 | 0 | 0 | 0 | 0 | 0 | 0 | 0 | 0 | 0 | 0 | 0 | 0 | 0 | 0 | 0 | 0 | 0
F1_Commercial_Office (ID)_New_Space Heating_Natural Gas_Boiler_Baseline Forecast | F1 | Commercial | Office (ID) | New | Space Heating | Natural Gas | Boiler | Baseline Forecast | Consumption Savings (MMtherm) | 0 | 0 | 0 | 0 | 0 | 0 | 0 | 0 | 0 | 0 | 0 | 0 | 0 | 0 | 0 | 0 | 0 | 0 | 0 | 0 | 0 | 0 | 0 | 0
F2_Commercial_Office (ID)_New_Space Heating_Natural Gas_Boiler_Baseline Forecast | F2 | Commercial | Office (ID) | New | Space Heating | Natural Gas | Boiler | Baseline Forecast | Summer Demand Savings (n/a) | 0 | 0 | 0 | 0 | 0 | 0 | 0 | 0 | 0 | 0 | 0 | 0 | 0 | 0 | 0 | 0 | 0 | 0 | 0 | 0 | 0 | 0 | 0 | 0
F3_Commercial_Office (ID)_New_Space Heating_Natural Gas_Boiler_Baseline Forecast | F3 | Commercial | Office (ID) | New | Space Heating | Natural Gas | Boiler | Baseline Forecast | Winter Demand Savings (n/a) | 0 | 0 | 0 | 0 | 0 | 0 | 0 | 0 | 0 | 0 | 0 | 0 | 0 | 0 | 0 | 0 | 0 | 0 | 0 | 0 | 0 | 0 | 0 | 0
F4_Commercial_Office (ID)_New_Space Heating_Natural Gas_Boiler_Baseline Forecast | F4 | Commercial | Office (ID) | New | Space Heating | Natural Gas | Boiler | Baseline Forecast | Incremental Savings (MMtherm) | 0 | 0 | 0 | 0 | 0 | 0 | 0 | 0 | 0 | 0 | 0 | 0 | 0 | 0 | 0 | 0 | 0 | 0 | 0 | 0 | 0 | 0 | 0 | 0
F1_Commercial_Office (ID)_New_Space Heating_Natural Gas_Unit Heater_Baseline Forecast | F1 | Commercial | Office (ID) | New | Space Heating | Natural Gas | Unit Heater | Baseline Forecast | Consumption Savings (MMtherm) | 0 | 0 | 0 | 0 | 0 | 0 | 0 | 0 | 0 | 0 | 0 | 0 | 0 | 0 | 0 | 0 | 0 | 0 | 0 | 0 | 0 | 0 | 0 | 0
F2_Commercial_Office (ID)_New_Space Heating_Natural Gas_Unit Heater_Baseline Forecast | F2 | Commercial | Office (ID) | New | Space Heating | Natural Gas | Unit Heater | Baseline Forecast | Summer Demand Savings (n/a) | 0 | 0 | 0 | 0 | 0 | 0 | 0 | 0 | 0 | 0 | 0 | 0 | 0 | 0 | 0 | 0 | 0 | 0 | 0 | 0 | 0 | 0 | 0 | 0
F3_Commercial_Office (ID)_New_Space Heating_Natural Gas_Unit Heater_Baseline Forecast | F3 | Commercial | Office (ID) | New | Space Heating | Natural Gas | Unit Heater | Baseline Forecast | Winter Demand Savings (n/a) | 0 | 0 | 0 | 0 | 0 | 0 | 0 | 0 | 0 | 0 | 0 | 0 | 0 | 0 | 0 | 0 | 0 | 0 | 0 | 0 | 0 | 0 | 0 | 0
F4_Commercial_Office (ID)_New_Space Heating_Natural Gas_Unit Heater_Baseline Forecast | F4 | Commercial | Office (ID) | New | Space Heating | Natural Gas | Unit Heater | Baseline Forecast | Incremental Savings (MMtherm) | 0 | 0 | 0 | 0 | 0 | 0 | 0 | 0 | 0 | 0 | 0 | 0 | 0 | 0 | 0 | 0 | 0 | 0 | 0 | 0 | 0 | 0 | 0 | 0
F1_Commercial_Office (ID)_New_Water Heating_Natural Gas_Water Heater_Baseline Forecast | F1 | Commercial | Office (ID) | New | Water Heating | Natural Gas | Water Heater | Baseline Forecast | Consumption Savings (MMtherm) | 0 | 0 | 0 | 0 | 0 | 0 | 0 | 0 | 0 | 0 | 0 | 0 | 0 | 0 | 0 | 0 | 0 | 0 | 0 | 0 | 0 | 0 | 0 | 0
F2_Commercial_Office (ID)_New_Water Heating_Natural Gas_Water Heater_Baseline Forecast | F2 | Commercial | Office (ID) | New | Water Heating | Natural Gas | Water Heater | Baseline Forecast | Summer Demand Savings (n/a) | 0 | 0 | 0 | 0 | 0 | 0 | 0 | 0 | 0 | 0 | 0 | 0 | 0 | 0 | 0 | 0 | 0 | 0 | 0 | 0 | 0 | 0 | 0 | 0
F3_Commercial_Office (ID)_New_Water Heating_Natural Gas_Water Heater_Baseline Forecast | F3 | Commercial | Office (ID) | New | Water Heating | Natural Gas | Water Heater | Baseline Forecast | Winter Demand Savings (n/a) | 0 | 0 | 0 | 0 | 0 | 0 | 0 | 0 | 0 | 0 | 0 | 0 | 0 | 0 | 0 | 0 | 0 | 0 | 0 | 0 | 0 | 0 | 0 | 0
F4_Commercial_Office (ID)_New_Water Heating_Natural Gas_Water Heater_Baseline Forecast | F4 | Commercial | Office (ID) | New | Water Heating | Natural Gas | Water Heater | Baseline Forecast | Incremental Savings (MMtherm) | 0 | 0 | 0 | 0 | 0 | 0 | 0 | 0 | 0 | 0 | 0 | 0 | 0 | 0 | 0 | 0 | 0 | 0 | 0 | 0 | 0 | 0 | 0 | 0
F1_Commercial_Office (ID)_New_Food Preparation_Natural Gas_Oven_Baseline Forecast | F1 | Commercial | Office (ID) | New | Food Preparation | Natural Gas | Oven | Baseline Forecast | Consumption Savings (MMtherm) | 0 | 0 | 0 | 0 | 0 | 0 | 0 | 0 | 0 | 0 | 0 | 0 | 0 | 0 | 0 | 0 | 0 | 0 | 0 | 0 | 0 | 0 | 0 | 0
F2_Commercial_Office (ID)_New_Food Preparation_Natural Gas_Oven_Baseline Forecast | F2 | Commercial | Office (ID) | New | Food Preparation | Natural Gas | Oven | Baseline Forecast | Summer Demand Savings (n/a) | 0 | 0 | 0 | 0 | 0 | 0 | 0 | 0 | 0 | 0 | 0 | 0 | 0 | 0 | 0 | 0 | 0 | 0 | 0 | 0 | 0 | 0 | 0 | 0
F3_Commercial_Office (ID)_New_Food Preparation_Natural Gas_Oven_Baseline Forecast | F3 | Commercial | Office (ID) | New | Food Preparation | Natural Gas | Oven | Baseline Forecast | Winter Demand Savings (n/a) | 0 | 0 | 0 | 0 | 0 | 0 | 0 | 0 | 0 | 0 | 0 | 0 | 0 | 0 | 0 | 0 | 0 | 0 | 0 | 0 | 0 | 0 | 0 | 0
F4_Commercial_Office (ID)_New_Food Preparation_Natural Gas_Oven_Baseline Forecast | F4 | Commercial | Office (ID) | New | Food Preparation | Natural Gas | Oven | Baseline Forecast | Incremental Savings (MMtherm) | 0 | 0 | 0 | 0 | 0 | 0 | 0 | 0 | 0 | 0 | 0 | 0 | 0 | 0 | 0 | 0 | 0 | 0 | 0 | 0 | 0 | 0 | 0 | 0
F1_Commercial_Office (ID)_New_Food Preparation_Natural Gas_Conveyor Oven_Baseline Forecast | F1 | Commercial | Office (ID) | New | Food Preparation | Natural Gas | Conveyor Oven | Baseline Forecast | Consumption Savings (MMtherm) | 0 | 0 | 0 | 0 | 0 | 0 | 0 | 0 | 0 | 0 | 0 | 0 | 0 | 0 | 0 | 0 | 0 | 0 | 0 | 0 | 0 | 0 | 0 | 0
F2_Commercial_Office (ID)_New_Food Preparation_Natural Gas_Conveyor Oven_Baseline Forecast | F2 | Commercial | Office (ID) | New | Food Preparation | Natural Gas | Conveyor Oven | Baseline Forecast | Summer Demand Savings (n/a) | 0 | 0 | 0 | 0 | 0 | 0 | 0 | 0 | 0 | 0 | 0 | 0 | 0 | 0 | 0 | 0 | 0 | 0 | 0 | 0 | 0 | 0 | 0 | 0
F3_Commercial_Office (ID)_New_Food Preparation_Natural Gas_Conveyor Oven_Baseline Forecast | F3 | Commercial | Office (ID) | New | Food Preparation | Natural Gas | Conveyor Oven | Baseline Forecast | Winter Demand Savings (n/a) | 0 | 0 | 0 | 0 | 0 | 0 | 0 | 0 | 0 | 0 | 0 | 0 | 0 | 0 | 0 | 0 | 0 | 0 | 0 | 0 | 0 | 0 | 0 | 0
F4_Commercial_Office (ID)_New_Food Preparation_Natural Gas_Conveyor Oven_Baseline Forecast | F4 | Commercial | Office (ID) | New | Food Preparation | Natural Gas | Conveyor Oven | Baseline Forecast | Incremental Savings (MMtherm) | 0 | 0 | 0 | 0 | 0 | 0 | 0 | 0 | 0 | 0 | 0 | 0 | 0 | 0 | 0 | 0 | 0 | 0 | 0 | 0 | 0 | 0 | 0 | 0
F1_Commercial_Office (ID)_New_Food Preparation_Natural Gas_Double Rack Oven_Baseline Forecast | F1 | Commercial | Office (ID) | New | Food Preparation | Natural Gas | Double Rack Oven | Baseline Forecast | Consumption Savings (MMtherm) | 0 | 0 | 0 | 0 | 0 | 0 | 0 | 0 | 0 | 0 | 0 | 0 | 0 | 0 | 0 | 0 | 0 | 0 | 0 | 0 | 0 | 0 | 0 | 0
F2_Commercial_Office (ID)_New_Food Preparation_Natural Gas_Double Rack Oven_Baseline Forecast | F2 | Commercial | Office (ID) | New | Food Preparation | Natural Gas | Double Rack Oven | Baseline Forecast | Summer Demand Savings (n/a) | 0 | 0 | 0 | 0 | 0 | 0 | 0 | 0 | 0 | 0 | 0 | 0 | 0 | 0 | 0 | 0 | 0 | 0 | 0 | 0 | 0 | 0 | 0 | 0
F3_Commercial_Office (ID)_New_Food Preparation_Natural Gas_Double Rack Oven_Baseline Forecast | F3 | Commercial | Office (ID) | New | Food Preparation | Natural Gas | Double Rack Oven | Baseline Forecast | Winter Demand Savings (n/a) | 0 | 0 | 0 | 0 | 0 | 0 | 0 | 0 | 0 | 0 | 0 | 0 | 0 | 0 | 0 | 0 | 0 | 0 | 0 | 0 | 0 | 0 | 0 | 0
F4_Commercial_Office (ID)_New_Food Preparation_Natural Gas_Double Rack Oven_Baseline Forecast | F4 | Commercial | Office (ID) | New | Food Preparation | Natural Gas | Double Rack Oven | Baseline Forecast | Incremental Savings (MMtherm) | 0 | 0 | 0 | 0 | 0 | 0 | 0 | 0 | 0 | 0 | 0 | 0 | 0 | 0 | 0 | 0 | 0 | 0 | 0 | 0 | 0 | 0 | 0 | 0
F1_Commercial_Office (ID)_New_Food Preparation_Natural Gas_Fryer_Baseline Forecast | F1 | Commercial | Office (ID) | New | Food Preparation | Natural Gas | Fryer | Baseline Forecast | Consumption Savings (MMtherm) | 0 | 0 | 0 | 0 | 0 | 0 | 0 | 0 | 0 | 0 | 0 | 0 | 0 | 0 | 0 | 0 | 0 | 0 | 0 | 0 | 0 | 0 | 0 | 0
F2_Commercial_Office (ID)_New_Food Preparation_Natural Gas_Fryer_Baseline Forecast | F2 | Commercial | Office (ID) | New | Food Preparation | Natural Gas | Fryer | Baseline Forecast | Summer Demand Savings (n/a) | 0 | 0 | 0 | 0 | 0 | 0 | 0 | 0 | 0 | 0 | 0 | 0 | 0 | 0 | 0 | 0 | 0 | 0 | 0 | 0 | 0 | 0 | 0 | 0
F3_Commercial_Office (ID)_New_Food Preparation_Natural Gas_Fryer_Baseline Forecast | F3 | Commercial | Office (ID) | New | Food Preparation | Natural Gas | Fryer | Baseline Forecast | Winter Demand Savings (n/a) | 0 | 0 | 0 | 0 | 0 | 0 | 0 | 0 | 0 | 0 | 0 | 0 | 0 | 0 | 0 | 0 | 0 | 0 | 0 | 0 | 0 | 0 | 0 | 0
F4_Commercial_Office (ID)_New_Food Preparation_Natural Gas_Fryer_Baseline Forecast | F4 | Commercial | Office (ID) | New | Food Preparation | Natural Gas | Fryer | Baseline Forecast | Incremental Savings (MMtherm) | 0 | 0 | 0 | 0 | 0 | 0 | 0 | 0 | 0 | 0 | 0 | 0 | 0 | 0 | 0 | 0 | 0 | 0 | 0 | 0 | 0 | 0 | 0 | 0
F1_Commercial_Office (ID)_New_Food Preparation_Natural Gas_Broiler_Baseline Forecast | F1 | Commercial | Office (ID) | New | Food Preparation | Natural Gas | Broiler | Baseline Forecast | Consumption Savings (MMtherm) | 0 | 0 | 0 | 0 | 0 | 0 | 0 | 0 | 0 | 0 | 0 | 0 | 0 | 0 | 0 | 0 | 0 | 0 | 0 | 0 | 0 | 0 | 0 | 0
F2_Commercial_Office (ID)_New_Food Preparation_Natural Gas_Broiler_Baseline Forecast | F2 | Commercial | Office (ID) | New | Food Preparation | Natural Gas | Broiler | Baseline Forecast | Summer Demand Savings (n/a) | 0 | 0 | 0 | 0 | 0 | 0 | 0 | 0 | 0 | 0 | 0 | 0 | 0 | 0 | 0 | 0 | 0 | 0 | 0 | 0 | 0 | 0 | 0 | 0
F3_Commercial_Office (ID)_New_Food Preparation_Natural Gas_Broiler_Baseline Forecast | F3 | Commercial | Office (ID) | New | Food Preparation | Natural Gas | Broiler | Baseline Forecast | Winter Demand Savings (n/a) | 0 | 0 | 0 | 0 | 0 | 0 | 0 | 0 | 0 | 0 | 0 | 0 | 0 | 0 | 0 | 0 | 0 | 0 | 0 | 0 | 0 | 0 | 0 | 0
F4_Commercial_Office (ID)_New_Food Preparation_Natural Gas_Broiler_Baseline Forecast | F4 | Commercial | Office (ID) | New | Food Preparation | Natural Gas | Broiler | Baseline Forecast | Incremental Savings (MMtherm) | 0 | 0 | 0 | 0 | 0 | 0 | 0 | 0 | 0 | 0 | 0 | 0 | 0 | 0 | 0 | 0 | 0 | 0 | 0 | 0 | 0 | 0 | 0 | 0
F1_Commercial_Office (ID)_New_Food Preparation_Natural Gas_Griddle_Baseline Forecast | F1 | Commercial | Office (ID) | New | Food Preparation | Natural Gas | Griddle | Baseline Forecast | Consumption Savings (MMtherm) | 0 | 0 | 0 | 0 | 0 | 0 | 0 | 0 | 0 | 0 | 0 | 0 | 0 | 0 | 0 | 0 | 0 | 0 | 0 | 0 | 0 | 0 | 0 | 0
F2_Commercial_Office (ID)_New_Food Preparation_Natural Gas_Griddle_Baseline Forecast | F2 | Commercial | Office (ID) | New | Food Preparation | Natural Gas | Griddle | Baseline Forecast | Summer Demand Savings (n/a) | 0 | 0 | 0 | 0 | 0 | 0 | 0 | 0 | 0 | 0 | 0 | 0 | 0 | 0 | 0 | 0 | 0 | 0 | 0 | 0 | 0 | 0 | 0 | 0
F3_Commercial_Office (ID)_New_Food Preparation_Natural Gas_Griddle_Baseline Forecast | F3 | Commercial | Office (ID) | New | Food Preparation | Natural Gas | Griddle | Baseline Forecast | Winter Demand Savings (n/a) | 0 | 0 | 0 | 0 | 0 | 0 | 0 | 0 | 0 | 0 | 0 | 0 | 0 | 0 | 0 | 0 | 0 | 0 | 0 | 0 | 0 | 0 | 0 | 0
F4_Commercial_Office (ID)_New_Food Preparation_Natural Gas_Griddle_Baseline Forecast | F4 | Commercial | Office (ID) | New | Food Preparation | Natural Gas | Griddle | Baseline Forecast | Incremental Savings (MMtherm) | 0 | 0 | 0 | 0 | 0 | 0 | 0 | 0 | 0 | 0 | 0 | 0 | 0 | 0 | 0 | 0 | 0 | 0 | 0 | 0 | 0 | 0 | 0 | 0
F1_Commercial_Office (ID)_New_Food Preparation_Natural Gas_Range_Baseline Forecast | F1 | Commercial | Office (ID) | New | Food Preparation | Natural Gas | Range | Baseline Forecast | Consumption Savings (MMtherm) | 0 | 0 | 0 | 0 | 0 | 0 | 0 | 0 | 0 | 0 | 0 | 0 | 0 | 0 | 0 | 0 | 0 | 0 | 0 | 0 | 0 | 0 | 0 | 0
F2_Commercial_Office (ID)_New_Food Preparation_Natural Gas_Range_Baseline Forecast | F2 | Commercial | Office (ID) | New | Food Preparation | Natural Gas | Range | Baseline Forecast | Summer Demand Savings (n/a) | 0 | 0 | 0 | 0 | 0 | 0 | 0 | 0 | 0 | 0 | 0 | 0 | 0 | 0 | 0 | 0 | 0 | 0 | 0 | 0 | 0 | 0 | 0 | 0
F3_Commercial_Office (ID)_New_Food Preparation_Natural Gas_Range_Baseline Forecast | F3 | Commercial | Office (ID) | New | Food Preparation | Natural Gas | Range | Baseline Forecast | Winter Demand Savings (n/a) | 0 | 0 | 0 | 0 | 0 | 0 | 0 | 0 | 0 | 0 | 0 | 0 | 0 | 0 | 0 | 0 | 0 | 0 | 0 | 0 | 0 | 0 | 0 | 0
F4_Commercial_Office (ID)_New_Food Preparation_Natural Gas_Range_Baseline Forecast | F4 | Commercial | Office (ID) | New | Food Preparation | Natural Gas | Range | Baseline Forecast | Incremental Savings (MMtherm) | 0 | 0 | 0 | 0 | 0 | 0 | 0 | 0 | 0 | 0 | 0 | 0 | 0 | 0 | 0 | 0 | 0 | 0 | 0 | 0 | 0 | 0 | 0 | 0
F1_Commercial_Office (ID)_New_Food Preparation_Natural Gas_Steamer_Baseline Forecast | F1 | Commercial | Office (ID) | New | Food Preparation | Natural Gas | Steamer | Baseline Forecast | Consumption Savings (MMtherm) | 0 | 0 | 0 | 0 | 0 | 0 | 0 | 0 | 0 | 0 | 0 | 0 | 0 | 0 | 0 | 0 | 0 | 0 | 0 | 0 | 0 | 0 | 0 | 0
F2_Commercial_Office (ID)_New_Food Preparation_Natural Gas_Steamer_Baseline Forecast | F2 | Commercial | Office (ID) | New | Food Preparation | Natural Gas | Steamer | Baseline Forecast | Summer Demand Savings (n/a) | 0 | 0 | 0 | 0 | 0 | 0 | 0 | 0 | 0 | 0 | 0 | 0 | 0 | 0 | 0 | 0 | 0 | 0 | 0 | 0 | 0 | 0 | 0 | 0
F3_Commercial_Office (ID)_New_Food Preparation_Natural Gas_Steamer_Baseline Forecast | F3 | Commercial | Office (ID) | New | Food Preparation | Natural Gas | Steamer | Baseline Forecast | Winter Demand Savings (n/a) | 0 | 0 | 0 | 0 | 0 | 0 | 0 | 0 | 0 | 0 | 0 | 0 | 0 | 0 | 0 | 0 | 0 | 0 | 0 | 0 | 0 | 0 | 0 | 0
F4_Commercial_Office (ID)_New_Food Preparation_Natural Gas_Steamer_Baseline Forecast | F4 | Commercial | Office (ID) | New | Food Preparation | Natural Gas | Steamer | Baseline Forecast | Incremental Savings (MMtherm) | 0 | 0 | 0 | 0 | 0 | 0 | 0 | 0 | 0 | 0 | 0 | 0 | 0 | 0 | 0 | 0 | 0 | 0 | 0 | 0 | 0 | 0 | 0 | 0
F1_Commercial_Office (ID)_New_Food Preparation_Natural Gas_Food Prep Other_Baseline Forecast | F1 | Commercial | Office (ID) | New | Food Preparation | Natural Gas | Food Prep Other | Baseline Forecast | Consumption Savings (MMtherm) | 0 | 0 | 0 | 0 | 0 | 0 | 0 | 0 | 0 | 0 | 0 | 0 | 0 | 0 | 0 | 0 | 0 | 0 | 0 | 0 | 0 | 0 | 0 | 0
F2_Commercial_Office (ID)_New_Food Preparation_Natural Gas_Food Prep Other_Baseline Forecast | F2 | Commercial | Office (ID) | New | Food Preparation | Natural Gas | Food Prep Other | Baseline Forecast | Summer Demand Savings (n/a) | 0 | 0 | 0 | 0 | 0 | 0 | 0 | 0 | 0 | 0 | 0 | 0 | 0 | 0 | 0 | 0 | 0 | 0 | 0 | 0 | 0 | 0 | 0 | 0
F3_Commercial_Office (ID)_New_Food Preparation_Natural Gas_Food Prep Other_Baseline Forecast | F3 | Commercial | Office (ID) | New | Food Preparation | Natural Gas | Food Prep Other | Baseline Forecast | Winter Demand Savings (n/a) | 0 | 0 | 0 | 0 | 0 | 0 | 0 | 0 | 0 | 0 | 0 | 0 | 0 | 0 | 0 | 0 | 0 | 0 | 0 | 0 | 0 | 0 | 0 | 0
F4_Commercial_Office (ID)_New_Food Preparation_Natural Gas_Food Prep Other_Baseline Forecast | F4 | Commercial | Office (ID) | New | Food Preparation | Natural Gas | Food Prep Other | Baseline Forecast | Incremental Savings (MMtherm) | 0 | 0 | 0 | 0 | 0 | 0 | 0 | 0 | 0 | 0 | 0 | 0 | 0 | 0 | 0 | 0 | 0 | 0 | 0 | 0 | 0 | 0 | 0 | 0
F1_Commercial_Office (ID)_New_Miscellaneous_Natural Gas_Pool Heater_Baseline Forecast | F1 | Commercial | Office (ID) | New | Miscellaneous | Natural Gas | Pool Heater | Baseline Forecast | Consumption Savings (MMtherm) | 0 | 0 | 0 | 0 | 0 | 0 | 0 | 0 | 0 | 0 | 0 | 0 | 0 | 0 | 0 | 0 | 0 | 0 | 0 | 0 | 0 | 0 | 0 | 0
F2_Commercial_Office (ID)_New_Miscellaneous_Natural Gas_Pool Heater_Baseline Forecast | F2 | Commercial | Office (ID) | New | Miscellaneous | Natural Gas | Pool Heater | Baseline Forecast | Summer Demand Savings (n/a) | 0 | 0 | 0 | 0 | 0 | 0 | 0 | 0 | 0 | 0 | 0 | 0 | 0 | 0 | 0 | 0 | 0 | 0 | 0 | 0 | 0 | 0 | 0 | 0
F3_Commercial_Office (ID)_New_Miscellaneous_Natural Gas_Pool Heater_Baseline Forecast | F3 | Commercial | Office (ID) | New | Miscellaneous | Natural Gas | Pool Heater | Baseline Forecast | Winter Demand Savings (n/a) | 0 | 0 | 0 | 0 | 0 | 0 | 0 | 0 | 0 | 0 | 0 | 0 | 0 | 0 | 0 | 0 | 0 | 0 | 0 | 0 | 0 | 0 | 0 | 0
F4_Commercial_Office (ID)_New_Miscellaneous_Natural Gas_Pool Heater_Baseline Forecast | F4 | Commercial | Office (ID) | New | Miscellaneous | Natural Gas | Pool Heater | Baseline Forecast | Incremental Savings (MMtherm) | 0 | 0 | 0 | 0 | 0 | 0 | 0 | 0 | 0 | 0 | 0 | 0 | 0 | 0 | 0 | 0 | 0 | 0 | 0 | 0 | 0 | 0 | 0 | 0
F1_Commercial_Office (ID)_New_Miscellaneous_Natural Gas_Miscellaneous_Baseline Forecast | F1 | Commercial | Office (ID) | New | Miscellaneous | Natural Gas | Miscellaneous | Baseline Forecast | Consumption Savings (MMtherm) | 0 | 0 | 0 | 0 | 0 | 0 | 0 | 0 | 0 | 0 | 0 | 0 | 0 | 0 | 0 | 0 | 0 | 0 | 0 | 0 | 0 | 0 | 0 | 0
F2_Commercial_Office (ID)_New_Miscellaneous_Natural Gas_Miscellaneous_Baseline Forecast | F2 | Commercial | Office (ID) | New | Miscellaneous | Natural Gas | Miscellaneous | Baseline Forecast | Summer Demand Savings (n/a) | 0 | 0 | 0 | 0 | 0 | 0 | 0 | 0 | 0 | 0 | 0 | 0 | 0 | 0 | 0 | 0 | 0 | 0 | 0 | 0 | 0 | 0 | 0 | 0
F3_Commercial_Office (ID)_New_Miscellaneous_Natural Gas_Miscellaneous_Baseline Forecast | F3 | Commercial | Office (ID) | New | Miscellaneous | Natural Gas | Miscellaneous | Baseline Forecast | Winter Demand Savings (n/a) | 0 | 0 | 0 | 0 | 0 | 0 | 0 | 0 | 0 | 0 | 0 | 0 | 0 | 0 | 0 | 0 | 0 | 0 | 0 | 0 | 0 | 0 | 0 | 0
F4_Commercial_Office (ID)_New_Miscellaneous_Natural Gas_Miscellaneous_Baseline Forecast | F4 | Commercial | Office (ID) | New | Miscellaneous | Natural Gas | Miscellaneous | Baseline Forecast | Incremental Savings (MMtherm) | 0 | 0 | 0 | 0 | 0 | 0 | 0 | 0 | 0 | 0 | 0 | 0 | 0 | 0 | 0 | 0 | 0 | 0 | 0 | 0 | 0 | 0 | 0 | 0
F1_Commercial_Restaurant (ID)_Existing_Space Heating_Natural Gas_Furnace_Baseline Forecast | F1 | Commercial | Restaurant (ID) | Existing | Space Heating | Natural Gas | Furnace | Baseline Forecast | Consumption Savings (MMtherm) | 0 | 0 | 0 | 0 | 0 | 0 | 0 | 0 | 0 | 0 | 0 | 0 | 0 | 0 | 0 | 0 | 0 | 0 | 0 | 0 | 0 | 0 | 0 | 0
F2_Commercial_Restaurant (ID)_Existing_Space Heating_Natural Gas_Furnace_Baseline Forecast | F2 | Commercial | Restaurant (ID) | Existing | Space Heating | Natural Gas | Furnace | Baseline Forecast | Summer Demand Savings (n/a) | 0 | 0 | 0 | 0 | 0 | 0 | 0 | 0 | 0 | 0 | 0 | 0 | 0 | 0 | 0 | 0 | 0 | 0 | 0 | 0 | 0 | 0 | 0 | 0
F3_Commercial_Restaurant (ID)_Existing_Space Heating_Natural Gas_Furnace_Baseline Forecast | F3 | Commercial | Restaurant (ID) | Existing | Space Heating | Natural Gas | Furnace | Baseline Forecast | Winter Demand Savings (n/a) | 0 | 0 | 0 | 0 | 0 | 0 | 0 | 0 | 0 | 0 | 0 | 0 | 0 | 0 | 0 | 0 | 0 | 0 | 0 | 0 | 0 | 0 | 0 | 0
F4_Commercial_Restaurant (ID)_Existing_Space Heating_Natural Gas_Furnace_Baseline Forecast | F4 | Commercial | Restaurant (ID) | Existing | Space Heating | Natural Gas | Furnace | Baseline Forecast | Incremental Savings (MMtherm) | 0 | 0 | 0 | 0 | 0 | 0 | 0 | 0 | 0 | 0 | 0 | 0 | 0 | 0 | 0 | 0 | 0 | 0 | 0 | 0 | 0 | 0 | 0 | 0
F1_Commercial_Restaurant (ID)_Existing_Space Heating_Natural Gas_Boiler_Baseline Forecast | F1 | Commercial | Restaurant (ID) | Existing | Space Heating | Natural Gas | Boiler | Baseline Forecast | Consumption Savings (MMtherm) | 0 | 0 | 0 | 0 | 0 | 0 | 0 | 0 | 0 | 0 | 0 | 0 | 0 | 0 | 0 | 0 | 0 | 0 | 0 | 0 | 0 | 0 | 0 | 0
F2_Commercial_Restaurant (ID)_Existing_Space Heating_Natural Gas_Boiler_Baseline Forecast | F2 | Commercial | Restaurant (ID) | Existing | Space Heating | Natural Gas | Boiler | Baseline Forecast | Summer Demand Savings (n/a) | 0 | 0 | 0 | 0 | 0 | 0 | 0 | 0 | 0 | 0 | 0 | 0 | 0 | 0 | 0 | 0 | 0 | 0 | 0 | 0 | 0 | 0 | 0 | 0
F3_Commercial_Restaurant (ID)_Existing_Space Heating_Natural Gas_Boiler_Baseline Forecast | F3 | Commercial | Restaurant (ID) | Existing | Space Heating | Natural Gas | Boiler | Baseline Forecast | Winter Demand Savings (n/a) | 0 | 0 | 0 | 0 | 0 | 0 | 0 | 0 | 0 | 0 | 0 | 0 | 0 | 0 | 0 | 0 | 0 | 0 | 0 | 0 | 0 | 0 | 0 | 0
F4_Commercial_Restaurant (ID)_Existing_Space Heating_Natural Gas_Boiler_Baseline Forecast | F4 | Commercial | Restaurant (ID) | Existing | Space Heating | Natural Gas | Boiler | Baseline Forecast | Incremental Savings (MMtherm) | 0 | 0 | 0 | 0 | 0 | 0 | 0 | 0 | 0 | 0 | 0 | 0 | 0 | 0 | 0 | 0 | 0 | 0 | 0 | 0 | 0 | 0 | 0 | 0
F1_Commercial_Restaurant (ID)_Existing_Space Heating_Natural Gas_Unit Heater_Baseline Forecast | F1 | Commercial | Restaurant (ID) | Existing | Space Heating | Natural Gas | Unit Heater | Baseline Forecast | Consumption Savings (MMtherm) | 0 | 0 | 0 | 0 | 0 | 0 | 0 | 0 | 0 | 0 | 0 | 0 | 0 | 0 | 0 | 0 | 0 | 0 | 0 | 0 | 0 | 0 | 0 | 0
F2_Commercial_Restaurant (ID)_Existing_Space Heating_Natural Gas_Unit Heater_Baseline Forecast | F2 | Commercial | Restaurant (ID) | Existing | Space Heating | Natural Gas | Unit Heater | Baseline Forecast | Summer Demand Savings (n/a) | 0 | 0 | 0 | 0 | 0 | 0 | 0 | 0 | 0 | 0 | 0 | 0 | 0 | 0 | 0 | 0 | 0 | 0 | 0 | 0 | 0 | 0 | 0 | 0
F3_Commercial_Restaurant (ID)_Existing_Space Heating_Natural Gas_Unit Heater_Baseline Forecast | F3 | Commercial | Restaurant (ID) | Existing | Space Heating | Natural Gas | Unit Heater | Baseline Forecast | Winter Demand Savings (n/a) | 0 | 0 | 0 | 0 | 0 | 0 | 0 | 0 | 0 | 0 | 0 | 0 | 0 | 0 | 0 | 0 | 0 | 0 | 0 | 0 | 0 | 0 | 0 | 0
F4_Commercial_Restaurant (ID)_Existing_Space Heating_Natural Gas_Unit Heater_Baseline Forecast | F4 | Commercial | Restaurant (ID) | Existing | Space Heating | Natural Gas | Unit Heater | Baseline Forecast | Incremental Savings (MMtherm) | 0 | 0 | 0 | 0 | 0 | 0 | 0 | 0 | 0 | 0 | 0 | 0 | 0 | 0 | 0 | 0 | 0 | 0 | 0 | 0 | 0 | 0 | 0 | 0
F1_Commercial_Restaurant (ID)_Existing_Water Heating_Natural Gas_Water Heater_Baseline Forecast | F1 | Commercial | Restaurant (ID) | Existing | Water Heating | Natural Gas | Water Heater | Baseline Forecast | Consumption Savings (MMtherm) | 0 | 0 | 0 | 0 | 0 | 0 | 0 | 0 | 0 | 0 | 0 | 0 | 0 | 0 | 0 | 0 | 0 | 0 | 0 | 0 | 0 | 0 | 0 | 0
F2_Commercial_Restaurant (ID)_Existing_Water Heating_Natural Gas_Water Heater_Baseline Forecast | F2 | Commercial | Restaurant (ID) | Existing | Water Heating | Natural Gas | Water Heater | Baseline Forecast | Summer Demand Savings (n/a) | 0 | 0 | 0 | 0 | 0 | 0 | 0 | 0 | 0 | 0 | 0 | 0 | 0 | 0 | 0 | 0 | 0 | 0 | 0 | 0 | 0 | 0 | 0 | 0
F3_Commercial_Restaurant (ID)_Existing_Water Heating_Natural Gas_Water Heater_Baseline Forecast | F3 | Commercial | Restaurant (ID) | Existing | Water Heating | Natural Gas | Water Heater | Baseline Forecast | Winter Demand Savings (n/a) | 0 | 0 | 0 | 0 | 0 | 0 | 0 | 0 | 0 | 0 | 0 | 0 | 0 | 0 | 0 | 0 | 0 | 0 | 0 | 0 | 0 | 0 | 0 | 0
F4_Commercial_Restaurant (ID)_Existing_Water Heating_Natural Gas_Water Heater_Baseline Forecast | F4 | Commercial | Restaurant (ID) | Existing | Water Heating | Natural Gas | Water Heater | Baseline Forecast | Incremental Savings (MMtherm) | 0 | 0 | 0 | 0 | 0 | 0 | 0 | 0 | 0 | 0 | 0 | 0 | 0 | 0 | 0 | 0 | 0 | 0 | 0 | 0 | 0 | 0 | 0 | 0
F1_Commercial_Restaurant (ID)_Existing_Food Preparation_Natural Gas_Oven_Baseline Forecast | F1 | Commercial | Restaurant (ID) | Existing | Food Preparation | Natural Gas | Oven | Baseline Forecast | Consumption Savings (MMtherm) | 0 | 0 | 0 | 0 | 0 | 0 | 0 | 0 | 0 | 0 | 0 | 0 | 0 | 0 | 0 | 0 | 0 | 0 | 0 | 0 | 0 | 0 | 0 | 0
F2_Commercial_Restaurant (ID)_Existing_Food Preparation_Natural Gas_Oven_Baseline Forecast | F2 | Commercial | Restaurant (ID) | Existing | Food Preparation | Natural Gas | Oven | Baseline Forecast | Summer Demand Savings (n/a) | 0 | 0 | 0 | 0 | 0 | 0 | 0 | 0 | 0 | 0 | 0 | 0 | 0 | 0 | 0 | 0 | 0 | 0 | 0 | 0 | 0 | 0 | 0 | 0
F3_Commercial_Restaurant (ID)_Existing_Food Preparation_Natural Gas_Oven_Baseline Forecast | F3 | Commercial | Restaurant (ID) | Existing | Food Preparation | Natural Gas | Oven | Baseline Forecast | Winter Demand Savings (n/a) | 0 | 0 | 0 | 0 | 0 | 0 | 0 | 0 | 0 | 0 | 0 | 0 | 0 | 0 | 0 | 0 | 0 | 0 | 0 | 0 | 0 | 0 | 0 | 0
F4_Commercial_Restaurant (ID)_Existing_Food Preparation_Natural Gas_Oven_Baseline Forecast | F4 | Commercial | Restaurant (ID) | Existing | Food Preparation | Natural Gas | Oven | Baseline Forecast | Incremental Savings (MMtherm) | 0 | 0 | 0 | 0 | 0 | 0 | 0 | 0 | 0 | 0 | 0 | 0 | 0 | 0 | 0 | 0 | 0 | 0 | 0 | 0 | 0 | 0 | 0 | 0
F1_Commercial_Restaurant (ID)_Existing_Food Preparation_Natural Gas_Conveyor Oven_Baseline Forecast | F1 | Commercial | Restaurant (ID) | Existing | Food Preparation | Natural Gas | Conveyor Oven | Baseline Forecast | Consumption Savings (MMtherm) | 0 | 0 | 0 | 0 | 0 | 0 | 0 | 0 | 0 | 0 | 0 | 0 | 0 | 0 | 0 | 0 | 0 | 0 | 0 | 0 | 0 | 0 | 0 | 0
F2_Commercial_Restaurant (ID)_Existing_Food Preparation_Natural Gas_Conveyor Oven_Baseline Forecast | F2 | Commercial | Restaurant (ID) | Existing | Food Preparation | Natural Gas | Conveyor Oven | Baseline Forecast | Summer Demand Savings (n/a) | 0 | 0 | 0 | 0 | 0 | 0 | 0 | 0 | 0 | 0 | 0 | 0 | 0 | 0 | 0 | 0 | 0 | 0 | 0 | 0 | 0 | 0 | 0 | 0